## Instructions
Weatherization Tool - General Instructions |  | Version #: | 3.3
|  | Version Date: | 2024-02-07
NOTE: This tool should NOT be used for the following buildings: - Ventilation load driven buildings. (i.e. Do not use for buildings with fume hoods, large ovens, grills or large heat generating sources like labs or restaurants.) - Buildings over 100,000 ft².
Cell Color Key
Required Input
Optional Input
Calculated Result
Denotes Table Header Titles/Guidance
**Submit Mass Save custom project application, this custom express calculator, cut sheets, and photos to your electric and natural gas Program Sponsor(s) to be eligible for natural gas and electric incentive(s). Photos should include clear evidence of install depth and gap size with a ruler for each measure's install location (wall, attic, door, window, etc.)
*Final savings associated with the measures shall be determined by the Program Sponsors. Savings as shown in the summary table is subject to change.
Building Data Sheet: Use "Building Data" sheet to enter general information about the building receiving weatherization upgrades. Certain inputs highlighted red are required for the tool to calculate properly. If the blank red inputs are left blank, savings values may not calculate properly. The Summary of ECMs table in the "Summary" sheet shows the calculation results for each applicable ECM. The ECMs can be added/removed from the Summary by selecting "Yes" or "No" in the summary table. ECMs not considered for a given project should be set to "No" so that no savings are shown for that ECM. ECM Data Sheet: Use ECM Data sheet to enter input data related to any of the 3 energy conservation measures (ECMs) included in this tool: 1. Insulation Upgrades 2. Weatherstripping 3. Air Sealing Only data for ECMs proposed for the specific site need to be entered.

## Building Data
|  | Custom Express |  | Weatherization Measures | [6 empty] | Version #: | 3.3
|  | Company Name: | [8 empty] | Version Date: | 2024-02-07
|  | Company Address: |  |  |  |  | City: |  |  | State:
|  | Customer Contact Name: |  |  |  |  | Phone #: |  |  | Electric Sponsor:
Gas Sponsor:
|  |  | Reviewing Engineer: | Name: |  |  |  |  | Electric Application #: |  | Gas Application #:
|  |  |  | Phone #: |  |  |  |  | Electric Account #: |  | Gas Account #:
**Submit Mass Save custom project application, this custom express calculator, cut sheets, and photos to your electric and natural gas Program Sponsor(s) to be eligible for natural gas and electric incentive(s). Photos should include clear evidence of install depth and gap size with a ruler for each measure's install location (wall, attic, door, window, etc.)
Building Data Inputs
All Required Building Data Inputs Complete? |  | NO |  |  | Cell Color Key
Required Input
*All required inputs must be complete for the tool to calculate as intended. |  |  |  |  | Optional Input
Calculated Result
Denotes Table Header Titles/Guidance
General Building Information | [6 empty] | Building Operating Hours/Occupancy Profile | [10 empty] | Monthly/Seasonal |  | Must enter a value for each
Weather Data | [8 empty] | Day of the Week | [8 empty] | Bldg Hours Diversity |  | month (0 - 100%). If left blank,
Building Type | [8 empty] | Monday | Tuesday | Wednesday | Thursday | Friday | Saturday | Sunday | Holidays |  | (if variable) |  | default of 100% is assumed.
Total Building Area, ft² | [7 empty] | Occupied Period Start | [9 empty] | Month | Usage Div. | Default
Total Bldg Area of Heated Space, ft² | [7 empty] | Occupied Period End | [9 empty] | Jan |  | 100% | <<
Total Bldg Area of Cooled Space, ft² | [17 empty] | Feb |  | 100% | <<
Number of Floors | [17 empty] | Mar |  | 100% | <<
Average Ceiling Height, ft | [6 empty] | Additional Schedule Adjustments | [10 empty] | Apr |  | 100% | <<
[7 empty] | Holiday Closures? | [10 empty] | May |  | 100% | <<
[7 empty] | Seasonal Bldg Hours? | [10 empty] | Jun |  | 100% | <<
Space Heating and Cooling Equipment | [6 empty] | Entered Annual Operating Hours |  |  | 0 | [7 empty] | Jul |  | 100% | <<
Primary Space Heating Fuel | [17 empty] | Aug |  | 100% | <<
Primary Space Heating Equip. | [8 empty] | **Below is a visual representation of building operating schedule (For reference only, based on inputs above)** | [8 empty] | Sep |  | 100% | <<
Secondary Space Heating Fuel (Optional) | [6 empty] | From | To | Monday | Tuesday | Wednesday | Thursday | Friday | Saturday | Sunday | Holidays |  | Oct |  | 100% | <<
Secondary Space Heating Equip. (Optional) | [6 empty] | 0:00 | 1:00 | Unoccupied | Unoccupied | Unoccupied | Unoccupied | Unoccupied | Unoccupied | Unoccupied | Unoccupied |  | Nov |  | 100% | <<
Primary Cooling Equipment | [6 empty] | 1:00 | 2:00 | Unoccupied | Unoccupied | Unoccupied | Unoccupied | Unoccupied | Unoccupied | Unoccupied | Unoccupied |  | Dec |  | 100% | <<
[7 empty] | 2:00 | 3:00 | Unoccupied | Unoccupied | Unoccupied | Unoccupied | Unoccupied | Unoccupied | Unoccupied | Unoccupied
[7 empty] | 3:00 | 4:00 | Unoccupied | Unoccupied | Unoccupied | Unoccupied | Unoccupied | Unoccupied | Unoccupied | Unoccupied
Existing Building Annual Energy Use | [6 empty] | 4:00 | 5:00 | Unoccupied | Unoccupied | Unoccupied | Unoccupied | Unoccupied | Unoccupied | Unoccupied | Unoccupied
|  | Total | Combined | Annual Base | Annual |  | 5:00 | 6:00 | Unoccupied | Unoccupied | Unoccupied | Unoccupied | Unoccupied | Unoccupied | Unoccupied | Unoccupied
|  | Annual | Summer Use | (Non-Heating) | Heating |  | 6:00 | 7:00 | Unoccupied | Unoccupied | Unoccupied | Unoccupied | Unoccupied | Unoccupied | Unoccupied | Unoccupied
|  | Use | (June - Sept) | Use | Use |  | 7:00 | 8:00 | Unoccupied | Unoccupied | Unoccupied | Unoccupied | Unoccupied | Unoccupied | Unoccupied | Unoccupied
Electricity kWh |  |  | N/A | N/A | N/A |  | 8:00 | 9:00 | Unoccupied | Unoccupied | Unoccupied | Unoccupied | Unoccupied | Unoccupied | Unoccupied | Unoccupied
Natural Gas THERMS |  |  |  | 0 | 0 |  | 9:00 | 10:00 | Unoccupied | Unoccupied | Unoccupied | Unoccupied | Unoccupied | Unoccupied | Unoccupied | Unoccupied
Oil Gallons |  |  | N/A | 0 | 0 |  | 10:00 | 11:00 | Unoccupied | Unoccupied | Unoccupied | Unoccupied | Unoccupied | Unoccupied | Unoccupied | Unoccupied
Propane Gallons |  |  | N/A | 0 | 0 |  | 11:00 | 12:00 | Unoccupied | Unoccupied | Unoccupied | Unoccupied | Unoccupied | Unoccupied | Unoccupied | Unoccupied
|  |  | Default % Non-Heating Use based on Building Type: | 10% |  |  | 12:00 | 13:00 | Unoccupied | Unoccupied | Unoccupied | Unoccupied | Unoccupied | Unoccupied | Unoccupied | Unoccupied
[7 empty] | 13:00 | 14:00 | Unoccupied | Unoccupied | Unoccupied | Unoccupied | Unoccupied | Unoccupied | Unoccupied | Unoccupied
Energy Cost Rates | [6 empty] | 14:00 | 15:00 | Unoccupied | Unoccupied | Unoccupied | Unoccupied | Unoccupied | Unoccupied | Unoccupied | Unoccupied
| Default Rate |  | Site-Specific |  |  |  | 15:00 | 16:00 | Unoccupied | Unoccupied | Unoccupied | Unoccupied | Unoccupied | Unoccupied | Unoccupied | Unoccupied
Electricity | 0.16 | $/kWh |  |  |  |  | 16:00 | 17:00 | Unoccupied | Unoccupied | Unoccupied | Unoccupied | Unoccupied | Unoccupied | Unoccupied | Unoccupied
Natural Gas | 0.9 | $/therm |  |  |  |  | 17:00 | 18:00 | Unoccupied | Unoccupied | Unoccupied | Unoccupied | Unoccupied | Unoccupied | Unoccupied | Unoccupied
Oil | 2.5 | $/gallon |  |  |  |  | 18:00 | 19:00 | Unoccupied | Unoccupied | Unoccupied | Unoccupied | Unoccupied | Unoccupied | Unoccupied | Unoccupied
Propane | 3 | $/gallon |  |  |  |  | 19:00 | 20:00 | Unoccupied | Unoccupied | Unoccupied | Unoccupied | Unoccupied | Unoccupied | Unoccupied | Unoccupied
[7 empty] | 20:00 | 21:00 | Unoccupied | Unoccupied | Unoccupied | Unoccupied | Unoccupied | Unoccupied | Unoccupied | Unoccupied
[7 empty] | 21:00 | 22:00 | Unoccupied | Unoccupied | Unoccupied | Unoccupied | Unoccupied | Unoccupied | Unoccupied | Unoccupied
[7 empty] | 22:00 | 23:00 | Unoccupied | Unoccupied | Unoccupied | Unoccupied | Unoccupied | Unoccupied | Unoccupied | Unoccupied
[7 empty] | 23:00 | 24:00 | Unoccupied | Unoccupied | Unoccupied | Unoccupied | Unoccupied | Unoccupied | Unoccupied | Unoccupied
[7 empty] | CLOSED | CLOSED | Occupied | Occupied | Occupied | Occupied | Occupied | Occupied | Occupied | Occupied
[9 empty] | Unoccupied | Unoccupied | Unoccupied | Unoccupied | Unoccupied | Unoccupied | Unoccupied | Unoccupied
Breakdown of Space Heating Loads/Equipment
|  | % of Heat | Avg. | Conversion
|  | Load | Efficiency | from BTU |  | Number of Floors
Electric |  | 0% | 0 | 3412 |  | 1
Natural Gas |  | 0% | 0 | 100000 |  | 2
Oil |  | 0% | 0 | 140000 |  | 3
Propane |  | 0% | 0 | 91600 |  | ≥4
z-None |  | 0% | 1 | 1
Must Total 100% |  | 0%
Heating Equipment |  | COP |  |  |  |  | % of Heating | Average | BTU |  | Cooling Type |  | Avg. kW/ton
Boiler/HW, Condensing |  | 0.92 |  |  |  | Fuel | Load | COP | Conversion |  | No Cooling |  | NA
Boiler/HW, Non-Condensing |  | 0.84 |  | Primary Heat Source |  | 0 | 100% | 0 | #N/A |  | Chiller(s) 1-5 yrs old |  | 0.55 | Includes pumps
Electric Boiler |  | 0.98 |  | Secondary Heat Source |  | 0 | 0% | 0 | #N/A |  | Chiller(s) 6-10 yrs old |  | 0.6 | Includes pumps
Electric Resistance |  | 1 | [8 empty] | Chiller(s) 11-15 yrs old |  | 0.65 | Includes pumps
Furnace |  | 0.8 | [8 empty] | Chiller(s) 15 + yrs old |  | 0.7 | Includes pumps
Heat Pump (Electric) |  | 2.5 |  | Avg. Cooling Performance |  | kW/ton | 0 |  |  |  | DX Unit(s) 1-5 yrs old |  | 0.9
z-None |  | 1 |  |  |  | COP | 0 |  |  |  | DX Unit(s) 6-10 yrs old |  | 1
|  | 1 |  |  | Cooling Savings Included? | No |  |  |  |  | DX Unit(s) 11-15 yrs old |  | 1.1
[11 empty] | DX Unit(s) 15 + yrs old |  | 1.2
OA Temp Heating Threshold |  | °F DB | Default | [7 empty] | No Cooling Savings
| Heating when OAT is ≤ |  | 55 | << Hidden and locked so that the Default value is always used. If user customization is needed at a later date, this can be moved back into inputs section. | [6 empty] | Chiller(s)/Chilled Water |  | 0.625
[6 empty] | Estimates Based on CBECS Data |  |  |  |  | DX Units |  | 1.05
Indoor Temperature Conditions (Setpoints) | [5 empty] | %Non Heating Fuel Use by Bldg Type |  | % Gas to Non Heat
Space Temp. | Heating | Cooling | Defaults |  |  | 1. Dining/Restaurant |  | 45%
Avg. Setpoints | °F | °F | Heating | Cooling |  | 2. Residential/Dormitory/Lodging/etc. |  | 39%
Occupied (Avg.) |  |  | 70 | 75 |  | 3. Fitness/Exercise/Recreational Use |  | 14%
Unoccupied (Avg.) |  |  | 60 | 80 |  | 4. Hospital/Inpatient Healthcare |  | 22%
[6 empty] | 5. Warehouse and Storage |  | 4%
[6 empty] | 6. All Other Building Types |  | 10%
TMY3 Bin Model based on Building Hours and Weather Data Location
Occupied Hours |  |  |  |  | Bin Hours - Peak Period Breakdown
OA Drybulb |  | Average Bin Conditions |  |  | Total | Winter | Winter | Summer | Summer | Winter | Summer
Bin Range |  | OA db | OA wb | OA Enth | Bin | On-Peak | Off-Peak | On-Peak | Off-Peak | Demand | Demand
From | To | °F | °F | Btu/lb | Hours | Hours | Hours | Hours | Hours | Hours | Hours
105 | 110 | 105 | 77 | 37.5247 | #N/A | #N/A | #N/A | #N/A | #N/A | #N/A | #N/A
100 | 105 | 100.095 | 74.2692 | 37.5247 | #N/A | #N/A | #N/A | #N/A | #N/A | #N/A | #N/A
95 | 100 | 95.8994 | 74.1113 | 37.5707 | #N/A | #N/A | #N/A | #N/A | #N/A | #N/A | #N/A
90 | 95 | 91.3071 | 72.6581 | 36.5222 | #N/A | #N/A | #N/A | #N/A | #N/A | #N/A | #N/A
85 | 90 | 87.0603 | 70.0512 | 34.2901 | #N/A | #N/A | #N/A | #N/A | #N/A | #N/A | #N/A
80 | 85 | 81.9901 | 68.7562 | 33.2481 | #N/A | #N/A | #N/A | #N/A | #N/A | #N/A | #N/A
75 | 80 | 76.7748 | 66.2731 | 31.2649 | #N/A | #N/A | #N/A | #N/A | #N/A | #N/A | #N/A
70 | 75 | 72.0191 | 64.4379 | 29.8478 | #N/A | #N/A | #N/A | #N/A | #N/A | #N/A | #N/A
65 | 70 | 67.2528 | 61.7271 | 27.8366 | #N/A | #N/A | #N/A | #N/A | #N/A | #N/A | #N/A
60 | 65 | 62.4828 | 57.652 | 25.0461 | #N/A | #N/A | #N/A | #N/A | #N/A | #N/A | #N/A
55 | 60 | 56.9468 | 52.3253 | 21.7279 | #N/A | #N/A | #N/A | #N/A | #N/A | #N/A | #N/A
50 | 55 | 52.1204 | 47.4934 | 19.0396 | #N/A | #N/A | #N/A | #N/A | #N/A | #N/A | #N/A
45 | 50 | 46.8545 | 42.855 | 16.6358 | #N/A | #N/A | #N/A | #N/A | #N/A | #N/A | #N/A
40 | 45 | 42.418 | 38.6563 | 14.6797 | #N/A | #N/A | #N/A | #N/A | #N/A | #N/A | #N/A
35 | 40 | 37.2457 | 34.0259 | 12.6394 | #N/A | #N/A | #N/A | #N/A | #N/A | #N/A | #N/A
30 | 35 | 32.1892 | 29.2751 | 10.6573 | #N/A | #N/A | #N/A | #N/A | #N/A | #N/A | #N/A
25 | 30 | 27.2541 | 24.4466 | 8.7448 | #N/A | #N/A | #N/A | #N/A | #N/A | #N/A | #N/A
20 | 25 | 22.4042 | 20.0238 | 7.1155 | #N/A | #N/A | #N/A | #N/A | #N/A | #N/A | #N/A
15 | 20 | 17.7199 | 15.6824 | 5.6207 | #N/A | #N/A | #N/A | #N/A | #N/A | #N/A | #N/A
10 | 15 | 12.174 | 10.604 | 3.9387 | #N/A | #N/A | #N/A | #N/A | #N/A | #N/A | #N/A
5 | 10 | 7.51 | 6.1457 | 2.6034 | #N/A | #N/A | #N/A | #N/A | #N/A | #N/A | #N/A
0 | 5 | 2.2542 | 1.3074 | 1.1494 | #N/A | #N/A | #N/A | #N/A | #N/A | #N/A | #N/A
-5 | 0 | -2.2636 | -3.0668 | -0.022936 | #N/A | #N/A | #N/A | #N/A | #N/A | #N/A | #N/A
-10 | -5 | -7.8914 | -8.1592 | -1.4324 | #N/A | #N/A | #N/A | #N/A | #N/A | #N/A | #N/A
-15 | -10 | -11.5242 | -11.63 | -2.4524 | #N/A | #N/A | #N/A | #N/A | #N/A | #N/A | #N/A
-20 | -15 | -15 | -15 | -3 | #N/A | #N/A | #N/A | #N/A | #N/A | #N/A | #N/A
Unoccupied Hours |  |  |  |  | Bin Hours - Peak Period Breakdown
OA Drybulb |  | Average Bin Conditions |  |  | Total | Winter | Winter | Summer | Summer | Winter | Summer
Bin Range |  | OA db | OA wb | OA Enth | Bin | On-Peak | Off-Peak | On-Peak | Off-Peak | Demand | Demand
From | To | °F | °F | Btu/lb | Hours | Hours | Hours | Hours | Hours | Hours | Hours
105 | 110 | 105 | 77 | 37.5247 | #N/A | #N/A | #N/A | #N/A | #N/A | #N/A | #N/A
100 | 105 | 100.095 | 74.2692 | 37.5247 | #N/A | #N/A | #N/A | #N/A | #N/A | #N/A | #N/A
95 | 100 | 95.8994 | 74.1113 | 37.5707 | #N/A | #N/A | #N/A | #N/A | #N/A | #N/A | #N/A
90 | 95 | 91.3071 | 72.6581 | 36.5222 | #N/A | #N/A | #N/A | #N/A | #N/A | #N/A | #N/A
85 | 90 | 87.0603 | 70.0512 | 34.2901 | #N/A | #N/A | #N/A | #N/A | #N/A | #N/A | #N/A
80 | 85 | 81.9901 | 68.7562 | 33.2481 | #N/A | #N/A | #N/A | #N/A | #N/A | #N/A | #N/A
75 | 80 | 76.7748 | 66.2731 | 31.2649 | #N/A | #N/A | #N/A | #N/A | #N/A | #N/A | #N/A
70 | 75 | 72.0191 | 64.4379 | 29.8478 | #N/A | #N/A | #N/A | #N/A | #N/A | #N/A | #N/A
65 | 70 | 67.2528 | 61.7271 | 27.8366 | #N/A | #N/A | #N/A | #N/A | #N/A | #N/A | #N/A
60 | 65 | 62.4828 | 57.652 | 25.0461 | #N/A | #N/A | #N/A | #N/A | #N/A | #N/A | #N/A
55 | 60 | 56.9468 | 52.3253 | 21.7279 | #N/A | #N/A | #N/A | #N/A | #N/A | #N/A | #N/A
50 | 55 | 52.1204 | 47.4934 | 19.0396 | #N/A | #N/A | #N/A | #N/A | #N/A | #N/A | #N/A
45 | 50 | 46.8545 | 42.855 | 16.6358 | #N/A | #N/A | #N/A | #N/A | #N/A | #N/A | #N/A
40 | 45 | 42.418 | 38.6563 | 14.6797 | #N/A | #N/A | #N/A | #N/A | #N/A | #N/A | #N/A
35 | 40 | 37.2457 | 34.0259 | 12.6394 | #N/A | #N/A | #N/A | #N/A | #N/A | #N/A | #N/A
30 | 35 | 32.1892 | 29.2751 | 10.6573 | #N/A | #N/A | #N/A | #N/A | #N/A | #N/A | #N/A
25 | 30 | 27.2541 | 24.4466 | 8.7448 | #N/A | #N/A | #N/A | #N/A | #N/A | #N/A | #N/A
20 | 25 | 22.4042 | 20.0238 | 7.1155 | #N/A | #N/A | #N/A | #N/A | #N/A | #N/A | #N/A
15 | 20 | 17.7199 | 15.6824 | 5.6207 | #N/A | #N/A | #N/A | #N/A | #N/A | #N/A | #N/A
10 | 15 | 12.174 | 10.604 | 3.9387 | #N/A | #N/A | #N/A | #N/A | #N/A | #N/A | #N/A
5 | 10 | 7.51 | 6.1457 | 2.6034 | #N/A | #N/A | #N/A | #N/A | #N/A | #N/A | #N/A
0 | 5 | 2.2542 | 1.3074 | 1.1494 | #N/A | #N/A | #N/A | #N/A | #N/A | #N/A | #N/A
-5 | 0 | -2.2636 | -3.0668 | -0.022936 | #N/A | #N/A | #N/A | #N/A | #N/A | #N/A | #N/A
-10 | -5 | -7.8914 | -8.1592 | -1.4324 | #N/A | #N/A | #N/A | #N/A | #N/A | #N/A | #N/A
-15 | -10 | -11.5242 | -11.63 | -2.4524 | #N/A | #N/A | #N/A | #N/A | #N/A | #N/A | #N/A
-20 | -15 | -15 | -15 | -3 | #N/A | #N/A | #N/A | #N/A | #N/A | #N/A | #N/A
Bldg | Bldg | [12 empty] | Monthly
Start | End | Bldg |  | Bldg | [7 empty] | Monthly/Seasonal |  | Hours |  | Program | Fossil Fuel |  | Fuel | Fuel | Year
Hours | Hours | Location |  | Type |  | Electric PA List | Gas PA List | Occupied/Unoccupied | Y/N | Holiday Closures |  | Bldg Hours |  | Diversity | State | Year | Types |  | Conversion | Unit | Built
0 | 24 | CT Bridgeport |  | Automotive facility |  | Eversource (East) | Eversource Gas | Occupied | Yes | 1-Standard US Holidays |  | Constant Year-Round |  | 100% | MA | 2020 | Natural Gas |  | 10 | therms | pre-1950
1 | 23 | CT Hartford |  | Convention center |  | Eversource (West) | National Grid | Unoccupied | No | 2-No Holidays |  | Vary by Month/Season |  | 90% | RI | 2021 | Oil |  | 1 | MMBtu | 1950s
2 | 22 | MA Beverly |  | Courthouse |  | National Grid | Berkshire Gas | [6 empty] | 80% | NH | 2022 | Propane |  | 1 | MMBtu | 1960s
3 | 21 | MA Boston |  | Daycare |  | Unitil | Unitil | [6 empty] | 70% |  |  | None/All-Electric |  | NA | NA | 1970s
4 | 20 | MA Cape Cod |  | Dining: bar/lounge/leisure |  | Cape Light Compact | Liberty | [6 empty] | 60% | [6 empty] | 1980s
5 | 19 | MA Chicopee |  | Dining: Cafeteria/Fast Food |  | Liberty Electric - NH | None (Oil or Propane) | [6 empty] | 50% | [6 empty] | 1990s
6 | 18 | MA Lawrence |  | Dining: Family |  | NH Electric Co-Op | None (All Electric) | [6 empty] | 40% | [6 empty] | 2000s
7 | 17 | MA Norwood |  | Dormitory |  | None/Default/Muni | [7 empty] | 30%
8 | 16 | MA Worcester |  | Education - College/University | [9 empty] | 20%
9 | 15 | NH Berlin |  | Education - Community College | [9 empty] | 10%
10 | 14 | NH Concord |  | Education - K-12 School | [9 empty] | 0%
11 | 13 | NH Keene |  | Exercise center
12 | 12 | NH Lebanon |  | Fire station
13 | 11 | NH Portsmouth |  | Grocery
14 | 10 | RI Providence |  | Gymnasium
15 | 9 |  |  | Health/Medical - Clinic
16 | 8 |  |  | Hospital
17 | 7 |  |  | Hotel/Motel/Lodging
18 | 6 |  |  | Industrial/Manufacturing - 1 Shift
19 | 5 |  |  | Industrial/Manufacturing - 2 Shifts
20 | 4 |  |  | Industrial/Manufacturing - 3 Shifts
21 | 3 |  |  | Library
22 | 2 |  |  | Motion picture theater
23 | 1 |  |  | Multifamily
| 0 |  |  | Museum
Nursing Home
Office - Medium/Large ( > 20,000 ft²)
Office - Small ( < 20,000 ft²)
Parking garage
Penitentiary
Performing arts theater
Police station
Post office
Religious Worship/Church
Retail
Sports arena
Storage Facility
Town hall
Transportation
Warehouse - Distribution Center
Warehouse - Inactive Storage
Workshop
z_OTHER
NOTE: This tool should NOT be used for ventilation load driven buildings. (i.e. Do not use for buildings with fume hoods, large ovens, grills or large heat generating sources like labs or restaurants) or greater than 100,000 square feet.
Note on C20: Guidance: Select the TMY3 weather data location that is closest to the site address.
Note on C22: Enter a value between 5,000 and 100,00 square feet
Note on I22: Guidance: If the building is not used on a given day, select "CLOSED".
Note on C23: Guidance: Enter the total building area of heated space in ft².
Note on I23: Guidance: If the building is not used on a given day, select "CLOSED".
Note on C24: Guidance: Enter the total building area of cooled space in ft².
Note on C25: Guidance: Enter the total number of heated above-grade floors. Assumptions in the tool are based on buildings with 4 floors or less.
Note on C26: Guidance: Enter the average height from floor to ceiling. If not known, 8 ft can be used as a default value.
Note on J28: Guidance: If the building has reduced operating hours during certain times of the year (e.g. School summer break), select "Vary by Month/Season" to enter monthly diversity.
Note on D30: Guidance: Enter fuel type of the heating equipment that handles the majority of the space heating loads in the building. Secondary or supplemental heating equipment can be entered separately below.
Note on D31: Guidance: If heating fuel is Electric, equipment type should be either Electric Boiler, Electric Resistance, or Heat Pump.
Note on D32: Guidance: Optional input if there is a secondary/supplemental source of space heating. NOTE: To enable the secondary heating, both inputs for Secondary Fuel and Secondary Equipment must be entered. If not applicable, enter "z-None" or leave blank.
Note on D33: Guidance: Optional input if there is a secondary/supplemental source of space heating. NOTE: To enable the secondary heating, both inputs for Secondary Fuel and Secondary Equipment must be entered. If not applicable, enter "z-None" or leave blank.
Note on D34: Guidance: Select the option that most closely reflects the cooling systems in the building. To exclude cooling savings, select "No Cooling Savings" or leave the cell blank. If either "Chiller(s)" or "DX Units" is selected, the tool will calculate cooling savings.
Note on C40: Guidance: Enter the existing building's total annual fuel consumption based on the most recent 12 months of historical billing data.
Note on E40: Guidance: Summer months use is assumed to be all non-heating loads. Non-heating loads are assumed to be constant year-round. Annual base/non-heating use is the summer months use multiplied by 3 (4 months use x 3 for 12 month base load).
Note on C41: Guidance: Enter the existing building's total annual fuel consumption based on the most recent 12 months of historical billing data.
Note on C42: Guidance: Enter the existing building's total annual fuel consumption based on the most recent 12 months of historical billing data.
Note on C43: Guidance: Enter the existing building's total annual fuel consumption based on the most recent 12 months of historical billing data.
Note on C44: Guidance: Enter the existing building's total annual fuel consumption based on the most recent 12 months of historical billing data.
Note on D49: Guidance: Enter utility billing rates to estimate energy cost savings If left blank, the default values will be used.
Note on D50: Guidance: Enter utility billing rates to estimate energy cost savings If left blank, the default values will be used.
Note on D51: Guidance: Enter utility billing rates to estimate energy cost savings If left blank, the default values will be used.
Note on D52: Guidance: Enter utility billing rates to estimate energy cost savings If left blank, the default values will be used.
Note on C111: Guidance: Cooling equipment impacts are currently NOT included in the savings calculations.
Note on B112: Guidance: Enter the average space temperature/thermostat setpoints for the building. If there are no unoccupied setback controls, unoccupied setpoints can be set equal to the occupied values. If left blank, the default values will be used.
Note on C112: Guidance: Enter the average space temperature/thermostat setpoints for the building. If there are no unoccupied setback controls, unoccupied setpoints can be set equal to the occupied values. If left blank, the default values will be used.
Note on B113: Guidance: Enter the average space temperature/thermostat setpoints for the building. If there are no unoccupied setback controls, unoccupied setpoints can be set equal to the occupied values. If left blank, the default values will be used.
Note on C113: Guidance: Enter the average space temperature/thermostat setpoints for the building. If there are no unoccupied setback controls, unoccupied setpoints can be set equal to the occupied values. If left blank, the default values will be used.

## ECM Data
|  | Custom Express |  | Weatherization Measures | [6 empty] | Version #: | 3.3
|  | Company Name: | [8 empty] | Version Date: | 2024-02-07
|  | Company Address: |  |  |  |  | City: |  |  | State:
|  | Customer Contact Name: |  |  |  |  | Phone #: |  |  | Electric Sponsor: | 0
[10 empty] | Gas Sponsor: | 0
|  |  | Reviewing Engineer: | Name: |  |  |  |  | Electric Application #: | 0 | Gas Application #: | 0
|  |  |  | Phone #: |  |  |  |  | Electric Account #: | 0 | Gas Account #: | 0
ENERGY CONSERVATION MEASURE INPUTS
ECM1: Insulation Upgrades
This measure involves adding thermal insulation to existing exterior walls and roofs/attics. **Pre-Installation photos of existing wall and attic insulation with ruler showing depth should be uploaded to the Pre-Installation Photos tab in this workbook.
|  | Above-Grade Opaque Walls |  |  | Attic Floors (Unconditioned) or Flat Roofs with Roof Deck |  |  | Basement Ceiling
|  | Wall 1 | Wall 2 | Wall 3 | Attic or Flat Roof 1 | Attic or Flat Roof 2 | Attic or Flat Roof 3 | (for Unconditioned
|  |  | (if applicable) | (if applicable) |  | (if applicable) | (if applicable) | Basement/Crawlspace)
Construction Year
Framing Type
Total Surface Area (ft²)
Insulation Condition (Qualitative)
Existing Insulation
|  | Use Default | Use Default | Use Default | Use Default | Use Default | Use Default | Use Default
|  | Enter Existing Details | Enter Existing Details | Enter Existing Details | Enter Existing Details | Enter Existing Details | Enter Existing Details | Enter Existing Details
How to Set Existing Insulation R-Values?
Between Studs (Infill) Insulation Type
Between Stud Insulation Thickness (inches)
Continuous Insulation Type
Continous Insulation Thickness (inches)
Proposed Insulation
Existing Insulation to Remain?
|  | Yes | Yes | Yes | Yes | Yes | Yes | Yes
|  | No | No | No | No | No | No | No
Proposed Infill Insulation Layer (Installed Between Studs) | Insulation Material
Total Thickness (inch)
Proposed Continuous Insulation Layer (Installed Outside of the stud cavity) | Insulation Material
Total Thickness (inch)
ECM 2: Weatherstripping
This measure involves adding weatherstripping around exterior doors and windows to improve thermal resistance and reduce air leaking around the perimeters of doors and windows. **Pre-Installation photos of existing door and window gaps should be uploaded to the Pre-Installation Photos tab in this workbook.
DOOR Weatherstripping - Enter quantities and dimensions only for doors that will receive new weatherstripping.
|  | DOOR Dimensions |  |  | Door Gap Dimensions (LxW)
Door Type | Quantity | Height (ft) | Width (ft) | Crack Length (in) | Gap Thickness (in) | Crack Area (in2)
Regular Doors |  |  |  | 0 | 0.125 | 0
Sliding Doors |  |  |  | 0 | 0.125 | 0
Garage Doors |  |  |  | 0 | 0.125 | 0
Bulkheads |  |  |  | 0 | 0.125 | 0
|  |  |  | Door Crack Area Total |  | 0
WINDOW Weatherstripping - Enter quantities and dimensions only for windows that will receive new weatherstripping.
|  | WINDOW Dimensions |  | Window Gap Dimensions (LxW)
Window Type | Quantity | Height (ft) | Width (ft) | Crack Length (in) | Gap Thickness (in) | Total Crack Area (in2)
Window Type 1 |  |  |  | 0 | 0.125 | 0
Window Type 2 |  |  |  | 0 | 0.125 | 0
Window Type 3 |  |  |  | 0 | 0.125 | 0
Window Type 4 |  |  |  | 0 | 0.125 | 0
|  |  |  | Window Crack Area Total |  | 0
ECM 3: Air Sealing
This measure involves air sealing improvements to exterior walls and roofs to identify and eliminate sources of air leakage.
Note: The calculations for this measure use the historical fossil fuel consumption inputs. Please enter existing fossil fuel use in the Building Data tab.
Envelope Infiltration Rates
Percent of Exterior Envelope Area to Receive Air Sealing Upgrades
Is the building mechanically ventilated?
REQUIRED Blower Door Testing Conducted?
Yes
No
Measured ACH Rates from Blower Door Tests
Air Changes Per Hour Before Air Sealing (ACH)
Air Changes Per Hour After Air Sealing (ACH)
NOTE: The measured ACH inputs above are assumed to include the effects of any sealing of exterior envelope and/or air sealing between building floors. Air sealing between floors is expected to have neglible impact beyond its effect on the overall measured building infiltration air changes per hour. Load reduction directly from reduced airflow between floors is neglible, because the temperature differential between floors is generally negligible.
Note on C15: Guidance: Only inputs for Wall 1 are required, but up to 3 unique wall assemblies can be entered.
Note on F15: Guidance: Only inputs for Attic/Roof 1 are required, but up to 3 unique assemblies can be entered. NOTE: for Attics, the tool is designed to analyze insulation on the attic floor, between conditioned zones below and unconditioned attic space.
Note on C17: Guidance: This input can be different from the overall building construction year if the impacted walls/roofs are part of a later addition or have been previously upgraded since the original construction. If left blank, this will default to the building construction year entered in the Building Data sheet.
Note on F17: Guidance: This input can be different from the overall building construction year if the impacted walls/roofs are part of a later addition or have been previously upgraded since the original construction. If left blank, this will default to the building construction year entered in the Building Data sheet.
Note on C18: Guidance: Choose the option that most closesly resembles the existing assembly.
Note on F18: Guidance: Choose the option that most closesly resembles the existing assembly.
Note on C26: Guidance: Qualitative assessment based on visual observation of existing insulation. See example images below. If left blank, the default condition is "Good".
Note on F26: Guidance: Qualitative assessment based on visual observation of existing insulation. See example images below. If left blank, the default condition is "Good".
Note on C35: Guidance: Choose "Enter Existing Details" to use site-specific insulation information. If this option is used, enter the applicable insulation type and thickness in cells 43-54 below (Note: Some buildings will only have Infill OR Continuous insulation but not both. Some buildings could have both.) Choose "Use Default" to use the auto-estimated R-value based on building age, frame & facade materials, and condition (inputs above). If this option is selected, cells 43-54 or ignored. If this cell is blank, the tool will use the higher R-value between the two options.
Note on F35: Guidance: Choose "Enter Existing Details" to use site-specific insulation information. If this option is used, enter the applicable insulation type and thickness in cells 43-54 below (Note: Some buildings will only have Infill OR Continuous insulation but not both. Some buildings could have both.) Choose "Use Default" to use the auto-estimated R-value based on building age, frame & facade materials, and condition (inputs above). If this option is selected, cells 43-54 or ignored. If this cell is blank, the tool will use the higher R-value between the two options.
Note on C36: Guidance: This is the insulation that is positioned between structural studs, so the insulation is not a continuous barrier and there is thermal bridging from the studs.
Note on F36: Guidance: This is the insulation that is positioned between structural studs, so the insulation is not a continuous barrier and there is thermal bridging from the studs.
Note on C42: Guidance: This is insulation that is not installed between studs and is a separate continuous layer, not interrupted by the studs. Continuous insulation is generally rigid/board type.
Note on F42: Guidance: This is insulation that is not installed between studs and is a separate continuous layer, not interrupted by the studs. Continuous insulation is generally rigid/board type.
Note on C49: Guidance: If left blank, the tool will assume that existing insulation will be removed and replaced with new.
Note on F49: Guidance: If left blank, the tool will assume that existing insulation will be removed and replaced with new.
Note on A53: Guidance: "Infill" layer is the layer of insulation that is installed between structural studs, so the studs interrupt the continuity of the insulation and create thermal bridging. (ex. Loose batt insulation between steel studs)
Note on B54: Guidance: Enter the resulting total thickness of insulation in this layer after the proposed upgrades. (Note: If the pre-existing insulation will remain in place, include that in the Total Thickness. If the pre-existing equipment will be removed, then include only the thickness of the new insulation being installed.
Note on A55: Guidance: "Continuous" layer is a layer of insulation that is installed outside of/separated from the structural stud cavity. The studs do NOT interrupt the insulation, so the insulation is not affected by any thermal bridging from the studs. (This generallly must be RIGID insulation.)
Note on B56: Guidance: Enter the resulting total thickness of insulation in this layer after the proposed upgrades. (Note: If the pre-existing insulation will remain in place, include that in the Total Thickness. If the pre-existing equipment will be removed, then include only the thickness of the new insulation being installed.
Note on F65: Default of 0.125" is an average crack width as determined by IL TRM 2022. CleaResult test result file Commercial weather stripping IL_TRM_workpaper v1.2.
Note on C66: Guidance: If there are 2 or more sizes of a similar type (regular, sliding, etc), please take the average of the dimensions of the various sizes. The height and width values should be entered so that the total crack length equals the total combined perimeter from all doors of that type.
Note on D66: Guidance: If there are 2 or more sizes of a similar type (regular, sliding, etc), please take the average of the dimensions of the various sizes. The height and width values should be entered so that the total crack length equals the total combined perimeter from all doors of that type.
Note on C67: Guidance: If there are 2 or more sizes of a similar type (regular, sliding, etc), please take the average of the dimensions of the various sizes. The height and width values should be entered so that the total crack length equals the total combined perimeter from all doors of that type.
Note on D67: Guidance: If there are 2 or more sizes of a similar type (regular, sliding, etc), please take the average of the dimensions of the various sizes. The height and width values should be entered so that the total crack length equals the total combined perimeter from all doors of that type.
Note on C68: Guidance: If there are 2 or more sizes of a similar type (regular, sliding, etc), please take the average of the dimensions of the various sizes. The height and width values should be entered so that the total crack length equals the total combined perimeter from all doors of that type.
Note on D68: Guidance: If there are 2 or more sizes of a similar type (regular, sliding, etc), please take the average of the dimensions of the various sizes. The height and width values should be entered so that the total crack length equals the total combined perimeter from all doors of that type.
Note on C69: Guidance: If there are 2 or more sizes of a similar type (regular, sliding, etc), please take the average of the dimensions of the various sizes. The height and width values should be entered so that the total crack length equals the total combined perimeter from all doors of that type.
Note on D69: Guidance: If there are 2 or more sizes of a similar type (regular, sliding, etc), please take the average of the dimensions of the various sizes. The height and width values should be entered so that the total crack length equals the total combined perimeter from all doors of that type.
Note on F75: Default of 0.125" is an average crack width as determined by IL TRM 2022. CleaResult test result file Commercial weather stripping IL_TRM_workpaper v1.2.
Note on C88: Guidance: Enter the % of the building's exterior envelope area that will be impacted by the air sealing effort. If the entire envelope will be part of the air sealing investigation, use 100%. If large sections of the building envelope will not be included in the air sealing investigation, enter a value less than 100%. If "0%" or blank, no savings will be calculated.
Note on C96: Guidance: *For use if blower door testing was conducted. Enter the measured building ACH from the blower door test before air sealing. Acceptable input range is 0.0 - 1.0 ACH The prefered method for determining air change rates before and after air sealing is via a blower door test with actual measured ACH results. If blower door testing is not conducted, or blower door testing results for ACH are not available, select "No" in the "Was Blower Door Testing Conducted?" input cell and default energy savings calculations will be used. In this case, ensure "Existing Building Annual Energy Use" data is entered in the "Building Data" sheet.
Note on C97: Guidance: *For use if blower door testing was conducted. Enter the measured building ACH from the blower door test before air sealing. Acceptable input range is 0.0 - 1.0 ACH The prefered method for determining air change rates before and after air sealing is via a blower door test with actual measured ACH results. If blower door testing is not conducted, or blower door testing results for ACH are not available, select "No" in the "Was Blower Door Testing Conducted?" input cell and default energy savings calculations will be used. In this case, ensure "Existing Building Annual Energy Use" data is entered in the "Building Data" sheet.

## Pre-Install Photos
Pre-Installation / Existing Wall Photos |  | ECM1: Insulation Upgrades
Instructions to add photos: |  | Photo 1 | Photo 2 | Photo 3
1. Select a Yellow box to the right. |  | Click Here | Click Here | Click Here
2. Click on the "Insert" menu at the top of the -----> left of the menu in the Excel workbook ribbon.
3. Under the "Text" group click on "Object." ----->
4. Select "Create From File" tab.
5. Select "Browse" button to find photo file location & select photo. |  | Description/Location | Description/Location | Description/Location
6. Check the box to "Display as icon" | ------>
7. Click on "OK" so photo icon shows on spreadsheet. |  | Photo 4 | Photo 5 | Photo 6
8. Enter description for photo (location/identifier) below icon. |  | Click Here | Click Here | Click Here
|  | Description/Location | Description/Location | Description/Location
ECM 2: Weatherstripping
|  | Photo 1 | Photo 2 | Photo 3
|  | Click Here | Click Here | Click Here
|  | Description/Location | Description/Location | Description/Location
|  | Photo 4 | Photo 5 | Photo 6
|  | Click Here | Click Here | Click Here
|  | Description/Location | Description/Location | Description/Location
ECM 3: Air Sealing
|  | Photo 1 | Photo 2 | Photo 3
|  | Click Here | Click Here | Click Here
|  | Description/Location | Description/Location | Description/Location
|  | Photo 4 | Photo 5 | Photo 6
|  | Click Here | Click Here | Click Here
|  | Description/Location | Description/Location | Description/Location

## Summary
|  | Custom Express |  | Weatherization Measures | [6 empty] | Version #: | 3.3
|  | Company Name: | [8 empty] | Version Date: | 2024-02-07
|  | Company Address: |  |  |  |  | City: |  |  | State:
|  | Customer Contact Name: |  |  |  |  | Phone #: |  |  | Electric Sponsor: | 0
[10 empty] | Gas Sponsor: | 0
|  |  | Reviewing Engineer: | Name: |  |  |  |  | Electric Application #: | 0 | Gas Application #: | 0
|  |  |  | Phone #: |  |  |  |  | Electric Account #: | 0 | Gas Account #: | 0
**Submit Mass Save custom project application, this custom express calculator, cut sheets, and photos to your electric and natural gas Program Sponsor(s) to be eligible for natural gas and electic incentive(s). Photos should include clear evidence of install depth with a ruler in the photo for each measure's install location (wall, attic, door, window, etc.)
*Final savings associated with the measures shall be determined by the Program Sponsors. Savings as shown in the summary table is subject to change.
Cell Color Key
SUMMARY OF ENERGY CONSERVATION MEASURES | [6 empty] | Required Input
| Measure | Insulation | Weatherstripping | Air Sealing | Project Total |  | Optional Input
| Include (Yes/No)? | Yes | Yes | Yes |  |  | Calculated Result
| Measure Cost ($) |  |  |  | 0 |  | Denotes Input Table/Guidance
| Electric kWh Savings | 0 | 0 | 0 | 0
Natural Gas Savings | (THERMS) | 0 | 0 | 0 | 0
Oil Savings | (MMBtu) | 0 | 0 | 0 | 0
| (Gallons) | 0 | 0 | 0 | 0
Propane Savings | (MMBtu) | 0 | 0 | 0 | 0
| (Gallons) | 0 | 0 | 0 | 0
| Energy Cost Savings ($) | 0 | 0 | 0 | 0
| Simple Payback (years) | 0 | 0 | 0 | 0
| kWh Summer % On Peak | 0% | 0% | 0%
| kWh Summer % Off Peak | 0% | 0% | 0%
| kWh Winter On Peak % | 0% | 0% | 0%
| kWh Winter Off Peak % | 0% | 0% | 0%
| Summer Peak kW | 0 | 0 | 0 | 0
| Winter Peak kW | 0 | 0 | 0 | 0
Fossil Fuel Savings As % of Existing Heating Energy Consumption | [5 empty] | Total | Existing Annual | Existing Annual | Existing
[6 empty] | Project | Heating | Base/ Non-Heating | Total
|  | Insulation | Weatherstripping | Air Sealing | Project Total | Savings | Use | Use | Use
| Nat. Gas Savings (THERMS) |  |  |  |  | 0 | 0 | 0 | 0
| Oil Savings (Gallons) |  |  |  |  | 0 | 0 | 0 | 0
| Propane Savings (Gallons) |  |  |  |  | 0 | 0 | 0 | 0
Y/N
Yes
No
NOTE: This tool should NOT be used for ventilation load driven buildings. (i.e. Do not use for buildings with fume hoods, large ovens, grills or large heat generating sources like labs or restaurants) or greater than 100,000 sqare feet.
Note on B16: Guidance: Select "Yes" to display the results for a specific measure.

## NG Electric Incentives (hidden)
Measure | Gross Annual kWh | Gross Annual non-electric MMBTU | Measure Life | Gross Lifetime kWh | Gross Lifetime non-electric MMBTU | Net to Gross | kWh Realization Rate | Non Electric Realization Rate | Net Lifetime kWh | Net Lifetime non-electric MMBTU
Custom - Envelope (Turnkey)
Custom – Building Insulation | #REF! | #REF! | 25 | 0 | #REF! | 94% | 104.9% | 100% | 0 | #REF!
Custom – Building Weatherstripping | #REF! | #REF! | 10 | 0 | #REF! | 94% | 104.9% | 100% | 0 | #REF!
Custom – Building Air Sealing | #REF! | #REF! | 15 | 0 | #REF! | 94% | 104.9% | 100% | 0 | #REF!
Total | #REF! | #REF! |  | 0 | #REF! |  |  |  | 0 | #REF!
Weatherization Job Cost | #REF!
Incentive Rates: | 90% Standard cap | 90% Non-Profit cap | 90% Main Streets cap | 100% Tenant Wx cap
Per Net Lifetime kWh | 0.07498 | 0.07498 | 0.07498 | 0.1
Per Net Lifetime Delivered Fuel MMBTU | 12.74 | 12.74 | 12.74 | 13
|  | same as 70% | same as 70%
| Standard | Non-Profit | Main Street | Renter
Project Incentive Caps: | 90% | 90% | 90% | 100%
Per Net Lifetime kWh | 0 | 0 | 0 | 0
Per Net Lifetime Delivered Fuel MMBTU | #REF! | #REF! | #REF! | #REF!
Total Cap Limit | #REF! | #REF! | #REF! | #REF!
Job Cost Limit | #REF! | #REF! | #REF! | #REF!
Final Incentive | #REF! | #REF! | #REF! | #REF!

## NG Gas Incentives (hidden)
Weatherization Incentive Calculator
Measure | Gross Annual kWh | Gross Annual Therms | Measure Life | Gross Lifetime kWh | Gross Lifetime Therms | Net to Gross | kWh Realization Rate | Non Electric Realization Rate | Net Lifetime kWh | Net Lifetime Therms
Building Shell, Gas - Custom (Turnkey) | [5 empty] | 98.3% | 87% | 87% | 0 | 0
Custom – Building Insulation | 0 | #REF! | 25 | 0 | 0 | 98.3% | 87% | 87% | 0 | 0
Custom – Building Weatherstripping |  | #REF! | 10 | 0 | 0 | 98.3% | 87% | 87% | 0 | 0
Custom – Building Air Sealing | 0 | #REF! | 15 | 0 | 0 | 98.3% | 87% | 87% | 0 | 0
Total | 0 | #REF! |  | 0 | 0 |  |  |  | 0 | 0
Weatherization Job Cost | #REF!
Incentive Rates: | 90% cap | 90% cap | 90% cap | 100% cap
Per Net Lifetime kWh | 0.07498 | 0.07498 | 0.07498 | 0.1
Per Net Lifetime Therm | 1.7 | 1.7 | 1.7 | 1.8
|  | same as 70% | same as 70%
| Standard | Non-Profit | Main Street | Renter
Project Incentive Caps: | 90% | 90% | 90% | 100%
Per Net Lifetime kWh | 0 | 0 | 0 | 0 | must be billed to electric program
Per Net Lifetime Therm | 0 | 0 | 0 | 0
Total | 0 | 0 | 0 | 0
Job Cost Limit | #REF! | #REF! | #REF! | #REF!
Final Incentive | #REF! | #REF! | #REF! | #REF!

## Insulation (hidden)
ECM 1 - INSULATION
Savings Summary | [5 empty] | Electric BCR Inputs |  |  |  |  | kWh Savings by Peak Period |  |  |  |  | Utility Rates
|  | Energy | Unit | Energy Cost |  | Annual kWh Savings |  |  | 0 |  | Winter | Winter | Summer | Summer |  |  |  | Rate | Unit
Electric Savings |  | 0 | kWh | 0 |  | Summer On Peak % |  |  | 0% |  | On-Peak | Off-Peak | On-Peak | Off-Peak |  | Electric |  | 0.16 | kWh
Natural Gas Savings |  | 0 | therms | 0 |  | Summer Off Peak % |  |  | 0% |  | kWh | kWh | kWh | kWh |  | Natural Gas |  | 0.9 | therms
Oil Savings |  | 0 | MMBtu | 0 |  | Winter On Peak % |  |  | 0% |  | #N/A | #N/A | #N/A | #N/A |  | Oil |  | 2.5 | gallons
Propane Savings |  | 0 | MMBtu | 0 |  | Winter Off Peak % |  |  | 0 |  | #N/A | #N/A | #N/A | #N/A |  | Propane |  | 3 | gallons
Total Cost Saved |  |  |  | 0 |  | Summer kW |  |  | 0
[6 empty] | Winter kW |  |  | 0 | [21 empty] | Insulation Types and R/inch Values (based on Prescriptive Tool values)
[31 empty] | Type |  | R/inch
[31 empty] | None |  | 0
|  | All Required Inputs Entered? | 0 | 0 | 0 | 0 | 0 | 0 | 0 | [21 empty] | Cellulose (dense pack) |  | 3.2
|  |  | Vertical Opaque Walls |  |  | Roofs |  |  | Basement |  | Space Temp Setpoints | [19 empty] | Cellulose (blown) |  | 3.7
|  |  | 1 | 2 | 3 | 1 | 2 | 3 | 1 |  |  |  | Heating | Cooling |  |  | Default Ext. Wall Insulation R-Values Based on Building Age | [6 empty] | Default Ext. Roof Insulation R-Values Based on Building Age | [6 empty] | Fiberglass (batt) |  | 3.4
Build Vintage |  |  | 0 | 0 | 0 | 0 | 0 | 0 | 0 |  | Occupied |  | 70 | 75 |  |  | Year | [6 empty] | Year | [6 empty] | Fiberglass (blown) |  | 2.8
Framing Type |  |  | 0 | 0 | 0 | 0 | 0 | 0 | 0 |  | Unoccupied |  | 60 | 80 |  |  | Built | Mass/Concrete | Metal Studs | Pre-Fab Metal | Wood Studs | z-Other |  | Built | Mass/Concrete | Metal Studs | Pre-Fab Metal | Wood Studs | z-Other |  | Mineral Wool (batt) |  | 3.3
Façade Material | [16 empty] | pre-1950 | 0 | 0 | 0 | 0 | 0 |  | pre-1950 | 5 | 5 | 5 | 5 | 5 |  | Mineral Wool (blown) |  | 3
Base R-Value (without insulation) |  |  | 4.045 | 4.045 | 4.045 | 3.95 | 3.95 | 3.95 | 2.7 |  |  | Heating when OAT is ≤ | 55 | °F DB |  |  | 1950s | 0 | 0 | 0 | 0 | 0 |  | 1950s | 5 | 5 | 5 | 5 | 5 |  | Rigid Foam (EPS) |  | 3.9
Area (ft²) |  |  | 0 | 0 | 0 | 0 | 0 | 0 | 0 | [7 empty] | 1960s | 3 | 3 | 3 | 3 | 3 |  | 1960s | 5 | 5 | 5 | 5 | 5 |  | Rigid Foam(XPS) |  | 5
Insulation Condition |  |  | 0 | 0 | 0 | 0 | 0 | 0 | 0 |  | Breakdown of Space Heating Loads/Equipment | [5 empty] | 1970s | 5 | 7 | 5 | 9 | 5 |  | 1970s | 11 | 11 | 11 | 11 | 11 |  | Rigid Foam (Polyiso) |  | 6.6
Infill Insulation Degradation Factor |  |  | 85% | 85% | 85% | 85% | 85% | 85% | 85% |  |  |  | % of Heat | Avg. | Conversion |  | 1980s | 7 | 9 | 7 | 11 | 7 |  | 1980s | 14 | 14 | 14 | 14 | 14 |  | Spray Foam (open-cell) |  | 3.6
Continuous Insulation Degradation Factor |  |  | 95% | 95% | 95% | 95% | 95% | 95% | 95% |  |  |  | Load | Eff (COP) | from BTU |  | 1990s | 9 | 11 | 9 | 15 | 9 |  | 1990s | 17 | 17 | 17 | 17 | 17 |  | Spray Foam (closed cell) |  | 6.5
Existing Insulation | [10 empty] | Electric |  | 0% | 0 | 3412 |  | 2000s | 11 | 13.5 | 11 | 19 | 11 |  | 2000s | 20 | 20 | 20 | 20 | 20
Default Insulation R-Value Based on Age/Condition |  |  | 0 | 0 | 0 | 0 | 0 | 0 | 0 |  | Natural Gas |  | 0% | 0 | 100000
Between Studs (Infill) Type |  |  | 0 | 0 | 0 | 0 | 0 | 0 | 0 |  | Oil |  | 0% | 0 | 140000 |  | Degradation Factors Based on Condition |  |  |  | Infill Types |  | Continuous Types |  |  | Ext. Wall Finish/Façade Layer R-Values |  |  |  | Roof Finish R-Values
Thickness (inches) |  |  | 0 | 0 | 0 | 0 | 0 | 0 | 0 |  | Propane |  | 0% | 0 | 91600 |  |  | Infill | Continuous |  | Batt |  | Rigid/Board |  |  | Wall Materials |  | R-Value |  | Roof Materials |  | R-Value
Rated R-Value |  |  | #N/A | #N/A | #N/A | #N/A | #N/A | #N/A | #N/A |  | z-None |  | 0% | 1 | 1 |  |  | % of | % of |  | Spray/Blown-In |  | Spray/Blown-in |  |  | Brick/Concrete |  | 1.5 |  | Metal |  | 0.05
Effective R-Value (with bridging and condition) |  |  | 0 | 0 | 0 | 0 | 0 | 0 | 0 |  | Must Total 100% |  | 0% |  |  |  | Condition | Original | Original |  | z-None |  | z-None |  |  | Metal |  | 0.5 |  | Rubber |  | 0.33
Continous Type |  |  | 0 | 0 | 0 | 0 | 0 | 0 | 0 | [7 empty] | 1. Good | 100% | 100% | [6 empty] | Vinyl |  | 0.81 |  | Shingles |  | 0.44
Thickness (inches) |  |  | 0 | 0 | 0 | 0 | 0 | 0 | 0 |  | Cooling Included? |  |  | No |  |  | 2. Fair | 85% | 95% |  | Default R/inch by Insulation Type |  |  |  |  | Wood |  | 0.81 |  | Wood |  | 0.94
Rated R-Value |  |  | #N/A | #N/A | #N/A | #N/A | #N/A | #N/A | #N/A |  | Cooling Avg. kW/ton |  |  | 0 |  |  | 3. Poor | 70% | 90% |  | Type |  | R/inch |  |  | z-Other |  | 1 |  | z-Other |  | 0.9
Effective R-Value |  |  | 0 | 0 | 0 | 0 | 0 | 0 | 0 |  | Cooling Avg. EER |  |  | 0 |  |  | 4. Don't Know | 95% | 95% |  | Batt |  | 3
Use Default R-values? |  |  | FALSE | FALSE | FALSE | FALSE | FALSE | FALSE | FALSE |  | Occ Cooling OAT Limit (°F db) |  |  | 70 | [6 empty] | Rigid |  | 4.5 |  |  | Default R-Values for Other Assembly Components
Use Site Specific R-values? |  |  | FALSE | FALSE | FALSE | FALSE | FALSE | FALSE | FALSE |  | Unocc Cooling OAT Limit (°F db) |  |  | 80 | [6 empty] | Spray/Blown-In |  | 4 |  |  | Component |  |  | R-Value |  | Total R-Value from
Existing Insulation Total Effective R-Value |  |  | 0 | 0 | 0 | 0 | 0 | 0 | 0 | [11 empty] | z-None |  | 0 |  |  | Exterior Surface Film |  |  | 0.25 |  | Other Components
Proposed New Insulation to be Installed | [25 empty] | Interior Vertical Surface Film |  |  | 0.68 |  | Walls | Roof | Basement
Existing Insulation to Remain? |  |  | 0 | 0 | 0 | 0 | 0 | 0 | 0 |  | Unconditioned Basement Temperature Profile | [5 empty] | Effective Infill R-Values Based on Framing/Thermal Bridging | [8 empty] | Interior Horizontal Surface Film |  |  | 0.92 |  | 4.045 | 3.95 | 2.7
Infill Insulation Type |  |  | 0 | 0 | 0 | 0 | 0 | 0 | 0 |  | OAT (°F) | Space °F |  |  |  |  | Rated R-Value | 0 | 11 | 13 | 15 | 19 | 21 | 80 |  | Wall Air Space |  |  | 0.87
Infill R-Value per Inch |  |  | 0 | 0 | 0 | 0 | 0 | 0 | 0 |  | 100 | 65 |  |  |  |  | Mass/Concrete | 0 | 11 | 13 | 15 | 19 | 21 | 80 |  | Ceiling Air Space |  |  | 1
Thickness (inches) |  |  | 0 | 0 | 0 | 0 | 0 | 0 | 0 |  | 0 | 45 |  |  |  |  | Metal Studs | 0 | 5.5 | 6 | 6.4 | 7.1 | 7.4 | 28.1905 |  | Plywood Sheating |  |  | 0.78
Rated R-Value |  |  | 0 | 0 | 0 | 0 | 0 | 0 | 0 | [7 empty] | Pre-Fab Metal | 0 | 5.5 | 6 | 6.4 | 7.1 | 7.4 | 28.1905 |  | 1/2" Gypsum Interior |  |  | 0.56
Effective R-Value |  |  | 0 | 0 | 0 | 0 | 0 | 0 | 0 | [7 empty] | Wood Studs | 0 | 10.78 | 12.74 | 14.7 | 18.62 | 20.58 | 78.4 |  | Exterior Wall Outer Façade/Finish Layer |  |  | 0.905
Continuous Insulation Type |  |  | 0 | 0 | 0 | 0 | 0 | 0 | 0 |  | Overall Wall and Roof U-Values for Load Calcs | [5 empty] | z-Other | 0 | 9.9 | 11.7 | 13.5 | 17.1 | 18.9 | 72 |  | Roof Outer Finish Layer |  |  | 0.44
Continuous R-Value per Inch |  |  | 0 | 0 | 0 | 0 | 0 | 0 | 0 |  |  |  | Ext. Walls | Roofs | Basement |  |  | Mass/Concrete effective value with no insulation has been revised to be zero (was previously set to "3").
Thickness (inches) |  |  | 0 | 0 | 0 | 0 | 0 | 0 | 0 |  | Total Area (ft²) |  | 0 | 0 | 0
Rated R-Value |  |  | 0 | 0 | 0 | 0 | 0 | 0 | 0 |  | Existing Overall U-Value |  | 0 | 0 | 0
Effective R-Value |  |  | 0 | 0 | 0 | 0 | 0 | 0 | 0 |  | Proposed Overall U-Value |  | 0 | 0 | 0
Proposed Insulation Total Effective R-Value |  |  | 0 | 0 | 0 | 0 | 0 | 0 | 0
Existing Assembly U-Value |  |  | 0.24722 | 0.24722 | 0.24722 | 0.25316 | 0.25316 | 0.25316 | 0.37037
Proposed Assembly U-Value |  |  | 0.24722 | 0.24722 | 0.24722 | 0.25316 | 0.25316 | 0.25316 | 0.37037
| Occupied Hours - TMY3 Bin Model | [14 empty] | End Use | [6 empty] | Bin Hours - Peak Period Breakdown
| OA Drybulb |  | Average Bin Conditions |  |  |  | Perimeter | Perimeter | Cooling | Wall+Roof Heat Gain |  | Basement Heat Gain |  | Load Reduction |  | Demand Reduction | [6 empty] | Total | Winter | Winter | Summer | Summer | Winter | Summer
| Bin Range |  | OA db | OA wb | OA Enth | Basement | Cooling | Heating | Perf | Base | Design | Base | Design | Cooling | Heating | Cooling | Heating | Total | Gas | Oil | Propane |  | Bin | On-Peak | Off-Peak | On-Peak | Off-Peak | Demand | Demand
| From | To | °F | °F | Btu/lb | °F | Load? | Load? | EER | MBH | MBH | MBH | MBH | MBH | MBH | kW | kW | kW | MBH | MBH | MBH |  | Hours | Hours | Hours | Hours | Hours | Hours | Hours
| 105 | 110 | 105 | 77 | 37.5247 | 66 | 0 | 0 | 0 | 0 | 0 | 0 | 0 | 0 | 0 | 0 | 0 | 0 | 0 | 0 | 0 |  | #N/A | #N/A | #N/A | #N/A | #N/A | #N/A | #N/A
| 100 | 105 | 100.095 | 74.2692 | 37.5247 | 65.019 | 0 | 0 | 0 | 0 | 0 | 0 | 0 | 0 | 0 | 0 | 0 | 0 | 0 | 0 | 0 |  | #N/A | #N/A | #N/A | #N/A | #N/A | #N/A | #N/A
| 95 | 100 | 95.8994 | 74.1113 | 37.5707 | 64.1799 | 0 | 0 | 0 | 0 | 0 | 0 | 0 | 0 | 0 | 0 | 0 | 0 | 0 | 0 | 0 |  | #N/A | #N/A | #N/A | #N/A | #N/A | #N/A | #N/A
| 90 | 95 | 91.3071 | 72.6581 | 36.5222 | 63.2614 | 0 | 0 | 0 | 0 | 0 | 0 | 0 | 0 | 0 | 0 | 0 | 0 | 0 | 0 | 0 |  | #N/A | #N/A | #N/A | #N/A | #N/A | #N/A | #N/A
| 85 | 90 | 87.0603 | 70.0512 | 34.2901 | 62.4121 | 0 | 0 | 0 | 0 | 0 | 0 | 0 | 0 | 0 | 0 | 0 | 0 | 0 | 0 | 0 |  | #N/A | #N/A | #N/A | #N/A | #N/A | #N/A | #N/A
| 80 | 85 | 81.9901 | 68.7562 | 33.2481 | 61.398 | 0 | 0 | 0 | 0 | 0 | 0 | 0 | 0 | 0 | 0 | 0 | 0 | 0 | 0 | 0 |  | #N/A | #N/A | #N/A | #N/A | #N/A | #N/A | #N/A
| 75 | 80 | 76.7748 | 66.2731 | 31.2649 | 60.355 | 0 | 0 | 0 | 0 | 0 | 0 | 0 | 0 | 0 | 0 | 0 | 0 | 0 | 0 | 0 |  | #N/A | #N/A | #N/A | #N/A | #N/A | #N/A | #N/A
| 70 | 75 | 72.0191 | 64.4379 | 29.8478 | 59.4038 | 0 | 0 | 0 | 0 | 0 | 0 | 0 | 0 | 0 | 0 | 0 | 0 | 0 | 0 | 0 |  | #N/A | #N/A | #N/A | #N/A | #N/A | #N/A | #N/A
| 65 | 70 | 67.2528 | 61.7271 | 27.8366 | 58.4506 | 0 | 0 | 0 | 0 | 0 | 0 | 0 | 0 | 0 | 0 | 0 | 0 | 0 | 0 | 0 |  | #N/A | #N/A | #N/A | #N/A | #N/A | #N/A | #N/A
| 60 | 65 | 62.4828 | 57.652 | 25.0461 | 57.4966 | 0 | 0 | 0 | 0 | 0 | 0 | 0 | 0 | 0 | 0 | 0 | 0 | 0 | 0 | 0 |  | #N/A | #N/A | #N/A | #N/A | #N/A | #N/A | #N/A
| 55 | 60 | 56.9468 | 52.3253 | 21.7279 | 56.3894 | 0 | 0 | 0 | 0 | 0 | 0 | 0 | 0 | 0 | 0 | 0 | 0 | 0 | 0 | 0 |  | #N/A | #N/A | #N/A | #N/A | #N/A | #N/A | #N/A
| 50 | 55 | 52.1204 | 47.4934 | 19.0396 | 55.4241 | 0 | 1 | 0 | 0 | 0 | 0 | 0 | 0 | 0 | 0 | 0 | 0 | 0 | 0 | 0 |  | #N/A | #N/A | #N/A | #N/A | #N/A | #N/A | #N/A
| 45 | 50 | 46.8545 | 42.855 | 16.6358 | 54.3709 | 0 | 1 | 0 | 0 | 0 | 0 | 0 | 0 | 0 | 0 | 0 | 0 | 0 | 0 | 0 |  | #N/A | #N/A | #N/A | #N/A | #N/A | #N/A | #N/A
| 40 | 45 | 42.418 | 38.6563 | 14.6797 | 53.4836 | 0 | 1 | 0 | 0 | 0 | 0 | 0 | 0 | 0 | 0 | 0 | 0 | 0 | 0 | 0 |  | #N/A | #N/A | #N/A | #N/A | #N/A | #N/A | #N/A
| 35 | 40 | 37.2457 | 34.0259 | 12.6394 | 52.4491 | 0 | 1 | 0 | 0 | 0 | 0 | 0 | 0 | 0 | 0 | 0 | 0 | 0 | 0 | 0 |  | #N/A | #N/A | #N/A | #N/A | #N/A | #N/A | #N/A
| 30 | 35 | 32.1892 | 29.2751 | 10.6573 | 51.4378 | 0 | 1 | 0 | 0 | 0 | 0 | 0 | 0 | 0 | 0 | 0 | 0 | 0 | 0 | 0 |  | #N/A | #N/A | #N/A | #N/A | #N/A | #N/A | #N/A
| 25 | 30 | 27.2541 | 24.4466 | 8.7448 | 50.4508 | 0 | 1 | 0 | 0 | 0 | 0 | 0 | 0 | 0 | 0 | 0 | 0 | 0 | 0 | 0 |  | #N/A | #N/A | #N/A | #N/A | #N/A | #N/A | #N/A
| 20 | 25 | 22.4042 | 20.0238 | 7.1155 | 49.4808 | 0 | 1 | 0 | 0 | 0 | 0 | 0 | 0 | 0 | 0 | 0 | 0 | 0 | 0 | 0 |  | #N/A | #N/A | #N/A | #N/A | #N/A | #N/A | #N/A
| 15 | 20 | 17.7199 | 15.6824 | 5.6207 | 48.544 | 0 | 1 | 0 | 0 | 0 | 0 | 0 | 0 | 0 | 0 | 0 | 0 | 0 | 0 | 0 |  | #N/A | #N/A | #N/A | #N/A | #N/A | #N/A | #N/A
| 10 | 15 | 12.174 | 10.604 | 3.9387 | 47.4348 | 0 | 1 | 0 | 0 | 0 | 0 | 0 | 0 | 0 | 0 | 0 | 0 | 0 | 0 | 0 |  | #N/A | #N/A | #N/A | #N/A | #N/A | #N/A | #N/A
| 5 | 10 | 7.51 | 6.1457 | 2.6034 | 46.502 | 0 | 1 | 0 | 0 | 0 | 0 | 0 | 0 | 0 | 0 | 0 | 0 | 0 | 0 | 0 |  | #N/A | #N/A | #N/A | #N/A | #N/A | #N/A | #N/A
| 0 | 5 | 2.2542 | 1.3074 | 1.1494 | 45.4508 | 0 | 1 | 0 | 0 | 0 | 0 | 0 | 0 | 0 | 0 | 0 | 0 | 0 | 0 | 0 |  | #N/A | #N/A | #N/A | #N/A | #N/A | #N/A | #N/A
| -5 | 0 | -2.2636 | -3.0668 | -0.022936 | 44.5473 | 0 | 1 | 0 | 0 | 0 | 0 | 0 | 0 | 0 | 0 | 0 | 0 | 0 | 0 | 0 |  | #N/A | #N/A | #N/A | #N/A | #N/A | #N/A | #N/A
| -10 | -5 | -7.8914 | -8.1592 | -1.4324 | 43.4217 | 0 | 1 | 0 | 0 | 0 | 0 | 0 | 0 | 0 | 0 | 0 | 0 | 0 | 0 | 0 |  | #N/A | #N/A | #N/A | #N/A | #N/A | #N/A | #N/A
| -15 | -10 | -11.5242 | -11.63 | -2.4524 | 42.6952 | 0 | 1 | 0 | 0 | 0 | 0 | 0 | 0 | 0 | 0 | 0 | 0 | 0 | 0 | 0 |  | #N/A | #N/A | #N/A | #N/A | #N/A | #N/A | #N/A
| -20 | -15 | -15 | -15 | -3 | 42 | 0 | 1 | 0 | 0 | 0 | 0 | 0 | 0 | 0 | 0 | 0 | 0 | 0 | 0 | 0 |  | #N/A | #N/A | #N/A | #N/A | #N/A | #N/A | #N/A
[17 empty] | Total Energy | #N/A | #N/A | #N/A | #N/A
| Unoccupied Hours - TMY3 Bin Model | [14 empty] | End Use | [6 empty] | Bin Hours - Peak Period Breakdown
| OA Drybulb |  | Average Bin Conditions |  |  |  | Perimeter | Perimeter | Cooling | Wall+Roof Heat Gain |  | Basement Heat Gain |  | Load Reduction |  | Demand Reduction | [6 empty] | Total | Winter | Winter | Summer | Summer | Winter | Summer
| Bin Range |  | OA db | OA wb | OA Enth | Basement | Cooling | Heating | Perf | Base | Design | Base | Design | Cooling | Heating | Cooling | Heating | Total | Gas | Oil | Propane |  | Bin | On-Peak | Off-Peak | On-Peak | Off-Peak | Demand | Demand
| From | To | °F | °F | Btu/lb | °F | Load? | Load? | EER | MBH | MBH | MBH | MBH | MBH | MBH | kW | kW | kW | MBH | MBH | MBH |  | Hours | Hours | Hours | Hours | Hours | Hours | Hours
| 105 | 110 | 105 | 77 | 37.5247 | 66 | 0 | 0 | 0 | 0 | 0 | 0 | 0 | 0 | 0 | 0 | 0 | 0 | 0 | 0 | 0 |  | #N/A | #N/A | #N/A | #N/A | #N/A | #N/A | #N/A
| 100 | 105 | 100.095 | 74.2692 | 37.5247 | 65.019 | 0 | 0 | 0 | 0 | 0 | 0 | 0 | 0 | 0 | 0 | 0 | 0 | 0 | 0 | 0 |  | #N/A | #N/A | #N/A | #N/A | #N/A | #N/A | #N/A
| 95 | 100 | 95.8994 | 74.1113 | 37.5707 | 64.1799 | 0 | 0 | 0 | 0 | 0 | 0 | 0 | 0 | 0 | 0 | 0 | 0 | 0 | 0 | 0 |  | #N/A | #N/A | #N/A | #N/A | #N/A | #N/A | #N/A
| 90 | 95 | 91.3071 | 72.6581 | 36.5222 | 63.2614 | 0 | 0 | 0 | 0 | 0 | 0 | 0 | 0 | 0 | 0 | 0 | 0 | 0 | 0 | 0 |  | #N/A | #N/A | #N/A | #N/A | #N/A | #N/A | #N/A
| 85 | 90 | 87.0603 | 70.0512 | 34.2901 | 62.4121 | 0 | 0 | 0 | 0 | 0 | 0 | 0 | 0 | 0 | 0 | 0 | 0 | 0 | 0 | 0 |  | #N/A | #N/A | #N/A | #N/A | #N/A | #N/A | #N/A
| 80 | 85 | 81.9901 | 68.7562 | 33.2481 | 61.398 | 0 | 0 | 0 | 0 | 0 | 0 | 0 | 0 | 0 | 0 | 0 | 0 | 0 | 0 | 0 |  | #N/A | #N/A | #N/A | #N/A | #N/A | #N/A | #N/A
| 75 | 80 | 76.7748 | 66.2731 | 31.2649 | 60.355 | 0 | 0 | 0 | 0 | 0 | 0 | 0 | 0 | 0 | 0 | 0 | 0 | 0 | 0 | 0 |  | #N/A | #N/A | #N/A | #N/A | #N/A | #N/A | #N/A
| 70 | 75 | 72.0191 | 64.4379 | 29.8478 | 59.4038 | 0 | 0 | 0 | 0 | 0 | 0 | 0 | 0 | 0 | 0 | 0 | 0 | 0 | 0 | 0 |  | #N/A | #N/A | #N/A | #N/A | #N/A | #N/A | #N/A
| 65 | 70 | 67.2528 | 61.7271 | 27.8366 | 58.4506 | 0 | 0 | 0 | 0 | 0 | 0 | 0 | 0 | 0 | 0 | 0 | 0 | 0 | 0 | 0 |  | #N/A | #N/A | #N/A | #N/A | #N/A | #N/A | #N/A
| 60 | 65 | 62.4828 | 57.652 | 25.0461 | 57.4966 | 0 | 0 | 0 | 0 | 0 | 0 | 0 | 0 | 0 | 0 | 0 | 0 | 0 | 0 | 0 |  | #N/A | #N/A | #N/A | #N/A | #N/A | #N/A | #N/A
| 55 | 60 | 56.9468 | 52.3253 | 21.7279 | 56.3894 | 0 | 0 | 0 | 0 | 0 | 0 | 0 | 0 | 0 | 0 | 0 | 0 | 0 | 0 | 0 |  | #N/A | #N/A | #N/A | #N/A | #N/A | #N/A | #N/A
| 50 | 55 | 52.1204 | 47.4934 | 19.0396 | 55.4241 | 0 | 1 | 0 | 0 | 0 | 0 | 0 | 0 | 0 | 0 | 0 | 0 | 0 | 0 | 0 |  | #N/A | #N/A | #N/A | #N/A | #N/A | #N/A | #N/A
| 45 | 50 | 46.8545 | 42.855 | 16.6358 | 54.3709 | 0 | 1 | 0 | 0 | 0 | 0 | 0 | 0 | 0 | 0 | 0 | 0 | 0 | 0 | 0 |  | #N/A | #N/A | #N/A | #N/A | #N/A | #N/A | #N/A
| 40 | 45 | 42.418 | 38.6563 | 14.6797 | 53.4836 | 0 | 1 | 0 | 0 | 0 | 0 | 0 | 0 | 0 | 0 | 0 | 0 | 0 | 0 | 0 |  | #N/A | #N/A | #N/A | #N/A | #N/A | #N/A | #N/A
| 35 | 40 | 37.2457 | 34.0259 | 12.6394 | 52.4491 | 0 | 1 | 0 | 0 | 0 | 0 | 0 | 0 | 0 | 0 | 0 | 0 | 0 | 0 | 0 |  | #N/A | #N/A | #N/A | #N/A | #N/A | #N/A | #N/A
| 30 | 35 | 32.1892 | 29.2751 | 10.6573 | 51.4378 | 0 | 1 | 0 | 0 | 0 | 0 | 0 | 0 | 0 | 0 | 0 | 0 | 0 | 0 | 0 |  | #N/A | #N/A | #N/A | #N/A | #N/A | #N/A | #N/A
| 25 | 30 | 27.2541 | 24.4466 | 8.7448 | 50.4508 | 0 | 1 | 0 | 0 | 0 | 0 | 0 | 0 | 0 | 0 | 0 | 0 | 0 | 0 | 0 |  | #N/A | #N/A | #N/A | #N/A | #N/A | #N/A | #N/A
| 20 | 25 | 22.4042 | 20.0238 | 7.1155 | 49.4808 | 0 | 1 | 0 | 0 | 0 | 0 | 0 | 0 | 0 | 0 | 0 | 0 | 0 | 0 | 0 |  | #N/A | #N/A | #N/A | #N/A | #N/A | #N/A | #N/A
| 15 | 20 | 17.7199 | 15.6824 | 5.6207 | 48.544 | 0 | 1 | 0 | 0 | 0 | 0 | 0 | 0 | 0 | 0 | 0 | 0 | 0 | 0 | 0 |  | #N/A | #N/A | #N/A | #N/A | #N/A | #N/A | #N/A
| 10 | 15 | 12.174 | 10.604 | 3.9387 | 47.4348 | 0 | 1 | 0 | 0 | 0 | 0 | 0 | 0 | 0 | 0 | 0 | 0 | 0 | 0 | 0 |  | #N/A | #N/A | #N/A | #N/A | #N/A | #N/A | #N/A
| 5 | 10 | 7.51 | 6.1457 | 2.6034 | 46.502 | 0 | 1 | 0 | 0 | 0 | 0 | 0 | 0 | 0 | 0 | 0 | 0 | 0 | 0 | 0 |  | #N/A | #N/A | #N/A | #N/A | #N/A | #N/A | #N/A
| 0 | 5 | 2.2542 | 1.3074 | 1.1494 | 45.4508 | 0 | 1 | 0 | 0 | 0 | 0 | 0 | 0 | 0 | 0 | 0 | 0 | 0 | 0 | 0 |  | #N/A | #N/A | #N/A | #N/A | #N/A | #N/A | #N/A
| -5 | 0 | -2.2636 | -3.0668 | -0.022936 | 44.5473 | 0 | 1 | 0 | 0 | 0 | 0 | 0 | 0 | 0 | 0 | 0 | 0 | 0 | 0 | 0 |  | #N/A | #N/A | #N/A | #N/A | #N/A | #N/A | #N/A
| -10 | -5 | -7.8914 | -8.1592 | -1.4324 | 43.4217 | 0 | 1 | 0 | 0 | 0 | 0 | 0 | 0 | 0 | 0 | 0 | 0 | 0 | 0 | 0 |  | #N/A | #N/A | #N/A | #N/A | #N/A | #N/A | #N/A
| -15 | -10 | -11.5242 | -11.63 | -2.4524 | 42.6952 | 0 | 1 | 0 | 0 | 0 | 0 | 0 | 0 | 0 | 0 | 0 | 0 | 0 | 0 | 0 |  | #N/A | #N/A | #N/A | #N/A | #N/A | #N/A | #N/A
| -20 | -15 | -15 | -15 | -3 | 42 | 0 | 1 | 0 | 0 | 0 | 0 | 0 | 0 | 0 | 0 | 0 | 0 | 0 | 0 | 0 |  | #N/A | #N/A | #N/A | #N/A | #N/A | #N/A | #N/A
[17 empty] | Total Energy | #N/A | #N/A | #N/A | #N/A
Note on D14: Guidance: Column will not calculate savings unless all required inputs are entered.

## Weatherstripping (hidden)
ECM 2 - Weatherstripping | [18 empty] | 2013 ASHRAE Handbook - Fundamentals
Savings Summary | [5 empty] | Electric BCR Inputs |  |  |  |  | Annual Savings | Conversions |  |  |  | Utility Rates |  |  | Table 4 Basic Model Stack Coefficient
|  | Energy | Unit | Energy Cost |  | Annual kWh Savings |  |  | 0 | Nat. Gas (Therms/yr) | 0 | 100000 |  |  |  |  | Rate | Unit |  | House Height (Stories)
Electric Savings |  | 0 | kWh | 0 |  | Summer On Peak % |  |  | 0% | Fuel Oil (Gal./yr) | 0 | 140000 |  |  |  | Electric | 0.16 | kWh |  | 1 | 2 | 3 | 4
Natural Gas Savings |  | 0 | therms | 0 |  | Summer Off Peak % |  |  | 0% | Propane (Gal./yr) | 0 | 91600 |  |  |  | Natural Gas | 0.9 | therms | Stack Coefficient | 0.015 | 0.0299 | 0.0449 | 0.06283
Oil Savings |  | 0 | MMBtu | 0 |  | Winter On Peak % |  |  | 0% | kWh (Annual) | 0 | 3413 |  |  |  | Oil | 2.5 | gallons
Propane Savings |  | 0 | MMBtu | 0 |  | Winter Off Peak % |  |  | 0% | [6 empty] | Propane | 3 | gallons | Table 5: Local Shelter Classes
Total Cost Saved |  |  |  | 0 |  | Summer kW |  |  | 0 | [9 empty] | Shelter Class | Description
[6 empty] | Winter kW |  |  | 0 | [9 empty] | 1 | No obstructions or local shielding
[19 empty] | 2 | Typical shelter for an isolated rural house
[19 empty] | 3 | Typical shelter caused by other buildings across street from building under study
| Measure Life | 10 | years | [15 empty] | 4 | Typical shelter for urban buildings on larger lots where sheltering obstacles are more than one building heigh away
[19 empty] | 5 | Typical shelter produced by buildings or other structures immediately adjacent (closer than one house height): e.g., neighboring houses on same side of street, trees, bushes, etc.
Methodology:
ASHRAE Basic Model Q
Assume a 90% reduction factor for CFM | [18 empty] | Table 6: Basic Model Wind Coeffient Cw
Only sensible heat | [19 empty] | House Height (Stories)
[19 empty] | Shelter Class | 1 | 2 | 3 | 4
Source: | [18 empty] | 1 | 0.0119 | 0.0157 | 0.0184 | 0.021833
[19 empty] | 2 | 0.0092 | 0.0121 | 0.0143 | 0.016967
[19 empty] | 3 | 0.0065 | 0.0086 | 0.0101 | 0.012
Description: | [18 empty] | 4 | 0.0039 | 0.0051 | 0.006 | 0.0071
[19 empty] | 5 | 0.0012 | 0.0016 | 0.0018 | 0.002133
ASHRAE Basic Model - 16.23 equation (48)
Baseline: | [18 empty] | Q = AL*sqrt([Cs*abs(ΔT)]+[Cw*U2])
where
Q = airflow rate, cfm
High Efficiency: | [18 empty] | AL = effective air leakage area, in2
Cs = stack coefficient, cfm2/in4°F
ΔT = average indoor-outdoor temperature difference for the time interval of calculation, °F
Input Data: | [18 empty] | Cw = wind coefficient, cfm2/in4*mph2
U = average wind speed measured at a local weather station for time interval of calculation, mph
| Doors | [8 empty] | Heating Temperature Setpoint | Cooling Temperature Setpoint |  |  | Cut-Off Temp Used in Calcs
[9 empty] | Occupied | 70 | 75 | F | #N/A | #N/A
|  |  | Dimensions | [5 empty] | Unoccupied | 60 | 80 | F | #N/A | #N/A |  |  |  |  | Sensible Heat
|  | Quantity | Height (ft) | Width (ft) | Perimeter - Crack Length | Gap Thickness (in) | Crack Area (in2) | [5 empty] | #N/A | [5 empty] | The sensible heat in a heating or coolilng process of air (heating or cooling capacity) can be expressed as
| Regular Doors | 0 | 0 | 0 | 0 | 0.125 | 0 | [11 empty] | hs = 1.08*q*dt
| Sliding Doors | 0 | 0 | 0 | 0 | 0.125 | 0 | [5 empty] | No | Space Cooling Included? |  |  |  |  | where
| Garage Doors | 0 | 0 | 0 | 0 | 0.125 | 0 |  | System Efficiency (kW / ton) |  | 1.2 | [7 empty] | hs = sensible heat (btu/hr)
| Bulkheads | 0 | 0 | 0 | 0 | 0.125 | 0 | [11 empty] | q = air volume flow (cfm, cubic feet per minute)
| Total | [5 empty] | 0 |  | Balance Temp | 55 | #REF! |  | #N/A | #N/A |  |  |  |  | dt = temperature difference (F)
| Windows | [7 empty] | Heating |  |  |  | Cooling
|  |  | Dimensions | [5 empty] | Seasonal Efficiency (Natural Gas) |  | 0% |  | % Area Cooled |  | #DIV/0!
|  | Quantity | Height (ft) | Width (ft) | Perimeter - Crack Length | Gap Thickness (in) | Crack Area (in2) |  | Seasonal Efficiency (Oil) |  | 0%
| Type 1 | 0 | 0 | 0 | 0 | 0.125 | 0 |  | Seasonal Efficiency (Propane) |  | 0% |  | Seasonal Efficiency |  | 0 | kW/ton
| Type 2 | 0 | 0 | 0 | 0 | 0.125 | 0 |  | Seasonal Efficiency (Electric) |  | 0%
| Type 3 | 0 | 0 | 0 | 0 | 0.125 | 0 | [5 empty] | Correction Factor |  | 1
| Type 4 | 0 | 0 | 0 | 0 | 0.125 | 0 |  | Correction Factor |  | 1
| Total | [5 empty] | 0 | [23 empty] | *For Interactivity | kWh | %
[9 empty] | % of Building Volume to be Air Sealed (heated by): | [21 empty] | Cooling Savings | #N/A | #N/A
[9 empty] | NG-Fired Equipment |  | 0% | [19 empty] | Heating Savings | #N/A | #N/A
| Building Height |  |  | 0 | Stories |  |  |  | Oil-Fired Equipment |  | 0% | [19 empty] | Total | #N/A | #N/A
| Shelter Class |  |  | 4 |  |  |  |  | Propane-Fired Equipment |  | 0%
| Average wind speed |  |  | 7 | mph |  |  |  | Electric Equipment |  | 0%
[9 empty] | ***must add up to 100% |  | 0%
| AL = effective air leakage area, in2 |  |  | 0
| Cs = stack coefficient, cfm2/in4°F |  |  | #N/A
| Cw = wind coefficient, cfm2/in4*mph2 |  |  | 4
[19 empty] | Reduction Factor | 90%
Calculations: Do Not Edit | [18 empty] | Q - cfm | Q - cfm | Q - cfm | Q - cfm | Q - cfm | Q - cfm | Q - cfm | Q - cfm | Q - cfm | Q - cfm | Q - cfm | Q - cfm | Energy Savings On/Off Peak Breakdown | [5 empty] | Summer | Winter
[5 empty] | *Heating | *Heating |  |  | *Cooling | *Cooling | [8 empty] | Existing | Existing | Existing | Existing | Proposed | Proposed | Proposed | Proposed | Δ | Δ | Δ | Δ | kWh Savings | Summer On Peak | Summer Off Peak | Winter On Peak | Winter Off Peak |  | Demand | Demand
| Mid-pts | Occupied Hours | Unoccupied Hours | Total Hours | Occupied Hours ΔT | Unoccupied Hours ΔT | Occ. Heat Savings (btu) | UnOcc. Heat Savings (btu) | Occupied Hours ΔT | Unoccupied Hours ΔT | Occ. Cooling Savings (btu) | UnOcc. Cooling Savings (btu) | Heating Savings (therms - output) | Cooling Savings (kWh) |  |  |  |  | Occup. Heating CFM | UnOccup. Heating CFM | Occup. Cooling CFM | UnOccup. Cooling CFM | Occup. Heating CFM | UnOccup. Heating CFM | Occup. Cooling CFM | UnOccup. Cooling CFM | Occup. Heating CFM | UnOccup. Heating CFM | Occup. Cooling CFM | UnOccup. Cooling CFM |  | % of hours | % of hours | % of hours | % of hours |  | % of hrs | % of hrs
| 105 | #N/A | #N/A | #N/A | 0 | 0 | #N/A | #N/A | 0 | 0 | #N/A | #N/A | #N/A | #N/A |  |  |  |  | #N/A | #N/A | #N/A | #N/A | #N/A | #N/A | #N/A | #N/A | #N/A | #N/A | #N/A | #N/A | 0 | 0% | 0% | 0% | 0% |  | 0% | 0%
| 100.095 | #N/A | #N/A | #N/A | 0 | 0 | #N/A | #N/A | 0 | 0 | #N/A | #N/A | #N/A | #N/A |  |  |  |  | #N/A | #N/A | #N/A | #N/A | #N/A | #N/A | #N/A | #N/A | #N/A | #N/A | #N/A | #N/A | 0 | 0% | 0% | 0% | 0% |  | 0% | 0%
| 95.8994 | #N/A | #N/A | #N/A | 0 | 0 | #N/A | #N/A | 0 | 0 | #N/A | #N/A | #N/A | #N/A |  |  |  |  | #N/A | #N/A | #N/A | #N/A | #N/A | #N/A | #N/A | #N/A | #N/A | #N/A | #N/A | #N/A | 0 | 0% | 0% | 0% | 0% |  | 0% | 0%
| 91.3071 | #N/A | #N/A | #N/A | 0 | 0 | #N/A | #N/A | 0 | 0 | #N/A | #N/A | #N/A | #N/A |  |  |  |  | #N/A | #N/A | #N/A | #N/A | #N/A | #N/A | #N/A | #N/A | #N/A | #N/A | #N/A | #N/A | 0 | 0% | 0% | 0% | 0% |  | 0% | 0%
| 87.0603 | #N/A | #N/A | #N/A | 0 | 0 | #N/A | #N/A | 0 | 0 | #N/A | #N/A | #N/A | #N/A |  |  |  |  | #N/A | #N/A | #N/A | #N/A | #N/A | #N/A | #N/A | #N/A | #N/A | #N/A | #N/A | #N/A | 0 | 0% | 0% | 0% | 0% |  | 0% | 0%
| 81.9901 | #N/A | #N/A | #N/A | 0 | 0 | #N/A | #N/A | 0 | 0 | #N/A | #N/A | #N/A | #N/A |  |  |  |  | #N/A | #N/A | #N/A | #N/A | #N/A | #N/A | #N/A | #N/A | #N/A | #N/A | #N/A | #N/A | 0 | 0% | 0% | 0% | 0% |  | 0% | 0%
| 76.7748 | #N/A | #N/A | #N/A | 0 | 0 | #N/A | #N/A | 0 | 0 | #N/A | #N/A | #N/A | #N/A |  |  |  |  | #N/A | #N/A | #N/A | #N/A | #N/A | #N/A | #N/A | #N/A | #N/A | #N/A | #N/A | #N/A | 0 | 0% | 0% | 0% | 0% |  | 0% | 0%
| 72.0191 | #N/A | #N/A | #N/A | 0 | 0 | #N/A | #N/A | 0 | 0 | #N/A | #N/A | #N/A | #N/A |  |  |  |  | #N/A | #N/A | #N/A | #N/A | #N/A | #N/A | #N/A | #N/A | #N/A | #N/A | #N/A | #N/A | 0 | 0% | 0% | 0% | 0% |  | 0% | 0%
| 67.2528 | #N/A | #N/A | #N/A | 0 | 0 | #N/A | #N/A | 0 | 0 | #N/A | #N/A | #N/A | #N/A |  |  |  |  | #N/A | #N/A | #N/A | #N/A | #N/A | #N/A | #N/A | #N/A | #N/A | #N/A | #N/A | #N/A | 0 | 0% | 0% | 0% | 0% |  | 0% | 0%
| 62.4828 | #N/A | #N/A | #N/A | 0 | 0 | #N/A | #N/A | 0 | 0 | #N/A | #N/A | #N/A | #N/A |  |  |  |  | #N/A | #N/A | #N/A | #N/A | #N/A | #N/A | #N/A | #N/A | #N/A | #N/A | #N/A | #N/A | 0 | 0% | 0% | 0% | 0% |  | 0% | 0%
| 56.9468 | #N/A | #N/A | #N/A | 0 | 0 | #N/A | #N/A | 0 | 0 | #N/A | #N/A | #N/A | #N/A |  |  |  |  | #N/A | #N/A | #N/A | #N/A | #N/A | #N/A | #N/A | #N/A | #N/A | #N/A | #N/A | #N/A | 0 | 0% | 0% | 0% | 0% |  | 0% | 0%
| 52.1204 | #N/A | #N/A | #N/A | 17.8796 | 7.8796 | #N/A | #N/A | 0 | 0 | #N/A | #N/A | #N/A | #N/A |  |  |  |  | #N/A | #N/A | #N/A | #N/A | #N/A | #N/A | #N/A | #N/A | #N/A | #N/A | #N/A | #N/A | 0 | 0% | 0% | 0% | 0% |  | 0% | 0%
| 46.8545 | #N/A | #N/A | #N/A | 23.1455 | 13.1455 | #N/A | #N/A | 0 | 0 | #N/A | #N/A | #N/A | #N/A |  |  |  |  | #N/A | #N/A | #N/A | #N/A | #N/A | #N/A | #N/A | #N/A | #N/A | #N/A | #N/A | #N/A | 0 | 0% | 0% | 0% | 0% |  | 0% | 0%
| 42.418 | #N/A | #N/A | #N/A | 27.582 | 17.582 | #N/A | #N/A | 0 | 0 | #N/A | #N/A | #N/A | #N/A |  |  |  |  | #N/A | #N/A | #N/A | #N/A | #N/A | #N/A | #N/A | #N/A | #N/A | #N/A | #N/A | #N/A | 0 | 0% | 0% | 0% | 0% |  | 0% | 0%
| 37.2457 | #N/A | #N/A | #N/A | 32.7543 | 22.7543 | #N/A | #N/A | 0 | 0 | #N/A | #N/A | #N/A | #N/A |  |  |  |  | #N/A | #N/A | #N/A | #N/A | #N/A | #N/A | #N/A | #N/A | #N/A | #N/A | #N/A | #N/A | 0 | 0% | 0% | 0% | 0% |  | 0% | 0%
| 32.1892 | #N/A | #N/A | #N/A | 37.8108 | 27.8108 | #N/A | #N/A | 0 | 0 | #N/A | #N/A | #N/A | #N/A |  |  |  |  | #N/A | #N/A | #N/A | #N/A | #N/A | #N/A | #N/A | #N/A | #N/A | #N/A | #N/A | #N/A | 0 | 0% | 0% | 0% | 0% |  | 0% | 0%
| 27.2541 | #N/A | #N/A | #N/A | 42.7459 | 32.7459 | #N/A | #N/A | 0 | 0 | #N/A | #N/A | #N/A | #N/A |  |  |  |  | #N/A | #N/A | #N/A | #N/A | #N/A | #N/A | #N/A | #N/A | #N/A | #N/A | #N/A | #N/A | 0 | 0% | 0% | 0% | 0% |  | 0% | 0%
| 22.4042 | #N/A | #N/A | #N/A | 47.5958 | 37.5958 | #N/A | #N/A | 0 | 0 | #N/A | #N/A | #N/A | #N/A |  |  |  |  | #N/A | #N/A | #N/A | #N/A | #N/A | #N/A | #N/A | #N/A | #N/A | #N/A | #N/A | #N/A | 0 | 0% | 0% | 0% | 0% |  | 0% | 0%
| 17.7199 | #N/A | #N/A | #N/A | 52.2801 | 42.2801 | #N/A | #N/A | 0 | 0 | #N/A | #N/A | #N/A | #N/A |  |  |  |  | #N/A | #N/A | #N/A | #N/A | #N/A | #N/A | #N/A | #N/A | #N/A | #N/A | #N/A | #N/A | 0 | 0% | 0% | 0% | 0% |  | 0% | 0%
| 12.174 | #N/A | #N/A | #N/A | 57.826 | 47.826 | #N/A | #N/A | 0 | 0 | #N/A | #N/A | #N/A | #N/A |  |  |  |  | #N/A | #N/A | #N/A | #N/A | #N/A | #N/A | #N/A | #N/A | #N/A | #N/A | #N/A | #N/A | 0 | 0% | 0% | 0% | 0% |  | 0% | 0%
| 7.51 | #N/A | #N/A | #N/A | 62.49 | 52.49 | #N/A | #N/A | 0 | 0 | #N/A | #N/A | #N/A | #N/A |  |  |  |  | #N/A | #N/A | #N/A | #N/A | #N/A | #N/A | #N/A | #N/A | #N/A | #N/A | #N/A | #N/A | 0 | 0% | 0% | 0% | 0% |  | 0% | 0%
| 2.2542 | #N/A | #N/A | #N/A | 67.7458 | 57.7458 | #N/A | #N/A | 0 | 0 | #N/A | #N/A | #N/A | #N/A |  |  |  |  | #N/A | #N/A | #N/A | #N/A | #N/A | #N/A | #N/A | #N/A | #N/A | #N/A | #N/A | #N/A | 0 | 0% | 0% | 0% | 0% |  | 0% | 0%
| -2.2636 | #N/A | #N/A | #N/A | 72.2636 | 62.2636 | #N/A | #N/A | 0 | 0 | #N/A | #N/A | #N/A | #N/A |  |  |  |  | #N/A | #N/A | #N/A | #N/A | #N/A | #N/A | #N/A | #N/A | #N/A | #N/A | #N/A | #N/A | 0 | 0% | 0% | 0% | 0% |  | 0% | 0%
| -7.8914 | #N/A | #N/A | #N/A | 77.8914 | 67.8914 | #N/A | #N/A | 0 | 0 | #N/A | #N/A | #N/A | #N/A |  |  |  |  | #N/A | #N/A | #N/A | #N/A | #N/A | #N/A | #N/A | #N/A | #N/A | #N/A | #N/A | #N/A | 0 | 0% | 0% | 0% | 0% |  | 0% | 0%
| -11.5242 | #N/A | #N/A | #N/A | 81.5242 | 71.5242 | #N/A | #N/A | 0 | 0 | #N/A | #N/A | #N/A | #N/A |  |  |  |  | #N/A | #N/A | #N/A | #N/A | #N/A | #N/A | #N/A | #N/A | #N/A | #N/A | #N/A | #N/A | 0 | 0% | 0% | 0% | 0% |  | 0% | 0%
| -15 | #N/A | #N/A | #N/A | 85 | 75 | #N/A | #N/A | 0 | 0 | #N/A | #N/A | #N/A | #N/A |  |  |  |  | #N/A | #N/A | #N/A | #N/A | #N/A | #N/A | #N/A | #N/A | #N/A | #N/A | #N/A | #N/A | 0 | 0% | 0% | 0% | 0% |  | 0% | 0%
[19 empty] | #N/A | #N/A | #N/A | #N/A | #N/A | #N/A | #N/A | #N/A | #N/A | #N/A | #N/A | #N/A
[19 empty] | #N/A | #N/A | #N/A | #N/A | #N/A | #N/A | #N/A | #N/A | #N/A | #N/A | #N/A | #N/A
[19 empty] | #N/A | #N/A | #N/A | #N/A | #N/A | #N/A | #N/A | #N/A | #N/A | #N/A | #N/A | #N/A
[19 empty] | #N/A | #N/A | #N/A | #N/A | #N/A | #N/A | #N/A | #N/A | #N/A | #N/A | #N/A | #N/A
[19 empty] | #N/A | #N/A | #N/A | #N/A | #N/A | #N/A | #N/A | #N/A | #N/A | #N/A | #N/A | #N/A
[19 empty] | #N/A | #N/A | #N/A | #N/A | #N/A | #N/A | #N/A | #N/A | #N/A | #N/A | #N/A | #N/A
[19 empty] | #N/A | #N/A | #N/A | #N/A | #N/A | #N/A | #N/A | #N/A | #N/A | #N/A | #N/A | #N/A
| Total | #N/A | #N/A | #N/A |  |  | #N/A | #N/A |  |  | #N/A | #N/A | #N/A | #N/A | [16 empty] | 0 | 0 | 0 | 0 | 0 | kWh | 0 | 0
[32 empty] | #DIV/0! | #DIV/0! | #DIV/0! | #DIV/0! | hrs | #N/A | #N/A
| kW/kWh Factor: | 0.00053 | [34 empty] | #N/A | #N/A
Prepared for Massachusetts Program Sponsors. Estimated using demand allocation methodology described in: Cadmus Demand Impact Model (2012). This is latest known study. For electric measures the heating loadshape was used for non-electric the central AC loadshape was used.
Interactivity Profile Table
[19 empty] | Equipment Fuel Type | Fuel Type (Units) | DHW | Heating | Cooling | Fan / Pump / Motor | Annual | Other
[19 empty] | Gas | Therms |  | 0
NEBs: | [18 empty] | Electric | kWh |  | 0 | 0
[19 empty] | Oil | Gallons of Oil |  | 0
[19 empty] | Propane | Gallons of Propane |  | 0
[19 empty] | Other | Other
Note on K44: Guidance: The balance point is the outdoor air temperature causing building heat gains to be dissipated at a rate that creates a desired indoor air temperature. (i.e. At a balance point of 60 deg. OA temp., a building's internal gains allow it to maintain 68 inside the building)
Note on K48: Guidance: Seasonal efficiency factor based on the site, age & type of equipment, etc. Default = Nameplate efficiency - 10%
Note on Q48: Guidance: This cell represents the % of the building volume entered to the right that is cooled. If 100% of the space is cooled, enter 100%.
Note on Q52: Guidance: **Defaults to a value of one (1), but auditor may over-write with a fraction if there is a portion of the heating season when the building is held at a set-back temperature or the heat is turned off (as when “Snowbirds” leave their condos here and head to Florida for two months.)
Note on M53: Guidance: **Defaults to a value of one (1), but auditor may over-write with a fraction if there is a portion of the heating season when the building is held at a set-back temperature or the heat is turned off (as when “Snowbirds” leave their condos here and head to Florida for two months.)
Note on F58: Guidance: 1: No obstructions or local shielding 2: Typical shelter for an isolated rural house 3: Typical shelter caused by other buildings across street from building under study 4: Typical shelter for urban buildings on larger lots where sheltering obstacles are more than one building height away 5: Typical shelter produced by buildings or other structures immediately adjacent (closer than one house height): e.g., neighboring houses on same side of street, trees, bushes, etc.

## Air Sealing (hidden)
ECM 3 - Air Sealing
Savings Summary | [5 empty] | Electric BCR Inputs |  |  |  |  | Baseline | Proposed | Annual Savings | Conversions |  | Utility Rates
|  | Energy | Unit | Energy Cost |  | Annual kWh Savings |  |  | 0 | Nat. Gas (Therms/yr) | 0 | 0 | 0 | 100000 |  |  |  | Rate | Unit
Electric Savings |  | 0 | kWh | 0 |  | Summer On Peak % |  |  | 0% | Fuel Oil (Gal./yr) | 0 | 0 | 0 | 140000 |  | Electric |  | 0.16 | kWh
Natural Gas Savings |  | 0 | therms | 0 |  | Summer Off Peak % |  |  | 0% | Propane (Gal./yr) | 0 | 0 | 0 | 91600 |  | Natural Gas |  | 0.9 | therms
Oil Savings |  | 0 | MMBtu | 0 |  | Winter On Peak % |  |  | 0% | kWh (Annual) | 0 | 0 | 0 | 3413 |  | Oil |  | 2.5 | gallons
Propane Savings |  | 0 | MMBtu | 0 |  | Winter Off Peak % |  |  | 0% | [6 empty] | Propane |  | 3 | gallons
Total Cost Saved |  |  |  | 0 |  | Summer kW |  |  | 0
[6 empty] | Winter kW |  |  | 0
| Measure Life | 18 | years
Methodology:
Annual BTU Saved = Building Volume x (ACH_pre - ACH_new) x 0.018 x HDD x (24 / Seasonal Efficiency) x Correction Factor
Source:
Massachusetts Technical Reference Manual: D.P.U. 12-100 to D.P.U. 12-111 - Three-Year Plan 2013-2015
Description:
Air sealing will decrease the infiltration of outside air through cracks and leaks in the building.
Baseline:
Existing building before the air sealing measure is implemented. The baseline building is characterized by the existing ACH_pre, which is measure prior to the implementation of the air sealing measure.
High Efficiency:
The high efficiency case is the existing building aft the air sealing is implemented. The high efficiency building is characterized by the new air changes per hour (ACH_new), which is measured after the airsealing measure is implemented.
Input Data:
Heating
| Bldg Area |  | 0 | ft² | [10 empty] | Cooling Included? |  | No
| Building Volume [BV] (total) |  | 0 | cubic feet |  |  | Seasonal Efficiency (Natural Gas) |  | 0% |  | % Building Volume Cooled |  | #DIV/0! |  | Seasonal Efficiency |  | 0 | COP
| BV Affected by Air Sealing |  | 0 | (remainder consider 0.5) |  |  | Seasonal Efficiency (Oil) |  | 0% |  |  |  |  | Therms Equivalent
[7 empty] | Seasonal Efficiency (Propane) |  | 0% |  | Default Heating kBTU/ft² | 25 | kBTU/ft² | 0 | <Default Heating therms
|  |  | Modeled ACH | Default | Blower Door |  | Seasonal Efficiency (Electric) |  | 0% |  | Existing Equivalent Therms Use
| ACH_pre |  |  |  | 0 |  | Correction Factor |  | 1 |  |  | Total | Base | Equivalent | Correction Factor |  | 1
| ACH_new |  | #DIV/0! | #DIV/0! | 0 |  | % of Building Volume to be Air Sealed (heated by): |  |  |  |  | Annual | Non-Heating | Heating
| Blower Door Testing? |  | 0 |  |  |  | NG-Fired Equipment |  | 0% |  |  | Used | Used | Therms
| HDD Base |  | 60 |  |  |  | Oil-Fired Equipment |  | 0% |  | Electricity kWh | 0 | N/A | 0 | CDD Base |  | 65
| Air Leakage Attribution |  | 0% | % Consumption |  |  | Propane-Fired Equipment |  | 0% |  | Natural Gas THERMS | 0 | 0 | 0 | [5 empty] | *For Interactivity | kWh | %
[7 empty] | Electric Equipment |  | 0% |  | Oil Gallons | 0 | 0 | 0 | [5 empty] | Cooling Savings | 0 | #DIV/0!
| Default Reduction in ACH |  | 25% |  |  |  | ***must add up to 100% |  | 0% |  | Propane Gallons | 0 | 0 | 0 | [5 empty] | Heating Savings | 0 | #DIV/0!
[11 empty] | Base Heating Therms for Default ACH Calcs |  |  | 0 | [5 empty] | Total | 0 | #DIV/0!
Calculations: Do Not Edit
| Heating | [9 empty] | Cooling | [8 empty] | Energy Savings On/Off Peak Breakdown | [5 empty] | Summer | Winter
[6 empty] | *no eff. | *no eff. | *no eff. | [11 empty] | kWh Savings | Summer On Peak | Summer Off Peak | Winter On Peak | Winter Off Peak |  | Demand | Demand
| Mid-pts | Occupied Hours | Unoccupied Hours | Total Hours | HDD @ Base | Base Therms | Proposed Therms | Therms Saved |  |  | Occupied Hours | Unoccupied Hours | Total Hours | CDD @ Base | Base kWh | Proposed kWh | kWh Saved |  |  |  | % of hours | % of hours | % of hours | % of hours |  | % of hrs | % of hrs
| 105 | #N/A | #N/A | #N/A | 0 | #VALUE! | #DIV/0! | #VALUE! |  |  | #N/A | #N/A | #N/A | #N/A | 0 | 0 | 0 |  |  | 0 | 0% | 0% | 0% | 0% |  | 0% | 0%
| 100.095 | #N/A | #N/A | #N/A | 0 | #VALUE! | #DIV/0! | #VALUE! |  |  | #N/A | #N/A | #N/A | #N/A | 0 | 0 | 0 |  |  | 0 | 0% | 0% | 0% | 0% |  | 0% | 0%
| 95.8994 | #N/A | #N/A | #N/A | 0 | #VALUE! | #DIV/0! | #VALUE! |  |  | #N/A | #N/A | #N/A | #N/A | 0 | 0 | 0 |  |  | 0 | 0% | 0% | 0% | 0% |  | 0% | 0%
| 91.3071 | #N/A | #N/A | #N/A | 0 | #VALUE! | #DIV/0! | #VALUE! |  |  | #N/A | #N/A | #N/A | #N/A | 0 | 0 | 0 |  |  | 0 | 0% | 0% | 0% | 0% |  | 0% | 0%
| 87.0603 | #N/A | #N/A | #N/A | 0 | #VALUE! | #DIV/0! | #VALUE! |  |  | #N/A | #N/A | #N/A | #N/A | 0 | 0 | 0 |  |  | 0 | 0% | 0% | 0% | 0% |  | 0% | 0%
| 81.9901 | #N/A | #N/A | #N/A | 0 | #VALUE! | #DIV/0! | #VALUE! |  |  | #N/A | #N/A | #N/A | #N/A | 0 | 0 | 0 |  |  | 0 | 0% | 0% | 0% | 0% |  | 0% | 0%
| 76.7748 | #N/A | #N/A | #N/A | 0 | #VALUE! | #DIV/0! | #VALUE! |  |  | #N/A | #N/A | #N/A | #N/A | 0 | 0 | 0 |  |  | 0 | 0% | 0% | 0% | 0% |  | 0% | 0%
| 72.0191 | #N/A | #N/A | #N/A | 0 | #VALUE! | #DIV/0! | #VALUE! |  |  | #N/A | #N/A | #N/A | #N/A | 0 | 0 | 0 |  |  | 0 | 0% | 0% | 0% | 0% |  | 0% | 0%
| 67.2528 | #N/A | #N/A | #N/A | 0 | #VALUE! | #DIV/0! | #VALUE! |  |  | #N/A | #N/A | #N/A | #N/A | 0 | 0 | 0 |  |  | 0 | 0% | 0% | 0% | 0% |  | 0% | 0%
| 62.4828 | #N/A | #N/A | #N/A | 0 | #VALUE! | #DIV/0! | #VALUE! |  |  | #N/A | #N/A | #N/A | 0 | 0 | 0 | 0 |  |  | 0 | 0% | 0% | 0% | 0% |  | 0% | 0%
| 56.9468 | #N/A | #N/A | #N/A | #N/A | #VALUE! | #DIV/0! | #VALUE! |  |  | #N/A | #N/A | #N/A | 0 | 0 | 0 | 0 |  |  | 0 | 0% | 0% | 0% | 0% |  | 0% | 0%
| 52.1204 | #N/A | #N/A | #N/A | #N/A | #VALUE! | #DIV/0! | #VALUE! |  |  | #N/A | #N/A | #N/A | 0 | 0 | 0 | 0 |  |  | 0 | 0% | 0% | 0% | 0% |  | 0% | 0%
| 46.8545 | #N/A | #N/A | #N/A | #N/A | #VALUE! | #DIV/0! | #VALUE! |  |  | #N/A | #N/A | #N/A | 0 | 0 | 0 | 0 |  |  | 0 | 0% | 0% | 0% | 0% |  | 0% | 0%
| 42.418 | #N/A | #N/A | #N/A | #N/A | #VALUE! | #DIV/0! | #VALUE! |  |  | #N/A | #N/A | #N/A | 0 | 0 | 0 | 0 |  |  | 0 | 0% | 0% | 0% | 0% |  | 0% | 0%
| 37.2457 | #N/A | #N/A | #N/A | #N/A | #VALUE! | #DIV/0! | #VALUE! |  |  | #N/A | #N/A | #N/A | 0 | 0 | 0 | 0 |  |  | 0 | 0% | 0% | 0% | 0% |  | 0% | 0%
| 32.1892 | #N/A | #N/A | #N/A | #N/A | #VALUE! | #DIV/0! | #VALUE! |  |  | #N/A | #N/A | #N/A | 0 | 0 | 0 | 0 |  |  | 0 | 0% | 0% | 0% | 0% |  | 0% | 0%
| 27.2541 | #N/A | #N/A | #N/A | #N/A | #VALUE! | #DIV/0! | #VALUE! |  |  | #N/A | #N/A | #N/A | 0 | 0 | 0 | 0 |  |  | 0 | 0% | 0% | 0% | 0% |  | 0% | 0%
| 22.4042 | #N/A | #N/A | #N/A | #N/A | #VALUE! | #DIV/0! | #VALUE! |  |  | #N/A | #N/A | #N/A | 0 | 0 | 0 | 0 |  |  | 0 | 0% | 0% | 0% | 0% |  | 0% | 0%
| 17.7199 | #N/A | #N/A | #N/A | #N/A | #VALUE! | #DIV/0! | #VALUE! |  |  | #N/A | #N/A | #N/A | 0 | 0 | 0 | 0 |  |  | 0 | 0% | 0% | 0% | 0% |  | 0% | 0%
| 12.174 | #N/A | #N/A | #N/A | #N/A | #VALUE! | #DIV/0! | #VALUE! |  |  | #N/A | #N/A | #N/A | 0 | 0 | 0 | 0 |  |  | 0 | 0% | 0% | 0% | 0% |  | 0% | 0%
| 7.51 | #N/A | #N/A | #N/A | #N/A | #VALUE! | #DIV/0! | #VALUE! |  |  | #N/A | #N/A | #N/A | 0 | 0 | 0 | 0 |  |  | 0 | 0% | 0% | 0% | 0% |  | 0% | 0%
| 2.2542 | #N/A | #N/A | #N/A | #N/A | #VALUE! | #DIV/0! | #VALUE! |  |  | #N/A | #N/A | #N/A | 0 | 0 | 0 | 0 |  |  | 0 | 0% | 0% | 0% | 0% |  | 0% | 0%
| -2.2636 | #N/A | #N/A | #N/A | #N/A | #VALUE! | #DIV/0! | #VALUE! |  |  | #N/A | #N/A | #N/A | 0 | 0 | 0 | 0 |  |  | 0 | 0% | 0% | 0% | 0% |  | 0% | 0%
| -7.8914 | #N/A | #N/A | #N/A | #N/A | #VALUE! | #DIV/0! | #VALUE! |  |  | #N/A | #N/A | #N/A | 0 | 0 | 0 | 0 |  |  | 0 | 0% | 0% | 0% | 0% |  | 0% | 0%
| -11.5242 | #N/A | #N/A | #N/A | #N/A | #VALUE! | #DIV/0! | #VALUE! |  |  | #N/A | #N/A | #N/A | 0 | 0 | 0 | 0 |  |  | 0 | 0% | 0% | 0% | 0% |  | 0% | 0%
| -15 | #N/A | #N/A | #N/A | #N/A | #VALUE! | #DIV/0! | #VALUE! |  |  | #N/A | #N/A | #N/A | 0 | 0 | 0 | 0 |  |  | 0 | 0% | 0% | 0% | 0% |  | 0% | 0%
| Total | #N/A | #N/A | #N/A | #N/A | #VALUE! | #DIV/0! | #VALUE! |  |  | #N/A | #N/A | #N/A | #N/A | 0 | 0 | 0 |  |  | 0 | 0 | 0 | 0 | 0 | kWh | 0 | 0
[21 empty] | #DIV/0! | #DIV/0! | #DIV/0! | #DIV/0! | hrs | #N/A | #N/A
| kW/kWh Factor: | 0.00053 | [23 empty] | #N/A | #N/A
Prepared for Massachusetts Program Sponsors. General bin model heating and cooling load reduction formulas align with the 2022-2024 MA TRM Section 3.4: Building Shell - Air Sealing C&I Multi-Family. For electric measures the heating loadshape was used for non-electric the central AC loadshape was used. Analysis was originally developed using demand allocation methodology described in: Cadmus Demand Impact Model (2012).
[20 empty] | ACH_pre | ACH_new |  | Interactivity Profile Table
NEBs: | [19 empty] | 0.3 | 0.3 |  | Equipment Fuel Type | Fuel Type (Units) | DHW | Heating | Cooling | Fan / Pump / Motor | Annual | Other
| Not applicable for this measure | [18 empty] | 0.325 | 0.325 |  | Gas | Therms |  | 0
[20 empty] | 0.35 | 0.35 |  | Electric | kWh |  | 0 | 0
[20 empty] | 0.375 | 0.375 |  | Oil | Gallons of Oil |  | 0
[20 empty] | 0.4 | 0.4 |  | Propane | Gallons of Propane |  | 0
[20 empty] | 0.425 | 0.425 |  | Other | Other
[20 empty] | 0.45 | 0.45
[20 empty] | 0.475 | 0.475
[20 empty] | 0.5 | 0.5
[20 empty] | 0.525 | 0.525
[20 empty] | 0.55 | 0.55
[20 empty] | 0.575 | 0.575
[20 empty] | 0.6 | 0.6
[20 empty] | 0.625 | 0.625
[20 empty] | 0.65 | 0.65
[20 empty] | 0.675 | 0.675
[20 empty] | 0.7 | 0.7
[20 empty] | 0.725 | 0.725
[20 empty] | 0.75 | 0.75
[20 empty] | 0.775 | 0.775
[20 empty] | 0.8 | 0.8
[20 empty] | 0.825 | 0.825
[20 empty] | 0.85 | 0.85
[20 empty] | 0.875 | 0.875
[20 empty] | 0.9 | 0.9
[20 empty] | 0.925 | 0.925
[20 empty] | 0.95 | 0.95
[20 empty] | 0.975 | 0.975
[20 empty] | 1 | 1
[20 empty] | 1.025 | 1.025
[20 empty] | 1.05 | 1.05
[20 empty] | 1.075 | 1.075
[20 empty] | 1.1 | 1.1
[20 empty] | 1.125 | 1.125
[20 empty] | 1.15 | 1.15
[20 empty] | 1.175 | 1.175
[20 empty] | 1.2 | 1.2
[20 empty] | 1.225 | 1.225
[20 empty] | 1.25 | 1.25
[20 empty] | 1.275 | 1.275
[20 empty] | 1.3 | 1.3
[20 empty] | 1.325 | 1.325
[20 empty] | 1.35 | 1.35
[20 empty] | 1.375 | 1.375
[20 empty] | 1.4 | 1.4
[20 empty] | 1.425 | 1.425
[20 empty] | 1.45 | 1.45
[20 empty] | 1.475 | 1.475
[20 empty] | 1.5 | 1.5
[20 empty] | 1.525 | 1.525
[20 empty] | 1.55 | 1.55
[20 empty] | 1.575 | 1.575
[20 empty] | 1.6 | 1.6
[20 empty] | 1.625 | 1.625
[20 empty] | 1.65 | 1.65
[20 empty] | 1.675 | 1.675
[20 empty] | 1.7 | 1.7
[20 empty] | 1.725 | 1.725
[20 empty] | 1.75 | 1.75
[20 empty] | 1.775 | 1.775
[20 empty] | 1.8 | 1.8
[20 empty] | 1.825 | 1.825
[20 empty] | 1.85 | 1.85
[20 empty] | 1.875 | 1.875
[20 empty] | 1.9 | 1.9
[20 empty] | 1.925 | 1.925
[20 empty] | 1.95 | 1.95
[20 empty] | 1.975 | 1.975
[20 empty] | 2 | 2
[20 empty] | 2.025 | 2.025
[20 empty] | 2.05 | 2.05
[20 empty] | 2.075 | 2.075
[20 empty] | 2.1 | 2.1
[20 empty] | 2.125 | 2.125
[20 empty] | 2.15 | 2.15
[20 empty] | 2.175 | 2.175
[20 empty] | 2.2 | 2.2
[20 empty] | 2.225 | 2.225
[20 empty] | 2.25 | 2.25
[20 empty] | 2.275 | 2.275
[20 empty] | 2.3 | 2.3
[20 empty] | 2.325 | 2.325
[20 empty] | 2.35 | 2.35
[20 empty] | 2.375 | 2.375
[20 empty] | 2.4 | 2.4
[20 empty] | 2.425 | 2.425
[20 empty] | 2.45 | 2.45
[20 empty] | 2.475 | 2.475
[20 empty] | 2.5 | 2.5
[20 empty] | 2.525 | 2.525
[20 empty] | 2.55 | 2.55
[20 empty] | 2.575 | 2.575
[20 empty] | 2.6 | 2.6
[20 empty] | 2.625 | 2.625
[20 empty] | 2.65 | 2.65
[20 empty] | 2.675 | 2.675
[20 empty] | 2.7 | 2.7
[20 empty] | 2.725 | 2.725
[20 empty] | 2.75 | 2.75
[20 empty] | 2.775 | 2.775
[20 empty] | 2.8 | 2.8
[20 empty] | 2.825 | 2.825
[20 empty] | 2.85 | 2.85
[20 empty] | 2.875 | 2.875
[20 empty] | 2.9 | 2.9
[20 empty] | 2.925 | 2.925
[20 empty] | 2.95 | 2.95
[20 empty] | 2.975 | 2.975
[20 empty] | 3 | 3

## TMY (hidden)
DRY BULB TEMPERATURE DATA (MA uses TMYx, CT and NH use TMY3)
[9 empty] | 0 | 0 | 0 | 0 | 0 | 0 | 0 | 0 | 0 | 0 | 0 | 0 | 0 | 0 | 0
[9 empty] | CT Bridgeport | CT Hartford | MA Norwood | MA Boston | MA Beverly | MA Lawrence | MA Chicopee | MA Worcester | MA Cape Cod | NH Berlin | NH Concord | NH Keene | NH Lebanon | NH Portsmouth | RI Providence | Location:
[9 empty] | BRIDGEPORT, CT | BRADLEY INT, CT | NORWOOD, MA | BOSTON, MA | BEVERLY, MA | LAWRENCE, MA | CHICOPEE, MA | WORCESTER, MA | Otis AFB, MA | BERLIN, NH | CONCORD, NH | KEENE, NH | LEBANON, NH | Pease, NH | PROVIDEN, RI | 0 | Winter | Winter | Summer | Summer | Winter | Summer | Non-Holiday/Non-Break Hours |  |  |  |  | Monthly/Seasonal | Occupied | Calculation Year |  | 2018 |  |  | Total Bin Hours Check | [5 empty] | Occ Hours |  | #N/A
Date (MM/DD/YYYY) | Month | Day | Year |  | Weekday | Holiday | Time (HH:MM) | Hour | DB (°F) | DB (°F) | DB (°F) | DB (°F) | DB (°F) | DB (°F) | DB (°F) | DB (°F) | DB (°F) | DB (°F) | DB (°F) | DB (°F) | DB (°F) | DB (°F) | DB (°F) | DB (°F) | On Peak | Off Peak | On Peak | Off Peak | Demand | Demand | 1-Standard US Holidays | 2-No Holidays | 3-School w/ Breaks | 4-Seasonal-Summer Peak | 5-Seasonal-Winter Peak | Diversity | Hour | [5 empty] | Annual Hours |  |  | #N/A | 8760 |  | Unocc Hours |  | #N/A
1976-01-01 | 1 | 1 | 2018 | 2018-01-01 | 1 | 1 | 1:00 | 1 | 39 | 23 | 37.04 | 40.46 | 39.92 | 1.04 | 18.86 | 33.08 | 33.8 | 20 | 12 | 19 | 33 | 32 | 21.02 | 0 | 0 | 1 | 0 | 0 | 0 | 0 | 0 | 1 | 0 | 0 | 1 | 100% | #N/A | Annual Use Profile |  | 0 |  |  | On Peak Hours |  |  | #N/A | 4016 |  | Total |  | #N/A
1976-01-01 | 1 | 1 | 2018 | 2018-01-01 | 1 | 1 | 2:00 | 2 | 39 | 23 | 37.04 | 39.74 | 42.08 | -0.04 | 18.32 | 33.08 | 32 | 19 | 11 | 21 | 31 | 33 | 24.08 | 0 | 0 | 1 | 0 | 0 | 0 | 0 | 0 | 1 | 0 | 0 | 1 | 100% | #N/A | [5 empty] | Off Peak Hours |  |  | #N/A | 4744
1976-01-01 | 1 | 1 | 2018 | 2018-01-01 | 1 | 1 | 3:00 | 3 | 38 | 24 | 37.04 | 39.92 | 42.98 | 1.04 | 20.66 | 32 | 33.8 | 19 | 10 | 21 | 31 | 33 | 24.08 | 0 | 0 | 1 | 0 | 0 | 0 | 0 | 0 | 1 | 0 | 0 | 1 | 100% | #N/A | [5 empty] | Winter Demand Hours |  |  | #N/A | 88
1976-01-01 | 1 | 1 | 2018 | 2018-01-01 | 1 | 1 | 4:00 | 4 | 38 | 24 | 37.04 | 39.02 | 44.06 | -0.04 | 17.42 | 32 | 35.6 | 18 | 9 | 23 | 30 | 33 | 21.02 | 0 | 0 | 1 | 0 | 0 | 0 | 0 | 0 | 1 | 0 | 0 | 1 | 100% | #N/A | [5 empty] | Summer Demand Hours |  |  | #N/A | 264
1976-01-01 | 1 | 1 | 2018 | 2018-01-01 | 1 | 1 | 5:00 | 5 | 38 | 23 | 35.96 | 38.84 | 44.06 | -0.04 | 17.42 | 32 | 33.8 | 17 | 6 | 23 | 29 | 34 | 23 | 0 | 0 | 1 | 0 | 0 | 0 | 0 | 0 | 1 | 0 | 0 | 1 | 100% | #N/A
1976-01-01 | 1 | 1 | 2018 | 2018-01-01 | 1 | 1 | 6:00 | 6 | 38 | 23 | 35.06 | 39.02 | 44.06 | -0.04 | 23.9 | 30.92 | 33.8 | 16 | 6 | 23 | 28 | 33 | 21.02 | 0 | 0 | 1 | 0 | 0 | 0 | 0 | 0 | 1 | 0 | 0 | 1 | 100% | #N/A | [5 empty] | Occupied Hours Peak Period Distribution | [9 empty] | Unoccupied Hours Peak Period Distribution | [9 empty] | All Hours Peak Period Distribution
1976-01-01 | 1 | 1 | 2018 | 2018-01-01 | 1 | 1 | 7:00 | 7 | 37.3529 | 22 | 33.98 | 38.12 | 46.94 | -0.04 | 24.44 | 32 | 33.8 | 16 | 5 | 23 | 28 | 33 | 19.04 | 0 | 0 | 1 | 0 | 0 | 0 | 0 | 0 | 1 | 0 | 0 | 1 | 100% | #N/A | Winter OnPeak Period Hours |  |  |  |  | OA Drybulb | [9 empty] | OA Drybulb | [9 empty] | OA Drybulb | [8 empty] | Default Fill-In Values
1976-01-01 | 1 | 1 | 2018 | 2018-01-01 | 1 | 1 | 8:00 | 8 | 38 | 24 | 33.98 | 37.4 | 46.94 | -0.04 | 23.72 | 32 | 33.8 | 14 | 5 | 23 | 27 | 34 | 19.94 | 0 | 0 | 1 | 0 | 0 | 0 | 0 | 0 | 1 | 0 | 0 | 1 | 100% | #N/A |  | Start | End |  |  | Bin Range |  | Total | Winter | Winter | Summer | Summer | Winter | Summer |  | Bin Range |  | Total | Winter | Winter | Summer | Summer | Winter | Summer |  | Bin Range |  | Total | Winter | Winter | Summer | Summer | Winter | Summer | OA db | OA wb | OA Enth
1976-01-01 | 1 | 1 | 2018 | 2018-01-01 | 1 | 1 | 9:00 | 9 | 39 | 27 | 35.96 | 37.94 | 42.98 | 1.94 | 24.44 | 33.08 | 33.8 | 14 | 14 | 25 | 27 | 34 | 24.08 | 0 | 0 | 1 | 0 | 0 | 0 | 0 | 0 | 1 | 0 | 0 | 1 | 100% | #N/A | Months | 10 | 5 |  |  | From | To | Hours | On Peak | Off Peak | On Peak | Off Peak | Demand | Demand |  | From | To | Hours | On Peak | Off Peak | On Peak | Off Peak | Demand | Demand |  | From | To | Hours | On Peak | Off Peak | On Peak | Off Peak | Demand | Demand | °F | °F | Btu/lb
1976-01-01 | 1 | 1 | 2018 | 2018-01-01 | 1 | 1 | 10:00 | 10 | 40 | 29 | 39.02 | 38.66 | 53.06 | 3.92 | 25.34 | 33.98 | 35.6 | 16 | 17 | 32 | 29 | 35 | 28.94 | 0 | 0 | 1 | 0 | 0 | 0 | 0 | 0 | 1 | 0 | 0 | 1 | 100% | #N/A | Peak Hrs | 7 | 23 |  |  | 105 | 110 | #N/A | #N/A | #N/A | #N/A | #N/A | #N/A | #N/A |  | 105 | 110 | #N/A | #N/A | #N/A | #N/A | #N/A | #N/A | #N/A |  | 105 | 110 | 0 | 0 | 0 | 0 | 0 | 0 | 0 | 105 | 77 | 37.5247
1976-01-01 | 1 | 1 | 2018 | 2018-01-01 | 1 | 1 | 11:00 | 11 | 42.1984 | 31 | 39.92 | 39.56 | 55.04 | 6.98 | 39.2 | 33.98 | 35.6 | 17 | 22 | 37 | 30 | 35 | 33.08 | 0 | 0 | 1 | 0 | 0 | 0 | 0 | 0 | 1 | 0 | 0 | 1 | 100% | #N/A | [5 empty] | 100 | 105 | #N/A | #N/A | #N/A | #N/A | #N/A | #N/A | #N/A |  | 100 | 105 | #N/A | #N/A | #N/A | #N/A | #N/A | #N/A | #N/A |  | 100 | 105 | 0 | 0 | 0 | 0 | 0 | 0 | 0 | 100.095 | 74.2692 | 37.5247
1976-01-01 | 1 | 1 | 2018 | 2018-01-01 | 1 | 1 | 12:00 | 12 | 42.1134 | 34 | 41 | 39.74 | 55.04 | 10.04 | 39.2 | 35.06 | 35.6 | 17 | 25 | 39 | 36 | 35 | 35.96 | 0 | 0 | 1 | 0 | 0 | 0 | 0 | 0 | 1 | 0 | 0 | 1 | 100% | #N/A | Winter Demand Period Hours |  |  |  |  | 95 | 100 | #N/A | #N/A | #N/A | #N/A | #N/A | #N/A | #N/A |  | 95 | 100 | #N/A | #N/A | #N/A | #N/A | #N/A | #N/A | #N/A |  | 95 | 100 | 0 | 0 | 0 | 0 | 0 | 0 | 0 | 95.8994 | 74.1113 | 37.5707
1976-01-01 | 1 | 1 | 2018 | 2018-01-01 | 1 | 1 | 13:00 | 13 | 44 | 36 | 41 | 41 | 53.96 | 10.94 | 39.2 | 33.98 | 33.8 | 16 | 27 | 43 | 39 | 35 | 35.96 | 0 | 0 | 1 | 0 | 0 | 0 | 0 | 0 | 1 | 0 | 0 | 1 | 100% | #N/A |  | Start | End |  |  | 90 | 95 | #N/A | #N/A | #N/A | #N/A | #N/A | #N/A | #N/A |  | 90 | 95 | #N/A | #N/A | #N/A | #N/A | #N/A | #N/A | #N/A |  | 90 | 95 | 0 | 0 | 0 | 0 | 0 | 0 | 0 | 91.3071 | 72.6581 | 36.5222
1976-01-01 | 1 | 1 | 2018 | 2018-01-01 | 1 | 1 | 14:00 | 14 | 45.1272 | 37 | 39.92 | 41.18 | 51.98 | 12.02 | 30.2 | 33.98 | 33.8 | 16 | 28 | 45 | 43 | 35 | 35.96 | 0 | 0 | 1 | 0 | 0 | 0 | 0 | 0 | 1 | 0 | 0 | 1 | 100% | #N/A | Months | 12 | 1 |  |  | 85 | 90 | #N/A | #N/A | #N/A | #N/A | #N/A | #N/A | #N/A |  | 85 | 90 | #N/A | #N/A | #N/A | #N/A | #N/A | #N/A | #N/A |  | 85 | 90 | 0 | 0 | 0 | 0 | 0 | 0 | 0 | 87.0603 | 70.0512 | 34.2901
1976-01-01 | 1 | 1 | 2018 | 2018-01-01 | 1 | 1 | 15:00 | 15 | 46 | 37 | 39.92 | 41.18 | 48.92 | 12.02 | 32 | 33.98 | 32 | 18 | 28 | 45 | 43 | 35 | 35.96 | 0 | 0 | 1 | 0 | 0 | 0 | 0 | 0 | 1 | 0 | 0 | 1 | 100% | #N/A | Peak Hrs | 17 | 19 |  |  | 80 | 85 | #N/A | #N/A | #N/A | #N/A | #N/A | #N/A | #N/A |  | 80 | 85 | #N/A | #N/A | #N/A | #N/A | #N/A | #N/A | #N/A |  | 80 | 85 | 0 | 0 | 0 | 0 | 0 | 0 | 0 | 81.9901 | 68.7562 | 33.2481
1976-01-01 | 1 | 1 | 2018 | 2018-01-01 | 1 | 1 | 16:00 | 16 | 50 | 38 | 39.02 | 40.82 | 42.98 | 10.94 | 30.2 | 33.98 | 32 | 16 | 28 | 45 | 39 | 35 | 35.96 | 0 | 0 | 1 | 0 | 0 | 0 | 0 | 0 | 1 | 0 | 0 | 1 | 100% | #N/A | [5 empty] | 75 | 80 | #N/A | #N/A | #N/A | #N/A | #N/A | #N/A | #N/A |  | 75 | 80 | #N/A | #N/A | #N/A | #N/A | #N/A | #N/A | #N/A |  | 75 | 80 | 0 | 0 | 0 | 0 | 0 | 0 | 0 | 76.7748 | 66.2731 | 31.2649
1976-01-01 | 1 | 1 | 2018 | 2018-01-01 | 1 | 1 | 17:00 | 17 | 50.0258 | 34 | 37.94 | 40.1 | 41 | 10.04 | 30.56 | 33.08 | 32 | 14 | 27 | 36 | 34 | 34 | 35.96 | 0 | 0 | 1 | 0 | 0 | 0 | 0 | 0 | 1 | 0 | 0 | 1 | 100% | #N/A | Summer OnPeak Period Hours |  |  |  |  | 70 | 75 | #N/A | #N/A | #N/A | #N/A | #N/A | #N/A | #N/A |  | 70 | 75 | #N/A | #N/A | #N/A | #N/A | #N/A | #N/A | #N/A |  | 70 | 75 | 0 | 0 | 0 | 0 | 0 | 0 | 0 | 72.0191 | 64.4379 | 29.8478
1976-01-01 | 1 | 1 | 2018 | 2018-01-01 | 1 | 1 | 18:00 | 18 | 50.0258 | 31 | 37.94 | 40.1 | 39.02 | 8.96 | 31.1 | 32 | 30.2 | 14 | 27 | 34 | 36 | 34 | 35.06 | 0 | 0 | 1 | 0 | 0 | 1 | 0 | 0 | 1 | 0 | 0 | 1 | 100% | #N/A |  | Start | End |  |  | 65 | 70 | #N/A | #N/A | #N/A | #N/A | #N/A | #N/A | #N/A |  | 65 | 70 | #N/A | #N/A | #N/A | #N/A | #N/A | #N/A | #N/A |  | 65 | 70 | 0 | 0 | 0 | 0 | 0 | 0 | 0 | 67.2528 | 61.7271 | 27.8366
1976-01-01 | 1 | 1 | 2018 | 2018-01-01 | 1 | 1 | 19:00 | 19 | 50.0258 | 27 | 37.04 | 40.1 | 37.94 | 6.98 | 31.64 | 32 | 28.4 | 12 | 26 | 30 | 33 | 34 | 35.06 | 0 | 0 | 1 | 0 | 0 | 1 | 0 | 0 | 1 | 0 | 0 | 1 | 100% | #N/A | Months | 6 | 9 |  |  | 60 | 65 | #N/A | #N/A | #N/A | #N/A | #N/A | #N/A | #N/A |  | 60 | 65 | #N/A | #N/A | #N/A | #N/A | #N/A | #N/A | #N/A |  | 60 | 65 | 0 | 0 | 0 | 0 | 0 | 0 | 0 | 62.4828 | 57.652 | 25.0461
1976-01-01 | 1 | 1 | 2018 | 2018-01-01 | 1 | 1 | 20:00 | 20 | 48 | 27 | 35.96 | 39.2 | 37.04 | 6.08 | 26.6 | 30.92 | 28.4 | 12 | 26 | 28 | 30 | 33 | 35.96 | 0 | 0 | 1 | 0 | 0 | 0 | 0 | 0 | 1 | 0 | 0 | 1 | 100% | #N/A | Peak Hrs | 7 | 23 |  |  | 55 | 60 | #N/A | #N/A | #N/A | #N/A | #N/A | #N/A | #N/A |  | 55 | 60 | #N/A | #N/A | #N/A | #N/A | #N/A | #N/A | #N/A |  | 55 | 60 | 0 | 0 | 0 | 0 | 0 | 0 | 0 | 56.9468 | 52.3253 | 21.7279
1976-01-01 | 1 | 1 | 2018 | 2018-01-01 | 1 | 1 | 21:00 | 21 | 49 | 26 | 35.06 | 37.94 | 33.98 | 6.08 | 28.04 | 30.92 | 26.6 | 12 | 24 | 28 | 25 | 33 | 35.06 | 0 | 0 | 1 | 0 | 0 | 0 | 0 | 0 | 1 | 0 | 0 | 1 | 100% | #N/A | [5 empty] | 50 | 55 | #N/A | #N/A | #N/A | #N/A | #N/A | #N/A | #N/A |  | 50 | 55 | #N/A | #N/A | #N/A | #N/A | #N/A | #N/A | #N/A |  | 50 | 55 | 0 | 0 | 0 | 0 | 0 | 0 | 0 | 52.1204 | 47.4934 | 19.0396
1976-01-01 | 1 | 1 | 2018 | 2018-01-01 | 1 | 1 | 22:00 | 22 | 50 | 26 | 35.06 | 37.58 | 33.98 | 6.08 | 26.24 | 28.94 | 24.8 | 7 | 25 | 27 | 23 | 34 | 33.98 | 0 | 0 | 1 | 0 | 0 | 0 | 0 | 0 | 1 | 0 | 0 | 1 | 100% | #N/A | Summer Demand Period Hours |  |  |  |  | 45 | 50 | #N/A | #N/A | #N/A | #N/A | #N/A | #N/A | #N/A |  | 45 | 50 | #N/A | #N/A | #N/A | #N/A | #N/A | #N/A | #N/A |  | 45 | 50 | 0 | 0 | 0 | 0 | 0 | 0 | 0 | 46.8545 | 42.855 | 16.6358
1976-01-01 | 1 | 1 | 2018 | 2018-01-01 | 1 | 1 | 23:00 | 23 | 49 | 26 | 33.08 | 36.68 | 32 | 5 | 24.98 | 28.04 | 24.8 | 7 | 24 | 27 | 21 | 34 | 33.98 | 0 | 0 | 1 | 0 | 0 | 0 | 0 | 0 | 1 | 0 | 0 | 1 | 100% | #N/A |  | Start | End |  |  | 40 | 45 | #N/A | #N/A | #N/A | #N/A | #N/A | #N/A | #N/A |  | 40 | 45 | #N/A | #N/A | #N/A | #N/A | #N/A | #N/A | #N/A |  | 40 | 45 | 0 | 0 | 0 | 0 | 0 | 0 | 0 | 42.418 | 38.6563 | 14.6797
1976-01-01 | 1 | 1 | 2018 | 2018-01-01 | 1 | 1 | 24:00 | 24 | 49 | 25 | 32 | 35.42 | 30.92 | 3.92 | 26.42 | 26.96 | 23 | 9 | 25 | 27 | 23 | 33 | 33.98 | 0 | 0 | 1 | 0 | 0 | 0 | 0 | 0 | 1 | 0 | 0 | 1 | 100% | #N/A | Months | 6 | 8 |  |  | 35 | 40 | #N/A | #N/A | #N/A | #N/A | #N/A | #N/A | #N/A |  | 35 | 40 | #N/A | #N/A | #N/A | #N/A | #N/A | #N/A | #N/A |  | 35 | 40 | 0 | 0 | 0 | 0 | 0 | 0 | 0 | 37.2457 | 34.0259 | 12.6394
1976-01-02 | 1 | 2 | 2018 | 2018-01-02 | 2 | 0 | 1:00 | 1 | 49 | 25 | 30.92 | 34.88 | 30.02 | 1.94 | 26.78 | 26.96 | 23 | 10 | 24 | 27 | 25 | 33 | 35.06 | 0 | 0 | 1 | 0 | 0 | 0 | 0 | 1 | 1 | 1 | 0 | 1 | 100% | #N/A | Peak Hrs | 13 | 17 |  |  | 30 | 35 | #N/A | #N/A | #N/A | #N/A | #N/A | #N/A | #N/A |  | 30 | 35 | #N/A | #N/A | #N/A | #N/A | #N/A | #N/A | #N/A |  | 30 | 35 | 0 | 0 | 0 | 0 | 0 | 0 | 0 | 32.1892 | 29.2751 | 10.6573
1976-01-02 | 1 | 2 | 2018 | 2018-01-02 | 2 | 0 | 2:00 | 2 | 48 | 25 | 30.92 | 34.16 | 28.94 | 3.02 | 26.6 | 26.06 | 21.2 | 10 | 24 | 28 | 25 | 32 | 35.96 | 0 | 0 | 1 | 0 | 0 | 0 | 0 | 1 | 1 | 1 | 0 | 1 | 100% | #N/A | [5 empty] | 25 | 30 | #N/A | #N/A | #N/A | #N/A | #N/A | #N/A | #N/A |  | 25 | 30 | #N/A | #N/A | #N/A | #N/A | #N/A | #N/A | #N/A |  | 25 | 30 | 0 | 0 | 0 | 0 | 0 | 0 | 0 | 27.2541 | 24.4466 | 8.7448
1976-01-02 | 1 | 2 | 2018 | 2018-01-02 | 2 | 0 | 3:00 | 3 | 48 | 24 | 30.02 | 33.8 | 28.04 | -0.04 | 27.14 | 26.06 | 19.4 | 10 | 23 | 30 | 25 | 32 | 37.04 | 0 | 0 | 1 | 0 | 0 | 0 | 0 | 1 | 1 | 1 | 0 | 1 | 100% | #N/A | Standard US Holidays 2018 |  |  |  |  | 20 | 25 | #N/A | #N/A | #N/A | #N/A | #N/A | #N/A | #N/A |  | 20 | 25 | #N/A | #N/A | #N/A | #N/A | #N/A | #N/A | #N/A |  | 20 | 25 | 0 | 0 | 0 | 0 | 0 | 0 | 0 | 22.4042 | 20.0238 | 7.1155
1976-01-02 | 1 | 2 | 2018 | 2018-01-02 | 2 | 0 | 4:00 | 4 | 48 | 24 | 30.02 | 33.26 | 26.96 | -0.04 | 27.14 | 26.06 | 17.6 | 10 | 24 | 28 | 25 | 33 | 37.94 | 0 | 0 | 1 | 0 | 0 | 0 | 0 | 1 | 1 | 1 | 0 | 1 | 100% | #N/A | Date | Holiday |  |  |  | 15 | 20 | #N/A | #N/A | #N/A | #N/A | #N/A | #N/A | #N/A |  | 15 | 20 | #N/A | #N/A | #N/A | #N/A | #N/A | #N/A | #N/A |  | 15 | 20 | 0 | 0 | 0 | 0 | 0 | 0 | 0 | 17.7199 | 15.6824 | 5.6207
1976-01-02 | 1 | 2 | 2018 | 2018-01-02 | 2 | 0 | 5:00 | 5 | 48 | 24 | 30.02 | 32.72 | 26.06 | -0.04 | 26.42 | 26.06 | 15.8 | 10 | 19 | 30 | 25 | 34 | 37.94 | 0 | 0 | 1 | 0 | 0 | 0 | 0 | 1 | 1 | 1 | 0 | 1 | 100% | #N/A | 2018-01-01 | New Years Day |  |  |  | 10 | 15 | #N/A | #N/A | #N/A | #N/A | #N/A | #N/A | #N/A |  | 10 | 15 | #N/A | #N/A | #N/A | #N/A | #N/A | #N/A | #N/A |  | 10 | 15 | 0 | 0 | 0 | 0 | 0 | 0 | 0 | 12.174 | 10.604 | 3.9387
1976-01-02 | 1 | 2 | 2018 | 2018-01-02 | 2 | 0 | 6:00 | 6 | 48 | 25 | 30.02 | 32.72 | 26.06 | -0.94 | 23 | 26.06 | 15.8 | 10 | 20 | 30 | 23 | 34 | 39.02 | 0 | 0 | 1 | 0 | 0 | 0 | 0 | 1 | 1 | 1 | 0 | 1 | 100% | #N/A | 2018-01-15 | MLK Day |  |  |  | 5 | 10 | #N/A | #N/A | #N/A | #N/A | #N/A | #N/A | #N/A |  | 5 | 10 | #N/A | #N/A | #N/A | #N/A | #N/A | #N/A | #N/A |  | 5 | 10 | 0 | 0 | 0 | 0 | 0 | 0 | 0 | 7.51 | 6.1457 | 2.6034
1976-01-02 | 1 | 2 | 2018 | 2018-01-02 | 2 | 0 | 7:00 | 7 | 48 | 25 | 30.02 | 33.26 | 26.06 | -0.94 | 24.8 | 26.06 | 15.8 | 10 | 25 | 30 | 23 | 34 | 39.02 | 0 | 0 | 1 | 0 | 0 | 0 | 0 | 1 | 1 | 1 | 0 | 1 | 100% | #N/A | 2018-02-19 | Presidents Day |  |  |  | 0 | 5 | #N/A | #N/A | #N/A | #N/A | #N/A | #N/A | #N/A |  | 0 | 5 | #N/A | #N/A | #N/A | #N/A | #N/A | #N/A | #N/A |  | 0 | 5 | 8760 | 2672 | 3160 | 1344 | 1584 | 88 | 264 | 2.2542 | 1.3074 | 1.1494
1976-01-02 | 1 | 2 | 2018 | 2018-01-02 | 2 | 0 | 8:00 | 8 | 49 | 27 | 30.92 | 33.26 | 26.06 | -0.04 | 26.6 | 26.06 | 15.8 | 10 | 24 | 30 | 25 | 34 | 33.98 | 0 | 1 | 0 | 0 | 0 | 0 | 0 | 1 | 1 | 1 | 0 | 1 | 100% | #N/A | 2018-05-28 | Memorial Day |  |  |  | -5 | 0 | #N/A | #N/A | #N/A | #N/A | #N/A | #N/A | #N/A |  | -5 | 0 | #N/A | #N/A | #N/A | #N/A | #N/A | #N/A | #N/A |  | -5 | 0 | 0 | 0 | 0 | 0 | 0 | 0 | 0 | -2.2636 | -3.0668 | -0.022936
1976-01-02 | 1 | 2 | 2018 | 2018-01-02 | 2 | 0 | 9:00 | 9 | 50.0258 | 29 | 32 | 33.44 | 28.04 | 3.92 | 26.6 | 28.04 | 17.6 | 12 | 29 | 30 | 27 | 33 | 35.06 | 0 | 1 | 0 | 0 | 0 | 0 | 0 | 1 | 1 | 1 | 0 | 1 | 100% | #N/A | 2018-07-04 | Independence Day |  |  |  | -10 | -5 | #N/A | #N/A | #N/A | #N/A | #N/A | #N/A | #N/A |  | -10 | -5 | #N/A | #N/A | #N/A | #N/A | #N/A | #N/A | #N/A |  | -10 | -5 | 0 | 0 | 0 | 0 | 0 | 0 | 0 | -7.8914 | -8.1592 | -1.4324
1976-01-02 | 1 | 2 | 2018 | 2018-01-02 | 2 | 0 | 10:00 | 10 | 50 | 31 | 35.06 | 33.26 | 28.94 | 6.98 | 26.6 | 30.02 | 19.4 | 12 | 33 | 31 | 28 | 33 | 35.06 | 0 | 1 | 0 | 0 | 0 | 0 | 0 | 1 | 1 | 1 | 0 | 1 | 100% | #N/A | 2018-09-03 | Labor Day |  |  |  | -15 | -10 | #N/A | #N/A | #N/A | #N/A | #N/A | #N/A | #N/A |  | -15 | -10 | #N/A | #N/A | #N/A | #N/A | #N/A | #N/A | #N/A |  | -15 | -10 | 0 | 0 | 0 | 0 | 0 | 0 | 0 | -11.5242 | -11.63 | -2.4524
1976-01-02 | 1 | 2 | 2018 | 2018-01-02 | 2 | 0 | 11:00 | 11 | 46 | 33 | 37.04 | 35.78 | 30.92 | 10.04 | 24.8 | 30.92 | 23 | 14 | 38 | 32 | 30 | 34 | 35.06 | 0 | 1 | 0 | 0 | 0 | 0 | 0 | 1 | 1 | 1 | 0 | 1 | 100% | #N/A | 2018-10-08 | Columbus Day |  |  |  | -20 | -15 | #N/A | #N/A | #N/A | #N/A | #N/A | #N/A | #N/A |  | -20 | -15 | #N/A | #N/A | #N/A | #N/A | #N/A | #N/A | #N/A |  | -20 | -15 | 0 | 0 | 0 | 0 | 0 | 0 | 0 | -15 | -15 | -3
1976-01-02 | 1 | 2 | 2018 | 2018-01-02 | 2 | 0 | 12:00 | 12 | 45.1272 | 36 | 39.02 | 37.76 | 33.08 | 12.92 | 26.6 | 32 | 26.6 | 14 | 42 | 34 | 32 | 33 | 35.06 | 0 | 1 | 0 | 0 | 0 | 0 | 0 | 1 | 1 | 1 | 0 | 1 | 100% | #N/A | 2018-11-12 | Veterans Day
1976-01-02 | 1 | 2 | 2018 | 2018-01-02 | 2 | 0 | 13:00 | 13 | 43.0063 | 38 | 39.02 | 38.48 | 33.98 | 15.08 | 24.8 | 32 | 28.4 | 14 | 45 | 34 | 36 | 33 | 35.96 | 0 | 1 | 0 | 0 | 0 | 0 | 0 | 1 | 1 | 1 | 0 | 1 | 100% | #N/A | 2018-11-22 | Thanksgiving
1976-01-02 | 1 | 2 | 2018 | 2018-01-02 | 2 | 0 | 14:00 | 14 | 42.1984 | 38 | 39.02 | 38.84 | 35.06 | 17.06 | 26.6 | 33.98 | 28.4 | 14 | 45 | 37 | 36 | 36 | 35.96 | 0 | 1 | 0 | 0 | 0 | 0 | 0 | 1 | 1 | 1 | 0 | 1 | 100% | #N/A | 2018-12-25 | Christmas | [5 empty] | MA Norwood |  |  |  | MA Chicopee |  |  |  | MA Worcester |  |  |  | MA Cape Cod |  |  |  | NH Berlin |  |  |  | NH Concord |  |  |  | NH Keene |  |  | NH Lebanon |  |  | NH Portsmouth |  |  | RI Providence
1976-01-02 | 1 | 2 | 2018 | 2018-01-02 | 2 | 0 | 15:00 | 15 | 41.2771 | 38 | 37.94 | 39.38 | 33.08 | 17.06 | 24.8 | 33.08 | 28.4 | 14 | 45 | 39 | 37 | 36 | 35.96 | 0 | 1 | 0 | 0 | 0 | 0 | 0 | 1 | 1 | 1 | 0 | 1 | 100% | #N/A | [7 empty] | DB | WB | Enth |  | DB | WB | Enth |  | DB | WB | Enth |  | DB | WB | Enth |  | DB | WB | Enth |  | DB | WB | Enth |  | DB | WB | Enth | DB | WB | Enth | DB | WB | Enth | DB | WB | Enth
1976-01-02 | 1 | 2 | 2018 | 2018-01-02 | 2 | 0 | 16:00 | 16 | 40 | 38 | 37.04 | 39.2 | 30.92 | 17.96 | 24.8 | 32 | 28.4 | 14 | 41 | 39 | 36 | 33 | 35.96 | 0 | 1 | 0 | 0 | 0 | 0 | 0 | 1 | 1 | 1 | 0 | 1 | 100% | #N/A | MA School Vacations 2018 | [6 empty] | 100 | 75 | 38.3702 |  | 100.19 | 73.5383 | 36.6792 |  | NA | NA | NA |  | NA | NA | NA |  | NA | NA | NA |  | NA | NA | NA |  | NA | NA | NA | NA | NA | NA | NA | NA | NA | NA | NA | NA
1976-01-02 | 1 | 2 | 2018 | 2018-01-02 | 2 | 0 | 17:00 | 17 | 40 | 38 | 33.98 | 38.66 | 28.94 | 17.96 | 21.2 | 30.92 | 26.6 | 12 | 38 | 37 | 36 | 33 | 33.08 | 0 | 1 | 0 | 0 | 0 | 0 | 0 | 1 | 1 | 1 | 0 | 1 | 100% | #N/A | Start | End | [5 empty] | 96 | 75.3333 | 38.7111 |  | 96.4968 | 74.1563 | 37.5672 |  | NA | NA | NA |  | NA | NA | NA |  | NA | NA | NA |  | NA | NA | NA |  | 96.75 | 73.25 | 37.0195 | NA | NA | NA | 95.25 | 77.25 | 40.6505 | 95 | 70.5667 | 33.9053
1976-01-02 | 1 | 2 | 2018 | 2018-01-02 | 2 | 0 | 18:00 | 18 | 39 | 37 | 33.08 | 38.12 | 28.94 | 17.06 | 17.6 | 30.02 | 24.8 | 12 | 37 | 36 | 39 | 33 | 33.98 | 0 | 1 | 0 | 0 | 0 | 1 | 0 | 1 | 1 | 1 | 0 | 1 | 100% | #N/A | 2018-02-19 | 2018-02-23 | Feb Vacation |  |  |  |  | 90.814 | 74.9767 | 38.456 |  | 92.2673 | 72.1323 | 35.8895 |  | NA | NA | NA |  | 92.84 | 75.2683 | 38.7766 |  | 90 | 69 | 33.5454 |  | 90.9545 | 72.6818 | 36.4828 |  | 91.3333 | 72.8889 | 36.7913 | 90.75 | 69.9 | 34.3024 | 90.975 | 73.325 | 37.067 | 91.8302 | 73.75 | 37.3884
1976-01-02 | 1 | 2 | 2018 | 2018-01-02 | 2 | 0 | 19:00 | 19 | 37 | 37 | 30.92 | 36.68 | 26.06 | 17.06 | 15.8 | 30.02 | 24.8 | 10 | 34 | 37 | 39 | 31 | 33.98 | 0 | 1 | 0 | 0 | 0 | 1 | 0 | 1 | 1 | 1 | 0 | 1 | 100% | #N/A | 2018-04-16 | 2018-04-20 | April Vacation |  |  |  |  | 86.7826 | 71.9457 | 35.7061 |  | 87.4209 | 69.5335 | 33.7701 |  | 87.3752 | 72.4192 | 36.6586 |  | 86.8951 | 71.5122 | 35.4317 |  | 87.6667 | 66.6667 | 31.7089 |  | 86.5366 | 70.3577 | 34.4546 |  | 86.3853 | 68.1927 | 32.7266 | 86.8684 | 66.5263 | 31.3724 | 86.8646 | 70.7604 | 34.7459 | 87.8071 | 72.5978 | 36.3258
1976-01-02 | 1 | 2 | 2018 | 2018-01-02 | 2 | 0 | 20:00 | 20 | 36 | 36 | 33.08 | 36.5 | 26.96 | 15.98 | 15.8 | 30.02 | 23 | 11 | 34 | 36 | 36 | 30 | 33.08 | 0 | 1 | 0 | 0 | 0 | 0 | 0 | 1 | 1 | 1 | 0 | 1 | 100% | #N/A | 2018-06-25 | 2018-09-05 | Summer Vacation |  |  |  |  | 81.9837 | 70.3779 | 34.4521 |  | 82.2868 | 68.876 | 33.2367 |  | 82.1581 | 70.1818 | 34.7204 |  | 81.9929 | 72.572 | 36.3621 |  | 81.6444 | 66.3778 | 31.6557 |  | 81.9556 | 67.4846 | 32.1491 |  | 81.7257 | 67.0464 | 31.8491 | 82.2893 | 67.2066 | 32.0186 | 81.8138 | 68.0638 | 32.552 | 82.0503 | 69.3755 | 33.4851
1976-01-02 | 1 | 2 | 2018 | 2018-01-02 | 2 | 0 | 21:00 | 21 | 36 | 34 | 32 | 35.24 | 30.02 | 15.08 | 14 | 30.02 | 23 | 12 | 32 | 41 | 43 | 29 | 33.08 | 0 | 1 | 0 | 0 | 0 | 0 | 0 | 1 | 1 | 1 | 0 | 1 | 100% | #N/A | 2018-11-21 | 2018-11-23 | Thanksgiving Break |  |  |  |  | 76.7544 | 67.7671 | 32.3773 |  | 76.9106 | 66.4723 | 31.2734 |  | 76.6341 | 65.6055 | 30.8669 |  | 76.5948 | 71.1116 | 34.9784 |  | 76.8876 | 64.8715 | 30.5356 |  | 76.7554 | 63.9327 | 29.4225 |  | 76.829 | 64.0959 | 29.6577 | 76.6628 | 65.8559 | 31.094 | 76.9437 | 65.2706 | 30.3756 | 76.776 | 67.7481 | 32.068
1976-01-02 | 1 | 2 | 2018 | 2018-01-02 | 2 | 0 | 22:00 | 22 | 35 | 33 | 33.08 | 35.96 | 30.92 | 15.98 | 12.2 | 30.02 | 23 | 13 | 30 | 39 | 46 | 27 | 33.08 | 0 | 1 | 0 | 0 | 0 | 0 | 0 | 1 | 1 | 1 | 0 | 1 | 100% | #N/A | 2018-12-24 | 2018-12-31 | Winter Break |  |  |  |  | 71.739 | 65.8247 | 30.8609 |  | 72.4297 | 65.2658 | 30.3067 |  | 72.4004 | 64.299 | 29.8237 |  | 72.6261 | 67.8231 | 32.1806 |  | 71.6145 | 62.2955 | 28.6224 |  | 71.7515 | 62.2505 | 28.2411 |  | 71.8173 | 63.044 | 28.9342 | 71.6775 | 64.3208 | 29.9373 | 71.6619 | 63.4191 | 28.9924 | 72.4728 | 65.8369 | 30.5789
1976-01-02 | 1 | 2 | 2018 | 2018-01-02 | 2 | 0 | 23:00 | 23 | 34 | 32 | 33.08 | 35.24 | 32 | 15.08 | 10.4 | 30.02 | 19.4 | 14 | 28 | 39 | 48 | 27 | 32 | 0 | 1 | 0 | 0 | 0 | 0 | 0 | 1 | 1 | 1 | 0 | 1 | 100% | #N/A | [7 empty] | 66.7137 | 61.7979 | 27.8236 |  | 67.7925 | 62.0751 | 28.0402 |  | 67.8842 | 61.4303 | 27.6829 |  | 67.8132 | 63.6635 | 28.9496 |  | 66.6806 | 61.65 | 28.2004 |  | 66.8942 | 60.3981 | 26.9333 |  | 67.0354 | 60.3575 | 26.9727 | 66.6889 | 61.7822 | 28.059 | 66.9914 | 61.2869 | 27.414 | 68.0339 | 62.8295 | 28.2906
1976-01-02 | 1 | 2 | 2018 | 2018-01-02 | 2 | 0 | 24:00 | 24 | 34 | 32 | 33.08 | 34.7 | 32 | 19.04 | 8.6 | 30.02 | 17.6 | 14 | 28 | 37 | 46 | 27 | 32 | 0 | 0 | 1 | 0 | 0 | 0 | 0 | 1 | 1 | 1 | 0 | 1 | 100% | #N/A | Monthly/Seasonal Diversity | [6 empty] | 62.4836 | 57.5908 | 24.996 |  | 62.6923 | 57.3935 | 24.8162 |  | 62.4265 | 57.4939 | 24.9575 |  | 62.8673 | 58.632 | 25.4483 |  | 62.6596 | 58.4079 | 25.9273 |  | 61.9901 | 57.9951 | 25.2807 |  | 62.2607 | 56.9298 | 24.6599 | 62.5224 | 57.4389 | 25.0741 | 62.496 | 57.4987 | 24.8498 | 62.4296 | 57.1392 | 24.4513
1976-01-03 | 1 | 3 | 2018 | 2018-01-03 | 3 | 0 | 1:00 | 1 | 33 | 31 | 32 | 34.88 | 33.8 | 19.04 | 6.44 | 28.94 | 17.6 | 16 | 27 | 39 | 48 | 26 | 32 | 0 | 0 | 1 | 0 | 0 | 0 | 0 | 1 | 1 | 1 | 0 | 1 | 100% | #N/A | Seasonal Variation Used? |  | No |  |  |  |  | 56.6219 | 52.3241 | 21.6798 |  | 57.259 | 51.1219 | 20.9934 |  | 57.114 | 52.3217 | 21.7644 |  | 57.5822 | 53.578 | 22.2528 |  | 56.5941 | 53.203 | 22.5485 |  | 57.0136 | 52.9031 | 22.0761 |  | 56.7881 | 51.8308 | 21.5196 | 56.572 | 52.1122 | 21.729 | 56.9291 | 52.0227 | 21.4655 | 56.9938 | 51.8358 | 21.2504
1976-01-03 | 1 | 3 | 2018 | 2018-01-03 | 3 | 0 | 2:00 | 2 | 33 | 30 | 28.94 | 35.06 | 33.08 | 19.04 | 5.54 | 28.04 | 15.8 | 16 | 27 | 41 | 48 | 26 | 32 | 0 | 0 | 1 | 0 | 0 | 0 | 0 | 1 | 1 | 1 | 0 | 1 | 100% | #N/A | [7 empty] | 52.213 | 47.7669 | 19.1393 |  | 52.0194 | 47.2098 | 18.8586 |  | 52.1185 | 46.7276 | 18.6682 |  | 52.2604 | 48.8697 | 19.6769 |  | 52.2589 | 48.093 | 19.6502 |  | 51.9906 | 47.5228 | 19.0605 |  | 52.2364 | 46.9835 | 18.8321 | 52.2564 | 47.5906 | 19.1746 | 51.8845 | 46.8645 | 18.6077 | 51.9662 | 47.3057 | 18.7277
1976-01-03 | 1 | 3 | 2018 | 2018-01-03 | 3 | 0 | 3:00 | 3 | 33 | 29 | 28.94 | 34.34 | 37.4 | 17.06 | 5.36 | 28.04 | 15.8 | 16 | 29 | 43 | 46 | 25 | 30.92 | 0 | 0 | 1 | 0 | 0 | 0 | 0 | 1 | 1 | 1 | 0 | 1 | 100% | #N/A | Month | Usage Div. | Default |  |  |  |  | 46.4919 | 42.4004 | 16.3813 |  | 47.2819 | 43.7858 | 17.0012 |  | 47.5576 | 43.1244 | 16.799 |  | 47.2742 | 44.0893 | 17.0992 |  | 46.3759 | 42.7136 | 16.7972 |  | 46.9681 | 42.6991 | 16.5886 |  | 46.4401 | 42.3057 | 16.4237 | 46.455 | 41.965 | 16.2957 | 46.317 | 42.3959 | 16.3481 | 47.383 | 43.0704 | 16.6234
1976-01-03 | 1 | 3 | 2018 | 2018-01-03 | 3 | 0 | 4:00 | 4 | 32 | 28 | 30.02 | 32.72 | 35.96 | 15.98 | 4.82 | 26.06 | 14 | 16 | 29 | 45 | 50 | 25 | 30.02 | 0 | 0 | 1 | 0 | 0 | 0 | 0 | 1 | 1 | 1 | 0 | 1 | 100% | #N/A | 1 | 100% | 100% |  |  |  |  | 42.2147 | 38.7193 | 14.6525 |  | 42.7916 | 39.4121 | 15.004 |  | 42.9144 | 38.8138 | 14.7833 |  | 42.8599 | 39.6255 | 15.0811 |  | 42.3333 | 38.2914 | 14.6926 |  | 41.8847 | 37.4851 | 14.1409 |  | 42.0552 | 38.139 | 14.4565 | 42.1543 | 37.9257 | 14.3926 | 41.936 | 39.0567 | 14.8174 | 43.0362 | 39.0948 | 14.7762
1976-01-03 | 1 | 3 | 2018 | 2018-01-03 | 3 | 0 | 5:00 | 5 | 32 | 26 | 28.04 | 32.54 | 35.96 | 15.98 | 3.92 | 26.06 | 10.4 | 16 | 30 | 43 | 48 | 25 | 30.02 | 0 | 0 | 1 | 0 | 0 | 0 | 0 | 1 | 1 | 1 | 0 | 1 | 100% | #N/A | 2 | 100% | 100% |  |  |  |  | 37.3732 | 34.184 | 12.6496 |  | 37.3045 | 34.7179 | 12.9398 |  | 37.3744 | 33.5717 | 12.4452 |  | 37.4769 | 34.3646 | 12.7601 |  | 37.2788 | 34.7131 | 13.0781 |  | 36.7485 | 33.2793 | 12.3159 |  | 37.2128 | 33.7582 | 12.5516 | 37.0242 | 33.4805 | 12.4629 | 37.181 | 34.3184 | 12.7318 | 37.4829 | 33.8715 | 12.4587
1976-01-03 | 1 | 3 | 2018 | 2018-01-03 | 3 | 0 | 6:00 | 6 | 32 | 25 | 28.04 | 33.08 | 35.96 | 12.92 | 1.4 | 26.06 | 10.4 | 16 | 31 | 43 | 50 | 24 | 30.02 | 0 | 0 | 1 | 0 | 0 | 0 | 0 | 1 | 1 | 1 | 0 | 1 | 100% | #N/A | 3 | 100% | 100% |  |  |  |  | 32.0668 | 29 | 10.5078 |  | 32.49 | 29.8718 | 10.9473 |  | 32.1258 | 28.7935 | 10.4526 |  | 32.3834 | 29.3991 | 10.7193 |  | 32.0657 | 30.0161 | 11.0705 |  | 32.0219 | 29.1084 | 10.5813 |  | 32.1795 | 28.9393 | 10.53 | 32.1649 | 29.2493 | 10.6699 | 32.2659 | 29.4606 | 10.6967 | 32.1281 | 28.9129 | 10.398
1976-01-03 | 1 | 3 | 2018 | 2018-01-03 | 3 | 0 | 7:00 | 7 | 33 | 23 | 30.02 | 32.36 | 35.96 | 14 | 1.4 | 24.98 | 8.6 | 9 | 30 | 45 | 50 | 23 | 28.94 | 0 | 0 | 1 | 0 | 0 | 0 | 0 | 1 | 1 | 1 | 0 | 1 | 100% | #N/A | 4 | 100% | 100% |  |  |  |  | 26.958 | 24.6681 | 8.7962 |  | 27.6284 | 24.6709 | 8.86 |  | 27.4796 | 24.4002 | 8.6823 |  | 27.8249 | 25.097 | 9.0412 |  | 26.7844 | 24.4502 | 8.8151 |  | 27.0905 | 23.9867 | 8.5613 |  | 27.0308 | 23.8817 | 8.5479 | 27.1075 | 24.643 | 8.8538 | 26.8882 | 24.3466 | 8.6751 | 27.7488 | 24.3221 | 8.6156
1976-01-03 | 1 | 3 | 2018 | 2018-01-03 | 3 | 0 | 8:00 | 8 | 32 | 25 | 28.94 | 32.18 | 35.96 | 14 | 1.4 | 26.96 | 6.8 | 9 | 29 | 46 | 54 | 24 | 28.04 | 0 | 1 | 0 | 0 | 0 | 0 | 0 | 1 | 1 | 1 | 0 | 1 | 100% | #N/A | 5 | 100% | 100% |  |  |  |  | 21.9062 | 20.1786 | 7.152 |  | 22.9846 | 20.5702 | 7.3644 |  | 23.0266 | 20.3441 | 7.1543 |  | 23.2542 | 20.6296 | 7.3943 |  | 21.6159 | 19.8818 | 7.099 |  | 22.1816 | 19.5898 | 6.9758 |  | 21.8872 | 19.5113 | 6.9522 | 22.0198 | 20.0357 | 7.1513 | 22.0385 | 19.3077 | 6.8537 | 23.1267 | 20.1891 | 7.0578
1976-01-03 | 1 | 3 | 2018 | 2018-01-03 | 3 | 0 | 9:00 | 9 | 32 | 26 | 33.98 | 32.54 | 35.06 | 17.06 | 3.2 | 30.02 | 6.8 | 16 | 28 | 47 | 48 | 25 | 26.96 | 0 | 1 | 0 | 0 | 0 | 0 | 0 | 1 | 1 | 1 | 0 | 1 | 100% | #N/A | 6 | 100% | 100% |  |  |  |  | 17.8007 | 16.0105 | 5.7352 |  | 17.9629 | 16.036 | 5.7546 |  | 17.4664 | 15.1599 | 5.3479 |  | 18.0817 | 16.0222 | 5.7314 |  | 17.7301 | 15.9912 | 5.8312 |  | 17.3282 | 15.2669 | 5.4803 |  | 17.5104 | 15.1736 | 5.507 | 17.4866 | 15.8356 | 5.733 | 17.603 | 15.4975 | 5.5511 | 18.2292 | 15.8307 | 5.5357
1976-01-03 | 1 | 3 | 2018 | 2018-01-03 | 3 | 0 | 10:00 | 10 | 32 | 28 | 39.02 | 34.88 | 35.06 | 19.04 | 6.8 | 33.08 | 8.6 | 18 | 29 | 48 | 55 | 28 | 26.06 | 0 | 1 | 0 | 0 | 0 | 0 | 0 | 1 | 1 | 1 | 0 | 1 | 100% | #N/A | 7 | 100% | 100% |  |  |  |  | 11.9027 | 10.6 | 3.9492 |  | 13.0634 | 11.4509 | 4.1904 |  | 12.2719 | 10.6475 | 3.8694 |  | 13.52 | 11.7629 | 4.3019 |  | 11.8517 | 10.6172 | 4.0289 |  | 12.1598 | 10.516 | 3.9629 |  | 11.7797 | 9.8588 | 3.7252 | 11.6474 | 10.3737 | 3.9168 | 11.7987 | 10.1447 | 3.8221 | 11.7444 | 10.0689 | 3.62
1976-01-03 | 1 | 3 | 2018 | 2018-01-03 | 3 | 0 | 11:00 | 11 | 33 | 30 | 42.08 | 37.94 | 35.06 | 21.92 | 8.6 | 35.06 | 12.2 | 19 | 29 | 50 | 54 | 29 | 26.96 | 0 | 1 | 0 | 0 | 0 | 0 | 0 | 1 | 1 | 1 | 0 | 1 | 100% | #N/A | 8 | 100% | 100% |  |  |  |  | 7.5053 | 5.8842 | 2.5891 |  | 7.8405 | 6.6924 | 2.7457 |  | 7.4243 | 6.277 | 2.472 |  | NA | NA | NA |  | 7.3022 | 6.1022 | 2.7279 |  | 7.0794 | 5.7143 | 2.5022 |  | 7.5369 | 5.6644 | 2.5125 | 7.3231 | 5.8923 | 2.5997 | 7.4356 | 6.1287 | 2.6303 | 8.1425 | 6.9558 | 2.6509
1976-01-03 | 1 | 3 | 2018 | 2018-01-03 | 3 | 0 | 12:00 | 12 | 33 | 31 | 44.06 | 41.36 | 42.08 | 26.96 | 10.4 | 35.96 | 15.8 | 21 | 30 | 57 | 50 | 31 | 28.94 | 0 | 1 | 0 | 0 | 0 | 0 | 0 | 1 | 1 | 1 | 0 | 1 | 100% | #N/A | 9 | 100% | 100% |  |  |  |  | 1.7089 | 0.56962 | 0.93113 |  | 2.88 | 2.3956 | 1.2183 |  | 2.876 | 2.2525 | 1.2071 |  | NA | NA | NA |  | 1.4941 | 0.79412 | 1.0784 |  | 1.869 | 0.88095 | 1.0907 |  | 1.6293 | 0.12069 | 0.86489 | 1.8226 | 0.69355 | 1.0273 | 2.0882 | 1 | 1.1165 | 3.92 | 3.06 | 1.8102
1976-01-03 | 1 | 3 | 2018 | 2018-01-03 | 3 | 0 | 13:00 | 13 | 34 | 33 | 44.96 | 42.62 | 42.98 | 28.04 | 12.2 | 37.04 | 17.6 | 23 | 30 | 57 | 50 | 32 | 30.02 | 0 | 1 | 0 | 0 | 0 | 0 | 0 | 1 | 1 | 1 | 0 | 1 | 100% | #N/A | 10 | 100% | 100% |  |  |  |  | -1.8462 | -2.6923 | 0.16857 |  | -1.4 | -2.4944 | 0.38143 |  | -1.57 | -1.5088 | -0.043654 |  | NA | NA | NA |  | -2.7447 | -3.5532 | -0.12431 |  | -2.3333 | -2.9333 | -0.015879 |  | -2.6897 | -4.1552 | -0.2584 | -2.6914 | -3.5309 | -0.1304 | -2.8333 | -3.6667 | -0.16084 | NA | NA | NA
1976-01-03 | 1 | 3 | 2018 | 2018-01-03 | 3 | 0 | 14:00 | 14 | 34 | 32 | 44.06 | 42.98 | 42.98 | 28.94 | 12.2 | 37.04 | 19.4 | 22 | 32 | 59 | 48 | 33 | 30.02 | 0 | 1 | 0 | 0 | 0 | 0 | 0 | 1 | 1 | 1 | 0 | 1 | 100% | #N/A | 11 | 100% | 100% |  |  |  |  | -9 | -9 | -1.4919 |  | -7 | -8.33 | -1.2311 |  | -8.04 | -6.9478 | -1.685 |  | NA | NA | NA |  | -7.8864 | -8.3295 | -1.4517 |  | -7.5385 | -7.6923 | -1.3658 |  | -7.8 | -8.6571 | -1.5168 | -7.6667 | -8.1167 | -1.4073 | -8.2 | -8.2 | -1.3092 | NA | NA | NA
1976-01-03 | 1 | 3 | 2018 | 2018-01-03 | 3 | 0 | 15:00 | 15 | 33 | 32 | 42.98 | 43.16 | 42.98 | 28.94 | 12.2 | 37.04 | 23 | 21 | 31 | 55 | 46 | 33 | 30.92 | 0 | 1 | 0 | 0 | 0 | 0 | 0 | 1 | 1 | 1 | 0 | 1 | 100% | #N/A | 12 | 100% | 100% |  |  |  |  | -11 | -11 | -2.2176 |  | NA | NA | NA |  | -10.66 | -9.2333 | -2.3488 |  | NA | NA | NA |  | -12.1 | -12.6667 | -2.5803 |  | NA | NA | NA |  | -11.4444 | -12.3333 | -2.4651 | -12.4167 | -12.9167 | -2.6502 | NA | NA | NA | NA | NA | NA
1976-01-03 | 1 | 3 | 2018 | 2018-01-03 | 3 | 0 | 16:00 | 16 | 32 | 31 | 42.08 | 42.98 | 41 | 28.94 | 10.4 | 35.96 | 23 | 21 | 30 | 52 | 43 | 31 | 30.02 | 0 | 1 | 0 | 0 | 0 | 0 | 0 | 1 | 1 | 1 | 0 | 1 | 100% | #N/A
1976-01-03 | 1 | 3 | 2018 | 2018-01-03 | 3 | 0 | 17:00 | 17 | 31 | 29 | 37.94 | 42.98 | 39.02 | 26.06 | 8.6 | 35.06 | 21.2 | 16 | 26 | 46 | 39 | 30 | 28.94 | 0 | 1 | 0 | 0 | 0 | 0 | 0 | 1 | 1 | 1 | 0 | 1 | 100% | #N/A |  | Building Operating Hours/Occupancy Profile | [9 empty] | OA Drybulb
1976-01-03 | 1 | 3 | 2018 | 2018-01-03 | 3 | 0 | 18:00 | 18 | 32 | 26 | 33.08 | 41.9 | 37.94 | 21.92 | 6.8 | 33.98 | 19.4 | 12 | 26 | 45 | 39 | 30 | 28.94 | 0 | 1 | 0 | 0 | 0 | 1 | 0 | 1 | 1 | 1 | 0 | 1 | 100% | #N/A |  | Day of the Week | [9 empty] | Bin Range |  | AVERAGE MA SITES |  |  |  | AVERAGE NH SITES |  |  |  | AVERAGE RI SITES |  |  |  | AVERAGE OF ALL TMY3 SITES |  |  |  | STDEV OF ALL TMY3 Sites
1976-01-03 | 1 | 3 | 2018 | 2018-01-03 | 3 | 0 | 19:00 | 19 | 31 | 24 | 33.08 | 41.36 | 35.96 | 19.04 | 6.8 | 33.08 | 19.4 | 10 | 24 | 45 | 37 | 30 | 28.04 | 0 | 1 | 0 | 0 | 0 | 1 | 0 | 1 | 1 | 1 | 0 | 1 | 100% | #N/A | Hour | 1 | 2 | 3 | 4 | 5 | 6 | 7 | 8 |  |  | From | To | DB | WB | Enth |  | DB | WB | Enth |  | DB | WB | Enth |  | DB | WB | Enth |  | DB | WB | Enth
1976-01-03 | 1 | 3 | 2018 | 2018-01-03 | 3 | 0 | 20:00 | 20 | 30 | 23 | 33.98 | 41.18 | 37.04 | 19.94 | 3.2 | 32 | 17.6 | 10 | 22 | 43 | 36 | 30 | 26.96 | 0 | 1 | 0 | 0 | 0 | 0 | 0 | 1 | 1 | 1 | 0 | 1 | 100% | #N/A | 1 | 0 | 0 | 0 | 0 | 0 | 0 | 0 | 0 |  |  | 100 | 105 | 100.095 | 74.2692 | 37.5247 |  | 100.095 | 74.2692 | 38.5 |  | 100.095 | 74.2692 | 38.5 |  | 100.095 | 74.2692 | 38.5 |  | 0.095 | 0.73083 | 0.84548
1976-01-03 | 1 | 3 | 2018 | 2018-01-03 | 3 | 0 | 21:00 | 21 | 29 | 23 | 33.08 | 39.38 | 35.96 | 19.04 | -5.8 | 30.92 | 19.4 | 10 | 20 | 45 | 34 | 29 | 26.06 | 0 | 1 | 0 | 0 | 0 | 0 | 0 | 1 | 1 | 1 | 0 | 1 | 100% | #N/A | 2 | 0 | 0 | 0 | 0 | 0 | 0 | 0 | 0 |  |  | 95 | 100 | 96.2484 | 74.7448 | 38.1391 |  | 96 | 75.25 | 38.835 |  | 95 | 70.5667 | 33.9053 |  | 95.8994 | 74.1113 | 37.5707 |  | 0.68135 | 2.2205 | 2.2147
1976-01-03 | 1 | 3 | 2018 | 2018-01-03 | 3 | 0 | 22:00 | 22 | 28 | 22 | 28.04 | 36.5 | 35.06 | 15.98 | -0.4 | 30.92 | 24.8 | 5 | 20 | 43 | 32 | 29 | 24.98 | 0 | 1 | 0 | 0 | 0 | 0 | 0 | 1 | 1 | 1 | 0 | 1 | 100% | #N/A | 3 | 0 | 0 | 0 | 0 | 0 | 0 | 0 | 0 |  |  | 90 | 95 | 91.9737 | 74.1258 | 37.7074 |  | 90.8026 | 71.5591 | 35.6378 |  | 91.8302 | 73.75 | 37.3884 |  | 91.3071 | 72.6581 | 36.5222 |  | 0.8194 | 1.9761 | 1.6375
1976-01-03 | 1 | 3 | 2018 | 2018-01-03 | 3 | 0 | 23:00 | 23 | 28 | 21 | 24.08 | 37.58 | 35.06 | 14 | -9.4 | 30.92 | 23 | 1 | 17 | 39 | 34 | 28 | 24.08 | 0 | 1 | 0 | 0 | 0 | 0 | 0 | 1 | 1 | 1 | 0 | 1 | 100% | #N/A | 4 | 0 | 0 | 0 | 0 | 0 | 0 | 0 | 0 |  |  | 85 | 90 | 87.1185 | 71.3526 | 35.3916 |  | 86.8643 | 68.5008 | 33.0017 |  | 87.8071 | 72.5978 | 36.3258 |  | 87.0603 | 70.0512 | 34.2901 |  | 0.45431 | 2.1451 | 1.766
1976-01-03 | 1 | 3 | 2018 | 2018-01-03 | 3 | 0 | 24:00 | 24 | 27 | 19 | 24.98 | 37.4 | 35.06 | 15.98 | -15 | 30.02 | 21.2 | 1 | 14 | 39 | 36 | 28 | 24.08 | 0 | 0 | 1 | 0 | 0 | 0 | 0 | 1 | 1 | 1 | 0 | 1 | 100% | #N/A | 5 | 0 | 0 | 0 | 0 | 0 | 0 | 0 | 0 |  |  | 80 | 85 | 82.1054 | 70.5019 | 34.6928 |  | 81.8858 | 67.2359 | 32.0449 |  | 82.0503 | 69.3755 | 33.4851 |  | 81.9901 | 68.7562 | 33.2481 |  | 0.20761 | 1.8083 | 1.4515
1976-01-04 | 1 | 4 | 2018 | 2018-01-04 | 4 | 0 | 1:00 | 1 | 27 | 18 | 21.92 | 37.04 | 35.96 | 17.06 | 5.36 | 30.02 | 21.2 | 1 | 12 | 39 | 35 | 28 | 24.08 | 0 | 0 | 1 | 0 | 0 | 0 | 0 | 1 | 1 | 1 | 0 | 1 | 100% | #N/A | 6 | 0 | 0 | 0 | 0 | 0 | 0 | 0 | 0 |  |  | 75 | 80 | 76.7235 | 67.7391 | 32.374 |  | 76.8157 | 64.8053 | 30.2171 |  | 76.776 | 67.7481 | 32.068 |  | 76.7748 | 66.2731 | 31.2649 |  | 0.11321 | 2.0412 | 1.5218
1976-01-04 | 1 | 4 | 2018 | 2018-01-04 | 4 | 0 | 2:00 | 2 | 26 | 17 | 19.94 | 36.68 | 35.96 | 17.06 | 6.62 | 28.04 | 23 | 3 | 13 | 39 | 36 | 28 | 23 | 0 | 0 | 1 | 0 | 0 | 0 | 0 | 1 | 1 | 1 | 0 | 1 | 100% | #N/A | 7 | 0 | 0 | 0 | 0 | 0 | 0 | 0 | 0 |  |  | 70 | 75 | 72.2988 | 65.8031 | 30.793 |  | 71.7045 | 63.066 | 28.9455 |  | 72.4728 | 65.8369 | 30.5789 |  | 72.0191 | 64.4379 | 29.8478 |  | 0.38563 | 1.6856 | 1.1345
1976-01-04 | 1 | 4 | 2018 | 2018-01-04 | 4 | 0 | 3:00 | 3 | 26 | 16 | 19.94 | 35.78 | 35.06 | 19.04 | 6.08 | 28.04 | 24.8 | 5 | 14 | 39 | 36 | 28 | 21.92 | 0 | 0 | 1 | 0 | 0 | 0 | 0 | 1 | 1 | 1 | 0 | 1 | 100% | #N/A | 8 | 0 | 0 | 0 | 0 | 0 | 0 | 0 | 0 |  |  | 65 | 70 | 67.5509 | 62.2417 | 28.1241 |  | 66.8581 | 61.095 | 27.5159 |  | 68.0339 | 62.8295 | 28.2906 |  | 67.2528 | 61.7271 | 27.8366 |  | 0.52862 | 0.94994 | 0.58592
1976-01-04 | 1 | 4 | 2018 | 2018-01-04 | 4 | 0 | 4:00 | 4 | 26 | 15 | 19.94 | 34.52 | 35.06 | 19.94 | 3.92 | 28.04 | 23 | 7 | 13 | 39 | 34 | 27 | 21.92 | 0 | 0 | 1 | 0 | 0 | 0 | 0 | 1 | 1 | 1 | 0 | 1 | 100% | #N/A | 9 | 0 | 0 | 0 | 0 | 0 | 0 | 0 | 0 |  |  | 60 | 65 | 62.6174 | 57.7776 | 25.0545 |  | 62.3858 | 57.6541 | 25.1584 |  | 62.4296 | 57.1392 | 24.4513 |  | 62.4828 | 57.652 | 25.0461 |  | 0.22866 | 0.50977 | 0.39986
1976-01-04 | 1 | 4 | 2018 | 2018-01-04 | 4 | 0 | 5:00 | 5 | 26 | 15 | 19.94 | 33.44 | 35.06 | 21.02 | 3.92 | 28.04 | 24.8 | 7 | 11 | 37 | 36 | 27 | 21.02 | 0 | 0 | 1 | 0 | 0 | 0 | 0 | 1 | 1 | 1 | 0 | 1 | 100% | #N/A | 10 | 0 | 0 | 0 | 0 | 0 | 0 | 0 | 0 |  |  | 55 | 60 | 57.1443 | 52.3364 | 21.6726 |  | 56.7794 | 52.4144 | 21.8677 |  | 56.9938 | 51.8358 | 21.2504 |  | 56.9468 | 52.3253 | 21.7279 |  | 0.30526 | 0.68869 | 0.44199
1976-01-04 | 1 | 4 | 2018 | 2018-01-04 | 4 | 0 | 6:00 | 6 | 26 | 14 | 28.04 | 32.36 | 35.06 | 21.92 | 1.4 | 26.96 | 24.8 | 7 | 9 | 37 | 36 | 26 | 19.94 | 0 | 0 | 1 | 0 | 0 | 0 | 0 | 1 | 1 | 1 | 0 | 1 | 100% | #N/A | 11 | 0 | 0 | 0 | 0 | 0 | 0 | 0 | 0 |  |  | 50 | 55 | 52.1528 | 47.6435 | 19.0858 |  | 52.1253 | 47.4109 | 19.065 |  | 51.9662 | 47.3057 | 18.7277 |  | 52.1204 | 47.4934 | 19.0396 |  | 0.13631 | 0.60798 | 0.36127
1976-01-04 | 1 | 4 | 2018 | 2018-01-04 | 4 | 0 | 7:00 | 7 | 26 | 14 | 30.02 | 31.64 | 33.98 | 23 | -0.4 | 26.96 | 24.8 | 7 | 8 | 37 | 34 | 25 | 19.94 | 0 | 0 | 1 | 0 | 0 | 0 | 0 | 1 | 1 | 1 | 0 | 1 | 100% | #N/A | 12 | 0 | 0 | 0 | 0 | 0 | 0 | 0 | 0 |  |  | 45 | 50 | 47.1514 | 43.35 | 16.8202 |  | 46.5112 | 42.4159 | 16.4907 |  | 47.383 | 43.0704 | 16.6234 |  | 46.8545 | 42.855 | 16.6358 |  | 0.46112 | 0.63752 | 0.26676
1976-01-04 | 1 | 4 | 2018 | 2018-01-04 | 4 | 0 | 8:00 | 8 | 26 | 16 | 28.94 | 30.56 | 33.98 | 24.8 | -2.2 | 24.98 | 24.8 | 9 | 9 | 36 | 34 | 25 | 21.02 | 0 | 1 | 0 | 0 | 0 | 0 | 0 | 1 | 1 | 1 | 0 | 1 | 100% | #N/A | 13 | 0 | 0 | 0 | 0 | 0 | 0 | 0 | 0 |  |  | 40 | 45 | 42.6952 | 39.1427 | 14.8802 |  | 42.0727 | 38.1796 | 14.5 |  | 43.0362 | 39.0948 | 14.7762 |  | 42.418 | 38.6563 | 14.6797 |  | 0.41591 | 0.64794 | 0.26996
1976-01-04 | 1 | 4 | 2018 | 2018-01-04 | 4 | 0 | 9:00 | 9 | 26 | 18 | 28.04 | 29.3 | 37.04 | 23 | -0.4 | 21.92 | 26.6 | 9 | 19 | 36 | 34 | 27 | 24.08 | 0 | 1 | 0 | 0 | 0 | 0 | 0 | 1 | 1 | 1 | 0 | 1 | 100% | #N/A | 14 | 0 | 0 | 0 | 0 | 0 | 0 | 0 | 0 |  |  | 35 | 40 | 37.3823 | 34.2096 | 12.6987 |  | 37.0891 | 33.9099 | 12.6281 |  | 37.4829 | 33.8715 | 12.4587 |  | 37.2457 | 34.0259 | 12.6394 |  | 0.21182 | 0.48302 | 0.22799
1976-01-04 | 1 | 4 | 2018 | 2018-01-04 | 4 | 0 | 10:00 | 10 | 27 | 20 | 28.94 | 28.4 | 39.92 | 24.08 | 8.6 | 21.02 | 30.2 | 10 | 26 | 36 | 34 | 29 | 26.96 | 0 | 1 | 0 | 0 | 0 | 0 | 0 | 1 | 1 | 1 | 0 | 1 | 100% | #N/A | 15 | 0 | 0 | 0 | 0 | 0 | 0 | 0 | 0 |  |  | 30 | 35 | 32.2665 | 29.2661 | 10.6567 |  | 32.1396 | 29.3548 | 10.7097 |  | 32.1281 | 28.9129 | 10.398 |  | 32.1892 | 29.2751 | 10.6573 |  | 0.14169 | 0.39179 | 0.20345
1976-01-04 | 1 | 4 | 2018 | 2018-01-04 | 4 | 0 | 11:00 | 11 | 30 | 22 | 28.04 | 26.78 | 42.08 | 26.6 | 14 | 19.94 | 32 | 16 | 27 | 36 | 34 | 30 | 30.02 | 0 | 1 | 0 | 0 | 0 | 0 | 0 | 1 | 1 | 1 | 0 | 1 | 100% | #N/A | 16 | 0 | 0 | 0 | 0 | 0 | 0 | 0 | 0 |  |  | 25 | 30 | 27.4727 | 24.709 | 8.8449 |  | 26.9803 | 24.2616 | 8.6906 |  | 27.7488 | 24.3221 | 8.6156 |  | 27.2541 | 24.4466 | 8.7448 |  | 0.36081 | 0.33456 | 0.14783
1976-01-04 | 1 | 4 | 2018 | 2018-01-04 | 4 | 0 | 12:00 | 12 | 31 | 23 | 26.96 | 26.06 | 42.98 | 26.96 | 15.8 | 21.02 | 33.8 | 18 | 28 | 37 | 34 | 30 | 33.08 | 0 | 1 | 0 | 0 | 0 | 0 | 0 | 1 | 1 | 1 | 0 | 1 | 100% | #N/A | 17 | 0 | 0 | 0 | 0 | 0 | 0 | 0 | 0 |  |  | 20 | 25 | 22.7929 | 20.4306 | 7.2663 |  | 21.9486 | 19.6653 | 7.0064 |  | 23.1267 | 20.1891 | 7.0578 |  | 22.4042 | 20.0238 | 7.1155 |  | 0.58622 | 0.42468 | 0.16191
1976-01-04 | 1 | 4 | 2018 | 2018-01-04 | 4 | 0 | 13:00 | 13 | 32 | 25 | 24.98 | 25.16 | 44.96 | 28.94 | 23 | 19.4 | 33.8 | 21 | 30 | 37 | 34 | 29 | 33.98 | 0 | 1 | 0 | 0 | 0 | 0 | 0 | 1 | 1 | 1 | 0 | 1 | 100% | #N/A | 18 | 0 | 0 | 0 | 0 | 0 | 0 | 0 | 0 |  |  | 15 | 20 | 17.8279 | 15.8071 | 5.6423 |  | 17.5317 | 15.5529 | 5.6205 |  | 18.2292 | 15.8307 | 5.5357 |  | 17.7199 | 15.6824 | 5.6207 |  | 0.2803 | 0.35038 | 0.14811
1976-01-04 | 1 | 4 | 2018 | 2018-01-04 | 4 | 0 | 14:00 | 14 | 31 | 25 | 24.08 | 25.16 | 46.04 | 28.94 | 26.6 | 21.02 | 35.6 | 21 | 31 | 37 | 36 | 29 | 37.04 | 0 | 1 | 0 | 0 | 0 | 0 | 0 | 1 | 1 | 1 | 0 | 1 | 100% | #N/A | 19 | 0 | 0 | 0 | 0 | 0 | 0 | 0 | 0 |  |  | 10 | 15 | 12.6895 | 11.1153 | 4.0777 |  | 11.8475 | 10.3021 | 3.8912 |  | 11.7444 | 10.0689 | 3.62 |  | 12.174 | 10.604 | 3.9387 |  | 0.59567 | 0.56355 | 0.19239
1976-01-04 | 1 | 4 | 2018 | 2018-01-04 | 4 | 0 | 15:00 | 15 | 33 | 25 | 24.08 | 24.62 | 46.04 | 30.02 | 26.6 | 19.94 | 35.6 | 21 | 32 | 37 | 36 | 29 | 35.96 | 0 | 1 | 0 | 0 | 0 | 0 | 0 | 1 | 1 | 1 | 0 | 1 | 100% | #N/A | 20 | 0 | 0 | 0 | 0 | 0 | 0 | 0 | 0 |  |  | 5 | 10 | 7.59 | 6.2845 | 2.6023 |  | 7.3354 | 5.9004 | 2.5945 |  | 8.1425 | 6.9558 | 2.6509 |  | 7.51 | 6.1457 | 2.6034 |  | 0.29561 | 0.41163 | 0.091116
1976-01-04 | 1 | 4 | 2018 | 2018-01-04 | 4 | 0 | 16:00 | 16 | 33 | 25 | 24.08 | 25.34 | 44.96 | 30.02 | 24.8 | 19.04 | 35.6 | 21 | 30 | 37 | 43 | 27 | 33.98 | 0 | 1 | 0 | 0 | 0 | 0 | 0 | 1 | 1 | 1 | 0 | 1 | 100% | #N/A | 21 | 0 | 0 | 0 | 0 | 0 | 0 | 0 | 0 |  |  | 0 | 5 | 2.4883 | 1.7392 | 1.1188 |  | 1.7807 | 0.69786 | 1.0356 |  | 3.92 | 3.06 | 1.8102 |  | 2.2542 | 1.3074 | 1.1494 |  | 0.75872 | 0.94388 | 0.25773
1976-01-04 | 1 | 4 | 2018 | 2018-01-04 | 4 | 0 | 17:00 | 17 | 33 | 25 | 23 | 23.72 | 42.98 | 28.04 | 24.8 | 17.96 | 35.6 | 21 | 27 | 39 | 43 | 25 | 33.08 | 0 | 1 | 0 | 0 | 0 | 0 | 0 | 1 | 1 | 1 | 0 | 1 | 100% | #N/A | 22 | 0 | 0 | 0 | 0 | 0 | 0 | 0 | 0 |  |  | -5 | 0 | -1.6054 | -2.2318 | 0.16878 |  | -2.6585 | -3.5678 | -0.13797 |  | -2.2636 | -3.0668 | -0.022936 |  | -2.2636 | -3.0668 | -0.022936 |  | 0.53928 | 0.78338 | 0.19266
1976-01-04 | 1 | 4 | 2018 | 2018-01-04 | 4 | 0 | 18:00 | 18 | 33 | 24 | 21.92 | 23.9 | 42.08 | 28.04 | 19.4 | 15.08 | 33.8 | 19 | 26 | 55 | 45 | 23 | 30.92 | 0 | 1 | 0 | 0 | 0 | 1 | 0 | 1 | 1 | 1 | 0 | 1 | 100% | #N/A | 23 | 0 | 0 | 0 | 0 | 0 | 0 | 0 | 0 |  |  | -10 | -5 | -8.0133 | -8.0926 | -1.4694 |  | -7.8183 | -8.1991 | -1.4102 |  | -7.8914 | -8.1592 | -1.4324 |  | -7.8914 | -8.1592 | -1.4324 |  | 0.53902 | 0.58117 | 0.13019
1976-01-04 | 1 | 4 | 2018 | 2018-01-04 | 4 | 0 | 19:00 | 19 | 32 | 24 | 21.02 | 22.64 | 42.08 | 28.04 | 23 | 12.02 | 33.8 | 19 | 26 | 52 | 45 | 22 | 28.94 | 0 | 1 | 0 | 0 | 0 | 1 | 0 | 1 | 1 | 1 | 0 | 1 | 100% | #N/A | 24 | 0 | 0 | 0 | 0 | 0 | 0 | 0 | 0 |  |  | -15 | -10 | -10.83 | -10.1167 | -2.2832 |  | -11.987 | -12.6389 | -2.5652 |  | -11.5242 | -11.63 | -2.4524 |  | -11.5242 | -11.63 | -2.4524 |  | 0.65666 | 1.3686 | 0.1559
1976-01-04 | 1 | 4 | 2018 | 2018-01-04 | 4 | 0 | 20:00 | 20 | 32 | 24 | 17.96 | 21.02 | 39.92 | 26.96 | 23 | 10.94 | 33.8 | 17 | 24 | 50 | 45 | 21 | 30.02 | 0 | 1 | 0 | 0 | 0 | 0 | 0 | 1 | 1 | 1 | 0 | 1 | 100% | #N/A
1976-01-04 | 1 | 4 | 2018 | 2018-01-04 | 4 | 0 | 21:00 | 21 | 31 | 24 | 17.06 | 18.68 | 39.02 | 26.96 | 23 | 8.96 | 33.8 | 18 | 23 | 46 | 45 | 19 | 28.94 | 0 | 1 | 0 | 0 | 0 | 0 | 0 | 1 | 1 | 1 | 0 | 1 | 100% | #N/A
1976-01-04 | 1 | 4 | 2018 | 2018-01-04 | 4 | 0 | 22:00 | 22 | 31 | 24 | 15.08 | 18.32 | 39.02 | 24.98 | 17.6 | 8.96 | 32 | 14 | 20 | 46 | 45 | 18 | 28.94 | 0 | 1 | 0 | 0 | 0 | 0 | 0 | 1 | 1 | 1 | 0 | 1 | 100% | #N/A | [13 empty] | TYPICAL OCC VS UNOCC HOURS
1976-01-04 | 1 | 4 | 2018 | 2018-01-04 | 4 | 0 | 23:00 | 23 | 30 | 24 | 14 | 17.06 | 37.94 | 26.06 | 14 | 6.98 | 32 | 14 | 20 | 43 | 43 | 17 | 28.04 | 0 | 1 | 0 | 0 | 0 | 0 | 0 | 1 | 1 | 1 | 0 | 1 | 100% | #N/A | [13 empty] | NORWOOD MA DATA
1976-01-04 | 1 | 4 | 2018 | 2018-01-04 | 4 | 0 | 24:00 | 24 | 30 | 24 | 12.02 | 15.62 | 39.02 | 24.98 | 10.4 | 6.08 | 32 | 11 | 22 | 43 | 39 | 16 | 26.96 | 0 | 0 | 1 | 0 | 0 | 0 | 0 | 1 | 1 | 1 | 0 | 1 | 100% | #N/A
1976-01-05 | 1 | 5 | 2018 | 2018-01-05 | 5 | 0 | 1:00 | 1 | 30 | 24 | 12.02 | 14.72 | 39.02 | 24.08 | 21.56 | 3.92 | 32 | 8 | 22 | 39 | 39 | 15 | 26.06 | 0 | 0 | 1 | 0 | 0 | 0 | 0 | 1 | 1 | 1 | 0 | 1 | 100% | #N/A | [13 empty] | OCC |  |  |  | UNOCC |  |  |  | DIFFERENCE
1976-01-05 | 1 | 5 | 2018 | 2018-01-05 | 5 | 0 | 2:00 | 2 | 30 | 24 | 10.04 | 12.92 | 39.02 | 24.08 | 20.66 | 3.92 | 32 | 5 | 20 | 39 | 37 | 14 | 24.98 | 0 | 0 | 1 | 0 | 0 | 0 | 0 | 1 | 1 | 1 | 0 | 1 | 100% | #N/A | [13 empty] | DB | WB | Enth |  | DB | WB | Enth |  | DB | WB | Enth
1976-01-05 | 1 | 5 | 2018 | 2018-01-05 | 5 | 0 | 3:00 | 3 | 30 | 23 | 8.96 | 11.3 | 37.04 | 23 | 21.02 | 3.02 | 30.2 | 2 | 12 | 37 | 36 | 14 | 24.08 | 0 | 0 | 1 | 0 | 0 | 0 | 0 | 1 | 1 | 1 | 0 | 1 | 100% | #N/A | [13 empty] | 100 | 75 | 38.3702 |  | 100.095 | 74.2692 | 39 |  | -0.095 | 0.73083 | -0.6298
1976-01-05 | 1 | 5 | 2018 | 2018-01-05 | 5 | 0 | 4:00 | 4 | 30 | 23 | 8.06 | 10.22 | 37.94 | 21.92 | 21.92 | 3.02 | 30.2 | 0 | 10 | 37 | 32 | 13 | 23 | 0 | 0 | 1 | 0 | 0 | 0 | 0 | 1 | 1 | 1 | 0 | 1 | 100% | #N/A | [13 empty] | 96 | 75.3333 | 38.7111 |  | 95.8994 | 74.1113 | 37.5707 |  | 0.10063 | 1.2221 | 1.1404
1976-01-05 | 1 | 5 | 2018 | 2018-01-05 | 5 | 0 | 5:00 | 5 | 30 | 23 | 6.98 | 9.68 | 35.96 | 21.02 | 21.56 | 3.02 | 30.2 | -6 | 9 | 36 | 28 | 13 | 24.08 | 0 | 0 | 1 | 0 | 0 | 0 | 0 | 1 | 1 | 1 | 0 | 1 | 100% | #N/A | [13 empty] | 90.814 | 74.9767 | 38.456 |  | 91.3071 | 72.6581 | 36.5222 |  | -0.4932 | 2.3186 | 1.9338
1976-01-05 | 1 | 5 | 2018 | 2018-01-05 | 5 | 0 | 6:00 | 6 | 30 | 23 | 8.06 | 9.5 | 37.04 | 19.04 | 14 | 3.02 | 30.2 | -8 | 8 | 34 | 27 | 13 | 23 | 0 | 0 | 1 | 0 | 0 | 0 | 0 | 1 | 1 | 1 | 0 | 1 | 100% | #N/A | [13 empty] | 86.7826 | 71.9457 | 35.7061 |  | 87.0603 | 70.0512 | 34.2901 |  | -0.27764 | 1.8944 | 1.416
1976-01-05 | 1 | 5 | 2018 | 2018-01-05 | 5 | 0 | 7:00 | 7 | 30 | 23 | 8.06 | 9.5 | 37.04 | 17.06 | 10.4 | 3.02 | 32 | -6 | 7 | 30 | 23 | 12 | 23 | 0 | 0 | 1 | 0 | 0 | 0 | 0 | 1 | 1 | 1 | 0 | 1 | 100% | #N/A | [13 empty] | 81.9967 | 70.3675 | 34.4426 |  | 81.2 | 71 | 35.0227 |  | 0.79669 | -0.63245 | -0.58013
1976-01-05 | 1 | 5 | 2018 | 2018-01-05 | 5 | 0 | 8:00 | 8 | 30 | 23 | 8.96 | 9.14 | 37.04 | 14 | 6.8 | 3.92 | 32 | -6 | 10 | 28 | 21 | 12 | 24.08 | 0 | 1 | 0 | 0 | 0 | 0 | 0 | 1 | 1 | 1 | 0 | 1 | 100% | #N/A | [13 empty] | 76.8625 | 66.9969 | 31.741 |  | 76.2933 | 71.0533 | 35.0921 |  | 0.56917 | -4.0565 | -3.351
1976-01-05 | 1 | 5 | 2018 | 2018-01-05 | 5 | 0 | 9:00 | 9 | 30 | 24 | 12.02 | 10.22 | 39.02 | 12.92 | 12.2 | 8.06 | 32 | -2 | 18 | 27 | 21 | 13 | 26.96 | 0 | 1 | 0 | 0 | 0 | 0 | 0 | 1 | 1 | 1 | 0 | 1 | 100% | #N/A | [13 empty] | 71.7419 | 63.7852 | 29.2987 |  | 71.7349 | 68.6566 | 33.0301 |  | 0.0069258 | -4.8714 | -3.7315
1976-01-05 | 1 | 5 | 2018 | 2018-01-05 | 5 | 0 | 10:00 | 10 | 32 | 24 | 15.98 | 12.2 | 39.92 | 14 | 17.6 | 12.92 | 33.8 | 3 | 27 | 28 | 21 | 14 | 30.02 | 0 | 1 | 0 | 0 | 0 | 0 | 0 | 1 | 1 | 1 | 0 | 1 | 100% | #N/A | [13 empty] | 66.7669 | 60.0526 | 26.6232 |  | 66.6459 | 64.0191 | 29.3514 |  | 0.12098 | -3.9665 | -2.7281
1976-01-05 | 1 | 5 | 2018 | 2018-01-05 | 5 | 0 | 11:00 | 11 | 33 | 25 | 19.04 | 15.26 | 41 | 15.08 | 26.6 | 15.08 | 35.6 | 10 | 30 | 28 | 23 | 16 | 32 | 0 | 1 | 0 | 0 | 0 | 0 | 0 | 1 | 1 | 1 | 0 | 1 | 100% | #N/A | [13 empty] | 62.4726 | 54.7593 | 23.1941 |  | 62.4945 | 60.4223 | 26.798 |  | -0.021882 | -5.663 | -3.6038
1976-01-05 | 1 | 5 | 2018 | 2018-01-05 | 5 | 0 | 12:00 | 12 | 34 | 27 | 23 | 19.4 | 41 | 15.98 | 30.2 | 17.96 | 37.4 | 18 | 32 | 28 | 25 | 20 | 33.98 | 0 | 1 | 0 | 0 | 0 | 0 | 0 | 1 | 1 | 1 | 0 | 1 | 100% | #N/A | [13 empty] | 56.486 | 50.352 | 20.5465 |  | 56.7307 | 53.9027 | 22.587 |  | -0.24469 | -3.5507 | -2.0405
1976-01-05 | 1 | 5 | 2018 | 2018-01-05 | 5 | 0 | 13:00 | 13 | 33 | 28 | 24.08 | 19.04 | 39.92 | 15.08 | 33.8 | 19.94 | 37.4 | 19 | 32 | 30 | 27 | 22 | 35.06 | 0 | 1 | 0 | 0 | 0 | 0 | 0 | 1 | 1 | 1 | 0 | 1 | 100% | #N/A | [13 empty] | 52.2088 | 45.7174 | 18.0614 |  | 52.2169 | 49.6712 | 20.1409 |  | -0.0080498 | -3.9538 | -2.0795
1976-01-05 | 1 | 5 | 2018 | 2018-01-05 | 5 | 0 | 14:00 | 14 | 35 | 28 | 24.98 | 22.1 | 39.92 | 14 | 35.6 | 21.02 | 39.2 | 21 | 34 | 30 | 27 | 24 | 37.04 | 0 | 1 | 0 | 0 | 0 | 0 | 0 | 1 | 1 | 1 | 0 | 1 | 100% | #N/A | [13 empty] | 46.4311 | 41.006 | 15.6975 |  | 46.5549 | 43.8468 | 17.0906 |  | -0.12373 | -2.8408 | -1.3932
1976-01-05 | 1 | 5 | 2018 | 2018-01-05 | 5 | 0 | 15:00 | 15 | 34 | 29 | 26.96 | 23.18 | 39.02 | 12.92 | 35.6 | 23 | 39.2 | 21 | 33 | 30 | 25 | 24 | 37.04 | 0 | 1 | 0 | 0 | 0 | 0 | 0 | 1 | 1 | 1 | 0 | 1 | 100% | #N/A | [13 empty] | 42.3807 | 37.3165 | 14.0167 |  | 42.104 | 39.6544 | 15.0764 |  | 0.27676 | -2.3379 | -1.0597
1976-01-05 | 1 | 5 | 2018 | 2018-01-05 | 5 | 0 | 16:00 | 16 | 34 | 29 | 26.06 | 24.62 | 39.02 | 12.02 | 35.6 | 23 | 39.2 | 19 | 32 | 28 | 25 | 23 | 35.96 | 0 | 1 | 0 | 0 | 0 | 0 | 0 | 1 | 1 | 1 | 0 | 1 | 100% | #N/A | [13 empty] | 37.4811 | 33.3302 | 12.2752 |  | 37.2985 | 34.7756 | 12.909 |  | 0.18266 | -1.4454 | -0.63375
1976-01-05 | 1 | 5 | 2018 | 2018-01-05 | 5 | 0 | 17:00 | 17 | 32 | 28 | 21.92 | 26.24 | 39.02 | 10.04 | 32 | 19.04 | 37.4 | 19 | 31 | 28 | 21 | 22 | 33.08 | 0 | 1 | 0 | 0 | 0 | 0 | 0 | 1 | 1 | 1 | 0 | 1 | 100% | #N/A | [13 empty] | 32.1576 | 27.9293 | 10.0663 |  | 32.0176 | 29.5794 | 10.7467 |  | 0.13996 | -1.6501 | -0.68044
1976-01-05 | 1 | 5 | 2018 | 2018-01-05 | 5 | 0 | 18:00 | 18 | 30 | 28 | 15.98 | 26.24 | 37.94 | 8.96 | 33.8 | 19.04 | 30.2 | 19 | 31 | 25 | 19 | 22 | 32 | 0 | 1 | 0 | 0 | 0 | 1 | 0 | 1 | 1 | 1 | 0 | 1 | 100% | #N/A | [13 empty] | 26.869 | 23.6429 | 8.4171 |  | 27.0106 | 25.2746 | 9.0205 |  | -0.14152 | -1.6318 | -0.6034
1976-01-05 | 1 | 5 | 2018 | 2018-01-05 | 5 | 0 | 19:00 | 19 | 29 | 27 | 14 | 26.24 | 37.94 | 8.96 | 33.8 | 17.06 | 26.6 | 19 | 31 | 23 | 17 | 21 | 28.04 | 0 | 1 | 0 | 0 | 0 | 1 | 0 | 1 | 1 | 1 | 0 | 1 | 100% | #N/A | [13 empty] | 21.9885 | 19.9195 | 7.082 |  | 21.854 | 20.3431 | 7.1966 |  | 0.13449 | -0.42353 | -0.1146
1976-01-05 | 1 | 5 | 2018 | 2018-01-05 | 5 | 0 | 20:00 | 20 | 27 | 26 | 12.02 | 26.96 | 37.04 | 8.96 | 33.8 | 17.96 | 24.8 | 19 | 32 | 21 | 16 | 21 | 28.94 | 0 | 1 | 0 | 0 | 0 | 0 | 0 | 1 | 1 | 1 | 0 | 1 | 100% | #N/A | [13 empty] | 17.7864 | 15.2427 | 5.4914 |  | 17.8087 | 16.4426 | 5.8724 |  | -0.022335 | -1.1999 | -0.38097
1976-01-05 | 1 | 5 | 2018 | 2018-01-05 | 5 | 0 | 21:00 | 21 | 23 | 24 | 12.02 | 26.6 | 37.04 | 8.06 | 33.8 | 19.04 | 23 | 20 | 32 | 21 | 16 | 21 | 28.04 | 0 | 1 | 0 | 0 | 0 | 0 | 0 | 1 | 1 | 1 | 0 | 1 | 100% | #N/A | [13 empty] | 11.9375 | 10.0875 | 3.789 |  | 11.8762 | 10.9905 | 4.0712 |  | 0.06131 | -0.90298 | -0.28227
1976-01-05 | 1 | 5 | 2018 | 2018-01-05 | 5 | 0 | 22:00 | 22 | 24 | 23 | 10.04 | 25.88 | 37.04 | 6.98 | 33.8 | 17.96 | 19.4 | 19 | 32 | 19 | 12 | 21 | 26.96 | 0 | 1 | 0 | 0 | 0 | 0 | 0 | 1 | 1 | 1 | 0 | 1 | 100% | #N/A | [13 empty] | 7.2424 | 5.4242 | 2.4544 |  | 7.6452 | 6.129 | 2.6608 |  | -0.40274 | -0.70479 | -0.20644
1976-01-05 | 1 | 5 | 2018 | 2018-01-05 | 5 | 0 | 23:00 | 23 | 24 | 22 | 10.94 | 25.34 | 35.96 | 6.08 | 35.6 | 17.96 | 21.2 | 19 | 32 | 18 | 10 | 20 | 26.06 | 0 | 1 | 0 | 0 | 0 | 0 | 0 | 1 | 1 | 1 | 0 | 1 | 100% | #N/A | [13 empty] | 1.6364 | 0.18182 | 0.79812 |  | 1.7206 | 0.63235 | 0.95264 |  | -0.084225 | -0.45053 | -0.15452
1976-01-05 | 1 | 5 | 2018 | 2018-01-05 | 5 | 0 | 24:00 | 24 | 24 | 21 | 8.96 | 25.34 | 33.98 | 5 | 37.4 | 19.04 | 19.4 | 19 | 31 | 16 | 10 | 20 | 23 | 0 | 0 | 1 | 0 | 0 | 0 | 0 | 1 | 1 | 1 | 0 | 1 | 100% | #N/A | [13 empty] | -2.2636 | -3.0668 | -0.022936 |  | -1.8462 | -2.6923 | 0.16857 |  | -0.41741 | -0.37453 | -0.19151
1976-01-06 | 1 | 6 | 2018 | 2018-01-06 | 6 | 0 | 1:00 | 1 | 24 | 20 | 10.94 | 24.62 | 33.98 | 5 | 35.78 | 17.96 | 19.4 | 18 | 32 | 16 | 10 | 20 | 24.08 | 0 | 0 | 1 | 0 | 0 | 0 | 0 | 1 | 1 | 1 | 0 | 1 | 100% | #N/A | [13 empty] | -7.8914 | -8.1592 | -1.4324 |  | -9 | -9 | -1.4919 |  | 1.1086 | 0.84082 | 0.059574
1976-01-06 | 1 | 6 | 2018 | 2018-01-06 | 6 | 0 | 2:00 | 2 | 24 | 19 | 10.94 | 23.9 | 33.98 | 5 | 35.24 | 19.94 | 23 | 18 | 31 | 16 | 10 | 20 | 23 | 0 | 0 | 1 | 0 | 0 | 0 | 0 | 1 | 1 | 1 | 0 | 1 | 100% | #N/A | [13 empty] | -11.5242 | -11.63 | -2.4524 |  | -11 | -11 | -2.2176 |  | -0.52422 | -0.63 | -0.23481
1976-01-06 | 1 | 6 | 2018 | 2018-01-06 | 6 | 0 | 3:00 | 3 | 25 | 17 | 8.96 | 23.36 | 33.98 | 6.08 | 36.14 | 19.94 | 24.8 | 19 | 31 | 12 | 10 | 20 | 23 | 0 | 0 | 1 | 0 | 0 | 0 | 0 | 1 | 1 | 1 | 0 | 1 | 100% | #N/A
1976-01-06 | 1 | 6 | 2018 | 2018-01-06 | 6 | 0 | 4:00 | 4 | 25 | 16 | 8.96 | 23.72 | 32 | 6.08 | 36.32 | 23 | 26.6 | 19 | 31 | 12 | 12 | 19 | 23 | 0 | 0 | 1 | 0 | 0 | 0 | 0 | 1 | 1 | 1 | 0 | 1 | 100% | #N/A
1976-01-06 | 1 | 6 | 2018 | 2018-01-06 | 6 | 0 | 5:00 | 5 | 26 | 15 | 10.04 | 25.34 | 32 | 6.08 | 35.42 | 17.96 | 26.6 | 19 | 31 | 12 | 10 | 19 | 21.92 | 0 | 0 | 1 | 0 | 0 | 0 | 0 | 1 | 1 | 1 | 0 | 1 | 100% | #N/A
1976-01-06 | 1 | 6 | 2018 | 2018-01-06 | 6 | 0 | 6:00 | 6 | 26 | 14 | 10.04 | 25.34 | 33.98 | 6.08 | 23 | 21.02 | 28.4 | 18 | 31 | 12 | 10 | 20 | 23 | 0 | 0 | 1 | 0 | 0 | 0 | 0 | 1 | 1 | 1 | 0 | 1 | 100% | #N/A
1976-01-06 | 1 | 6 | 2018 | 2018-01-06 | 6 | 0 | 7:00 | 7 | 27 | 13 | 10.04 | 26.6 | 33.98 | 6.08 | 28.4 | 19.04 | 28.4 | 16 | 31 | 10 | 12 | 20 | 21.92 | 0 | 0 | 1 | 0 | 0 | 0 | 0 | 1 | 1 | 1 | 0 | 1 | 100% | #N/A
1976-01-06 | 1 | 6 | 2018 | 2018-01-06 | 6 | 0 | 8:00 | 8 | 30 | 15 | 12.92 | 26.96 | 35.06 | 6.08 | 33.8 | 19.94 | 28.4 | 15 | 31 | 12 | 10 | 19 | 21.92 | 0 | 0 | 1 | 0 | 0 | 0 | 0 | 1 | 1 | 1 | 0 | 1 | 100% | #N/A
1976-01-06 | 1 | 6 | 2018 | 2018-01-06 | 6 | 0 | 9:00 | 9 | 33 | 17 | 24.08 | 25.34 | 35.06 | 6.98 | 33.8 | 24.08 | 30.2 | 16 | 32 | 16 | 12 | 21 | 26.96 | 0 | 0 | 1 | 0 | 0 | 0 | 0 | 1 | 1 | 1 | 0 | 1 | 100% | #N/A
1976-01-06 | 1 | 6 | 2018 | 2018-01-06 | 6 | 0 | 10:00 | 10 | 33 | 19 | 30.02 | 29.3 | 37.04 | 8.06 | 35.6 | 26.96 | 32 | 19 | 33 | 19 | 18 | 23 | 30.92 | 0 | 0 | 1 | 0 | 0 | 0 | 0 | 1 | 1 | 1 | 0 | 1 | 100% | #N/A
1976-01-06 | 1 | 6 | 2018 | 2018-01-06 | 6 | 0 | 11:00 | 11 | 36 | 21 | 35.06 | 34.16 | 42.08 | 8.06 | 35.6 | 30.02 | 35.6 | 22 | 35 | 27 | 23 | 25 | 33.08 | 0 | 0 | 1 | 0 | 0 | 0 | 0 | 1 | 1 | 1 | 0 | 1 | 100% | #N/A
1976-01-06 | 1 | 6 | 2018 | 2018-01-06 | 6 | 0 | 12:00 | 12 | 37 | 24 | 41 | 38.12 | 42.98 | 10.04 | 37.4 | 33.98 | 37.4 | 25 | 35 | 28 | 25 | 27 | 37.04 | 0 | 0 | 1 | 0 | 0 | 0 | 0 | 1 | 1 | 1 | 0 | 1 | 100% | #N/A
1976-01-06 | 1 | 6 | 2018 | 2018-01-06 | 6 | 0 | 13:00 | 13 | 38 | 26 | 44.06 | 40.82 | 42.98 | 12.02 | 39.2 | 37.04 | 35.6 | 25 | 36 | 28 | 27 | 30 | 37.04 | 0 | 0 | 1 | 0 | 0 | 0 | 0 | 1 | 1 | 1 | 0 | 1 | 100% | #N/A
1976-01-06 | 1 | 6 | 2018 | 2018-01-06 | 6 | 0 | 14:00 | 14 | 40 | 26 | 44.96 | 42.62 | 42.98 | 12.92 | 41 | 37.94 | 37.4 | 25 | 37 | 31 | 28 | 31 | 37.04 | 0 | 0 | 1 | 0 | 0 | 0 | 0 | 1 | 1 | 1 | 0 | 1 | 100% | #N/A
1976-01-06 | 1 | 6 | 2018 | 2018-01-06 | 6 | 0 | 15:00 | 15 | 41 | 26 | 44.06 | 43.7 | 42.98 | 14 | 42.8 | 39.02 | 39.2 | 27 | 37 | 34 | 28 | 33 | 35.96 | 0 | 0 | 1 | 0 | 0 | 0 | 0 | 1 | 1 | 1 | 0 | 1 | 100% | #N/A
1976-01-06 | 1 | 6 | 2018 | 2018-01-06 | 6 | 0 | 16:00 | 16 | 39 | 26 | 42.08 | 44.06 | 39.02 | 12.92 | 42.8 | 35.96 | 39.2 | 27 | 36 | 34 | 30 | 33 | 35.06 | 0 | 0 | 1 | 0 | 0 | 0 | 0 | 1 | 1 | 1 | 0 | 1 | 100% | #N/A
1976-01-06 | 1 | 6 | 2018 | 2018-01-06 | 6 | 0 | 17:00 | 17 | 38 | 23 | 35.06 | 43.34 | 37.04 | 12.02 | 37.4 | 32 | 35.6 | 26 | 35 | 30 | 30 | 34 | 33.98 | 0 | 0 | 1 | 0 | 0 | 0 | 0 | 1 | 1 | 1 | 0 | 1 | 100% | #N/A
1976-01-06 | 1 | 6 | 2018 | 2018-01-06 | 6 | 0 | 18:00 | 18 | 37 | 21 | 30.02 | 41.72 | 33.98 | 10.94 | 33.8 | 30.92 | 32 | 25 | 34 | 28 | 28 | 37 | 32 | 0 | 0 | 1 | 0 | 0 | 0 | 0 | 1 | 1 | 1 | 0 | 1 | 100% | #N/A
1976-01-06 | 1 | 6 | 2018 | 2018-01-06 | 6 | 0 | 19:00 | 19 | 35 | 18 | 33.08 | 39.38 | 30.92 | 8.96 | 30.2 | 28.04 | 32 | 25 | 34 | 28 | 27 | 36 | 30.02 | 0 | 0 | 1 | 0 | 0 | 0 | 0 | 1 | 1 | 1 | 0 | 1 | 100% | #N/A
1976-01-06 | 1 | 6 | 2018 | 2018-01-06 | 6 | 0 | 20:00 | 20 | 37 | 16 | 30.92 | 38.48 | 28.94 | 6.08 | 32 | 28.94 | 28.4 | 24 | 32 | 28 | 23 | 36 | 30.92 | 0 | 0 | 1 | 0 | 0 | 0 | 0 | 1 | 1 | 1 | 0 | 1 | 100% | #N/A
1976-01-06 | 1 | 6 | 2018 | 2018-01-06 | 6 | 0 | 21:00 | 21 | 36 | 15 | 30.02 | 36.86 | 28.04 | 3.92 | 35.6 | 28.94 | 30.2 | 25 | 32 | 28 | 23 | 36 | 30.92 | 0 | 0 | 1 | 0 | 0 | 0 | 0 | 1 | 1 | 1 | 0 | 1 | 100% | #N/A
1976-01-06 | 1 | 6 | 2018 | 2018-01-06 | 6 | 0 | 22:00 | 22 | 34 | 13 | 19.04 | 36.14 | 26.96 | 1.94 | 33.8 | 28.04 | 28.4 | 21 | 32 | 30 | 21 | 37 | 32 | 0 | 0 | 1 | 0 | 0 | 0 | 0 | 1 | 1 | 1 | 0 | 1 | 100% | #N/A
1976-01-06 | 1 | 6 | 2018 | 2018-01-06 | 6 | 0 | 23:00 | 23 | 33 | 13 | 19.04 | 34.88 | 24.98 | 1.94 | 33.8 | 28.04 | 28.4 | 21 | 31 | 30 | 23 | 37 | 33.08 | 0 | 0 | 1 | 0 | 0 | 0 | 0 | 1 | 1 | 1 | 0 | 1 | 100% | #N/A
1976-01-06 | 1 | 6 | 2018 | 2018-01-06 | 6 | 0 | 24:00 | 24 | 33 | 14 | 19.94 | 33.8 | 23 | 1.04 | 33.8 | 26.96 | 28.4 | 21 | 31 | 27 | 21 | 37 | 33.08 | 0 | 0 | 1 | 0 | 0 | 0 | 0 | 1 | 1 | 1 | 0 | 1 | 100% | #N/A
1976-01-07 | 1 | 7 | 2018 | 2018-01-07 | 7 | 0 | 1:00 | 1 | 33 | 14 | 15.98 | 32.9 | 21.92 | -0.04 | 36.14 | 26.06 | 28.4 | 25 | 30 | 26 | 21 | 35 | 32 | 0 | 0 | 1 | 0 | 0 | 0 | 0 | 1 | 1 | 1 | 0 | 1 | 100% | #N/A
1976-01-07 | 1 | 7 | 2018 | 2018-01-07 | 7 | 0 | 2:00 | 2 | 33 | 16 | 15.08 | 33.8 | 21.02 | -0.94 | 36.5 | 26.06 | 28.4 | 25 | 30 | 25 | 21 | 34 | 35.96 | 0 | 0 | 1 | 0 | 0 | 0 | 0 | 1 | 1 | 1 | 0 | 1 | 100% | #N/A
1976-01-07 | 1 | 7 | 2018 | 2018-01-07 | 7 | 0 | 3:00 | 3 | 33 | 17 | 14 | 33.98 | 19.94 | -2.02 | 37.76 | 26.06 | 30.2 | 25 | 29 | 25 | 23 | 35 | 37.94 | 0 | 0 | 1 | 0 | 0 | 0 | 0 | 1 | 1 | 1 | 0 | 1 | 100% | #N/A
1976-01-07 | 1 | 7 | 2018 | 2018-01-07 | 7 | 0 | 4:00 | 4 | 33 | 19 | 12.92 | 32.18 | 19.04 | -2.02 | 37.58 | 24.98 | 30.2 | 23 | 28 | 23 | 25 | 35 | 39.92 | 0 | 0 | 1 | 0 | 0 | 0 | 0 | 1 | 1 | 1 | 0 | 1 | 100% | #N/A
1976-01-07 | 1 | 7 | 2018 | 2018-01-07 | 7 | 0 | 5:00 | 5 | 33 | 21 | 15.08 | 30.38 | 17.96 | -2.92 | 36.86 | 24.08 | 30.2 | 23 | 27 | 21 | 25 | 37 | 37.94 | 0 | 0 | 1 | 0 | 0 | 0 | 0 | 1 | 1 | 1 | 0 | 1 | 100% | #N/A
1976-01-07 | 1 | 7 | 2018 | 2018-01-07 | 7 | 0 | 6:00 | 6 | 33 | 22 | 15.08 | 30.74 | 17.06 | -4 | 33.8 | 24.98 | 28.4 | 23 | 26 | 21 | 25 | 36 | 41 | 0 | 0 | 1 | 0 | 0 | 0 | 0 | 1 | 1 | 1 | 0 | 1 | 100% | #N/A
1976-01-07 | 1 | 7 | 2018 | 2018-01-07 | 7 | 0 | 7:00 | 7 | 34 | 24 | 12.02 | 31.46 | 17.06 | -4 | 33.8 | 21.02 | 30.2 | 21 | 25 | 25 | 25 | 35 | 39.92 | 0 | 0 | 1 | 0 | 0 | 0 | 0 | 1 | 1 | 1 | 0 | 1 | 100% | #N/A
1976-01-07 | 1 | 7 | 2018 | 2018-01-07 | 7 | 0 | 8:00 | 8 | 34 | 27 | 15.08 | 31.82 | 17.06 | -2.92 | 33.8 | 26.96 | 28.4 | 21 | 26 | 25 | 27 | 35 | 39.02 | 0 | 0 | 1 | 0 | 0 | 0 | 0 | 1 | 1 | 1 | 0 | 1 | 100% | #N/A
1976-01-07 | 1 | 7 | 2018 | 2018-01-07 | 7 | 0 | 9:00 | 9 | 38 | 31 | 28.04 | 32.36 | 19.04 | -0.04 | 35.6 | 30.02 | 32 | 22 | 28 | 27 | 27 | 35 | 39.02 | 0 | 0 | 1 | 0 | 0 | 0 | 0 | 1 | 1 | 1 | 0 | 1 | 100% | #N/A
1976-01-07 | 1 | 7 | 2018 | 2018-01-07 | 7 | 0 | 10:00 | 10 | 37 | 34 | 33.98 | 34.7 | 21.02 | 1.94 | 37.4 | 33.98 | 35.6 | 23 | 28 | 27 | 28 | 35 | 39.92 | 0 | 0 | 1 | 0 | 0 | 0 | 0 | 1 | 1 | 1 | 0 | 1 | 100% | #N/A
1976-01-07 | 1 | 7 | 2018 | 2018-01-07 | 7 | 0 | 11:00 | 11 | 36 | 36 | 41 | 37.4 | 24.08 | 6.8 | 39.2 | 37.94 | 37.4 | 25 | 28 | 30 | 30 | 35 | 41 | 0 | 0 | 1 | 0 | 0 | 0 | 0 | 1 | 1 | 1 | 0 | 1 | 100% | #N/A
1976-01-07 | 1 | 7 | 2018 | 2018-01-07 | 7 | 0 | 12:00 | 12 | 35 | 37 | 42.98 | 40.46 | 26.06 | 6.98 | 41 | 39.02 | 39.2 | 27 | 27 | 34 | 32 | 37 | 41 | 0 | 0 | 1 | 0 | 0 | 0 | 0 | 1 | 1 | 1 | 0 | 1 | 100% | #N/A
1976-01-07 | 1 | 7 | 2018 | 2018-01-07 | 7 | 0 | 13:00 | 13 | 35 | 39 | 46.04 | 41.36 | 28.04 | 12.92 | 41 | 37.94 | 37.4 | 27 | 26 | 36 | 34 | 39 | 42.08 | 0 | 0 | 1 | 0 | 0 | 0 | 0 | 1 | 1 | 1 | 0 | 1 | 100% | #N/A
1976-01-07 | 1 | 7 | 2018 | 2018-01-07 | 7 | 0 | 14:00 | 14 | 35 | 39 | 44.96 | 39.92 | 28.04 | 15.08 | 48.2 | 37.94 | 37.4 | 27 | 25 | 37 | 34 | 41 | 42.98 | 0 | 0 | 1 | 0 | 0 | 0 | 0 | 1 | 1 | 1 | 0 | 1 | 100% | #N/A
1976-01-07 | 1 | 7 | 2018 | 2018-01-07 | 7 | 0 | 15:00 | 15 | 35 | 38 | 44.06 | 38.66 | 28.94 | 15.08 | 48.2 | 39.02 | 37.4 | 27 | 24 | 37 | 34 | 41 | 44.96 | 0 | 0 | 1 | 0 | 0 | 0 | 0 | 1 | 1 | 1 | 0 | 1 | 100% | #N/A
1976-01-07 | 1 | 7 | 2018 | 2018-01-07 | 7 | 0 | 16:00 | 16 | 34 | 38 | 39.92 | 38.66 | 26.96 | 15.98 | 46.4 | 39.02 | 35.6 | 27 | 21 | 37 | 36 | 37 | 44.06 | 0 | 0 | 1 | 0 | 0 | 0 | 0 | 1 | 1 | 1 | 0 | 1 | 100% | #N/A
1976-01-07 | 1 | 7 | 2018 | 2018-01-07 | 7 | 0 | 17:00 | 17 | 33 | 37 | 35.06 | 38.66 | 26.06 | 14 | 41 | 35.06 | 33.8 | 25 | 19 | 37 | 34 | 35 | 42.08 | 0 | 0 | 1 | 0 | 0 | 0 | 0 | 1 | 1 | 1 | 0 | 1 | 100% | #N/A
1976-01-07 | 1 | 7 | 2018 | 2018-01-07 | 7 | 0 | 18:00 | 18 | 32 | 36 | 26.06 | 38.12 | 26.06 | 14 | 35.6 | 33.98 | 32 | 21 | 17 | 37 | 34 | 35 | 42.98 | 0 | 0 | 1 | 0 | 0 | 0 | 0 | 1 | 1 | 1 | 0 | 1 | 100% | #N/A
1976-01-07 | 1 | 7 | 2018 | 2018-01-07 | 7 | 0 | 19:00 | 19 | 32 | 35 | 23 | 37.58 | 24.98 | 14 | 35.6 | 32 | 28.4 | 21 | 15 | 36 | 34 | 35 | 42.08 | 0 | 0 | 1 | 0 | 0 | 0 | 0 | 1 | 1 | 1 | 0 | 1 | 100% | #N/A
1976-01-07 | 1 | 7 | 2018 | 2018-01-07 | 7 | 0 | 20:00 | 20 | 32 | 35 | 21.02 | 36.86 | 24.08 | 15.08 | 33.8 | 32 | 24.8 | 19 | 14 | 36 | 32 | 35 | 41 | 0 | 0 | 1 | 0 | 0 | 0 | 0 | 1 | 1 | 1 | 0 | 1 | 100% | #N/A
1976-01-07 | 1 | 7 | 2018 | 2018-01-07 | 7 | 0 | 21:00 | 21 | 32 | 36 | 17.96 | 36.32 | 23 | 15.08 | 32 | 30.92 | 24.8 | 13 | 13 | 34 | 30 | 34 | 39.92 | 0 | 0 | 1 | 0 | 0 | 0 | 0 | 1 | 1 | 1 | 0 | 1 | 100% | #N/A
1976-01-07 | 1 | 7 | 2018 | 2018-01-07 | 7 | 0 | 22:00 | 22 | 31 | 36 | 17.06 | 36.32 | 24.08 | 15.98 | 33.8 | 30.92 | 23 | 7 | 11 | 34 | 30 | 33 | 37.94 | 0 | 0 | 1 | 0 | 0 | 0 | 0 | 1 | 1 | 1 | 0 | 1 | 100% | #N/A
1976-01-07 | 1 | 7 | 2018 | 2018-01-07 | 7 | 0 | 23:00 | 23 | 31 | 36 | 15.98 | 36.68 | 24.98 | 17.06 | 32 | 30.92 | 21.2 | 3 | 10 | 32 | 30 | 33 | 37.04 | 0 | 0 | 1 | 0 | 0 | 0 | 0 | 1 | 1 | 1 | 0 | 1 | 100% | #N/A
1976-01-07 | 1 | 7 | 2018 | 2018-01-07 | 7 | 0 | 24:00 | 24 | 31 | 36 | 15.98 | 36.32 | 26.06 | 17.96 | 30.2 | 30.02 | 23 | 1 | 8 | 32 | 28 | 33 | 35.96 | 0 | 0 | 1 | 0 | 0 | 0 | 0 | 1 | 1 | 1 | 0 | 1 | 100% | #N/A
1976-01-08 | 1 | 8 | 2018 | 2018-01-08 | 1 | 0 | 1:00 | 1 | 32 | 36 | 17.06 | 35.96 | 26.06 | 19.04 | 42.44 | 28.94 | 26.6 | 0 | 7 | 30 | 28 | 32 | 35.06 | 0 | 0 | 1 | 0 | 0 | 0 | 0 | 1 | 1 | 1 | 0 | 1 | 100% | #N/A
1976-01-08 | 1 | 8 | 2018 | 2018-01-08 | 1 | 0 | 2:00 | 2 | 32 | 35 | 15.98 | 35.06 | 26.06 | 19.04 | 42.26 | 28.94 | 28.4 | 3 | 6 | 28 | 27 | 32 | 33.98 | 0 | 0 | 1 | 0 | 0 | 0 | 0 | 1 | 1 | 1 | 0 | 1 | 100% | #N/A
1976-01-08 | 1 | 8 | 2018 | 2018-01-08 | 1 | 0 | 3:00 | 3 | 33 | 34 | 15.98 | 35.06 | 26.06 | 19.94 | 41.9 | 28.94 | 28.4 | 5 | 3 | 28 | 27 | 31 | 33.08 | 0 | 0 | 1 | 0 | 0 | 0 | 0 | 1 | 1 | 1 | 0 | 1 | 100% | #N/A
1976-01-08 | 1 | 8 | 2018 | 2018-01-08 | 1 | 0 | 4:00 | 4 | 34 | 33 | 19.94 | 35.06 | 26.96 | 21.02 | 42.62 | 30.02 | 28.4 | 9 | 0 | 28 | 27 | 30 | 32 | 0 | 0 | 1 | 0 | 0 | 0 | 0 | 1 | 1 | 1 | 0 | 1 | 100% | #N/A
1976-01-08 | 1 | 8 | 2018 | 2018-01-08 | 1 | 0 | 5:00 | 5 | 34 | 31 | 17.06 | 34.52 | 28.94 | 21.92 | 42.8 | 28.94 | 26.6 | 9 | 0 | 28 | 27 | 30 | 30.92 | 0 | 0 | 1 | 0 | 0 | 0 | 0 | 1 | 1 | 1 | 0 | 1 | 100% | #N/A
1976-01-08 | 1 | 8 | 2018 | 2018-01-08 | 1 | 0 | 6:00 | 6 | 35 | 30 | 17.06 | 33.26 | 30.92 | 23 | 30.2 | 28.04 | 28.4 | 9 | -1 | 27 | 25 | 28 | 30.02 | 0 | 0 | 1 | 0 | 0 | 0 | 0 | 1 | 1 | 1 | 0 | 1 | 100% | #N/A
1976-01-08 | 1 | 8 | 2018 | 2018-01-08 | 1 | 0 | 7:00 | 7 | 35 | 28 | 19.94 | 32.9 | 30.92 | 23 | 30.2 | 28.04 | 33.8 | 10 | -2 | 28 | 25 | 29 | 28.94 | 0 | 0 | 1 | 0 | 0 | 0 | 0 | 1 | 1 | 1 | 0 | 1 | 100% | #N/A
1976-01-08 | 1 | 8 | 2018 | 2018-01-08 | 1 | 0 | 8:00 | 8 | 35 | 30 | 21.92 | 32.9 | 33.08 | 24.08 | 30.2 | 28.94 | 37.4 | 10 | 0 | 27 | 25 | 29 | 28.04 | 0 | 1 | 0 | 0 | 0 | 0 | 0 | 1 | 1 | 1 | 0 | 1 | 100% | #N/A
1976-01-08 | 1 | 8 | 2018 | 2018-01-08 | 1 | 0 | 9:00 | 9 | 35 | 31 | 32 | 33.62 | 35.06 | 26.06 | 32 | 30.02 | 39.2 | 10 | 5 | 28 | 25 | 30 | 28.94 | 0 | 1 | 0 | 0 | 0 | 0 | 0 | 1 | 1 | 1 | 0 | 1 | 100% | #N/A
1976-01-08 | 1 | 8 | 2018 | 2018-01-08 | 1 | 0 | 10:00 | 10 | 32 | 33 | 32 | 34.88 | 35.96 | 26.96 | 35.6 | 30.92 | 41 | 14 | 9 | 30 | 27 | 31 | 30.02 | 0 | 1 | 0 | 0 | 0 | 0 | 0 | 1 | 1 | 1 | 0 | 1 | 100% | #N/A
1976-01-08 | 1 | 8 | 2018 | 2018-01-08 | 1 | 0 | 11:00 | 11 | 30 | 34 | 35.96 | 36.32 | 35.06 | 30.02 | 46.4 | 32 | 41 | 19 | 11 | 30 | 28 | 32 | 30.92 | 0 | 1 | 0 | 0 | 0 | 0 | 0 | 1 | 1 | 1 | 0 | 1 | 100% | #N/A
1976-01-08 | 1 | 8 | 2018 | 2018-01-08 | 1 | 0 | 12:00 | 12 | 29 | 36 | 37.04 | 37.04 | 35.6 | 32 | 51.8 | 32 | 42.8 | 25 | 14 | 34 | 30 | 34 | 32 | 0 | 1 | 0 | 0 | 0 | 0 | 0 | 1 | 1 | 1 | 0 | 1 | 100% | #N/A
1976-01-08 | 1 | 8 | 2018 | 2018-01-08 | 1 | 0 | 13:00 | 13 | 29 | 37 | 37.94 | 37.94 | 37.04 | 33.08 | 53.6 | 33.8 | 44.6 | 28 | 16 | 34 | 30 | 32 | 33.98 | 0 | 1 | 0 | 0 | 0 | 0 | 0 | 1 | 1 | 1 | 0 | 1 | 100% | #N/A
1976-01-08 | 1 | 8 | 2018 | 2018-01-08 | 1 | 0 | 14:00 | 14 | 28 | 36 | 39.92 | 38.48 | 37.94 | 35.06 | 57.2 | 32 | 44.6 | 28 | 17 | 36 | 32 | 29 | 33.98 | 0 | 1 | 0 | 0 | 0 | 0 | 0 | 1 | 1 | 1 | 0 | 1 | 100% | #N/A
1976-01-08 | 1 | 8 | 2018 | 2018-01-08 | 1 | 0 | 15:00 | 15 | 27 | 36 | 42.08 | 39.38 | 39.92 | 35.96 | 57.2 | 33.08 | 42.8 | 30 | 18 | 36 | 34 | 30 | 33.98 | 0 | 1 | 0 | 0 | 0 | 0 | 0 | 1 | 1 | 1 | 0 | 1 | 100% | #N/A
1976-01-08 | 1 | 8 | 2018 | 2018-01-08 | 1 | 0 | 16:00 | 16 | 27 | 35 | 41 | 40.82 | 39.92 | 35.96 | 53.6 | 32 | 44.6 | 29 | 18 | 36 | 32 | 30 | 33.08 | 0 | 1 | 0 | 0 | 0 | 0 | 0 | 1 | 1 | 1 | 0 | 1 | 100% | #N/A
1976-01-08 | 1 | 8 | 2018 | 2018-01-08 | 1 | 0 | 17:00 | 17 | 24 | 32 | 39.92 | 40.64 | 39.92 | 35.96 | 50 | 32 | 41 | 28 | 14 | 30 | 30 | 28 | 30.92 | 0 | 1 | 0 | 0 | 0 | 0 | 0 | 1 | 1 | 1 | 0 | 1 | 100% | #N/A
1976-01-08 | 1 | 8 | 2018 | 2018-01-08 | 1 | 0 | 18:00 | 18 | 22 | 30 | 39.92 | 40.46 | 42.08 | 33.98 | 48.2 | 32 | 39.2 | 27 | 12 | 30 | 28 | 28 | 30.02 | 0 | 1 | 0 | 0 | 0 | 1 | 0 | 1 | 1 | 1 | 0 | 1 | 100% | #N/A
1976-01-08 | 1 | 8 | 2018 | 2018-01-08 | 1 | 0 | 19:00 | 19 | 21 | 27 | 39.92 | 40.64 | 39.02 | 33.08 | 48.2 | 32 | 39.2 | 27 | 11 | 30 | 30 | 26 | 28.94 | 0 | 1 | 0 | 0 | 0 | 1 | 0 | 1 | 1 | 1 | 0 | 1 | 100% | #N/A
1976-01-08 | 1 | 8 | 2018 | 2018-01-08 | 1 | 0 | 20:00 | 20 | 19 | 26 | 39.92 | 40.64 | 35.96 | 33.08 | 46.4 | 32 | 37.4 | 25 | 9 | 28 | 30 | 25 | 28.04 | 0 | 1 | 0 | 0 | 0 | 0 | 0 | 1 | 1 | 1 | 0 | 1 | 100% | #N/A
1976-01-08 | 1 | 8 | 2018 | 2018-01-08 | 1 | 0 | 21:00 | 21 | 15 | 25 | 39.92 | 40.82 | 35.6 | 33.08 | 44.6 | 33.8 | 37.4 | 25 | 5 | 28 | 30 | 24 | 26.06 | 0 | 1 | 0 | 0 | 0 | 0 | 0 | 1 | 1 | 1 | 0 | 1 | 100% | #N/A
1976-01-08 | 1 | 8 | 2018 | 2018-01-08 | 1 | 0 | 22:00 | 22 | 13 | 24 | 41 | 41 | 35.06 | 32 | 46.4 | 33.08 | 37.4 | 25 | 5 | 27 | 28 | 25 | 26.06 | 0 | 1 | 0 | 0 | 0 | 0 | 0 | 1 | 1 | 1 | 0 | 1 | 100% | #N/A
1976-01-08 | 1 | 8 | 2018 | 2018-01-08 | 1 | 0 | 23:00 | 23 | 13 | 22 | 39.92 | 40.82 | 33.98 | 32 | 44.6 | 33.08 | 35.6 | 25 | 9 | 25 | 25 | 26 | 24.98 | 0 | 1 | 0 | 0 | 0 | 0 | 0 | 1 | 1 | 1 | 0 | 1 | 100% | #N/A
1976-01-08 | 1 | 8 | 2018 | 2018-01-08 | 1 | 0 | 24:00 | 24 | 13 | 21 | 39.92 | 40.82 | 33.08 | 33.08 | 42.8 | 32 | 35.6 | 25 | 9 | 27 | 23 | 25 | 24.08 | 0 | 0 | 1 | 0 | 0 | 0 | 0 | 1 | 1 | 1 | 0 | 1 | 100% | #N/A
1976-01-09 | 1 | 9 | 2018 | 2018-01-09 | 2 | 0 | 1:00 | 1 | 13 | 19 | 39.92 | 40.46 | 33.08 | 32 | 49.28 | 32 | 33.8 | 25 | 10 | 27 | 22 | 24 | 24.98 | 0 | 0 | 1 | 0 | 0 | 0 | 0 | 1 | 1 | 1 | 0 | 1 | 100% | #N/A
1976-01-09 | 1 | 9 | 2018 | 2018-01-09 | 2 | 0 | 2:00 | 2 | 13 | 18 | 39.92 | 40.46 | 33.08 | 33.08 | 49.82 | 32 | 32 | 25 | 10 | 27 | 21 | 25 | 26.06 | 0 | 0 | 1 | 0 | 0 | 0 | 0 | 1 | 1 | 1 | 0 | 1 | 100% | #N/A
1976-01-09 | 1 | 9 | 2018 | 2018-01-09 | 2 | 0 | 3:00 | 3 | 13 | 18 | 39.02 | 40.46 | 33.98 | 30.92 | 50.18 | 32 | 28.4 | 25 | 11 | 27 | 21 | 25 | 24.98 | 0 | 0 | 1 | 0 | 0 | 0 | 0 | 1 | 1 | 1 | 0 | 1 | 100% | #N/A
1976-01-09 | 1 | 9 | 2018 | 2018-01-09 | 2 | 0 | 4:00 | 4 | 13 | 17 | 39.02 | 40.28 | 33.98 | 32 | 50.36 | 32 | 26.6 | 25 | 11 | 25 | 21 | 25 | 26.06 | 0 | 0 | 1 | 0 | 0 | 0 | 0 | 1 | 1 | 1 | 0 | 1 | 100% | #N/A
1976-01-09 | 1 | 9 | 2018 | 2018-01-09 | 2 | 0 | 5:00 | 5 | 14 | 17 | 39.92 | 40.28 | 33.98 | 30.92 | 50.54 | 32 | 26.6 | 23 | 11 | 23 | 28 | 24 | 24.98 | 0 | 0 | 1 | 0 | 0 | 0 | 0 | 1 | 1 | 1 | 0 | 1 | 100% | #N/A
1976-01-09 | 1 | 9 | 2018 | 2018-01-09 | 2 | 0 | 6:00 | 6 | 14 | 18 | 39.02 | 40.28 | 33.98 | 30.92 | 50 | 32 | 24.8 | 22 | 12 | 21 | 28 | 22 | 24.98 | 0 | 0 | 1 | 0 | 0 | 0 | 0 | 1 | 1 | 1 | 0 | 1 | 100% | #N/A
1976-01-09 | 1 | 9 | 2018 | 2018-01-09 | 2 | 0 | 7:00 | 7 | 14 | 18 | 39.02 | 40.28 | 35.6 | 30.92 | 50 | 32 | 23 | 19 | 12 | 19 | 28 | 22 | 24.08 | 0 | 0 | 1 | 0 | 0 | 0 | 0 | 1 | 1 | 1 | 0 | 1 | 100% | #N/A
1976-01-09 | 1 | 9 | 2018 | 2018-01-09 | 2 | 0 | 8:00 | 8 | 16 | 21 | 39.02 | 40.64 | 35.96 | 33.98 | 50 | 32 | 23 | 18 | 13 | 19 | 28 | 24 | 26.06 | 0 | 1 | 0 | 0 | 0 | 0 | 0 | 1 | 1 | 1 | 0 | 1 | 100% | #N/A
1976-01-09 | 1 | 9 | 2018 | 2018-01-09 | 2 | 0 | 9:00 | 9 | 18 | 23 | 39.92 | 40.46 | 35.96 | 35.96 | 51.8 | 32 | 26.6 | 18 | 14 | 23 | 30 | 26 | 30.92 | 0 | 1 | 0 | 0 | 0 | 0 | 0 | 1 | 1 | 1 | 0 | 1 | 100% | #N/A
1976-01-09 | 1 | 9 | 2018 | 2018-01-09 | 2 | 0 | 10:00 | 10 | 20 | 26 | 41 | 40.1 | 41 | 37.94 | 51.8 | 32 | 33.8 | 19 | 15 | 32 | 32 | 30 | 33.98 | 0 | 1 | 0 | 0 | 0 | 0 | 0 | 1 | 1 | 1 | 0 | 1 | 100% | #N/A
1976-01-09 | 1 | 9 | 2018 | 2018-01-09 | 2 | 0 | 11:00 | 11 | 21 | 27 | 39.2 | 39.38 | 42.08 | 41 | 51.8 | 33.08 | 37.4 | 21 | 16 | 36 | 36 | 32 | 37.94 | 0 | 1 | 0 | 0 | 0 | 0 | 0 | 1 | 1 | 1 | 0 | 1 | 100% | #N/A
1976-01-09 | 1 | 9 | 2018 | 2018-01-09 | 2 | 0 | 12:00 | 12 | 20 | 27 | 41 | 38.3 | 42.08 | 42.08 | 53.6 | 33.98 | 41 | 22 | 17 | 39 | 39 | 33 | 39.02 | 0 | 1 | 0 | 0 | 0 | 0 | 0 | 1 | 1 | 1 | 0 | 1 | 100% | #N/A
1976-01-09 | 1 | 9 | 2018 | 2018-01-09 | 2 | 0 | 13:00 | 13 | 19 | 28 | 42.08 | 39.02 | 41 | 42.08 | 59 | 35.6 | 42.8 | 21 | 18 | 41 | 39 | 35 | 41 | 0 | 1 | 0 | 0 | 0 | 0 | 0 | 1 | 1 | 1 | 0 | 1 | 100% | #N/A
1976-01-09 | 1 | 9 | 2018 | 2018-01-09 | 2 | 0 | 14:00 | 14 | 22 | 28 | 42.08 | 38.84 | 41 | 42.98 | 55.4 | 35.06 | 44.6 | 21 | 18 | 43 | 39 | 32 | 39.92 | 0 | 1 | 0 | 0 | 0 | 0 | 0 | 1 | 1 | 1 | 0 | 1 | 100% | #N/A
1976-01-09 | 1 | 9 | 2018 | 2018-01-09 | 2 | 0 | 15:00 | 15 | 20 | 29 | 42.8 | 39.02 | 39.02 | 42.08 | 57.2 | 35.06 | 44.6 | 19 | 20 | 45 | 39 | 33 | 42.08 | 0 | 1 | 0 | 0 | 0 | 0 | 0 | 1 | 1 | 1 | 0 | 1 | 100% | #N/A
1976-01-09 | 1 | 9 | 2018 | 2018-01-09 | 2 | 0 | 16:00 | 16 | 23 | 29 | 41 | 39.2 | 39.92 | 41 | 55.4 | 35.06 | 44.6 | 18 | 20 | 43 | 39 | 33 | 39.02 | 0 | 1 | 0 | 0 | 0 | 0 | 0 | 1 | 1 | 1 | 0 | 1 | 100% | #N/A
1976-01-09 | 1 | 9 | 2018 | 2018-01-09 | 2 | 0 | 17:00 | 17 | 21 | 28 | 41 | 39.2 | 41 | 37.94 | 50 | 33.98 | 42.8 | 17 | 20 | 36 | 36 | 30 | 37.94 | 0 | 1 | 0 | 0 | 0 | 0 | 0 | 1 | 1 | 1 | 0 | 1 | 100% | #N/A
1976-01-09 | 1 | 9 | 2018 | 2018-01-09 | 2 | 0 | 18:00 | 18 | 20 | 26 | 39.92 | 39.38 | 41 | 37.04 | 48.2 | 33.98 | 44.6 | 16 | 21 | 36 | 34 | 28 | 35.96 | 0 | 1 | 0 | 0 | 0 | 1 | 0 | 1 | 1 | 1 | 0 | 1 | 100% | #N/A
1976-01-09 | 1 | 9 | 2018 | 2018-01-09 | 2 | 0 | 19:00 | 19 | 19 | 25 | 39.02 | 39.92 | 39.02 | 35.96 | 46.4 | 33.98 | 46.4 | 16 | 21 | 34 | 32 | 26 | 33.98 | 0 | 1 | 0 | 0 | 0 | 1 | 0 | 1 | 1 | 1 | 0 | 1 | 100% | #N/A
1976-01-09 | 1 | 9 | 2018 | 2018-01-09 | 2 | 0 | 20:00 | 20 | 18 | 24 | 39.02 | 40.28 | 37.94 | 35.96 | 44.6 | 33.98 | 46.4 | 13 | 22 | 34 | 31 | 25 | 30.92 | 0 | 1 | 0 | 0 | 0 | 0 | 0 | 1 | 1 | 1 | 0 | 1 | 100% | #N/A
1976-01-09 | 1 | 9 | 2018 | 2018-01-09 | 2 | 0 | 21:00 | 21 | 17 | 24 | 39.02 | 39.92 | 37.04 | 35.96 | 46.4 | 33.98 | 44.6 | 12 | 23 | 34 | 30 | 24 | 30.92 | 0 | 1 | 0 | 0 | 0 | 0 | 0 | 1 | 1 | 1 | 0 | 1 | 100% | #N/A
1976-01-09 | 1 | 9 | 2018 | 2018-01-09 | 2 | 0 | 22:00 | 22 | 16 | 23 | 37.4 | 40.28 | 35.96 | 35.06 | 44.6 | 33.98 | 44.6 | 10 | 24 | 36 | 30 | 23 | 28.94 | 0 | 1 | 0 | 0 | 0 | 0 | 0 | 1 | 1 | 1 | 0 | 1 | 100% | #N/A
1976-01-09 | 1 | 9 | 2018 | 2018-01-09 | 2 | 0 | 23:00 | 23 | 15 | 22 | 37.94 | 39.74 | 35.96 | 33.08 | 42.8 | 33.08 | 42.8 | 10 | 24 | 34 | 30 | 22 | 28.94 | 0 | 1 | 0 | 0 | 0 | 0 | 0 | 1 | 1 | 1 | 0 | 1 | 100% | #N/A
1976-01-09 | 1 | 9 | 2018 | 2018-01-09 | 2 | 0 | 24:00 | 24 | 15 | 21 | 37.94 | 39.74 | 35.06 | 30.92 | 41 | 33.98 | 42.8 | 9 | 23 | 34 | 28 | 22 | 28.04 | 0 | 0 | 1 | 0 | 0 | 0 | 0 | 1 | 1 | 1 | 0 | 1 | 100% | #N/A
1976-01-10 | 1 | 10 | 2018 | 2018-01-10 | 3 | 0 | 1:00 | 1 | 15 | 20 | 37.94 | 39.74 | 33.98 | 30.02 | 42.08 | 33.98 | 42.8 | 8 | 19 | 34 | 30 | 20 | 28.94 | 0 | 0 | 1 | 0 | 0 | 0 | 0 | 1 | 1 | 1 | 0 | 1 | 100% | #N/A
1976-01-10 | 1 | 10 | 2018 | 2018-01-10 | 3 | 0 | 2:00 | 2 | 14 | 19 | 37.94 | 41 | 33.08 | 28.94 | 40.82 | 35.06 | 41 | 7 | 14 | 34 | 30 | 19 | 30.02 | 0 | 0 | 1 | 0 | 0 | 0 | 0 | 1 | 1 | 1 | 0 | 1 | 100% | #N/A
1976-01-10 | 1 | 10 | 2018 | 2018-01-10 | 3 | 0 | 3:00 | 3 | 14 | 19 | 37.94 | 42.62 | 33.98 | 26.96 | 40.1 | 35.06 | 41 | 5 | 12 | 34 | 30 | 18 | 30.92 | 0 | 0 | 1 | 0 | 0 | 0 | 0 | 1 | 1 | 1 | 0 | 1 | 100% | #N/A
1976-01-10 | 1 | 10 | 2018 | 2018-01-10 | 3 | 0 | 4:00 | 4 | 14 | 18 | 37.94 | 43.7 | 33.98 | 26.06 | 39.56 | 35.06 | 41 | 4 | 13 | 34 | 30 | 14 | 30.92 | 0 | 0 | 1 | 0 | 0 | 0 | 0 | 1 | 1 | 1 | 0 | 1 | 100% | #N/A
1976-01-10 | 1 | 10 | 2018 | 2018-01-10 | 3 | 0 | 5:00 | 5 | 14 | 17 | 39.02 | 43.52 | 33.98 | 23 | 38.48 | 35.06 | 41 | 3 | 28 | 34 | 32 | 13 | 30.92 | 0 | 0 | 1 | 0 | 0 | 0 | 0 | 1 | 1 | 1 | 0 | 1 | 100% | #N/A
1976-01-10 | 1 | 10 | 2018 | 2018-01-10 | 3 | 0 | 6:00 | 6 | 14 | 16 | 44.06 | 44.24 | 33.98 | 21.92 | 37.4 | 35.06 | 39.2 | 3 | 31 | 34 | 32 | 14 | 30.92 | 0 | 0 | 1 | 0 | 0 | 0 | 0 | 1 | 1 | 1 | 0 | 1 | 100% | #N/A
1976-01-10 | 1 | 10 | 2018 | 2018-01-10 | 3 | 0 | 7:00 | 7 | 14 | 15 | 44.96 | 44.78 | 32 | 19.04 | 33.8 | 37.04 | 37.4 | 1 | 32 | 34 | 32 | 13 | 32 | 0 | 0 | 1 | 0 | 0 | 0 | 0 | 1 | 1 | 1 | 0 | 1 | 100% | #N/A
1976-01-10 | 1 | 10 | 2018 | 2018-01-10 | 3 | 0 | 8:00 | 8 | 16 | 18 | 46.04 | 44.96 | 33.08 | 17.96 | 30.2 | 37.04 | 35.6 | -2 | 30 | 34 | 34 | 14 | 33.08 | 0 | 1 | 0 | 0 | 0 | 0 | 0 | 1 | 1 | 1 | 0 | 1 | 100% | #N/A
1976-01-10 | 1 | 10 | 2018 | 2018-01-10 | 3 | 0 | 9:00 | 9 | 17 | 20 | 48.92 | 45.68 | 33.08 | 24.08 | 37.4 | 39.02 | 39.2 | 3 | 28 | 36 | 37 | 18 | 32 | 0 | 1 | 0 | 0 | 0 | 0 | 0 | 1 | 1 | 1 | 0 | 1 | 100% | #N/A
1976-01-10 | 1 | 10 | 2018 | 2018-01-10 | 3 | 0 | 10:00 | 10 | 19 | 23 | 51.08 | 46.04 | 33.08 | 28.94 | 41 | 39.92 | 41 | 6 | 27 | 39 | 37 | 21 | 35.06 | 0 | 1 | 0 | 0 | 0 | 0 | 0 | 1 | 1 | 1 | 0 | 1 | 100% | #N/A
1976-01-10 | 1 | 10 | 2018 | 2018-01-10 | 3 | 0 | 11:00 | 11 | 20 | 25 | 51.08 | 48.2 | 33.98 | 30.92 | 42.8 | 46.94 | 42.8 | 9 | 27 | 43 | 39 | 24 | 37.04 | 0 | 1 | 0 | 0 | 0 | 0 | 0 | 1 | 1 | 1 | 0 | 1 | 100% | #N/A
1976-01-10 | 1 | 10 | 2018 | 2018-01-10 | 3 | 0 | 12:00 | 12 | 22 | 26 | 51.98 | 46.22 | 33.98 | 33.98 | 44.6 | 48.02 | 44.6 | 10 | 27 | 43 | 37 | 24 | 37.94 | 0 | 1 | 0 | 0 | 0 | 0 | 0 | 1 | 1 | 1 | 0 | 1 | 100% | #N/A
1976-01-10 | 1 | 10 | 2018 | 2018-01-10 | 3 | 0 | 13:00 | 13 | 24 | 28 | 53.06 | 50.72 | 32 | 35.96 | 44.6 | 51.08 | 44.6 | 12 | 27 | 43 | 39 | 24 | 39.92 | 0 | 1 | 0 | 0 | 0 | 0 | 0 | 1 | 1 | 1 | 0 | 1 | 100% | #N/A
1976-01-10 | 1 | 10 | 2018 | 2018-01-10 | 3 | 0 | 14:00 | 14 | 26 | 28 | 57.02 | 51.98 | 30.92 | 37.04 | 44.6 | 51.98 | 46.4 | 14 | 24 | 43 | 40 | 25 | 39.92 | 0 | 1 | 0 | 0 | 0 | 0 | 0 | 1 | 1 | 1 | 0 | 1 | 100% | #N/A
1976-01-10 | 1 | 10 | 2018 | 2018-01-10 | 3 | 0 | 15:00 | 15 | 27 | 28 | 57.02 | 55.04 | 33.08 | 37.94 | 42.8 | 53.06 | 46.4 | 14 | 22 | 43 | 39 | 25 | 39.02 | 0 | 1 | 0 | 0 | 0 | 0 | 0 | 1 | 1 | 1 | 0 | 1 | 100% | #N/A
1976-01-10 | 1 | 10 | 2018 | 2018-01-10 | 3 | 0 | 16:00 | 16 | 26 | 28 | 57.92 | 57.02 | 32 | 37.94 | 41 | 53.06 | 46.4 | 12 | 20 | 41 | 39 | 23 | 39.02 | 0 | 1 | 0 | 0 | 0 | 0 | 0 | 1 | 1 | 1 | 0 | 1 | 100% | #N/A
1976-01-10 | 1 | 10 | 2018 | 2018-01-10 | 3 | 0 | 17:00 | 17 | 24 | 26 | 60.98 | 57.02 | 30.02 | 33.98 | 35.6 | 55.94 | 42.8 | 10 | 17 | 43 | 36 | 21 | 39.02 | 0 | 1 | 0 | 0 | 0 | 0 | 0 | 1 | 1 | 1 | 0 | 1 | 100% | #N/A
1976-01-10 | 1 | 10 | 2018 | 2018-01-10 | 3 | 0 | 18:00 | 18 | 25 | 25 | 60.98 | 58.82 | 30.02 | 33.98 | 35.6 | 55.94 | 39.2 | 3 | 14 | 41 | 36 | 20 | 39.02 | 0 | 1 | 0 | 0 | 0 | 1 | 0 | 1 | 1 | 1 | 0 | 1 | 100% | #N/A
1976-01-10 | 1 | 10 | 2018 | 2018-01-10 | 3 | 0 | 19:00 | 19 | 23 | 23 | 60.08 | 57.74 | 28.94 | 33.98 | 32 | 55.94 | 35.6 | 0 | 13 | 41 | 37 | 20 | 39.92 | 0 | 1 | 0 | 0 | 0 | 1 | 0 | 1 | 1 | 1 | 0 | 1 | 100% | #N/A
1976-01-10 | 1 | 10 | 2018 | 2018-01-10 | 3 | 0 | 20:00 | 20 | 22 | 23 | 59 | 60.08 | 28.04 | 33.98 | 30.2 | 51.08 | 35.6 | -4 | 10 | 41 | 37 | 19 | 39.92 | 0 | 1 | 0 | 0 | 0 | 0 | 0 | 1 | 1 | 1 | 0 | 1 | 100% | #N/A
1976-01-10 | 1 | 10 | 2018 | 2018-01-10 | 3 | 0 | 21:00 | 21 | 21 | 23 | 55.04 | 59 | 26.96 | 33.08 | 28.4 | 48.02 | 32 | -6 | 9 | 39 | 36 | 17 | 39.92 | 0 | 1 | 0 | 0 | 0 | 0 | 0 | 1 | 1 | 1 | 0 | 1 | 100% | #N/A
1976-01-10 | 1 | 10 | 2018 | 2018-01-10 | 3 | 0 | 22:00 | 22 | 19 | 23 | 53.96 | 57.74 | 26.06 | 33.08 | 30.2 | 46.94 | 32 | -8 | 7 | 39 | 34 | 15 | 39.92 | 0 | 1 | 0 | 0 | 0 | 0 | 0 | 1 | 1 | 1 | 0 | 1 | 100% | #N/A
1976-01-10 | 1 | 10 | 2018 | 2018-01-10 | 3 | 0 | 23:00 | 23 | 19 | 23 | 53.06 | 56.12 | 24.08 | 33.98 | 32 | 46.04 | 32 | -6 | 7 | 36 | 34 | 13 | 42.08 | 0 | 1 | 0 | 0 | 0 | 0 | 0 | 1 | 1 | 1 | 0 | 1 | 100% | #N/A
1976-01-10 | 1 | 10 | 2018 | 2018-01-10 | 3 | 0 | 24:00 | 24 | 19 | 23 | 51.8 | 54.14 | 24.08 | 33.98 | 33.8 | 42.8 | 32 | -4 | 6 | 43 | 36 | 12 | 42.98 | 0 | 0 | 1 | 0 | 0 | 0 | 0 | 1 | 1 | 1 | 0 | 1 | 100% | #N/A
1976-01-11 | 1 | 11 | 2018 | 2018-01-11 | 4 | 0 | 1:00 | 1 | 19 | 23 | 51.08 | 53.06 | 23 | 33.98 | 36.5 | 39.02 | 32 | -8 | 5 | 41 | 43 | 10 | 42.98 | 0 | 0 | 1 | 0 | 0 | 0 | 0 | 1 | 1 | 1 | 0 | 1 | 100% | #N/A
1976-01-11 | 1 | 11 | 2018 | 2018-01-11 | 4 | 0 | 2:00 | 2 | 19 | 24 | 44.06 | 50.72 | 23 | 35.96 | 35.6 | 35.96 | 32 | -8 | 4 | 39 | 39 | 8 | 39.02 | 0 | 0 | 1 | 0 | 0 | 0 | 0 | 1 | 1 | 1 | 0 | 1 | 100% | #N/A
1976-01-11 | 1 | 11 | 2018 | 2018-01-11 | 4 | 0 | 3:00 | 3 | 19 | 24 | 39.92 | 43.52 | 23 | 37.04 | 35.96 | 35.06 | 30.2 | -6 | 4 | 39 | 43 | 7 | 37.94 | 0 | 0 | 1 | 0 | 0 | 0 | 0 | 1 | 1 | 1 | 0 | 1 | 100% | #N/A
1976-01-11 | 1 | 11 | 2018 | 2018-01-11 | 4 | 0 | 4:00 | 4 | 19 | 25 | 39.92 | 40.64 | 21.92 | 37.04 | 37.04 | 32 | 26.6 | 0 | 3 | 39 | 43 | 6 | 37.94 | 0 | 0 | 1 | 0 | 0 | 0 | 0 | 1 | 1 | 1 | 0 | 1 | 100% | #N/A
1976-01-11 | 1 | 11 | 2018 | 2018-01-11 | 4 | 0 | 5:00 | 5 | 19 | 26 | 37.04 | 40.1 | 23 | 37.94 | 37.04 | 30.02 | 28.4 | 1 | 3 | 37 | 43 | 5 | 37.04 | 0 | 0 | 1 | 0 | 0 | 0 | 0 | 1 | 1 | 1 | 0 | 1 | 100% | #N/A
1976-01-11 | 1 | 11 | 2018 | 2018-01-11 | 4 | 0 | 6:00 | 6 | 19 | 27 | 35.06 | 38.12 | 21.92 | 37.94 | 32 | 28.94 | 30.2 | 3 | 3 | 34 | 43 | 4 | 37.04 | 0 | 0 | 1 | 0 | 0 | 0 | 0 | 1 | 1 | 1 | 0 | 1 | 100% | #N/A
1976-01-11 | 1 | 11 | 2018 | 2018-01-11 | 4 | 0 | 7:00 | 7 | 19 | 28 | 33.08 | 36.68 | 21.02 | 39.02 | 33.8 | 26.06 | 28.4 | 5 | 3 | 39 | 43 | 3 | 35.96 | 0 | 0 | 1 | 0 | 0 | 0 | 0 | 1 | 1 | 1 | 0 | 1 | 100% | #N/A
1976-01-11 | 1 | 11 | 2018 | 2018-01-11 | 4 | 0 | 8:00 | 8 | 20 | 30 | 32 | 34.7 | 21.92 | 41 | 35.6 | 26.06 | 30.2 | 7 | 3 | 37 | 45 | 4 | 35.06 | 0 | 1 | 0 | 0 | 0 | 0 | 0 | 1 | 1 | 1 | 0 | 1 | 100% | #N/A
1976-01-11 | 1 | 11 | 2018 | 2018-01-11 | 4 | 0 | 9:00 | 9 | 21 | 32 | 33.08 | 33.62 | 24.08 | 41 | 37.4 | 26.96 | 30.2 | 9 | 4 | 41 | 45 | 5 | 35.06 | 0 | 1 | 0 | 0 | 0 | 0 | 0 | 1 | 1 | 1 | 0 | 1 | 100% | #N/A
1976-01-11 | 1 | 11 | 2018 | 2018-01-11 | 4 | 0 | 10:00 | 10 | 21 | 34 | 35.06 | 33.8 | 24.98 | 44.96 | 37.4 | 26.96 | 32 | 12 | 5 | 45 | 45 | 7 | 35.06 | 0 | 1 | 0 | 0 | 0 | 0 | 0 | 1 | 1 | 1 | 0 | 1 | 100% | #N/A
1976-01-11 | 1 | 11 | 2018 | 2018-01-11 | 4 | 0 | 11:00 | 11 | 20 | 39 | 35.06 | 34.7 | 26.96 | 48.92 | 35.6 | 26.06 | 37.4 | 16 | 7 | 46 | 43 | 9 | 35.96 | 0 | 1 | 0 | 0 | 0 | 0 | 0 | 1 | 1 | 1 | 0 | 1 | 100% | #N/A
1976-01-11 | 1 | 11 | 2018 | 2018-01-11 | 4 | 0 | 12:00 | 12 | 21 | 45 | 35.06 | 35.6 | 26.96 | 51.98 | 37.4 | 26.96 | 41 | 25 | 9 | 46 | 43 | 11 | 35.96 | 0 | 1 | 0 | 0 | 0 | 0 | 0 | 1 | 1 | 1 | 0 | 1 | 100% | #N/A
1976-01-11 | 1 | 11 | 2018 | 2018-01-11 | 4 | 0 | 13:00 | 13 | 21 | 50 | 35.06 | 35.96 | 26.96 | 53.06 | 37.4 | 28.04 | 41 | 27 | 10 | 48 | 39 | 11 | 35.96 | 0 | 1 | 0 | 0 | 0 | 0 | 0 | 1 | 1 | 1 | 0 | 1 | 100% | #N/A
1976-01-11 | 1 | 11 | 2018 | 2018-01-11 | 4 | 0 | 14:00 | 14 | 22 | 50 | 35.06 | 35.24 | 26.96 | 53.06 | 37.4 | 28.04 | 41 | 27 | 11 | 48 | 39 | 11 | 37.04 | 0 | 1 | 0 | 0 | 0 | 0 | 0 | 1 | 1 | 1 | 0 | 1 | 100% | #N/A
1976-01-11 | 1 | 11 | 2018 | 2018-01-11 | 4 | 0 | 15:00 | 15 | 25 | 50 | 33.08 | 33.62 | 26.06 | 51.98 | 37.4 | 26.06 | 41 | 27 | 12 | 46 | 39 | 11 | 35.96 | 0 | 1 | 0 | 0 | 0 | 0 | 0 | 1 | 1 | 1 | 0 | 1 | 100% | #N/A
1976-01-11 | 1 | 11 | 2018 | 2018-01-11 | 4 | 0 | 16:00 | 16 | 24 | 50 | 32 | 33.8 | 24.08 | 51.98 | 37.4 | 26.06 | 39.2 | 26 | 13 | 41 | 37 | 10 | 37.04 | 0 | 1 | 0 | 0 | 0 | 0 | 0 | 1 | 1 | 1 | 0 | 1 | 100% | #N/A
1976-01-11 | 1 | 11 | 2018 | 2018-01-11 | 4 | 0 | 17:00 | 17 | 22 | 51 | 30.02 | 33.44 | 21.92 | 51.98 | 37.4 | 24.98 | 39.2 | 23 | 13 | 39 | 37 | 9 | 37.04 | 0 | 1 | 0 | 0 | 0 | 0 | 0 | 1 | 1 | 1 | 0 | 1 | 100% | #N/A
1976-01-11 | 1 | 11 | 2018 | 2018-01-11 | 4 | 0 | 18:00 | 18 | 21 | 51 | 28.94 | 32.54 | 19.94 | 51.08 | 35.6 | 23 | 37.4 | 21 | 13 | 37 | 36 | 9 | 37.04 | 0 | 1 | 0 | 0 | 0 | 1 | 0 | 1 | 1 | 1 | 0 | 1 | 100% | #N/A
1976-01-11 | 1 | 11 | 2018 | 2018-01-11 | 4 | 0 | 19:00 | 19 | 21 | 52 | 28.94 | 31.1 | 19.04 | 51.08 | 35.6 | 21.92 | 37.4 | 21 | 14 | 37 | 36 | 9 | 35.96 | 0 | 1 | 0 | 0 | 0 | 1 | 0 | 1 | 1 | 1 | 0 | 1 | 100% | #N/A
1976-01-11 | 1 | 11 | 2018 | 2018-01-11 | 4 | 0 | 20:00 | 20 | 21 | 53 | 26.96 | 30.56 | 17.06 | 50 | 35.6 | 21.02 | 37.4 | 19 | 12 | 39 | 36 | 9 | 33.98 | 0 | 1 | 0 | 0 | 0 | 0 | 0 | 1 | 1 | 1 | 0 | 1 | 100% | #N/A
1976-01-11 | 1 | 11 | 2018 | 2018-01-11 | 4 | 0 | 21:00 | 21 | 21 | 55 | 26.06 | 30.02 | 15.98 | 48.02 | 35.6 | 21.02 | 37.4 | 18 | 11 | 39 | 36 | 9 | 33.98 | 0 | 1 | 0 | 0 | 0 | 0 | 0 | 1 | 1 | 1 | 0 | 1 | 100% | #N/A
1976-01-11 | 1 | 11 | 2018 | 2018-01-11 | 4 | 0 | 22:00 | 22 | 20 | 56 | 26.06 | 29.3 | 14 | 50 | 35.6 | 19.94 | 39.2 | 18 | 12 | 39 | 36 | 8 | 33.98 | 0 | 1 | 0 | 0 | 0 | 0 | 0 | 1 | 1 | 1 | 0 | 1 | 100% | #N/A
1976-01-11 | 1 | 11 | 2018 | 2018-01-11 | 4 | 0 | 23:00 | 23 | 19 | 55 | 23 | 28.94 | 14 | 50 | 35.6 | 19.04 | 37.4 | 16 | 13 | 39 | 37 | 9 | 33.08 | 0 | 1 | 0 | 0 | 0 | 0 | 0 | 1 | 1 | 1 | 0 | 1 | 100% | #N/A
1976-01-11 | 1 | 11 | 2018 | 2018-01-11 | 4 | 0 | 24:00 | 24 | 19 | 55 | 23 | 28.58 | 12.92 | 48.92 | 35.6 | 19.04 | 37.4 | 16 | 11 | 39 | 37 | 9 | 33.08 | 0 | 0 | 1 | 0 | 0 | 0 | 0 | 1 | 1 | 1 | 0 | 1 | 100% | #N/A
1976-01-12 | 1 | 12 | 2018 | 2018-01-12 | 5 | 0 | 1:00 | 1 | 19 | 54 | 21.92 | 26.96 | 12.92 | 46.04 | 38.3 | 17.96 | 39.2 | 16 | 11 | 39 | 37 | 10 | 33.08 | 0 | 0 | 1 | 0 | 0 | 0 | 0 | 1 | 1 | 1 | 0 | 1 | 100% | #N/A
1976-01-12 | 1 | 12 | 2018 | 2018-01-12 | 5 | 0 | 2:00 | 2 | 18 | 53 | 21.02 | 26.96 | 12.92 | 46.94 | 38.66 | 17.06 | 39.2 | 14 | 11 | 39 | 36 | 10 | 32 | 0 | 0 | 1 | 0 | 0 | 0 | 0 | 1 | 1 | 1 | 0 | 1 | 100% | #N/A
1976-01-12 | 1 | 12 | 2018 | 2018-01-12 | 5 | 0 | 3:00 | 3 | 18 | 53 | 19.04 | 26.06 | 12.02 | 46.94 | 37.94 | 17.06 | 39.2 | 12 | 11 | 39 | 36 | 11 | 32 | 0 | 0 | 1 | 0 | 0 | 0 | 0 | 1 | 1 | 1 | 0 | 1 | 100% | #N/A
1976-01-12 | 1 | 12 | 2018 | 2018-01-12 | 5 | 0 | 4:00 | 4 | 18 | 52 | 17.96 | 25.7 | 12.02 | 44.6 | 37.58 | 15.08 | 39.2 | 10 | 11 | 37 | 34 | 12 | 32 | 0 | 0 | 1 | 0 | 0 | 0 | 0 | 1 | 1 | 1 | 0 | 1 | 100% | #N/A
1976-01-12 | 1 | 12 | 2018 | 2018-01-12 | 5 | 0 | 5:00 | 5 | 18 | 47 | 17.06 | 25.7 | 12.02 | 46.94 | 37.94 | 15.08 | 39.2 | 9 | 11 | 37 | 34 | 12 | 33.08 | 0 | 0 | 1 | 0 | 0 | 0 | 0 | 1 | 1 | 1 | 0 | 1 | 100% | #N/A
1976-01-12 | 1 | 12 | 2018 | 2018-01-12 | 5 | 0 | 6:00 | 6 | 18 | 42 | 15.98 | 23.9 | 12.02 | 50 | 30.2 | 15.08 | 39.2 | 9 | 11 | 37 | 34 | 13 | 33.08 | 0 | 0 | 1 | 0 | 0 | 0 | 0 | 1 | 1 | 1 | 0 | 1 | 100% | #N/A
1976-01-12 | 1 | 12 | 2018 | 2018-01-12 | 5 | 0 | 7:00 | 7 | 18 | 37 | 15.08 | 24.08 | 12.02 | 51.98 | 30.2 | 15.08 | 39.2 | 9 | 11 | 36 | 34 | 13 | 33.08 | 0 | 0 | 1 | 0 | 0 | 0 | 0 | 1 | 1 | 1 | 0 | 1 | 100% | #N/A
1976-01-12 | 1 | 12 | 2018 | 2018-01-12 | 5 | 0 | 8:00 | 8 | 19 | 35 | 19.04 | 23.9 | 12.92 | 53.96 | 30.2 | 15.98 | 39.2 | 7 | 12 | 36 | 34 | 15 | 33.98 | 0 | 1 | 0 | 0 | 0 | 0 | 0 | 1 | 1 | 1 | 0 | 1 | 100% | #N/A
1976-01-12 | 1 | 12 | 2018 | 2018-01-12 | 5 | 0 | 9:00 | 9 | 21 | 34 | 24.98 | 24.44 | 15.98 | 55.04 | 30.2 | 19.04 | 41 | 10 | 13 | 36 | 32 | 16 | 33.98 | 0 | 1 | 0 | 0 | 0 | 0 | 0 | 1 | 1 | 1 | 0 | 1 | 100% | #N/A
1976-01-12 | 1 | 12 | 2018 | 2018-01-12 | 5 | 0 | 10:00 | 10 | 24 | 32 | 28.04 | 24.98 | 17.96 | 55.94 | 32 | 21.92 | 41 | 12 | 14 | 36 | 34 | 17 | 35.96 | 0 | 1 | 0 | 0 | 0 | 0 | 0 | 1 | 1 | 1 | 0 | 1 | 100% | #N/A
1976-01-12 | 1 | 12 | 2018 | 2018-01-12 | 5 | 0 | 11:00 | 11 | 27 | 31 | 30.92 | 27.32 | 19.94 | 59 | 39.2 | 24.98 | 42.8 | 12 | 17 | 34 | 30 | 19 | 37.04 | 0 | 1 | 0 | 0 | 0 | 0 | 0 | 1 | 1 | 1 | 0 | 1 | 100% | #N/A
1976-01-12 | 1 | 12 | 2018 | 2018-01-12 | 5 | 0 | 12:00 | 12 | 30 | 30 | 33.08 | 30.38 | 23 | 62.96 | 41 | 28.04 | 44.6 | 16 | 19 | 36 | 30 | 22 | 37.94 | 0 | 1 | 0 | 0 | 0 | 0 | 0 | 1 | 1 | 1 | 0 | 1 | 100% | #N/A
1976-01-12 | 1 | 12 | 2018 | 2018-01-12 | 5 | 0 | 13:00 | 13 | 29 | 29 | 35.06 | 31.46 | 24.98 | 62.96 | 42.8 | 30.02 | 44.6 | 18 | 22 | 36 | 30 | 24 | 37.94 | 0 | 1 | 0 | 0 | 0 | 0 | 0 | 1 | 1 | 1 | 0 | 1 | 100% | #N/A
1976-01-12 | 1 | 12 | 2018 | 2018-01-12 | 5 | 0 | 14:00 | 14 | 32 | 28 | 37.04 | 34.52 | 26.06 | 62.96 | 42.8 | 30.92 | 44.6 | 19 | 23 | 36 | 30 | 25 | 37.94 | 0 | 1 | 0 | 0 | 0 | 0 | 0 | 1 | 1 | 1 | 0 | 1 | 100% | #N/A
1976-01-12 | 1 | 12 | 2018 | 2018-01-12 | 5 | 0 | 15:00 | 15 | 32 | 26 | 37.04 | 35.78 | 26.06 | 62.06 | 42.8 | 32 | 44.6 | 19 | 24 | 36 | 31 | 24 | 37.94 | 0 | 1 | 0 | 0 | 0 | 0 | 0 | 1 | 1 | 1 | 0 | 1 | 100% | #N/A
1976-01-12 | 1 | 12 | 2018 | 2018-01-12 | 5 | 0 | 16:00 | 16 | 31 | 25 | 37.04 | 36.68 | 24.98 | 60.98 | 42.8 | 30.92 | 44.6 | 18 | 25 | 36 | 30 | 24 | 37.04 | 0 | 1 | 0 | 0 | 0 | 0 | 0 | 1 | 1 | 1 | 0 | 1 | 100% | #N/A
1976-01-12 | 1 | 12 | 2018 | 2018-01-12 | 5 | 0 | 17:00 | 17 | 30 | 24 | 37.04 | 37.22 | 23 | 60.98 | 39.2 | 30.92 | 44.6 | 16 | 24 | 34 | 28 | 24 | 37.04 | 0 | 1 | 0 | 0 | 0 | 0 | 0 | 1 | 1 | 1 | 0 | 1 | 100% | #N/A
1976-01-12 | 1 | 12 | 2018 | 2018-01-12 | 5 | 0 | 18:00 | 18 | 29 | 24 | 35.6 | 37.4 | 21.92 | 60.98 | 32 | 28.94 | 42.8 | 7 | 24 | 30 | 28 | 25 | 37.04 | 0 | 1 | 0 | 0 | 0 | 1 | 0 | 1 | 1 | 1 | 0 | 1 | 100% | #N/A
1976-01-12 | 1 | 12 | 2018 | 2018-01-12 | 5 | 0 | 19:00 | 19 | 29 | 23 | 33.08 | 36.5 | 21.02 | 62.06 | 30.2 | 28.94 | 41 | 3 | 25 | 30 | 27 | 25 | 37.04 | 0 | 1 | 0 | 0 | 0 | 1 | 0 | 1 | 1 | 1 | 0 | 1 | 100% | #N/A
1976-01-12 | 1 | 12 | 2018 | 2018-01-12 | 5 | 0 | 20:00 | 20 | 28 | 23 | 33.08 | 36.32 | 19.94 | 62.96 | 28.4 | 30.02 | 41 | 0 | 24 | 30 | 25 | 26 | 37.04 | 0 | 1 | 0 | 0 | 0 | 0 | 0 | 1 | 1 | 1 | 0 | 1 | 100% | #N/A
1976-01-12 | 1 | 12 | 2018 | 2018-01-12 | 5 | 0 | 21:00 | 21 | 28 | 23 | 33.08 | 34.88 | 19.04 | 62.96 | 26.6 | 30.02 | 41 | -2 | 23 | 28 | 21 | 27 | 37.04 | 0 | 1 | 0 | 0 | 0 | 0 | 0 | 1 | 1 | 1 | 0 | 1 | 100% | #N/A
1976-01-12 | 1 | 12 | 2018 | 2018-01-12 | 5 | 0 | 22:00 | 22 | 28 | 23 | 33.08 | 34.16 | 17.96 | 62.06 | 24.8 | 30.02 | 41 | -6 | 23 | 28 | 21 | 26 | 37.04 | 0 | 1 | 0 | 0 | 0 | 0 | 0 | 1 | 1 | 1 | 0 | 1 | 100% | #N/A
1976-01-12 | 1 | 12 | 2018 | 2018-01-12 | 5 | 0 | 23:00 | 23 | 28 | 22 | 33.08 | 35.24 | 17.96 | 62.06 | 24.8 | 28.94 | 41 | -8 | 23 | 27 | 19 | 27 | 37.04 | 0 | 1 | 0 | 0 | 0 | 0 | 0 | 1 | 1 | 1 | 0 | 1 | 100% | #N/A
1976-01-12 | 1 | 12 | 2018 | 2018-01-12 | 5 | 0 | 24:00 | 24 | 28 | 22 | 28.94 | 35.24 | 17.06 | 60.98 | 24.8 | 26.06 | 42.8 | -9 | 23 | 27 | 19 | 28 | 35.96 | 0 | 0 | 1 | 0 | 0 | 0 | 0 | 1 | 1 | 1 | 0 | 1 | 100% | #N/A
1976-01-13 | 1 | 13 | 2018 | 2018-01-13 | 6 | 0 | 1:00 | 1 | 28 | 21 | 28.04 | 34.16 | 15.98 | 60.98 | 29.48 | 26.06 | 42.8 | -9 | 23 | 27 | 21 | 28 | 35.06 | 0 | 0 | 1 | 0 | 0 | 0 | 0 | 1 | 1 | 1 | 0 | 1 | 100% | #N/A
1976-01-13 | 1 | 13 | 2018 | 2018-01-13 | 6 | 0 | 2:00 | 2 | 28 | 21 | 30.92 | 33.8 | 15.98 | 62.96 | 29.12 | 21.92 | 42.8 | -11 | 23 | 25 | 19 | 30 | 35.06 | 0 | 0 | 1 | 0 | 0 | 0 | 0 | 1 | 1 | 1 | 0 | 1 | 100% | #N/A
1976-01-13 | 1 | 13 | 2018 | 2018-01-13 | 6 | 0 | 3:00 | 3 | 29 | 20 | 30.02 | 32.18 | 15.08 | 64.04 | 29.12 | 19.94 | 42.8 | -11 | 24 | 25 | 19 | 30 | 33.98 | 0 | 0 | 1 | 0 | 0 | 0 | 0 | 1 | 1 | 1 | 0 | 1 | 100% | #N/A
1976-01-13 | 1 | 13 | 2018 | 2018-01-13 | 6 | 0 | 4:00 | 4 | 29 | 20 | 24.98 | 28.94 | 12.02 | 62.96 | 29.12 | 19.04 | 42.8 | -11 | 23 | 25 | 18 | 31 | 33.98 | 0 | 0 | 1 | 0 | 0 | 0 | 0 | 1 | 1 | 1 | 0 | 1 | 100% | #N/A
1976-01-13 | 1 | 13 | 2018 | 2018-01-13 | 6 | 0 | 5:00 | 5 | 29 | 19 | 23 | 27.5 | 12.92 | 62.96 | 28.04 | 19.94 | 42.8 | -11 | 27 | 23 | 19 | 31 | 33.98 | 0 | 0 | 1 | 0 | 0 | 0 | 0 | 1 | 1 | 1 | 0 | 1 | 100% | #N/A
1976-01-13 | 1 | 13 | 2018 | 2018-01-13 | 6 | 0 | 6:00 | 6 | 30 | 17 | 23 | 26.78 | 12.92 | 62.6 | 21.2 | 19.94 | 42.8 | -9 | 26 | 23 | 19 | 32 | 33.08 | 0 | 0 | 1 | 0 | 0 | 0 | 0 | 1 | 1 | 1 | 0 | 1 | 100% | #N/A
1976-01-13 | 1 | 13 | 2018 | 2018-01-13 | 6 | 0 | 7:00 | 7 | 28 | 16 | 24.08 | 26.6 | 12.92 | 62.06 | 21.2 | 19.94 | 42.8 | -9 | 22 | 25 | 19 | 34 | 33.08 | 0 | 0 | 1 | 0 | 0 | 0 | 0 | 1 | 1 | 1 | 0 | 1 | 100% | #N/A
1976-01-13 | 1 | 13 | 2018 | 2018-01-13 | 6 | 0 | 8:00 | 8 | 30 | 19 | 24.08 | 26.96 | 12.92 | 62.6 | 21.2 | 19.94 | 42.8 | -9 | 18 | 25 | 19 | 35 | 33.08 | 0 | 0 | 1 | 0 | 0 | 0 | 0 | 1 | 1 | 1 | 0 | 1 | 100% | #N/A
1976-01-13 | 1 | 13 | 2018 | 2018-01-13 | 6 | 0 | 9:00 | 9 | 32 | 21 | 26.06 | 27.32 | 15.08 | 62.96 | 26.6 | 21.02 | 44.6 | -8 | 18 | 23 | 19 | 36 | 33.98 | 0 | 0 | 1 | 0 | 0 | 0 | 0 | 1 | 1 | 1 | 0 | 1 | 100% | #N/A
1976-01-13 | 1 | 13 | 2018 | 2018-01-13 | 6 | 0 | 10:00 | 10 | 35 | 24 | 26.96 | 27.86 | 19.04 | 53.6 | 33.8 | 21.02 | 44.6 | 1 | 18 | 23 | 19 | 38 | 35.96 | 0 | 0 | 1 | 0 | 0 | 0 | 0 | 1 | 1 | 1 | 0 | 1 | 100% | #N/A
1976-01-13 | 1 | 13 | 2018 | 2018-01-13 | 6 | 0 | 11:00 | 11 | 36 | 25 | 28.04 | 28.94 | 21.92 | 46.94 | 39.2 | 21.02 | 46.4 | 7 | 19 | 21 | 19 | 42 | 37.04 | 0 | 0 | 1 | 0 | 0 | 0 | 0 | 1 | 1 | 1 | 0 | 1 | 100% | #N/A
1976-01-13 | 1 | 13 | 2018 | 2018-01-13 | 6 | 0 | 12:00 | 12 | 37 | 27 | 28.04 | 30.74 | 26.06 | 35.96 | 41 | 21.92 | 48.2 | 14 | 20 | 21 | 21 | 45 | 37.94 | 0 | 0 | 1 | 0 | 0 | 0 | 0 | 1 | 1 | 1 | 0 | 1 | 100% | #N/A
1976-01-13 | 1 | 13 | 2018 | 2018-01-13 | 6 | 0 | 13:00 | 13 | 37 | 28 | 28.04 | 30.74 | 28.04 | 35.06 | 42.8 | 23 | 50 | 21 | 21 | 21 | 21 | 48 | 37.94 | 0 | 0 | 1 | 0 | 0 | 0 | 0 | 1 | 1 | 1 | 0 | 1 | 100% | #N/A
1976-01-13 | 1 | 13 | 2018 | 2018-01-13 | 6 | 0 | 14:00 | 14 | 37 | 28 | 28.04 | 31.28 | 28.94 | 33.98 | 42.8 | 21.02 | 50 | 23 | 21 | 19 | 19 | 50 | 37.94 | 0 | 0 | 1 | 0 | 0 | 0 | 0 | 1 | 1 | 1 | 0 | 1 | 100% | #N/A
1976-01-13 | 1 | 13 | 2018 | 2018-01-13 | 6 | 0 | 15:00 | 15 | 36 | 29 | 26.96 | 30.02 | 28.04 | 32 | 41 | 21.92 | 50 | 25 | 23 | 21 | 19 | 50 | 39.02 | 0 | 0 | 1 | 0 | 0 | 0 | 0 | 1 | 1 | 1 | 0 | 1 | 100% | #N/A
1976-01-13 | 1 | 13 | 2018 | 2018-01-13 | 6 | 0 | 16:00 | 16 | 36 | 29 | 26.06 | 29.3 | 26.06 | 30.02 | 42.8 | 19.94 | 50 | 23 | 23 | 21 | 18 | 50 | 37.94 | 0 | 0 | 1 | 0 | 0 | 0 | 0 | 1 | 1 | 1 | 0 | 1 | 100% | #N/A
1976-01-13 | 1 | 13 | 2018 | 2018-01-13 | 6 | 0 | 17:00 | 17 | 33 | 28 | 24.08 | 28.76 | 24.08 | 28.94 | 39.2 | 19.04 | 48.2 | 23 | 20 | 19 | 16 | 49 | 35.96 | 0 | 0 | 1 | 0 | 0 | 0 | 0 | 1 | 1 | 1 | 0 | 1 | 100% | #N/A
1976-01-13 | 1 | 13 | 2018 | 2018-01-13 | 6 | 0 | 18:00 | 18 | 32 | 28 | 23 | 28.04 | 21.92 | 26.06 | 35.6 | 17.96 | 48.2 | 21 | 19 | 18 | 12 | 49 | 35.06 | 0 | 0 | 1 | 0 | 0 | 0 | 0 | 1 | 1 | 1 | 0 | 1 | 100% | #N/A
1976-01-13 | 1 | 13 | 2018 | 2018-01-13 | 6 | 0 | 19:00 | 19 | 30 | 27 | 21.92 | 26.96 | 17.96 | 24.98 | 37.4 | 17.06 | 48.2 | 21 | 18 | 16 | 10 | 47 | 33.08 | 0 | 0 | 1 | 0 | 0 | 0 | 0 | 1 | 1 | 1 | 0 | 1 | 100% | #N/A
1976-01-13 | 1 | 13 | 2018 | 2018-01-13 | 6 | 0 | 20:00 | 20 | 29 | 25 | 21.92 | 25.88 | 17.06 | 23 | 37.4 | 15.98 | 50 | 18 | 10 | 14 | 10 | 47 | 32 | 0 | 0 | 1 | 0 | 0 | 0 | 0 | 1 | 1 | 1 | 0 | 1 | 100% | #N/A
1976-01-13 | 1 | 13 | 2018 | 2018-01-13 | 6 | 0 | 21:00 | 21 | 30 | 23 | 19.94 | 25.34 | 17.06 | 21.02 | 35.6 | 15.98 | 50 | 19 | 8 | 12 | 9 | 42 | 30.92 | 0 | 0 | 1 | 0 | 0 | 0 | 0 | 1 | 1 | 1 | 0 | 1 | 100% | #N/A
1976-01-13 | 1 | 13 | 2018 | 2018-01-13 | 6 | 0 | 22:00 | 22 | 28 | 21 | 19.04 | 24.98 | 15.08 | 19.94 | 35.6 | 15.98 | 50 | 16 | 4 | 12 | 9 | 39 | 30.92 | 0 | 0 | 1 | 0 | 0 | 0 | 0 | 1 | 1 | 1 | 0 | 1 | 100% | #N/A
1976-01-13 | 1 | 13 | 2018 | 2018-01-13 | 6 | 0 | 23:00 | 23 | 28 | 22 | 19.94 | 23.54 | 15.08 | 17.96 | 35.6 | 17.06 | 51.8 | 19 | 1 | 10 | 7 | 41 | 30.02 | 0 | 0 | 1 | 0 | 0 | 0 | 0 | 1 | 1 | 1 | 0 | 1 | 100% | #N/A
1976-01-13 | 1 | 13 | 2018 | 2018-01-13 | 6 | 0 | 24:00 | 24 | 28 | 23 | 21.02 | 23.36 | 21.02 | 17.06 | 35.6 | 15.98 | 51.8 | 19 | 0 | 9 | 5 | 39 | 28.94 | 0 | 0 | 1 | 0 | 0 | 0 | 0 | 1 | 1 | 1 | 0 | 1 | 100% | #N/A
1976-01-14 | 1 | 14 | 2018 | 2018-01-14 | 7 | 0 | 1:00 | 1 | 28 | 24 | 19.94 | 23.54 | 21.02 | 17.06 | 34.88 | 15.08 | 50 | 19 | -2 | 7 | 3 | 40 | 28.04 | 0 | 0 | 1 | 0 | 0 | 0 | 0 | 1 | 1 | 1 | 0 | 1 | 100% | #N/A
1976-01-14 | 1 | 14 | 2018 | 2018-01-14 | 7 | 0 | 2:00 | 2 | 28 | 25 | 19.94 | 23.72 | 21.92 | 15.98 | 34.34 | 14 | 50 | 19 | -2 | 7 | 3 | 38 | 24.98 | 0 | 0 | 1 | 0 | 0 | 0 | 0 | 1 | 1 | 1 | 0 | 1 | 100% | #N/A
1976-01-14 | 1 | 14 | 2018 | 2018-01-14 | 7 | 0 | 3:00 | 3 | 28 | 26 | 19.94 | 22.82 | 21.92 | 15.98 | 33.8 | 14 | 51.8 | 21 | -3 | 7 | 3 | 34 | 24.98 | 0 | 0 | 1 | 0 | 0 | 0 | 0 | 1 | 1 | 1 | 0 | 1 | 100% | #N/A
1976-01-14 | 1 | 14 | 2018 | 2018-01-14 | 7 | 0 | 4:00 | 4 | 28 | 27 | 19.94 | 23.18 | 21.92 | 15.08 | 33.8 | 14 | 53.6 | 21 | -6 | 5 | 3 | 36 | 26.06 | 0 | 0 | 1 | 0 | 0 | 0 | 0 | 1 | 1 | 1 | 0 | 1 | 100% | #N/A
1976-01-14 | 1 | 14 | 2018 | 2018-01-14 | 7 | 0 | 5:00 | 5 | 28 | 27 | 19.94 | 23.18 | 21.02 | 15.08 | 32.54 | 15.08 | 53.6 | 21 | -7 | 3 | 1 | 34 | 24.98 | 0 | 0 | 1 | 0 | 0 | 0 | 0 | 1 | 1 | 1 | 0 | 1 | 100% | #N/A
1976-01-14 | 1 | 14 | 2018 | 2018-01-14 | 7 | 0 | 6:00 | 6 | 28 | 28 | 19.94 | 23.18 | 21.02 | 14 | 30.2 | 15.08 | 51.8 | 23 | -7 | 3 | 1 | 34 | 26.06 | 0 | 0 | 1 | 0 | 0 | 0 | 0 | 1 | 1 | 1 | 0 | 1 | 100% | #N/A
1976-01-14 | 1 | 14 | 2018 | 2018-01-14 | 7 | 0 | 7:00 | 7 | 29 | 28 | 21.02 | 23.36 | 21.02 | 12.92 | 30.2 | 15.08 | 51.8 | 25 | -7 | 3 | 1 | 36 | 28.04 | 0 | 0 | 1 | 0 | 0 | 0 | 0 | 1 | 1 | 1 | 0 | 1 | 100% | #N/A
1976-01-14 | 1 | 14 | 2018 | 2018-01-14 | 7 | 0 | 8:00 | 8 | 29 | 29 | 19.94 | 23.9 | 21.02 | 14 | 30.2 | 14 | 51.8 | 25 | -6 | 3 | 1 | 36 | 26.96 | 0 | 0 | 1 | 0 | 0 | 0 | 0 | 1 | 1 | 1 | 0 | 1 | 100% | #N/A
1976-01-14 | 1 | 14 | 2018 | 2018-01-14 | 7 | 0 | 9:00 | 9 | 32 | 30 | 19.94 | 22.28 | 21.92 | 15.08 | 30.2 | 14 | 51.8 | 30 | 1 | 5 | 1 | 36 | 32 | 0 | 0 | 1 | 0 | 0 | 0 | 0 | 1 | 1 | 1 | 0 | 1 | 100% | #N/A
1976-01-14 | 1 | 14 | 2018 | 2018-01-14 | 7 | 0 | 10:00 | 10 | 34 | 31 | 21.92 | 22.28 | 24.08 | 15.98 | 30.2 | 17.06 | 51.8 | 30 | 5 | 7 | 3 | 38 | 37.04 | 0 | 0 | 1 | 0 | 0 | 0 | 0 | 1 | 1 | 1 | 0 | 1 | 100% | #N/A
1976-01-14 | 1 | 14 | 2018 | 2018-01-14 | 7 | 0 | 11:00 | 11 | 37 | 32 | 24.08 | 23.9 | 26.06 | 17.96 | 30.2 | 17.06 | 48.2 | 30 | 10 | 9 | 5 | 39 | 37.94 | 0 | 0 | 1 | 0 | 0 | 0 | 0 | 1 | 1 | 1 | 0 | 1 | 100% | #N/A
1976-01-14 | 1 | 14 | 2018 | 2018-01-14 | 7 | 0 | 12:00 | 12 | 38 | 34 | 26.06 | 26.24 | 28.04 | 19.94 | 30.2 | 21.02 | 48.2 | 31 | 15 | 9 | 7 | 38 | 44.96 | 0 | 0 | 1 | 0 | 0 | 0 | 0 | 1 | 1 | 1 | 0 | 1 | 100% | #N/A
1976-01-14 | 1 | 14 | 2018 | 2018-01-14 | 7 | 0 | 13:00 | 13 | 38 | 35 | 28.04 | 27.86 | 28.04 | 21.92 | 30.2 | 21.02 | 50 | 30 | 19 | 10 | 9 | 40 | 46.94 | 0 | 0 | 1 | 0 | 0 | 0 | 0 | 1 | 1 | 1 | 0 | 1 | 100% | #N/A
1976-01-14 | 1 | 14 | 2018 | 2018-01-14 | 7 | 0 | 14:00 | 14 | 38 | 36 | 28.94 | 28.76 | 28.94 | 21.92 | 30.2 | 24.08 | 55.4 | 30 | 24 | 10 | 9 | 40 | 46.94 | 0 | 0 | 1 | 0 | 0 | 0 | 0 | 1 | 1 | 1 | 0 | 1 | 100% | #N/A
1976-01-14 | 1 | 14 | 2018 | 2018-01-14 | 7 | 0 | 15:00 | 15 | 39 | 37 | 28.94 | 29.48 | 30.92 | 23 | 30.2 | 24.08 | 59 | 30 | 25 | 10 | 10 | 43 | 48.02 | 0 | 0 | 1 | 0 | 0 | 0 | 0 | 1 | 1 | 1 | 0 | 1 | 100% | #N/A
1976-01-14 | 1 | 14 | 2018 | 2018-01-14 | 7 | 0 | 16:00 | 16 | 40 | 38 | 28.94 | 29.66 | 30.02 | 23 | 30.2 | 24.08 | 55.4 | 30 | 25 | 10 | 9 | 42 | 46.04 | 0 | 0 | 1 | 0 | 0 | 0 | 0 | 1 | 1 | 1 | 0 | 1 | 100% | #N/A
1976-01-14 | 1 | 14 | 2018 | 2018-01-14 | 7 | 0 | 17:00 | 17 | 38 | 38 | 26.96 | 30.74 | 28.04 | 21.02 | 30.2 | 23 | 51.8 | 30 | 25 | 10 | 7 | 39 | 44.96 | 0 | 0 | 1 | 0 | 0 | 0 | 0 | 1 | 1 | 1 | 0 | 1 | 100% | #N/A
1976-01-14 | 1 | 14 | 2018 | 2018-01-14 | 7 | 0 | 18:00 | 18 | 37 | 37 | 24.98 | 30.2 | 24.08 | 19.94 | 30.2 | 21.92 | 48.2 | 30 | 25 | 9 | 7 | 40 | 42.98 | 0 | 0 | 1 | 0 | 0 | 0 | 0 | 1 | 1 | 1 | 0 | 1 | 100% | #N/A
1976-01-14 | 1 | 14 | 2018 | 2018-01-14 | 7 | 0 | 19:00 | 19 | 34 | 37 | 19.04 | 30.02 | 21.02 | 17.96 | 30.2 | 21.02 | 48.2 | 28 | 26 | 8 | 5 | 40 | 42.08 | 0 | 0 | 1 | 0 | 0 | 0 | 0 | 1 | 1 | 1 | 0 | 1 | 100% | #N/A
1976-01-14 | 1 | 14 | 2018 | 2018-01-14 | 7 | 0 | 20:00 | 20 | 33 | 38 | 17.06 | 29.66 | 19.94 | 17.06 | 28.4 | 19.04 | 48.2 | 27 | 27 | 7 | 3 | 38 | 39.92 | 0 | 0 | 1 | 0 | 0 | 0 | 0 | 1 | 1 | 1 | 0 | 1 | 100% | #N/A
1976-01-14 | 1 | 14 | 2018 | 2018-01-14 | 7 | 0 | 21:00 | 21 | 32 | 39 | 15.08 | 28.94 | 17.96 | 15.98 | 28.4 | 17.96 | 48.2 | 27 | 25 | 7 | 3 | 37 | 42.08 | 0 | 0 | 1 | 0 | 0 | 0 | 0 | 1 | 1 | 1 | 0 | 1 | 100% | #N/A
1976-01-14 | 1 | 14 | 2018 | 2018-01-14 | 7 | 0 | 22:00 | 22 | 32 | 40 | 14 | 28.4 | 17.96 | 15.08 | 28.4 | 19.04 | 48.2 | 21 | 22 | 5 | 3 | 37 | 42.08 | 0 | 0 | 1 | 0 | 0 | 0 | 0 | 1 | 1 | 1 | 0 | 1 | 100% | #N/A
1976-01-14 | 1 | 14 | 2018 | 2018-01-14 | 7 | 0 | 23:00 | 23 | 32 | 40 | 12.92 | 28.22 | 21.02 | 15.08 | 28.4 | 19.94 | 46.4 | 18 | 19 | 3 | 1 | 36 | 44.06 | 0 | 0 | 1 | 0 | 0 | 0 | 0 | 1 | 1 | 1 | 0 | 1 | 100% | #N/A
1976-01-14 | 1 | 14 | 2018 | 2018-01-14 | 7 | 0 | 24:00 | 24 | 31 | 41 | 14 | 28.76 | 19.04 | 14 | 28.4 | 19.94 | 46.4 | 10 | 24 | 3 | 1 | 36 | 44.96 | 0 | 0 | 1 | 0 | 0 | 0 | 0 | 1 | 1 | 1 | 0 | 1 | 100% | #N/A
1976-01-15 | 1 | 15 | 2018 | 2018-01-15 | 1 | 1 | 1:00 | 1 | 31 | 41 | 19.94 | 28.22 | 21.02 | 14 | 29.84 | 21.02 | 39.2 | 9 | 26 | 3 | 3 | 38 | 46.04 | 0 | 0 | 1 | 0 | 0 | 0 | 0 | 0 | 1 | 0 | 0 | 1 | 100% | #N/A
1976-01-15 | 1 | 15 | 2018 | 2018-01-15 | 1 | 1 | 2:00 | 2 | 31 | 41 | 23 | 29.48 | 19.94 | 14 | 28.94 | 21.92 | 39.2 | 7 | 25 | 3 | 1 | 37 | 46.04 | 0 | 0 | 1 | 0 | 0 | 0 | 0 | 0 | 1 | 0 | 0 | 1 | 100% | #N/A
1976-01-15 | 1 | 15 | 2018 | 2018-01-15 | 1 | 1 | 3:00 | 3 | 31 | 41 | 24.98 | 30.56 | 19.94 | 12.92 | 27.32 | 21.92 | 37.4 | 9 | 21 | 3 | 1 | 36 | 46.04 | 0 | 0 | 1 | 0 | 0 | 0 | 0 | 0 | 1 | 0 | 0 | 1 | 100% | #N/A
1976-01-15 | 1 | 15 | 2018 | 2018-01-15 | 1 | 1 | 4:00 | 4 | 32 | 41 | 24.08 | 29.12 | 19.94 | 12.02 | 27.5 | 21.92 | 37.4 | 10 | 19 | 1 | 0 | 37 | 44.96 | 0 | 0 | 1 | 0 | 0 | 0 | 0 | 0 | 1 | 0 | 0 | 1 | 100% | #N/A
1976-01-15 | 1 | 15 | 2018 | 2018-01-15 | 1 | 1 | 5:00 | 5 | 32 | 41 | 24.08 | 29.3 | 19.04 | 10.94 | 26.96 | 21.02 | 37.4 | 10 | 17 | 1 | 0 | 38 | 44.96 | 0 | 0 | 1 | 0 | 0 | 0 | 0 | 0 | 1 | 0 | 0 | 1 | 100% | #N/A
1976-01-15 | 1 | 15 | 2018 | 2018-01-15 | 1 | 1 | 6:00 | 6 | 32 | 42 | 19.94 | 29.84 | 19.94 | 10.94 | 28.4 | 21.92 | 37.4 | 12 | 18 | 1 | 0 | 38 | 46.04 | 0 | 0 | 1 | 0 | 0 | 0 | 0 | 0 | 1 | 0 | 0 | 1 | 100% | #N/A
1976-01-15 | 1 | 15 | 2018 | 2018-01-15 | 1 | 1 | 7:00 | 7 | 32 | 42 | 21.92 | 29.48 | 17.96 | 10.04 | 28.4 | 24.98 | 37.4 | 14 | 16 | 0 | -2 | 38 | 46.04 | 0 | 0 | 1 | 0 | 0 | 0 | 0 | 0 | 1 | 0 | 0 | 1 | 100% | #N/A
1976-01-15 | 1 | 15 | 2018 | 2018-01-15 | 1 | 1 | 8:00 | 8 | 32 | 42 | 24.98 | 30.02 | 19.04 | 10.04 | 28.4 | 26.06 | 37.4 | 14 | 15 | -2 | -2 | 44 | 42.98 | 0 | 0 | 1 | 0 | 0 | 0 | 0 | 0 | 1 | 0 | 0 | 1 | 100% | #N/A
1976-01-15 | 1 | 15 | 2018 | 2018-01-15 | 1 | 1 | 9:00 | 9 | 32 | 43 | 28.04 | 30.74 | 24.98 | 12.92 | 30.2 | 26.06 | 37.4 | 16 | 19 | 1 | 0 | 54 | 44.06 | 0 | 0 | 1 | 0 | 0 | 0 | 0 | 0 | 1 | 0 | 0 | 1 | 100% | #N/A
1976-01-15 | 1 | 15 | 2018 | 2018-01-15 | 1 | 1 | 10:00 | 10 | 34 | 43 | 30.02 | 31.28 | 28.04 | 14 | 35.6 | 26.96 | 37.4 | 17 | 25 | 3 | 1 | 50 | 44.96 | 0 | 0 | 1 | 0 | 0 | 0 | 0 | 0 | 1 | 0 | 0 | 1 | 100% | #N/A
1976-01-15 | 1 | 15 | 2018 | 2018-01-15 | 1 | 1 | 11:00 | 11 | 36 | 43 | 35.06 | 32.18 | 30.92 | 15.98 | 35.6 | 28.94 | 37.4 | 19 | 27 | 7 | 3 | 54 | 46.94 | 0 | 0 | 1 | 0 | 0 | 0 | 0 | 0 | 1 | 0 | 0 | 1 | 100% | #N/A
1976-01-15 | 1 | 15 | 2018 | 2018-01-15 | 1 | 1 | 12:00 | 12 | 35 | 44 | 37.04 | 33.62 | 32 | 15.98 | 35.6 | 30.92 | 39.2 | 20 | 29 | 9 | 7 | 54 | 48.92 | 0 | 0 | 1 | 0 | 0 | 0 | 0 | 0 | 1 | 0 | 0 | 1 | 100% | #N/A
1976-01-15 | 1 | 15 | 2018 | 2018-01-15 | 1 | 1 | 13:00 | 13 | 34 | 44 | 37.04 | 35.06 | 33.98 | 17.06 | 35.42 | 32 | 41 | 20 | 32 | 12 | 9 | 57 | 48.92 | 0 | 0 | 1 | 0 | 0 | 0 | 0 | 0 | 1 | 0 | 0 | 1 | 100% | #N/A
1976-01-15 | 1 | 15 | 2018 | 2018-01-15 | 1 | 1 | 14:00 | 14 | 32 | 44 | 37.94 | 35.78 | 35.06 | 19.04 | 33.8 | 33.08 | 41 | 19 | 33 | 14 | 10 | 59 | 51.08 | 0 | 0 | 1 | 0 | 0 | 0 | 0 | 0 | 1 | 0 | 0 | 1 | 100% | #N/A
1976-01-15 | 1 | 15 | 2018 | 2018-01-15 | 1 | 1 | 15:00 | 15 | 29 | 45 | 39.02 | 36.86 | 35.06 | 21.02 | 32 | 33.98 | 41 | 20 | 34 | 12 | 11 | 60 | 51.08 | 0 | 0 | 1 | 0 | 0 | 0 | 0 | 0 | 1 | 0 | 0 | 1 | 100% | #N/A
1976-01-15 | 1 | 15 | 2018 | 2018-01-15 | 1 | 1 | 16:00 | 16 | 27 | 45 | 37.94 | 37.04 | 33.98 | 21.02 | 32 | 33.98 | 41 | 19 | 35 | 16 | 10 | 61 | 51.08 | 0 | 0 | 1 | 0 | 0 | 0 | 0 | 0 | 1 | 0 | 0 | 1 | 100% | #N/A
1976-01-15 | 1 | 15 | 2018 | 2018-01-15 | 1 | 1 | 17:00 | 17 | 25 | 44 | 37.04 | 37.4 | 32 | 21.92 | 32 | 33.08 | 39.2 | 18 | 33 | 12 | 9 | 61 | 48.92 | 0 | 0 | 1 | 0 | 0 | 0 | 0 | 0 | 1 | 0 | 0 | 1 | 100% | #N/A
1976-01-15 | 1 | 15 | 2018 | 2018-01-15 | 1 | 1 | 18:00 | 18 | 22 | 42 | 37.94 | 37.94 | 30.02 | 21.92 | 30.2 | 33.08 | 37.4 | 18 | 32 | 9 | 7 | 61 | 50 | 0 | 0 | 1 | 0 | 0 | 1 | 0 | 0 | 1 | 0 | 0 | 1 | 100% | #N/A
1976-01-15 | 1 | 15 | 2018 | 2018-01-15 | 1 | 1 | 19:00 | 19 | 20 | 41 | 37.04 | 39.02 | 28.94 | 21.92 | 30.2 | 33.08 | 37.4 | 18 | 32 | 7 | 5 | 62 | 50 | 0 | 0 | 1 | 0 | 0 | 1 | 0 | 0 | 1 | 0 | 0 | 1 | 100% | #N/A
1976-01-15 | 1 | 15 | 2018 | 2018-01-15 | 1 | 1 | 20:00 | 20 | 18 | 40 | 37.94 | 39.38 | 28.04 | 21.92 | 30.2 | 32 | 37.4 | 17 | 31 | 3 | 3 | 62 | 48.92 | 0 | 0 | 1 | 0 | 0 | 0 | 0 | 0 | 1 | 0 | 0 | 1 | 100% | #N/A
1976-01-15 | 1 | 15 | 2018 | 2018-01-15 | 1 | 1 | 21:00 | 21 | 16 | 38 | 37.94 | 39.92 | 26.06 | 21.92 | 30.2 | 32 | 37.4 | 18 | 31 | 3 | 3 | 62 | 48.92 | 0 | 0 | 1 | 0 | 0 | 0 | 0 | 0 | 1 | 0 | 0 | 1 | 100% | #N/A
1976-01-15 | 1 | 15 | 2018 | 2018-01-15 | 1 | 1 | 22:00 | 22 | 15 | 37 | 39.02 | 40.64 | 24.98 | 21.92 | 28.4 | 32 | 37.4 | 19 | 31 | 1 | 5 | 62 | 48.92 | 0 | 0 | 1 | 0 | 0 | 0 | 0 | 0 | 1 | 0 | 0 | 1 | 100% | #N/A
1976-01-15 | 1 | 15 | 2018 | 2018-01-15 | 1 | 1 | 23:00 | 23 | 14 | 36 | 41 | 41 | 21.92 | 21.92 | 26.6 | 32 | 37.4 | 19 | 31 | 3 | 7 | 62 | 48.02 | 0 | 0 | 1 | 0 | 0 | 0 | 0 | 0 | 1 | 0 | 0 | 1 | 100% | #N/A
1976-01-15 | 1 | 15 | 2018 | 2018-01-15 | 1 | 1 | 24:00 | 24 | 13 | 35 | 39.02 | 41.72 | 23 | 21.92 | 24.8 | 30.92 | 37.4 | 19 | 31 | 3 | 7 | 57 | 46.94 | 0 | 0 | 1 | 0 | 0 | 0 | 0 | 0 | 1 | 0 | 0 | 1 | 100% | #N/A
1976-01-16 | 1 | 16 | 2018 | 2018-01-16 | 2 | 0 | 1:00 | 1 | 12 | 34 | 39.92 | 42.62 | 24.08 | 21.92 | 24.26 | 30.02 | 37.4 | 19 | 32 | 5 | 7 | 59 | 44.96 | 0 | 0 | 1 | 0 | 0 | 0 | 0 | 1 | 1 | 1 | 0 | 1 | 100% | #N/A
1976-01-16 | 1 | 16 | 2018 | 2018-01-16 | 2 | 0 | 2:00 | 2 | 11 | 33 | 41 | 43.16 | 24.08 | 21.92 | 22.28 | 30.92 | 37.4 | 19 | 26 | 7 | 10 | 59 | 42.98 | 0 | 0 | 1 | 0 | 0 | 0 | 0 | 1 | 1 | 1 | 0 | 1 | 100% | #N/A
1976-01-16 | 1 | 16 | 2018 | 2018-01-16 | 2 | 0 | 3:00 | 3 | 11 | 33 | 37.94 | 42.98 | 23 | 21.92 | 21.56 | 32 | 37.4 | 19 | 26 | 12 | 12 | 59 | 42.08 | 0 | 0 | 1 | 0 | 0 | 0 | 0 | 1 | 1 | 1 | 0 | 1 | 100% | #N/A
1976-01-16 | 1 | 16 | 2018 | 2018-01-16 | 2 | 0 | 4:00 | 4 | 10 | 32 | 39.92 | 41.18 | 21.92 | 21.2 | 21.2 | 32 | 37.4 | 19 | 23 | 16 | 16 | 58 | 39.92 | 0 | 0 | 1 | 0 | 0 | 0 | 0 | 1 | 1 | 1 | 0 | 1 | 100% | #N/A
1976-01-16 | 1 | 16 | 2018 | 2018-01-16 | 2 | 0 | 5:00 | 5 | 9 | 31 | 39.02 | 41.72 | 21.92 | 21.02 | 20.12 | 32 | 35.6 | 19 | 22 | 16 | 18 | 59 | 37.94 | 0 | 0 | 1 | 0 | 0 | 0 | 0 | 1 | 1 | 1 | 0 | 1 | 100% | #N/A
1976-01-16 | 1 | 16 | 2018 | 2018-01-16 | 2 | 0 | 6:00 | 6 | 9 | 31 | 37.94 | 39.2 | 23 | 21.02 | 17.6 | 32 | 35.6 | 21 | 21 | 16 | 16 | 57 | 37.94 | 0 | 0 | 1 | 0 | 0 | 0 | 0 | 1 | 1 | 1 | 0 | 1 | 100% | #N/A
1976-01-16 | 1 | 16 | 2018 | 2018-01-16 | 2 | 0 | 7:00 | 7 | 9 | 30 | 37.04 | 37.94 | 26.06 | 19.94 | 15.8 | 32 | 35.6 | 21 | 20 | 19 | 16 | 55 | 37.94 | 0 | 0 | 1 | 0 | 0 | 0 | 0 | 1 | 1 | 1 | 0 | 1 | 100% | #N/A
1976-01-16 | 1 | 16 | 2018 | 2018-01-16 | 2 | 0 | 8:00 | 8 | 11 | 32 | 37.04 | 37.76 | 26.96 | 19.94 | 14 | 32 | 35.6 | 20 | 23 | 23 | 16 | 55 | 37.04 | 0 | 1 | 0 | 0 | 0 | 0 | 0 | 1 | 1 | 1 | 0 | 1 | 100% | #N/A
1976-01-16 | 1 | 16 | 2018 | 2018-01-16 | 2 | 0 | 9:00 | 9 | 13 | 33 | 37.94 | 37.58 | 30.92 | 23 | 20.3 | 32 | 37.4 | 21 | 24 | 19 | 18 | 53 | 39.92 | 0 | 1 | 0 | 0 | 0 | 0 | 0 | 1 | 1 | 1 | 0 | 1 | 100% | #N/A
1976-01-16 | 1 | 16 | 2018 | 2018-01-16 | 2 | 0 | 10:00 | 10 | 15 | 35 | 37.94 | 38.3 | 33.08 | 24.8 | 23 | 33.08 | 39.2 | 23 | 27 | 19 | 19 | 53 | 42.08 | 0 | 1 | 0 | 0 | 0 | 0 | 0 | 1 | 1 | 1 | 0 | 1 | 100% | #N/A
1976-01-16 | 1 | 16 | 2018 | 2018-01-16 | 2 | 0 | 11:00 | 11 | 17 | 37 | 37.94 | 39.2 | 33.98 | 26.06 | 28.4 | 33.08 | 39.2 | 26 | 28 | 21 | 23 | 59 | 42.08 | 0 | 1 | 0 | 0 | 0 | 0 | 0 | 1 | 1 | 1 | 0 | 1 | 100% | #N/A
1976-01-16 | 1 | 16 | 2018 | 2018-01-16 | 2 | 0 | 12:00 | 12 | 20 | 39 | 35.96 | 35.78 | 35.06 | 28.04 | 30.2 | 33.98 | 39.2 | 28 | 31 | 25 | 25 | 56 | 42.08 | 0 | 1 | 0 | 0 | 0 | 0 | 0 | 1 | 1 | 1 | 0 | 1 | 100% | #N/A
1976-01-16 | 1 | 16 | 2018 | 2018-01-16 | 2 | 0 | 13:00 | 13 | 21 | 41 | 37.94 | 35.42 | 37.04 | 33.08 | 32 | 35.06 | 39.2 | 28 | 33 | 28 | 27 | 59 | 42.98 | 0 | 1 | 0 | 0 | 0 | 0 | 0 | 1 | 1 | 1 | 0 | 1 | 100% | #N/A
1976-01-16 | 1 | 16 | 2018 | 2018-01-16 | 2 | 0 | 14:00 | 14 | 24 | 41 | 39.02 | 36.86 | 37.04 | 33.08 | 32 | 35.06 | 39.2 | 28 | 35 | 34 | 28 | 54 | 42.08 | 0 | 1 | 0 | 0 | 0 | 0 | 0 | 1 | 1 | 1 | 0 | 1 | 100% | #N/A
1976-01-16 | 1 | 16 | 2018 | 2018-01-16 | 2 | 0 | 15:00 | 15 | 24 | 42 | 37.94 | 36.86 | 37.94 | 33.98 | 32 | 37.04 | 39.2 | 30 | 40 | 34 | 28 | 51 | 42.08 | 0 | 1 | 0 | 0 | 0 | 0 | 0 | 1 | 1 | 1 | 0 | 1 | 100% | #N/A
1976-01-16 | 1 | 16 | 2018 | 2018-01-16 | 2 | 0 | 16:00 | 16 | 24 | 42 | 39.92 | 37.4 | 37.04 | 33.98 | 30.2 | 37.04 | 39.2 | 33 | 37 | 36 | 28 | 51 | 39.92 | 0 | 1 | 0 | 0 | 0 | 0 | 0 | 1 | 1 | 1 | 0 | 1 | 100% | #N/A
1976-01-16 | 1 | 16 | 2018 | 2018-01-16 | 2 | 0 | 17:00 | 17 | 22 | 39 | 37.94 | 37.58 | 35.06 | 33.98 | 28.4 | 35.96 | 39.2 | 34 | 37 | 36 | 28 | 51 | 35.96 | 0 | 1 | 0 | 0 | 0 | 0 | 0 | 1 | 1 | 1 | 0 | 1 | 100% | #N/A
1976-01-16 | 1 | 16 | 2018 | 2018-01-16 | 2 | 0 | 18:00 | 18 | 21 | 37 | 32 | 37.94 | 35.06 | 33.98 | 28.4 | 35.06 | 37.4 | 32 | 37 | 34 | 23 | 52 | 33.98 | 0 | 1 | 0 | 0 | 0 | 1 | 0 | 1 | 1 | 1 | 0 | 1 | 100% | #N/A
1976-01-16 | 1 | 16 | 2018 | 2018-01-16 | 2 | 0 | 19:00 | 19 | 20 | 34 | 30.92 | 38.48 | 33.08 | 33.98 | 26.6 | 35.06 | 35.6 | 32 | 39 | 27 | 19 | 51 | 32 | 0 | 1 | 0 | 0 | 0 | 1 | 0 | 1 | 1 | 1 | 0 | 1 | 100% | #N/A
1976-01-16 | 1 | 16 | 2018 | 2018-01-16 | 2 | 0 | 20:00 | 20 | 19 | 33 | 33.08 | 38.3 | 35.06 | 33.08 | 19.4 | 35.06 | 35.6 | 32 | 36 | 23 | 18 | 51 | 30.92 | 0 | 1 | 0 | 0 | 0 | 0 | 0 | 1 | 1 | 1 | 0 | 1 | 100% | #N/A
1976-01-16 | 1 | 16 | 2018 | 2018-01-16 | 2 | 0 | 21:00 | 21 | 20 | 32 | 33.08 | 39.2 | 35.96 | 33.98 | 15.8 | 35.6 | 35.6 | 30 | 35 | 20 | 12 | 52 | 30.02 | 0 | 1 | 0 | 0 | 0 | 0 | 0 | 1 | 1 | 1 | 0 | 1 | 100% | #N/A
1976-01-16 | 1 | 16 | 2018 | 2018-01-16 | 2 | 0 | 22:00 | 22 | 21 | 31 | 37.04 | 41.18 | 33.98 | 33.98 | 14 | 35.06 | 35.6 | 28 | 35 | 18 | 9 | 51 | 28.94 | 0 | 1 | 0 | 0 | 0 | 0 | 0 | 1 | 1 | 1 | 0 | 1 | 100% | #N/A
1976-01-16 | 1 | 16 | 2018 | 2018-01-16 | 2 | 0 | 23:00 | 23 | 20 | 30 | 35.96 | 40.46 | 33.08 | 33.98 | 8.6 | 33.08 | 35.6 | 27 | 36 | 14 | 5 | 51 | 28.04 | 0 | 1 | 0 | 0 | 0 | 0 | 0 | 1 | 1 | 1 | 0 | 1 | 100% | #N/A
1976-01-16 | 1 | 16 | 2018 | 2018-01-16 | 2 | 0 | 24:00 | 24 | 20 | 28 | 35.06 | 39.92 | 28.94 | 33.98 | 3.2 | 32 | 35.6 | 25 | 35 | 10 | 3 | 50 | 28.04 | 0 | 0 | 1 | 0 | 0 | 0 | 0 | 1 | 1 | 1 | 0 | 1 | 100% | #N/A
1976-01-17 | 1 | 17 | 2018 | 2018-01-17 | 3 | 0 | 1:00 | 1 | 20 | 27 | 32 | 38.84 | 26.96 | 32 | 19.76 | 30.92 | 35.6 | 25 | 36 | 9 | 1 | 51 | 26.96 | 0 | 0 | 1 | 0 | 0 | 0 | 0 | 1 | 1 | 1 | 0 | 1 | 100% | #N/A
1976-01-17 | 1 | 17 | 2018 | 2018-01-17 | 3 | 0 | 2:00 | 2 | 19 | 27 | 28.04 | 38.12 | 24.08 | 32 | 19.22 | 30.92 | 35.6 | 24 | 35 | 5 | 0 | 52 | 24.98 | 0 | 0 | 1 | 0 | 0 | 0 | 0 | 1 | 1 | 1 | 0 | 1 | 100% | #N/A
1976-01-17 | 1 | 17 | 2018 | 2018-01-17 | 3 | 0 | 3:00 | 3 | 19 | 28 | 28.94 | 36.86 | 21.02 | 32 | 18.32 | 30.02 | 35.6 | 23 | 34 | 1 | -4 | 51 | 23 | 0 | 0 | 1 | 0 | 0 | 0 | 0 | 1 | 1 | 1 | 0 | 1 | 100% | #N/A
1976-01-17 | 1 | 17 | 2018 | 2018-01-17 | 3 | 0 | 4:00 | 4 | 19 | 28 | 33.08 | 36.86 | 19.04 | 32 | 16.88 | 28.94 | 35.6 | 21 | 32 | 0 | -6 | 50 | 21.02 | 0 | 0 | 1 | 0 | 0 | 0 | 0 | 1 | 1 | 1 | 0 | 1 | 100% | #N/A
1976-01-17 | 1 | 17 | 2018 | 2018-01-17 | 3 | 0 | 5:00 | 5 | 19 | 28 | 30.92 | 36.14 | 15.98 | 33.08 | 16.34 | 28.04 | 33.8 | 21 | 33 | -2 | -8 | 49 | 19.94 | 0 | 0 | 1 | 0 | 0 | 0 | 0 | 1 | 1 | 1 | 0 | 1 | 100% | #N/A
1976-01-17 | 1 | 17 | 2018 | 2018-01-17 | 3 | 0 | 6:00 | 6 | 19 | 28 | 30.02 | 35.6 | 15.08 | 33.08 | -0.4 | 26.96 | 33.8 | 21 | 34 | -2 | -8 | 49 | 19.04 | 0 | 0 | 1 | 0 | 0 | 0 | 0 | 1 | 1 | 1 | 0 | 1 | 100% | #N/A
1976-01-17 | 1 | 17 | 2018 | 2018-01-17 | 3 | 0 | 7:00 | 7 | 20 | 28 | 26.96 | 34.52 | 14 | 32 | 5 | 26.96 | 32 | 21 | 34 | -4 | -9 | 48 | 17.96 | 0 | 0 | 1 | 0 | 0 | 0 | 0 | 1 | 1 | 1 | 0 | 1 | 100% | #N/A
1976-01-17 | 1 | 17 | 2018 | 2018-01-17 | 3 | 0 | 8:00 | 8 | 21 | 29 | 30.02 | 34.52 | 14 | 32 | 10.4 | 26.96 | 32 | 20 | 34 | -4 | -9 | 48 | 19.04 | 0 | 1 | 0 | 0 | 0 | 0 | 0 | 1 | 1 | 1 | 0 | 1 | 100% | #N/A
1976-01-17 | 1 | 17 | 2018 | 2018-01-17 | 3 | 0 | 9:00 | 9 | 20 | 31 | 33.98 | 34.52 | 17.06 | 33.08 | 10.4 | 28.94 | 35.6 | 20 | 35 | -4 | -9 | 49 | 19.94 | 0 | 1 | 0 | 0 | 0 | 0 | 0 | 1 | 1 | 1 | 0 | 1 | 100% | #N/A
1976-01-17 | 1 | 17 | 2018 | 2018-01-17 | 3 | 0 | 10:00 | 10 | 20 | 32 | 35.06 | 34.88 | 19.04 | 33.08 | 14 | 30.02 | 37.4 | 21 | 38 | 0 | -8 | 50 | 21.92 | 0 | 1 | 0 | 0 | 0 | 0 | 0 | 1 | 1 | 1 | 0 | 1 | 100% | #N/A
1976-01-17 | 1 | 17 | 2018 | 2018-01-17 | 3 | 0 | 11:00 | 11 | 24 | 33 | 35.06 | 35.24 | 21.02 | 33.08 | 17.6 | 30.02 | 39.2 | 21 | 41 | 0 | -6 | 52 | 24.08 | 0 | 1 | 0 | 0 | 0 | 0 | 0 | 1 | 1 | 1 | 0 | 1 | 100% | #N/A
1976-01-17 | 1 | 17 | 2018 | 2018-01-17 | 3 | 0 | 12:00 | 12 | 26 | 34 | 35.06 | 34.7 | 24.08 | 33.08 | 21.2 | 30.02 | 39.2 | 21 | 41 | 1 | -4 | 53 | 24.98 | 0 | 1 | 0 | 0 | 0 | 0 | 0 | 1 | 1 | 1 | 0 | 1 | 100% | #N/A
1976-01-17 | 1 | 17 | 2018 | 2018-01-17 | 3 | 0 | 13:00 | 13 | 29 | 35 | 35.06 | 34.7 | 24.98 | 33.98 | 24.8 | 30.02 | 41 | 21 | 41 | 3 | -2 | 53 | 28.04 | 0 | 1 | 0 | 0 | 0 | 0 | 0 | 1 | 1 | 1 | 0 | 1 | 100% | #N/A
1976-01-17 | 1 | 17 | 2018 | 2018-01-17 | 3 | 0 | 14:00 | 14 | 28 | 36 | 33.98 | 34.52 | 26.96 | 33.98 | 24.8 | 30.02 | 41 | 21 | 41 | 5 | 0 | 51 | 28.04 | 0 | 1 | 0 | 0 | 0 | 0 | 0 | 1 | 1 | 1 | 0 | 1 | 100% | #N/A
1976-01-17 | 1 | 17 | 2018 | 2018-01-17 | 3 | 0 | 15:00 | 15 | 27 | 36 | 33.98 | 34.34 | 26.96 | 33.98 | 26.6 | 28.94 | 41 | 21 | 40 | 7 | 0 | 47 | 28.04 | 0 | 1 | 0 | 0 | 0 | 0 | 0 | 1 | 1 | 1 | 0 | 1 | 100% | #N/A
1976-01-17 | 1 | 17 | 2018 | 2018-01-17 | 3 | 0 | 16:00 | 16 | 28 | 37 | 33.08 | 33.98 | 26.06 | 33.98 | 26.6 | 28.94 | 41 | 20 | 40 | 3 | 0 | 45 | 28.04 | 0 | 1 | 0 | 0 | 0 | 0 | 0 | 1 | 1 | 1 | 0 | 1 | 100% | #N/A
1976-01-17 | 1 | 17 | 2018 | 2018-01-17 | 3 | 0 | 17:00 | 17 | 27 | 35 | 33.08 | 33.62 | 24.98 | 33.08 | 26.6 | 28.04 | 39.2 | 18 | 38 | 1 | -2 | 45 | 24.98 | 0 | 1 | 0 | 0 | 0 | 0 | 0 | 1 | 1 | 1 | 0 | 1 | 100% | #N/A
1976-01-17 | 1 | 17 | 2018 | 2018-01-17 | 3 | 0 | 18:00 | 18 | 26 | 33 | 33.08 | 33.26 | 21.92 | 33.08 | 26.6 | 26.96 | 37.4 | 16 | 37 | 1 | -4 | 45 | 24.08 | 0 | 1 | 0 | 0 | 0 | 1 | 0 | 1 | 1 | 1 | 0 | 1 | 100% | #N/A
1976-01-17 | 1 | 17 | 2018 | 2018-01-17 | 3 | 0 | 19:00 | 19 | 25 | 31 | 30.02 | 33.08 | 21.92 | 33.8 | 26.6 | 26.96 | 37.4 | 14 | 36 | 0 | -6 | 44 | 23 | 0 | 1 | 0 | 0 | 0 | 1 | 0 | 1 | 1 | 1 | 0 | 1 | 100% | #N/A
1976-01-17 | 1 | 17 | 2018 | 2018-01-17 | 3 | 0 | 20:00 | 20 | 26 | 32 | 28.94 | 32 | 23 | 32 | 26.6 | 26.06 | 37.4 | 11 | 36 | 0 | -6 | 43 | 24.08 | 0 | 1 | 0 | 0 | 0 | 0 | 0 | 1 | 1 | 1 | 0 | 1 | 100% | #N/A
1976-01-17 | 1 | 17 | 2018 | 2018-01-17 | 3 | 0 | 21:00 | 21 | 25 | 32 | 28.94 | 29.84 | 21.92 | 32 | 26.6 | 24.98 | 35.6 | 10 | 36 | 0 | -8 | 43 | 19.94 | 0 | 1 | 0 | 0 | 0 | 0 | 0 | 1 | 1 | 1 | 0 | 1 | 100% | #N/A
1976-01-17 | 1 | 17 | 2018 | 2018-01-17 | 3 | 0 | 22:00 | 22 | 24 | 33 | 28.94 | 29.66 | 23 | 32 | 26.6 | 24.08 | 35.6 | 9 | 33 | -2 | -9 | 42 | 19.04 | 0 | 1 | 0 | 0 | 0 | 0 | 0 | 1 | 1 | 1 | 0 | 1 | 100% | #N/A
1976-01-17 | 1 | 17 | 2018 | 2018-01-17 | 3 | 0 | 23:00 | 23 | 24 | 33 | 28.94 | 29.66 | 24.98 | 33.08 | 26.6 | 24.08 | 35.6 | 3 | 32 | -2 | -9 | 41 | 21.02 | 0 | 1 | 0 | 0 | 0 | 0 | 0 | 1 | 1 | 1 | 0 | 1 | 100% | #N/A
1976-01-17 | 1 | 17 | 2018 | 2018-01-17 | 3 | 0 | 24:00 | 24 | 23 | 32 | 28.94 | 29.3 | 26.96 | 33.08 | 26.6 | 24.08 | 33.8 | -2 | 32 | -2 | -9 | 38 | 19.94 | 0 | 0 | 1 | 0 | 0 | 0 | 0 | 1 | 1 | 1 | 0 | 1 | 100% | #N/A
1976-01-18 | 1 | 18 | 2018 | 2018-01-18 | 4 | 0 | 1:00 | 1 | 23 | 32 | 28.04 | 29.12 | 24.98 | 32 | 29.3 | 24.08 | 32 | -6 | 32 | -2 | -11 | 38 | 19.94 | 0 | 0 | 1 | 0 | 0 | 0 | 0 | 1 | 1 | 1 | 0 | 1 | 100% | #N/A
1976-01-18 | 1 | 18 | 2018 | 2018-01-18 | 4 | 0 | 2:00 | 2 | 23 | 32 | 28.04 | 28.94 | 24.08 | 26.96 | 29.84 | 24.08 | 30.2 | -13 | 32 | -2 | -9 | 38 | 19.94 | 0 | 0 | 1 | 0 | 0 | 0 | 0 | 1 | 1 | 1 | 0 | 1 | 100% | #N/A
1976-01-18 | 1 | 18 | 2018 | 2018-01-18 | 4 | 0 | 3:00 | 3 | 23 | 32 | 28.04 | 28.76 | 23 | 26.06 | 29.84 | 23 | 28.4 | -15 | 32 | -2 | -11 | 37 | 19.94 | 0 | 0 | 1 | 0 | 0 | 0 | 0 | 1 | 1 | 1 | 0 | 1 | 100% | #N/A
1976-01-18 | 1 | 18 | 2018 | 2018-01-18 | 4 | 0 | 4:00 | 4 | 23 | 32 | 28.04 | 28.4 | 24.08 | 24.98 | 30.92 | 24.08 | 24.8 | -15 | 30 | -4 | -15 | 36 | 19.94 | 0 | 0 | 1 | 0 | 0 | 0 | 0 | 1 | 1 | 1 | 0 | 1 | 100% | #N/A
1976-01-18 | 1 | 18 | 2018 | 2018-01-18 | 4 | 0 | 5:00 | 5 | 23 | 31 | 28.04 | 27.68 | 24.08 | 24.08 | 30.92 | 23 | 24.8 | -15 | 31 | -4 | -9 | 36 | 19.94 | 0 | 0 | 1 | 0 | 0 | 0 | 0 | 1 | 1 | 1 | 0 | 1 | 100% | #N/A
1976-01-18 | 1 | 18 | 2018 | 2018-01-18 | 4 | 0 | 6:00 | 6 | 23 | 31 | 28.04 | 27.68 | 24.08 | 21.92 | 32 | 23 | 24.8 | -17 | 31 | -4 | -13 | 36 | 19.94 | 0 | 0 | 1 | 0 | 0 | 0 | 0 | 1 | 1 | 1 | 0 | 1 | 100% | #N/A
1976-01-18 | 1 | 18 | 2018 | 2018-01-18 | 4 | 0 | 7:00 | 7 | 23 | 30 | 28.04 | 27.5 | 19.94 | 21.02 | 32 | 23 | 24.8 | -17 | 30 | -6 | -11 | 35 | 21.02 | 0 | 0 | 1 | 0 | 0 | 0 | 0 | 1 | 1 | 1 | 0 | 1 | 100% | #N/A
1976-01-18 | 1 | 18 | 2018 | 2018-01-18 | 4 | 0 | 8:00 | 8 | 27 | 31 | 26.6 | 28.94 | 17.96 | 21.02 | 32 | 19.04 | 23 | -17 | 29 | -6 | -11 | 34 | 21.02 | 0 | 1 | 0 | 0 | 0 | 0 | 0 | 1 | 1 | 1 | 0 | 1 | 100% | #N/A
1976-01-18 | 1 | 18 | 2018 | 2018-01-18 | 4 | 0 | 9:00 | 9 | 30 | 33 | 24.98 | 28.22 | 24.08 | 21.92 | 32 | 19.04 | 23 | -11 | 32 | -2 | -9 | 34 | 24.08 | 0 | 1 | 0 | 0 | 0 | 0 | 0 | 1 | 1 | 1 | 0 | 1 | 100% | #N/A
1976-01-18 | 1 | 18 | 2018 | 2018-01-18 | 4 | 0 | 10:00 | 10 | 30 | 34 | 26.06 | 27.14 | 30.92 | 24.08 | 33.8 | 19.04 | 23 | -4 | 33 | 0 | -6 | 34 | 24.98 | 0 | 1 | 0 | 0 | 0 | 0 | 0 | 1 | 1 | 1 | 0 | 1 | 100% | #N/A
1976-01-18 | 1 | 18 | 2018 | 2018-01-18 | 4 | 0 | 11:00 | 11 | 32 | 36 | 26.96 | 28.58 | 37.04 | 26.06 | 34.7 | 19.94 | 23 | 3 | 34 | 3 | -2 | 34 | 26.96 | 0 | 1 | 0 | 0 | 0 | 0 | 0 | 1 | 1 | 1 | 0 | 1 | 100% | #N/A
1976-01-18 | 1 | 18 | 2018 | 2018-01-18 | 4 | 0 | 12:00 | 12 | 32 | 37 | 26.06 | 29.12 | 37.4 | 28.04 | 35.6 | 19.94 | 23 | 10 | 34 | 7 | 0 | 35 | 28.04 | 0 | 1 | 0 | 0 | 0 | 0 | 0 | 1 | 1 | 1 | 0 | 1 | 100% | #N/A
1976-01-18 | 1 | 18 | 2018 | 2018-01-18 | 4 | 0 | 13:00 | 13 | 32 | 39 | 28.04 | 28.94 | 37.94 | 28.94 | 39.2 | 19.94 | 23 | 16 | 36 | 9 | 3 | 37 | 28.04 | 0 | 1 | 0 | 0 | 0 | 0 | 0 | 1 | 1 | 1 | 0 | 1 | 100% | #N/A
1976-01-18 | 1 | 18 | 2018 | 2018-01-18 | 4 | 0 | 14:00 | 14 | 32 | 40 | 26.06 | 29.48 | 39.02 | 30.02 | 42.8 | 21.02 | 24.8 | 19 | 36 | 10 | 5 | 37 | 28.04 | 0 | 1 | 0 | 0 | 0 | 0 | 0 | 1 | 1 | 1 | 0 | 1 | 100% | #N/A
1976-01-18 | 1 | 18 | 2018 | 2018-01-18 | 4 | 0 | 15:00 | 15 | 32 | 40 | 26.96 | 27.68 | 39.02 | 30.02 | 42.8 | 19.94 | 24.8 | 19 | 35 | 12 | 7 | 36 | 30.92 | 0 | 1 | 0 | 0 | 0 | 0 | 0 | 1 | 1 | 1 | 0 | 1 | 100% | #N/A
1976-01-18 | 1 | 18 | 2018 | 2018-01-18 | 4 | 0 | 16:00 | 16 | 32 | 41 | 26.06 | 26.78 | 37.94 | 30.02 | 42.8 | 19.04 | 24.8 | 19 | 35 | 12 | 7 | 36 | 33.08 | 0 | 1 | 0 | 0 | 0 | 0 | 0 | 1 | 1 | 1 | 0 | 1 | 100% | #N/A
1976-01-18 | 1 | 18 | 2018 | 2018-01-18 | 4 | 0 | 17:00 | 17 | 32 | 40 | 23 | 27.32 | 35.96 | 28.94 | 42.8 | 17.96 | 23 | 18 | 34 | 10 | 3 | 34 | 33.08 | 0 | 1 | 0 | 0 | 0 | 0 | 0 | 1 | 1 | 1 | 0 | 1 | 100% | #N/A
1976-01-18 | 1 | 18 | 2018 | 2018-01-18 | 4 | 0 | 18:00 | 18 | 30 | 38 | 23 | 26.42 | 35.96 | 28.04 | 39.2 | 17.06 | 21.2 | 18 | 34 | 10 | 1 | 33 | 33.08 | 0 | 1 | 0 | 0 | 0 | 1 | 0 | 1 | 1 | 1 | 0 | 1 | 100% | #N/A
1976-01-18 | 1 | 18 | 2018 | 2018-01-18 | 4 | 0 | 19:00 | 19 | 28 | 37 | 21.92 | 25.16 | 37.04 | 26.96 | 35.6 | 15.98 | 17.6 | 18 | 34 | 9 | 1 | 32 | 33.98 | 0 | 1 | 0 | 0 | 0 | 1 | 0 | 1 | 1 | 1 | 0 | 1 | 100% | #N/A
1976-01-18 | 1 | 18 | 2018 | 2018-01-18 | 4 | 0 | 20:00 | 20 | 29 | 37 | 21.02 | 24.08 | 35.96 | 26.96 | 35.6 | 15.98 | 17.6 | 18 | 33 | 7 | -2 | 32 | 33.08 | 0 | 1 | 0 | 0 | 0 | 0 | 0 | 1 | 1 | 1 | 0 | 1 | 100% | #N/A
1976-01-18 | 1 | 18 | 2018 | 2018-01-18 | 4 | 0 | 21:00 | 21 | 32 | 37 | 19.94 | 23.36 | 35.96 | 26.06 | 32 | 15.08 | 17.6 | 18 | 28 | 7 | -6 | 32 | 33.98 | 0 | 1 | 0 | 0 | 0 | 0 | 0 | 1 | 1 | 1 | 0 | 1 | 100% | #N/A
1976-01-18 | 1 | 18 | 2018 | 2018-01-18 | 4 | 0 | 22:00 | 22 | 32 | 37 | 19.04 | 22.28 | 35.06 | 24.08 | 30.2 | 14 | 17.6 | 18 | 26 | 5 | -6 | 32 | 33.98 | 0 | 1 | 0 | 0 | 0 | 0 | 0 | 1 | 1 | 1 | 0 | 1 | 100% | #N/A
1976-01-18 | 1 | 18 | 2018 | 2018-01-18 | 4 | 0 | 23:00 | 23 | 31 | 37 | 19.04 | 21.92 | 33.98 | 21.02 | 30.2 | 12.92 | 15.8 | 16 | 24 | 7 | -8 | 32 | 33.98 | 0 | 1 | 0 | 0 | 0 | 0 | 0 | 1 | 1 | 1 | 0 | 1 | 100% | #N/A
1976-01-18 | 1 | 18 | 2018 | 2018-01-18 | 4 | 0 | 24:00 | 24 | 31 | 36 | 17.96 | 21.2 | 33.98 | 19.94 | 24.8 | 12.92 | 14 | 7 | 23 | 5 | -9 | 31 | 33.98 | 0 | 0 | 1 | 0 | 0 | 0 | 0 | 1 | 1 | 1 | 0 | 1 | 100% | #N/A
1976-01-19 | 1 | 19 | 2018 | 2018-01-19 | 5 | 0 | 1:00 | 1 | 31 | 36 | 17.06 | 20.12 | 32 | 21.92 | 19.4 | 12.02 | 12.2 | 0 | 22 | 3 | -9 | 32 | 33.98 | 0 | 0 | 1 | 0 | 0 | 0 | 0 | 1 | 1 | 1 | 0 | 1 | 100% | #N/A
1976-01-19 | 1 | 19 | 2018 | 2018-01-19 | 5 | 0 | 2:00 | 2 | 31 | 37 | 17.06 | 19.04 | 30.02 | 21.02 | 25.52 | 12.02 | 14 | 0 | 22 | 1 | -9 | 32 | 33.98 | 0 | 0 | 1 | 0 | 0 | 0 | 0 | 1 | 1 | 1 | 0 | 1 | 100% | #N/A
1976-01-19 | 1 | 19 | 2018 | 2018-01-19 | 5 | 0 | 3:00 | 3 | 31 | 37 | 17.06 | 18.68 | 28.94 | 21.02 | 25.88 | 10.94 | 15.8 | 1 | 20 | 1 | -11 | 32 | 35.06 | 0 | 0 | 1 | 0 | 0 | 0 | 0 | 1 | 1 | 1 | 0 | 1 | 100% | #N/A
1976-01-19 | 1 | 19 | 2018 | 2018-01-19 | 5 | 0 | 4:00 | 4 | 31 | 38 | 15.98 | 18.5 | 26.96 | 21.92 | 24.8 | 10.94 | 30.2 | 1 | 19 | -2 | -11 | 32 | 35.96 | 0 | 0 | 1 | 0 | 0 | 0 | 0 | 1 | 1 | 1 | 0 | 1 | 100% | #N/A
1976-01-19 | 1 | 19 | 2018 | 2018-01-19 | 5 | 0 | 5:00 | 5 | 31 | 38 | 17.06 | 18.14 | 26.96 | 21.92 | 24.26 | 10.94 | 33.8 | 1 | 17 | -4 | -11 | 32 | 35.06 | 0 | 0 | 1 | 0 | 0 | 0 | 0 | 1 | 1 | 1 | 0 | 1 | 100% | #N/A
1976-01-19 | 1 | 19 | 2018 | 2018-01-19 | 5 | 0 | 6:00 | 6 | 31 | 38 | 17.06 | 18.14 | 26.06 | 23 | 24.26 | 12.02 | 35.6 | 3 | 16 | -4 | -13 | 32 | 35.06 | 0 | 0 | 1 | 0 | 0 | 0 | 0 | 1 | 1 | 1 | 0 | 1 | 100% | #N/A
1976-01-19 | 1 | 19 | 2018 | 2018-01-19 | 5 | 0 | 7:00 | 7 | 31 | 38 | 17.06 | 17.96 | 24.08 | 23 | 19.4 | 12.02 | 35.6 | 5 | 14 | -4 | -11 | 32 | 35.06 | 0 | 0 | 1 | 0 | 0 | 0 | 0 | 1 | 1 | 1 | 0 | 1 | 100% | #N/A
1976-01-19 | 1 | 19 | 2018 | 2018-01-19 | 5 | 0 | 8:00 | 8 | 29 | 38 | 17.96 | 17.78 | 26.06 | 24.98 | 21.2 | 12.02 | 37.4 | 7 | 14 | 0 | -8 | 32 | 35.06 | 0 | 1 | 0 | 0 | 0 | 0 | 0 | 1 | 1 | 1 | 0 | 1 | 100% | #N/A
1976-01-19 | 1 | 19 | 2018 | 2018-01-19 | 5 | 0 | 9:00 | 9 | 30 | 39 | 17.96 | 18.32 | 28.04 | 26.96 | 23 | 14 | 39.2 | 9 | 17 | 3 | -6 | 33 | 33.98 | 0 | 1 | 0 | 0 | 0 | 0 | 0 | 1 | 1 | 1 | 0 | 1 | 100% | #N/A
1976-01-19 | 1 | 19 | 2018 | 2018-01-19 | 5 | 0 | 10:00 | 10 | 32 | 39 | 21.92 | 20.12 | 28.94 | 28.04 | 23 | 15.98 | 41 | 12 | 19 | 7 | -2 | 34 | 33.98 | 0 | 1 | 0 | 0 | 0 | 0 | 0 | 1 | 1 | 1 | 0 | 1 | 100% | #N/A
1976-01-19 | 1 | 19 | 2018 | 2018-01-19 | 5 | 0 | 11:00 | 11 | 33 | 40 | 21.92 | 21.38 | 28.94 | 30.92 | 26.6 | 15.98 | 42.8 | 14 | 23 | 9 | 1 | 35 | 33.08 | 0 | 1 | 0 | 0 | 0 | 0 | 0 | 1 | 1 | 1 | 0 | 1 | 100% | #N/A
1976-01-19 | 1 | 19 | 2018 | 2018-01-19 | 5 | 0 | 12:00 | 12 | 33 | 40 | 21.92 | 22.46 | 30.02 | 33.08 | 28.4 | 17.06 | 44.6 | 16 | 23 | 12 | 5 | 35 | 32 | 0 | 1 | 0 | 0 | 0 | 0 | 0 | 1 | 1 | 1 | 0 | 1 | 100% | #N/A
1976-01-19 | 1 | 19 | 2018 | 2018-01-19 | 5 | 0 | 13:00 | 13 | 34 | 41 | 24.08 | 23.54 | 30.02 | 33.08 | 30.2 | 17.96 | 46.4 | 18 | 25 | 16 | 10 | 36 | 30.92 | 0 | 1 | 0 | 0 | 0 | 0 | 0 | 1 | 1 | 1 | 0 | 1 | 100% | #N/A
1976-01-19 | 1 | 19 | 2018 | 2018-01-19 | 5 | 0 | 14:00 | 14 | 33 | 41 | 24.08 | 25.7 | 30.02 | 33.98 | 30.2 | 17.96 | 46.4 | 20 | 27 | 18 | 10 | 37 | 28.94 | 0 | 1 | 0 | 0 | 0 | 0 | 0 | 1 | 1 | 1 | 0 | 1 | 100% | #N/A
1976-01-19 | 1 | 19 | 2018 | 2018-01-19 | 5 | 0 | 15:00 | 15 | 34 | 40 | 23 | 25.7 | 28.94 | 33.98 | 32 | 17.96 | 46.4 | 22 | 28 | 19 | 14 | 37 | 28.94 | 0 | 1 | 0 | 0 | 0 | 0 | 0 | 1 | 1 | 1 | 0 | 1 | 100% | #N/A
1976-01-19 | 1 | 19 | 2018 | 2018-01-19 | 5 | 0 | 16:00 | 16 | 34 | 40 | 24.08 | 24.44 | 28.04 | 33.98 | 32 | 17.96 | 46.4 | 22 | 28 | 19 | 14 | 36 | 28.04 | 0 | 1 | 0 | 0 | 0 | 0 | 0 | 1 | 1 | 1 | 0 | 1 | 100% | #N/A
1976-01-19 | 1 | 19 | 2018 | 2018-01-19 | 5 | 0 | 17:00 | 17 | 32 | 39 | 21.92 | 25.16 | 28.04 | 33.98 | 32 | 17.96 | 44.6 | 21 | 29 | 18 | 9 | 36 | 28.04 | 0 | 1 | 0 | 0 | 0 | 0 | 0 | 1 | 1 | 1 | 0 | 1 | 100% | #N/A
1976-01-19 | 1 | 19 | 2018 | 2018-01-19 | 5 | 0 | 18:00 | 18 | 33 | 38 | 21.92 | 24.8 | 26.96 | 33.98 | 32 | 17.06 | 42.8 | 21 | 29 | 10 | 3 | 36 | 28.94 | 0 | 1 | 0 | 0 | 0 | 1 | 0 | 1 | 1 | 1 | 0 | 1 | 100% | #N/A
1976-01-19 | 1 | 19 | 2018 | 2018-01-19 | 5 | 0 | 19:00 | 19 | 30 | 37 | 21.92 | 24.62 | 26.96 | 33.98 | 30.2 | 17.06 | 41 | 22 | 28 | 9 | 0 | 36 | 30.92 | 0 | 1 | 0 | 0 | 0 | 1 | 0 | 1 | 1 | 1 | 0 | 1 | 100% | #N/A
1976-01-19 | 1 | 19 | 2018 | 2018-01-19 | 5 | 0 | 20:00 | 20 | 30 | 36 | 21.92 | 24.26 | 26.96 | 33.98 | 30.2 | 15.98 | 42.8 | 21 | 22 | 5 | 0 | 36 | 32 | 0 | 1 | 0 | 0 | 0 | 0 | 0 | 1 | 1 | 1 | 0 | 1 | 100% | #N/A
1976-01-19 | 1 | 19 | 2018 | 2018-01-19 | 5 | 0 | 21:00 | 21 | 28 | 36 | 21.02 | 22.82 | 26.96 | 33.08 | 30.2 | 15.08 | 42.8 | 24 | 23 | 3 | -2 | 36 | 30.92 | 0 | 1 | 0 | 0 | 0 | 0 | 0 | 1 | 1 | 1 | 0 | 1 | 100% | #N/A
1976-01-19 | 1 | 19 | 2018 | 2018-01-19 | 5 | 0 | 22:00 | 22 | 27 | 35 | 19.94 | 22.1 | 26.96 | 30.92 | 30.2 | 15.08 | 42.8 | 27 | 21 | 1 | -4 | 36 | 30.92 | 0 | 1 | 0 | 0 | 0 | 0 | 0 | 1 | 1 | 1 | 0 | 1 | 100% | #N/A
1976-01-19 | 1 | 19 | 2018 | 2018-01-19 | 5 | 0 | 23:00 | 23 | 25 | 35 | 19.04 | 21.02 | 28.04 | 30.92 | 30.2 | 15.98 | 44.6 | 27 | 20 | 0 | -6 | 36 | 26.96 | 0 | 1 | 0 | 0 | 0 | 0 | 0 | 1 | 1 | 1 | 0 | 1 | 100% | #N/A
1976-01-19 | 1 | 19 | 2018 | 2018-01-19 | 5 | 0 | 24:00 | 24 | 24 | 35 | 19.04 | 21.2 | 28.94 | 30.92 | 28.4 | 17.06 | 46.4 | 25 | 18 | -2 | -4 | 35 | 26.06 | 0 | 0 | 1 | 0 | 0 | 0 | 0 | 1 | 1 | 1 | 0 | 1 | 100% | #N/A
1976-01-20 | 1 | 20 | 2018 | 2018-01-20 | 6 | 0 | 1:00 | 1 | 23 | 35 | 19.04 | 20.66 | 30.02 | 32 | 26.6 | 17.06 | 46.4 | 21 | 18 | -2 | -4 | 36 | 24.98 | 0 | 0 | 1 | 0 | 0 | 0 | 0 | 1 | 1 | 1 | 0 | 1 | 100% | #N/A
1976-01-20 | 1 | 20 | 2018 | 2018-01-20 | 6 | 0 | 2:00 | 2 | 21 | 35 | 19.94 | 20.48 | 30.02 | 32 | 27.5 | 15.98 | 46.4 | 18 | 18 | -2 | -4 | 36 | 24.08 | 0 | 0 | 1 | 0 | 0 | 0 | 0 | 1 | 1 | 1 | 0 | 1 | 100% | #N/A
1976-01-20 | 1 | 20 | 2018 | 2018-01-20 | 6 | 0 | 3:00 | 3 | 20 | 35 | 19.94 | 21.02 | 30.02 | 33.08 | 26.24 | 15.98 | 46.4 | 16 | 20 | 0 | -2 | 36 | 24.08 | 0 | 0 | 1 | 0 | 0 | 0 | 0 | 1 | 1 | 1 | 0 | 1 | 100% | #N/A
1976-01-20 | 1 | 20 | 2018 | 2018-01-20 | 6 | 0 | 4:00 | 4 | 19 | 35 | 19.94 | 21.2 | 30.2 | 32 | 24.26 | 15.98 | 46.4 | 14 | 20 | 0 | -2 | 36 | 24.08 | 0 | 0 | 1 | 0 | 0 | 0 | 0 | 1 | 1 | 1 | 0 | 1 | 100% | #N/A
1976-01-20 | 1 | 20 | 2018 | 2018-01-20 | 6 | 0 | 5:00 | 5 | 18 | 35 | 21.02 | 21.74 | 30.02 | 33.08 | 23.54 | 15.08 | 46.4 | 12 | 21 | 0 | -2 | 36 | 24.08 | 0 | 0 | 1 | 0 | 0 | 0 | 0 | 1 | 1 | 1 | 0 | 1 | 100% | #N/A
1976-01-20 | 1 | 20 | 2018 | 2018-01-20 | 6 | 0 | 6:00 | 6 | 17 | 35 | 19.94 | 21.56 | 33.08 | 33.98 | 21.2 | 15.08 | 46.4 | 12 | 21 | -2 | -2 | 36 | 24.08 | 0 | 0 | 1 | 0 | 0 | 0 | 0 | 1 | 1 | 1 | 0 | 1 | 100% | #N/A
1976-01-20 | 1 | 20 | 2018 | 2018-01-20 | 6 | 0 | 7:00 | 7 | 16 | 35 | 19.94 | 21.92 | 35.06 | 35.96 | 21.2 | 14 | 44.6 | 10 | 21 | -2 | -2 | 37 | 24.08 | 0 | 0 | 1 | 0 | 0 | 0 | 0 | 1 | 1 | 1 | 0 | 1 | 100% | #N/A
1976-01-20 | 1 | 20 | 2018 | 2018-01-20 | 6 | 0 | 8:00 | 8 | 15 | 35 | 19.94 | 21.74 | 28.94 | 35.96 | 19.4 | 14 | 44.6 | 10 | 21 | 0 | 0 | 36 | 21.92 | 0 | 0 | 1 | 0 | 0 | 0 | 0 | 1 | 1 | 1 | 0 | 1 | 100% | #N/A
1976-01-20 | 1 | 20 | 2018 | 2018-01-20 | 6 | 0 | 9:00 | 9 | 15 | 36 | 23 | 21.74 | 24.98 | 37.94 | 17.6 | 17.06 | 46.4 | 10 | 22 | 3 | 1 | 35 | 24.08 | 0 | 0 | 1 | 0 | 0 | 0 | 0 | 1 | 1 | 1 | 0 | 1 | 100% | #N/A
1976-01-20 | 1 | 20 | 2018 | 2018-01-20 | 6 | 0 | 10:00 | 10 | 13 | 36 | 24.98 | 23.72 | 21.92 | 39.92 | 19.4 | 19.04 | 48.2 | 12 | 31 | 7 | 1 | 35 | 24.98 | 0 | 0 | 1 | 0 | 0 | 0 | 0 | 1 | 1 | 1 | 0 | 1 | 100% | #N/A
1976-01-20 | 1 | 20 | 2018 | 2018-01-20 | 6 | 0 | 11:00 | 11 | 13 | 37 | 28.04 | 26.6 | 19.94 | 42.98 | 21.2 | 21.02 | 50 | 14 | 36 | 9 | 3 | 35 | 26.96 | 0 | 0 | 1 | 0 | 0 | 0 | 0 | 1 | 1 | 1 | 0 | 1 | 100% | #N/A
1976-01-20 | 1 | 20 | 2018 | 2018-01-20 | 6 | 0 | 12:00 | 12 | 12 | 37 | 30.02 | 28.22 | 19.04 | 44.96 | 21.2 | 24.08 | 50 | 16 | 41 | 10 | 7 | 36 | 28.94 | 0 | 0 | 1 | 0 | 0 | 0 | 0 | 1 | 1 | 1 | 0 | 1 | 100% | #N/A
1976-01-20 | 1 | 20 | 2018 | 2018-01-20 | 6 | 0 | 13:00 | 13 | 11 | 38 | 32 | 29.66 | 19.94 | 46.04 | 21.2 | 26.06 | 50 | 18 | 43 | 10 | 9 | 37 | 30.92 | 0 | 0 | 1 | 0 | 0 | 0 | 0 | 1 | 1 | 1 | 0 | 1 | 100% | #N/A
1976-01-20 | 1 | 20 | 2018 | 2018-01-20 | 6 | 0 | 14:00 | 14 | 11 | 37 | 33.08 | 30.92 | 21.92 | 48.02 | 21.2 | 26.96 | 48.2 | 19 | 43 | 14 | 10 | 39 | 30.02 | 0 | 0 | 1 | 0 | 0 | 0 | 0 | 1 | 1 | 1 | 0 | 1 | 100% | #N/A
1976-01-20 | 1 | 20 | 2018 | 2018-01-20 | 6 | 0 | 15:00 | 15 | 14 | 36 | 33.08 | 32 | 19.94 | 48.02 | 21.2 | 26.96 | 50 | 19 | 42 | 16 | 10 | 39 | 30.02 | 0 | 0 | 1 | 0 | 0 | 0 | 0 | 1 | 1 | 1 | 0 | 1 | 100% | #N/A
1976-01-20 | 1 | 20 | 2018 | 2018-01-20 | 6 | 0 | 16:00 | 16 | 14 | 35 | 32 | 32.18 | 17.96 | 48.02 | 19.4 | 26.96 | 48.2 | 16 | 42 | 18 | 12 | 38 | 28.94 | 0 | 0 | 1 | 0 | 0 | 0 | 0 | 1 | 1 | 1 | 0 | 1 | 100% | #N/A
1976-01-20 | 1 | 20 | 2018 | 2018-01-20 | 6 | 0 | 17:00 | 17 | 14 | 33 | 30.02 | 32.54 | 19.94 | 46.04 | 19.4 | 24.98 | 46.4 | 12 | 40 | 18 | 10 | 38 | 28.04 | 0 | 0 | 1 | 0 | 0 | 0 | 0 | 1 | 1 | 1 | 0 | 1 | 100% | #N/A
1976-01-20 | 1 | 20 | 2018 | 2018-01-20 | 6 | 0 | 18:00 | 18 | 11 | 32 | 30.02 | 31.1 | 21.92 | 44.96 | 17.6 | 24.08 | 46.4 | 9 | 39 | 16 | 10 | 39 | 28.04 | 0 | 0 | 1 | 0 | 0 | 0 | 0 | 1 | 1 | 1 | 0 | 1 | 100% | #N/A
1976-01-20 | 1 | 20 | 2018 | 2018-01-20 | 6 | 0 | 19:00 | 19 | 10 | 30 | 28.94 | 30.56 | 23 | 44.96 | 17.6 | 21.92 | 41 | 7 | 38 | 16 | 10 | 40 | 26.06 | 0 | 0 | 1 | 0 | 0 | 0 | 0 | 1 | 1 | 1 | 0 | 1 | 100% | #N/A
1976-01-20 | 1 | 20 | 2018 | 2018-01-20 | 6 | 0 | 20:00 | 20 | 9 | 29 | 28.94 | 30.2 | 23 | 39.02 | 14 | 21.92 | 41 | 3 | 38 | 16 | 10 | 40 | 24.98 | 0 | 0 | 1 | 0 | 0 | 0 | 0 | 1 | 1 | 1 | 0 | 1 | 100% | #N/A
1976-01-20 | 1 | 20 | 2018 | 2018-01-20 | 6 | 0 | 21:00 | 21 | 8 | 27 | 28.94 | 29.48 | 19.04 | 39.02 | 15.8 | 21.92 | 37.4 | 3 | 36 | 16 | 10 | 40 | 21.02 | 0 | 0 | 1 | 0 | 0 | 0 | 0 | 1 | 1 | 1 | 0 | 1 | 100% | #N/A
1976-01-20 | 1 | 20 | 2018 | 2018-01-20 | 6 | 0 | 22:00 | 22 | 7 | 26 | 26.96 | 29.48 | 12.92 | 37.94 | 15.8 | 21.92 | 33.8 | 3 | 35 | 16 | 9 | 40 | 23 | 0 | 0 | 1 | 0 | 0 | 0 | 0 | 1 | 1 | 1 | 0 | 1 | 100% | #N/A
1976-01-20 | 1 | 20 | 2018 | 2018-01-20 | 6 | 0 | 23:00 | 23 | 6 | 25 | 26.06 | 28.76 | 8.96 | 37.94 | 14 | 19.94 | 32 | 5 | 34 | 16 | 9 | 40 | 19.04 | 0 | 0 | 1 | 0 | 0 | 0 | 0 | 1 | 1 | 1 | 0 | 1 | 100% | #N/A
1976-01-20 | 1 | 20 | 2018 | 2018-01-20 | 6 | 0 | 24:00 | 24 | 5 | 25 | 26.06 | 28.76 | 6.98 | 39.92 | 14 | 19.94 | 30.2 | 1 | 31 | 16 | 9 | 39 | 21.02 | 0 | 0 | 1 | 0 | 0 | 0 | 0 | 1 | 1 | 1 | 0 | 1 | 100% | #N/A
1976-01-21 | 1 | 21 | 2018 | 2018-01-21 | 7 | 0 | 1:00 | 1 | 4 | 24 | 24.98 | 27.68 | 6.08 | 37.04 | 14 | 19.04 | 28.4 | 3 | 28 | 16 | 10 | 40 | 19.94 | 0 | 0 | 1 | 0 | 0 | 0 | 0 | 1 | 1 | 1 | 0 | 1 | 100% | #N/A
1976-01-21 | 1 | 21 | 2018 | 2018-01-21 | 7 | 0 | 2:00 | 2 | 3 | 24 | 24.08 | 26.96 | 5 | 37.04 | 12.02 | 19.04 | 28.4 | 3 | 26 | 16 | 10 | 39 | 19.94 | 0 | 0 | 1 | 0 | 0 | 0 | 0 | 1 | 1 | 1 | 0 | 1 | 100% | #N/A
1976-01-21 | 1 | 21 | 2018 | 2018-01-21 | 7 | 0 | 3:00 | 3 | 3 | 24 | 23 | 25.88 | 5 | 39.02 | 11.84 | 17.96 | 26.6 | 7 | 25 | 16 | 10 | 39 | 21.02 | 0 | 0 | 1 | 0 | 0 | 0 | 0 | 1 | 1 | 1 | 0 | 1 | 100% | #N/A
1976-01-21 | 1 | 21 | 2018 | 2018-01-21 | 7 | 0 | 4:00 | 4 | 2 | 24 | 17.96 | 25.16 | 5 | 39.02 | 11.3 | 17.06 | 26.6 | 7 | 21 | 16 | 12 | 40 | 21.02 | 0 | 0 | 1 | 0 | 0 | 0 | 0 | 1 | 1 | 1 | 0 | 1 | 100% | #N/A
1976-01-21 | 1 | 21 | 2018 | 2018-01-21 | 7 | 0 | 5:00 | 5 | 1 | 24 | 14 | 24.26 | 3.92 | 37.04 | 10.76 | 15.98 | 26.6 | 9 | 19 | 16 | 14 | 40 | 21.02 | 0 | 0 | 1 | 0 | 0 | 0 | 0 | 1 | 1 | 1 | 0 | 1 | 100% | #N/A
1976-01-21 | 1 | 21 | 2018 | 2018-01-21 | 7 | 0 | 6:00 | 6 | 1 | 23 | 12.02 | 23.72 | 3.92 | 37.04 | 6.26 | 15.08 | 24.8 | 9 | 18 | 14 | 12 | 38 | 21.02 | 0 | 0 | 1 | 0 | 0 | 0 | 0 | 1 | 1 | 1 | 0 | 1 | 100% | #N/A
1976-01-21 | 1 | 21 | 2018 | 2018-01-21 | 7 | 0 | 7:00 | 7 | 0 | 23 | 12.02 | 23.36 | 3.92 | 37.94 | 5 | 12.92 | 23 | 9 | 16 | 12 | 10 | 38 | 19.04 | 0 | 0 | 1 | 0 | 0 | 0 | 0 | 1 | 1 | 1 | 0 | 1 | 100% | #N/A
1976-01-21 | 1 | 21 | 2018 | 2018-01-21 | 7 | 0 | 8:00 | 8 | -1 | 24 | 15.98 | 23.72 | 3.02 | 39.02 | 5 | 15.98 | 23 | 9 | 15 | 10 | 9 | 38 | 21.02 | 0 | 0 | 1 | 0 | 0 | 0 | 0 | 1 | 1 | 1 | 0 | 1 | 100% | #N/A
1976-01-21 | 1 | 21 | 2018 | 2018-01-21 | 7 | 0 | 9:00 | 9 | -1 | 26 | 24.08 | 24.08 | 3.02 | 41 | 5 | 19.04 | 24.8 | 10 | 16 | 10 | 7 | 41 | 24.08 | 0 | 0 | 1 | 0 | 0 | 0 | 0 | 1 | 1 | 1 | 0 | 1 | 100% | #N/A
1976-01-21 | 1 | 21 | 2018 | 2018-01-21 | 7 | 0 | 10:00 | 10 | -1 | 27 | 26.96 | 26.24 | 3.02 | 44.96 | 10.4 | 21.92 | 26.6 | 10 | 17 | 12 | 7 | 43 | 26.96 | 0 | 0 | 1 | 0 | 0 | 0 | 0 | 1 | 1 | 1 | 0 | 1 | 100% | #N/A
1976-01-21 | 1 | 21 | 2018 | 2018-01-21 | 7 | 0 | 11:00 | 11 | 2 | 28 | 30.02 | 27.68 | 3.02 | 46.94 | 14 | 24.08 | 26.6 | 14 | 18 | 12 | 7 | 44 | 30.02 | 0 | 0 | 1 | 0 | 0 | 0 | 0 | 1 | 1 | 1 | 0 | 1 | 100% | #N/A
1976-01-21 | 1 | 21 | 2018 | 2018-01-21 | 7 | 0 | 12:00 | 12 | 3 | 30 | 30.92 | 29.3 | 3.92 | 48.92 | 15.8 | 26.06 | 28.4 | 14 | 18 | 12 | 7 | 44 | 33.08 | 0 | 0 | 1 | 0 | 0 | 0 | 0 | 1 | 1 | 1 | 0 | 1 | 100% | #N/A
1976-01-21 | 1 | 21 | 2018 | 2018-01-21 | 7 | 0 | 13:00 | 13 | 5 | 31 | 33.08 | 30.2 | 3.92 | 50 | 19.4 | 26.96 | 30.2 | 14 | 19 | 12 | 7 | 44 | 33.98 | 0 | 0 | 1 | 0 | 0 | 0 | 0 | 1 | 1 | 1 | 0 | 1 | 100% | #N/A
1976-01-21 | 1 | 21 | 2018 | 2018-01-21 | 7 | 0 | 14:00 | 14 | 5 | 32 | 33.08 | 31.82 | 5 | 50 | 21.2 | 28.94 | 28.4 | 12 | 19 | 12 | 7 | 44 | 35.06 | 0 | 0 | 1 | 0 | 0 | 0 | 0 | 1 | 1 | 1 | 0 | 1 | 100% | #N/A
1976-01-21 | 1 | 21 | 2018 | 2018-01-21 | 7 | 0 | 15:00 | 15 | 6 | 32 | 33.08 | 31.82 | 5 | 50 | 21.2 | 28.94 | 28.4 | 16 | 19 | 12 | 7 | 44 | 33.98 | 0 | 0 | 1 | 0 | 0 | 0 | 0 | 1 | 1 | 1 | 0 | 1 | 100% | #N/A
1976-01-21 | 1 | 21 | 2018 | 2018-01-21 | 7 | 0 | 16:00 | 16 | 7 | 33 | 32 | 31.82 | 3.92 | 48.92 | 21.2 | 26.96 | 28.4 | 12 | 18 | 10 | 5 | 44 | 33.08 | 0 | 0 | 1 | 0 | 0 | 0 | 0 | 1 | 1 | 1 | 0 | 1 | 100% | #N/A
1976-01-21 | 1 | 21 | 2018 | 2018-01-21 | 7 | 0 | 17:00 | 17 | 8 | 31 | 28.04 | 31.46 | 3.92 | 44.96 | 19.4 | 24.98 | 28.4 | 12 | 15 | 9 | 3 | 44 | 32 | 0 | 0 | 1 | 0 | 0 | 0 | 0 | 1 | 1 | 1 | 0 | 1 | 100% | #N/A
1976-01-21 | 1 | 21 | 2018 | 2018-01-21 | 7 | 0 | 18:00 | 18 | 7 | 30 | 26.96 | 30.56 | 3.92 | 39.92 | 15.8 | 23 | 26.6 | 12 | 13 | 7 | 1 | 44 | 30.02 | 0 | 0 | 1 | 0 | 0 | 0 | 0 | 1 | 1 | 1 | 0 | 1 | 100% | #N/A
1976-01-21 | 1 | 21 | 2018 | 2018-01-21 | 7 | 0 | 19:00 | 19 | 7 | 28 | 26.06 | 29.3 | 3.02 | 35.96 | 15.8 | 21.92 | 26.6 | 13 | 11 | 5 | 1 | 43 | 24.98 | 0 | 0 | 1 | 0 | 0 | 0 | 0 | 1 | 1 | 1 | 0 | 1 | 100% | #N/A
1976-01-21 | 1 | 21 | 2018 | 2018-01-21 | 7 | 0 | 20:00 | 20 | 7 | 27 | 24.98 | 27.86 | 3.92 | 35.06 | 12.2 | 21.92 | 26.6 | 12 | 10 | 3 | 0 | 42 | 28.04 | 0 | 0 | 1 | 0 | 0 | 0 | 0 | 1 | 1 | 1 | 0 | 1 | 100% | #N/A
1976-01-21 | 1 | 21 | 2018 | 2018-01-21 | 7 | 0 | 21:00 | 21 | 7 | 27 | 23 | 27.14 | 3.92 | 33.08 | 12.2 | 19.94 | 26.6 | 12 | 9 | 1 | 0 | 41 | 28.04 | 0 | 0 | 1 | 0 | 0 | 0 | 0 | 1 | 1 | 1 | 0 | 1 | 100% | #N/A
1976-01-21 | 1 | 21 | 2018 | 2018-01-21 | 7 | 0 | 22:00 | 22 | 6 | 26 | 24.08 | 25.88 | 5 | 39.92 | 12.2 | 19.04 | 26.6 | 12 | 7 | 0 | -2 | 40 | 26.96 | 0 | 0 | 1 | 0 | 0 | 0 | 0 | 1 | 1 | 1 | 0 | 1 | 100% | #N/A
1976-01-21 | 1 | 21 | 2018 | 2018-01-21 | 7 | 0 | 23:00 | 23 | 7 | 25 | 21.02 | 25.16 | 6.08 | 33.08 | 8.6 | 17.96 | 26.6 | 12 | 6 | 0 | -2 | 39 | 26.06 | 0 | 0 | 1 | 0 | 0 | 0 | 0 | 1 | 1 | 1 | 0 | 1 | 100% | #N/A
1976-01-21 | 1 | 21 | 2018 | 2018-01-21 | 7 | 0 | 24:00 | 24 | 7 | 25 | 21.02 | 23.72 | 6.08 | 32 | 5 | 15.98 | 26.6 | 12 | 5 | 0 | -2 | 39 | 24.98 | 0 | 0 | 1 | 0 | 0 | 0 | 0 | 1 | 1 | 1 | 0 | 1 | 100% | #N/A
1976-01-22 | 1 | 22 | 2018 | 2018-01-22 | 1 | 0 | 1:00 | 1 | 8 | 24 | 19.94 | 22.28 | 6.08 | 33.98 | 12.38 | 15.08 | 26.6 | 7 | 4 | 0 | -2 | 39 | 23 | 0 | 0 | 1 | 0 | 0 | 0 | 0 | 1 | 1 | 1 | 0 | 1 | 100% | #N/A
1976-01-22 | 1 | 22 | 2018 | 2018-01-22 | 1 | 0 | 2:00 | 2 | 9 | 24 | 19.04 | 21.38 | 6.08 | 33.98 | 13.46 | 14 | 26.6 | 9 | 3 | 0 | -2 | 38 | 23 | 0 | 0 | 1 | 0 | 0 | 0 | 0 | 1 | 1 | 1 | 0 | 1 | 100% | #N/A
1976-01-22 | 1 | 22 | 2018 | 2018-01-22 | 1 | 0 | 3:00 | 3 | 10 | 24 | 17.96 | 21.2 | 6.98 | 35.06 | 14.72 | 12.92 | 24.8 | 12 | 2 | 0 | -2 | 39 | 21.92 | 0 | 0 | 1 | 0 | 0 | 0 | 0 | 1 | 1 | 1 | 0 | 1 | 100% | #N/A
1976-01-22 | 1 | 22 | 2018 | 2018-01-22 | 1 | 0 | 4:00 | 4 | 11 | 24 | 17.96 | 20.84 | 6.08 | 35.06 | 15.08 | 12.92 | 24.8 | 7 | 1 | -2 | -2 | 39 | 21.92 | 0 | 0 | 1 | 0 | 0 | 0 | 0 | 1 | 1 | 1 | 0 | 1 | 100% | #N/A
1976-01-22 | 1 | 22 | 2018 | 2018-01-22 | 1 | 0 | 5:00 | 5 | 12 | 23 | 17.06 | 19.76 | 6.08 | 35.06 | 14.54 | 14 | 23 | 0 | 0 | -2 | -4 | 39 | 21.02 | 0 | 0 | 1 | 0 | 0 | 0 | 0 | 1 | 1 | 1 | 0 | 1 | 100% | #N/A
1976-01-22 | 1 | 22 | 2018 | 2018-01-22 | 1 | 0 | 6:00 | 6 | 13 | 22 | 17.06 | 19.76 | 6.08 | 35.96 | 15.44 | 14 | 23 | -2 | -1 | -2 | -4 | 39 | 21.92 | 0 | 0 | 1 | 0 | 0 | 0 | 0 | 1 | 1 | 1 | 0 | 1 | 100% | #N/A
1976-01-22 | 1 | 22 | 2018 | 2018-01-22 | 1 | 0 | 7:00 | 7 | 12 | 21 | 15.08 | 20.48 | 6.08 | 35.96 | 19.4 | 14 | 23 | -2 | -2 | -2 | -6 | 38 | 23 | 0 | 0 | 1 | 0 | 0 | 0 | 0 | 1 | 1 | 1 | 0 | 1 | 100% | #N/A
1976-01-22 | 1 | 22 | 2018 | 2018-01-22 | 1 | 0 | 8:00 | 8 | 13 | 24 | 19.04 | 20.66 | 6.98 | 35.96 | 17.6 | 14 | 21.2 | -2 | -2 | -2 | -4 | 37 | 24.08 | 0 | 1 | 0 | 0 | 0 | 0 | 0 | 1 | 1 | 1 | 0 | 1 | 100% | #N/A
1976-01-22 | 1 | 22 | 2018 | 2018-01-22 | 1 | 0 | 9:00 | 9 | 15 | 27 | 23 | 21.2 | 10.04 | 37.04 | 15.8 | 17.06 | 23 | 1 | 0 | 0 | -2 | 37 | 24.98 | 0 | 1 | 0 | 0 | 0 | 0 | 0 | 1 | 1 | 1 | 0 | 1 | 100% | #N/A
1976-01-22 | 1 | 22 | 2018 | 2018-01-22 | 1 | 0 | 10:00 | 10 | 17 | 30 | 26.06 | 23.18 | 12.92 | 37.04 | 19.4 | 19.94 | 21.2 | 10 | 2 | 1 | 0 | 34 | 26.06 | 0 | 1 | 0 | 0 | 0 | 0 | 0 | 1 | 1 | 1 | 0 | 1 | 100% | #N/A
1976-01-22 | 1 | 22 | 2018 | 2018-01-22 | 1 | 0 | 11:00 | 11 | 22 | 31 | 26.96 | 25.52 | 17.06 | 37.94 | 26.6 | 21.92 | 23 | 19 | 5 | 3 | 1 | 36 | 28.04 | 0 | 1 | 0 | 0 | 0 | 0 | 0 | 1 | 1 | 1 | 0 | 1 | 100% | #N/A
1976-01-22 | 1 | 22 | 2018 | 2018-01-22 | 1 | 0 | 12:00 | 12 | 28 | 32 | 30.02 | 27.68 | 19.04 | 37.94 | 32 | 24.08 | 23 | 19 | 7 | 7 | 3 | 36 | 30.02 | 0 | 1 | 0 | 0 | 0 | 0 | 0 | 1 | 1 | 1 | 0 | 1 | 100% | #N/A
1976-01-22 | 1 | 22 | 2018 | 2018-01-22 | 1 | 0 | 13:00 | 13 | 29 | 33 | 30.02 | 27.86 | 23 | 39.02 | 35.6 | 26.06 | 24.8 | 21 | 8 | 9 | 5 | 36 | 32 | 0 | 1 | 0 | 0 | 0 | 0 | 0 | 1 | 1 | 1 | 0 | 1 | 100% | #N/A
1976-01-22 | 1 | 22 | 2018 | 2018-01-22 | 1 | 0 | 14:00 | 14 | 29 | 33 | 30.92 | 30.02 | 24.98 | 39.92 | 35.6 | 26.06 | 24.8 | 23 | 10 | 10 | 7 | 36 | 30.92 | 0 | 1 | 0 | 0 | 0 | 0 | 0 | 1 | 1 | 1 | 0 | 1 | 100% | #N/A
1976-01-22 | 1 | 22 | 2018 | 2018-01-22 | 1 | 0 | 15:00 | 15 | 31 | 33 | 30.02 | 30.02 | 26.06 | 37.04 | 35.6 | 26.06 | 23 | 23 | 10 | 10 | 7 | 36 | 32 | 0 | 1 | 0 | 0 | 0 | 0 | 0 | 1 | 1 | 1 | 0 | 1 | 100% | #N/A
1976-01-22 | 1 | 22 | 2018 | 2018-01-22 | 1 | 0 | 16:00 | 16 | 32 | 33 | 30.02 | 30.2 | 26.06 | 35.06 | 35.6 | 26.06 | 23 | 21 | 10 | 10 | 7 | 35 | 33.08 | 0 | 1 | 0 | 0 | 0 | 0 | 0 | 1 | 1 | 1 | 0 | 1 | 100% | #N/A
1976-01-22 | 1 | 22 | 2018 | 2018-01-22 | 1 | 0 | 17:00 | 17 | 30 | 32 | 28.94 | 29.84 | 23 | 35.06 | 33.8 | 24.98 | 21.2 | 18 | 9 | 9 | 7 | 35 | 33.08 | 0 | 1 | 0 | 0 | 0 | 0 | 0 | 1 | 1 | 1 | 0 | 1 | 100% | #N/A
1976-01-22 | 1 | 22 | 2018 | 2018-01-22 | 1 | 0 | 18:00 | 18 | 29 | 32 | 28.04 | 29.84 | 19.94 | 35.6 | 33.8 | 24.08 | 17.6 | 7 | 8 | 7 | 3 | 34 | 33.08 | 0 | 1 | 0 | 0 | 0 | 1 | 0 | 1 | 1 | 1 | 0 | 1 | 100% | #N/A
1976-01-22 | 1 | 22 | 2018 | 2018-01-22 | 1 | 0 | 19:00 | 19 | 29 | 31 | 26.96 | 29.48 | 15.98 | 35.06 | 33.8 | 24.08 | 19.4 | 3 | 7 | 5 | 3 | 34 | 33.98 | 0 | 1 | 0 | 0 | 0 | 1 | 0 | 1 | 1 | 1 | 0 | 1 | 100% | #N/A
1976-01-22 | 1 | 22 | 2018 | 2018-01-22 | 1 | 0 | 20:00 | 20 | 29 | 32 | 26.96 | 28.94 | 19.04 | 35.06 | 33.8 | 21.92 | 17.6 | -2 | 3 | 0 | 1 | 34 | 35.06 | 0 | 1 | 0 | 0 | 0 | 0 | 0 | 1 | 1 | 1 | 0 | 1 | 100% | #N/A
1976-01-22 | 1 | 22 | 2018 | 2018-01-22 | 1 | 0 | 21:00 | 21 | 28 | 32 | 26.06 | 28.58 | 19.04 | 35.96 | 33.8 | 21.92 | 17.6 | -4 | 1 | 0 | 1 | 34 | 35.06 | 0 | 1 | 0 | 0 | 0 | 0 | 0 | 1 | 1 | 1 | 0 | 1 | 100% | #N/A
1976-01-22 | 1 | 22 | 2018 | 2018-01-22 | 1 | 0 | 22:00 | 22 | 28 | 33 | 26.06 | 27.68 | 19.04 | 33.98 | 33.8 | 21.02 | 15.8 | -4 | -2 | -2 | -4 | 34 | 37.04 | 0 | 1 | 0 | 0 | 0 | 0 | 0 | 1 | 1 | 1 | 0 | 1 | 100% | #N/A
1976-01-22 | 1 | 22 | 2018 | 2018-01-22 | 1 | 0 | 23:00 | 23 | 28 | 33 | 26.06 | 26.96 | 15.08 | 33.08 | 33.8 | 21.02 | 15.8 | -6 | -7 | 0 | -8 | 33 | 37.94 | 0 | 1 | 0 | 0 | 0 | 0 | 0 | 1 | 1 | 1 | 0 | 1 | 100% | #N/A
1976-01-22 | 1 | 22 | 2018 | 2018-01-22 | 1 | 0 | 24:00 | 24 | 27 | 32 | 24.98 | 26.6 | 17.06 | 32 | 31.46 | 19.94 | 14 | -8 | -6 | -8 | -8 | 33 | 37.04 | 0 | 0 | 1 | 0 | 0 | 0 | 0 | 1 | 1 | 1 | 0 | 1 | 100% | #N/A
1976-01-23 | 1 | 23 | 2018 | 2018-01-23 | 2 | 0 | 1:00 | 1 | 27 | 32 | 24.98 | 26.24 | 15.98 | 32 | 30.92 | 19.94 | 14 | -9 | -9 | -9 | -11 | 33 | 41 | 0 | 0 | 1 | 0 | 0 | 0 | 0 | 1 | 1 | 1 | 0 | 1 | 100% | #N/A
1976-01-23 | 1 | 23 | 2018 | 2018-01-23 | 2 | 0 | 2:00 | 2 | 26 | 32 | 24.98 | 26.24 | 12.02 | 32 | 31.28 | 19.94 | 12.2 | -8 | -8 | -11 | -13 | 33 | 37.04 | 0 | 0 | 1 | 0 | 0 | 0 | 0 | 1 | 1 | 1 | 0 | 1 | 100% | #N/A
1976-01-23 | 1 | 23 | 2018 | 2018-01-23 | 2 | 0 | 3:00 | 3 | 26 | 33 | 24.98 | 26.24 | 14 | 32 | 31.64 | 19.04 | 12.2 | -9 | -8 | -9 | -15 | 33 | 35.96 | 0 | 0 | 1 | 0 | 0 | 0 | 0 | 1 | 1 | 1 | 0 | 1 | 100% | #N/A
1976-01-23 | 1 | 23 | 2018 | 2018-01-23 | 2 | 0 | 4:00 | 4 | 26 | 33 | 26.06 | 25.88 | 15.08 | 30.2 | 32.18 | 19.04 | 10.4 | -11 | -9 | -9 | -13 | 33 | 33.08 | 0 | 0 | 1 | 0 | 0 | 0 | 0 | 1 | 1 | 1 | 0 | 1 | 100% | #N/A
1976-01-23 | 1 | 23 | 2018 | 2018-01-23 | 2 | 0 | 5:00 | 5 | 26 | 33 | 26.96 | 26.06 | 19.04 | 30.02 | 31.1 | 19.04 | 10.4 | -11 | -9 | -11 | -13 | 32 | 32 | 0 | 0 | 1 | 0 | 0 | 0 | 0 | 1 | 1 | 1 | 0 | 1 | 100% | #N/A
1976-01-23 | 1 | 23 | 2018 | 2018-01-23 | 2 | 0 | 6:00 | 6 | 26 | 32 | 28.04 | 26.96 | 21.02 | 30.02 | 23 | 19.4 | 8.6 | -13 | -9 | -11 | -13 | 32 | 30.92 | 0 | 0 | 1 | 0 | 0 | 0 | 0 | 1 | 1 | 1 | 0 | 1 | 100% | #N/A
1976-01-23 | 1 | 23 | 2018 | 2018-01-23 | 2 | 0 | 7:00 | 7 | 26 | 32 | 28.94 | 28.04 | 24.08 | 30.02 | 23 | 19.04 | 8.6 | -13 | -6 | -10 | -15 | 32 | 30.02 | 0 | 0 | 1 | 0 | 0 | 0 | 0 | 1 | 1 | 1 | 0 | 1 | 100% | #N/A
1976-01-23 | 1 | 23 | 2018 | 2018-01-23 | 2 | 0 | 8:00 | 8 | 26 | 32 | 33.08 | 28.4 | 26.06 | 28.94 | 23 | 19.4 | 8.6 | -13 | -5 | -9 | -11 | 32 | 30.02 | 0 | 1 | 0 | 0 | 0 | 0 | 0 | 1 | 1 | 1 | 0 | 1 | 100% | #N/A
1976-01-23 | 1 | 23 | 2018 | 2018-01-23 | 2 | 0 | 9:00 | 9 | 28 | 32 | 32 | 32 | 26.96 | 30.02 | 26.6 | 19.04 | 10.4 | -8 | -1 | -8 | -9 | 33 | 30.92 | 0 | 1 | 0 | 0 | 0 | 0 | 0 | 1 | 1 | 1 | 0 | 1 | 100% | #N/A
1976-01-23 | 1 | 23 | 2018 | 2018-01-23 | 2 | 0 | 10:00 | 10 | 30 | 32 | 33.08 | 31.82 | 30.92 | 30.02 | 28.4 | 19.04 | 10.4 | 0 | 4 | -2 | -6 | 34 | 32 | 0 | 1 | 0 | 0 | 0 | 0 | 0 | 1 | 1 | 1 | 0 | 1 | 100% | #N/A
1976-01-23 | 1 | 23 | 2018 | 2018-01-23 | 2 | 0 | 11:00 | 11 | 30 | 33 | 33.08 | 32.18 | 33.98 | 30.92 | 30.2 | 19.94 | 12.2 | 9 | 9 | 5 | 0 | 34 | 33.98 | 0 | 1 | 0 | 0 | 0 | 0 | 0 | 1 | 1 | 1 | 0 | 1 | 100% | #N/A
1976-01-23 | 1 | 23 | 2018 | 2018-01-23 | 2 | 0 | 12:00 | 12 | 31 | 34 | 32 | 31.28 | 35.96 | 32 | 32 | 19.94 | 14 | 19 | 12 | 9 | 3 | 35 | 35.96 | 0 | 1 | 0 | 0 | 0 | 0 | 0 | 1 | 1 | 1 | 0 | 1 | 100% | #N/A
1976-01-23 | 1 | 23 | 2018 | 2018-01-23 | 2 | 0 | 13:00 | 13 | 32 | 35 | 32 | 30.92 | 37.94 | 33.08 | 33.8 | 19.94 | 14 | 27 | 16 | 12 | 7 | 36 | 37.04 | 0 | 1 | 0 | 0 | 0 | 0 | 0 | 1 | 1 | 1 | 0 | 1 | 100% | #N/A
1976-01-23 | 1 | 23 | 2018 | 2018-01-23 | 2 | 0 | 14:00 | 14 | 31 | 35 | 32 | 31.1 | 39.92 | 35.06 | 35.6 | 19.4 | 14 | 28 | 19 | 16 | 10 | 35 | 35.96 | 0 | 1 | 0 | 0 | 0 | 0 | 0 | 1 | 1 | 1 | 0 | 1 | 100% | #N/A
1976-01-23 | 1 | 23 | 2018 | 2018-01-23 | 2 | 0 | 15:00 | 15 | 31 | 35 | 32 | 31.28 | 41 | 35.96 | 33.8 | 19.04 | 15.8 | 27 | 22 | 18 | 12 | 36 | 35.96 | 0 | 1 | 0 | 0 | 0 | 0 | 0 | 1 | 1 | 1 | 0 | 1 | 100% | #N/A
1976-01-23 | 1 | 23 | 2018 | 2018-01-23 | 2 | 0 | 16:00 | 16 | 30 | 35 | 32 | 31.64 | 41 | 35.06 | 33.8 | 19.04 | 14 | 25 | 24 | 19 | 14 | 34 | 33.98 | 0 | 1 | 0 | 0 | 0 | 0 | 0 | 1 | 1 | 1 | 0 | 1 | 100% | #N/A
1976-01-23 | 1 | 23 | 2018 | 2018-01-23 | 2 | 0 | 17:00 | 17 | 29 | 34 | 32 | 32 | 41 | 35.96 | 32 | 17.96 | 14 | 19 | 26 | 19 | 16 | 34 | 32 | 0 | 1 | 0 | 0 | 0 | 0 | 0 | 1 | 1 | 1 | 0 | 1 | 100% | #N/A
1976-01-23 | 1 | 23 | 2018 | 2018-01-23 | 2 | 0 | 18:00 | 18 | 27 | 32 | 24.08 | 29.84 | 41 | 35.06 | 30.2 | 17.06 | 12.2 | 16 | 25 | 18 | 16 | 34 | 30.92 | 0 | 1 | 0 | 0 | 0 | 1 | 0 | 1 | 1 | 1 | 0 | 1 | 100% | #N/A
1976-01-23 | 1 | 23 | 2018 | 2018-01-23 | 2 | 0 | 19:00 | 19 | 27 | 31 | 21.92 | 23.72 | 41 | 35.06 | 30.2 | 17.06 | 12.2 | 12 | 25 | 16 | 10 | 33 | 26.96 | 0 | 1 | 0 | 0 | 0 | 1 | 0 | 1 | 1 | 1 | 0 | 1 | 100% | #N/A
1976-01-23 | 1 | 23 | 2018 | 2018-01-23 | 2 | 0 | 20:00 | 20 | 26 | 29 | 21.2 | 22.28 | 42.08 | 35.96 | 28.4 | 17.06 | 10.4 | 9 | 25 | 16 | 14 | 33 | 26.06 | 0 | 1 | 0 | 0 | 0 | 0 | 0 | 1 | 1 | 1 | 0 | 1 | 100% | #N/A
1976-01-23 | 1 | 23 | 2018 | 2018-01-23 | 2 | 0 | 21:00 | 21 | 26 | 27 | 21.2 | 21.02 | 42.98 | 35.96 | 24.8 | 17.96 | 10.4 | 9 | 26 | 16 | 14 | 32 | 24.08 | 0 | 1 | 0 | 0 | 0 | 0 | 0 | 1 | 1 | 1 | 0 | 1 | 100% | #N/A
1976-01-23 | 1 | 23 | 2018 | 2018-01-23 | 2 | 0 | 22:00 | 22 | 27 | 25 | 21.02 | 20.3 | 44.06 | 37.04 | 26.6 | 19.04 | 10.4 | 10 | 25 | 18 | 16 | 31 | 21.02 | 0 | 1 | 0 | 0 | 0 | 0 | 0 | 1 | 1 | 1 | 0 | 1 | 100% | #N/A
1976-01-23 | 1 | 23 | 2018 | 2018-01-23 | 2 | 0 | 23:00 | 23 | 26 | 24 | 21.92 | 20.84 | 46.04 | 37.04 | 24.8 | 19.94 | 8.6 | 16 | 26 | 18 | 16 | 31 | 19.04 | 0 | 1 | 0 | 0 | 0 | 0 | 0 | 1 | 1 | 1 | 0 | 1 | 100% | #N/A
1976-01-23 | 1 | 23 | 2018 | 2018-01-23 | 2 | 0 | 24:00 | 24 | 25 | 22 | 21.92 | 20.3 | 46.04 | 37.04 | 23 | 21.02 | 8.6 | 16 | 25 | 18 | 16 | 31 | 15.98 | 0 | 0 | 1 | 0 | 0 | 0 | 0 | 1 | 1 | 1 | 0 | 1 | 100% | #N/A
1976-01-24 | 1 | 24 | 2018 | 2018-01-24 | 3 | 0 | 1:00 | 1 | 25 | 21 | 21.92 | 20.48 | 48.02 | 37.04 | 25.34 | 21.02 | 6.8 | 18 | 22 | 18 | 16 | 28 | 15.08 | 0 | 0 | 1 | 0 | 0 | 0 | 0 | 1 | 1 | 1 | 0 | 1 | 100% | #N/A
1976-01-24 | 1 | 24 | 2018 | 2018-01-24 | 3 | 0 | 2:00 | 2 | 24 | 20 | 23 | 21.38 | 51.08 | 37.94 | 24.8 | 21.02 | 6.8 | 18 | 23 | 14 | 16 | 28 | 14 | 0 | 0 | 1 | 0 | 0 | 0 | 0 | 1 | 1 | 1 | 0 | 1 | 100% | #N/A
1976-01-24 | 1 | 24 | 2018 | 2018-01-24 | 3 | 0 | 3:00 | 3 | 24 | 18 | 23 | 21.38 | 50 | 37.94 | 23.72 | 19.94 | 6.8 | 18 | 27 | 16 | 18 | 26 | 12.92 | 0 | 0 | 1 | 0 | 0 | 0 | 0 | 1 | 1 | 1 | 0 | 1 | 100% | #N/A
1976-01-24 | 1 | 24 | 2018 | 2018-01-24 | 3 | 0 | 4:00 | 4 | 24 | 17 | 23 | 21.56 | 50 | 37.04 | 22.28 | 19.04 | 6.8 | 18 | 27 | 16 | 18 | 25 | 10.94 | 0 | 0 | 1 | 0 | 0 | 0 | 0 | 1 | 1 | 1 | 0 | 1 | 100% | #N/A
1976-01-24 | 1 | 24 | 2018 | 2018-01-24 | 3 | 0 | 5:00 | 5 | 23 | 17 | 19.94 | 20.48 | 51.08 | 37.04 | 21.92 | 19.94 | 5 | 19 | 24 | 18 | 16 | 26 | 10.94 | 0 | 0 | 1 | 0 | 0 | 0 | 0 | 1 | 1 | 1 | 0 | 1 | 100% | #N/A
1976-01-24 | 1 | 24 | 2018 | 2018-01-24 | 3 | 0 | 6:00 | 6 | 23 | 17 | 19.04 | 19.4 | 50 | 39.02 | 21.2 | 19.94 | 5 | 19 | 17 | 18 | 18 | 26 | 10.94 | 0 | 0 | 1 | 0 | 0 | 0 | 0 | 1 | 1 | 1 | 0 | 1 | 100% | #N/A
1976-01-24 | 1 | 24 | 2018 | 2018-01-24 | 3 | 0 | 7:00 | 7 | 25 | 17 | 19.04 | 19.04 | 51.08 | 39.02 | 17.6 | 19.94 | 5 | 19 | 23 | 18 | 18 | 25 | 10.94 | 0 | 0 | 1 | 0 | 0 | 0 | 0 | 1 | 1 | 1 | 0 | 1 | 100% | #N/A
1976-01-24 | 1 | 24 | 2018 | 2018-01-24 | 3 | 0 | 8:00 | 8 | 26 | 19 | 19.04 | 18.68 | 51.08 | 39.02 | 14 | 21.02 | 5 | 19 | 24 | 18 | 18 | 27 | 10.94 | 0 | 1 | 0 | 0 | 0 | 0 | 0 | 1 | 1 | 1 | 0 | 1 | 100% | #N/A
1976-01-24 | 1 | 24 | 2018 | 2018-01-24 | 3 | 0 | 9:00 | 9 | 28 | 20 | 21.92 | 18.5 | 53.96 | 37.94 | 16.88 | 23 | 5 | 21 | 27 | 19 | 18 | 28 | 12.92 | 0 | 1 | 0 | 0 | 0 | 0 | 0 | 1 | 1 | 1 | 0 | 1 | 100% | #N/A
1976-01-24 | 1 | 24 | 2018 | 2018-01-24 | 3 | 0 | 10:00 | 10 | 30 | 22 | 24.98 | 22.1 | 55.04 | 37.94 | 21.74 | 26.96 | 6.8 | 23 | 29 | 21 | 19 | 29 | 15.08 | 0 | 1 | 0 | 0 | 0 | 0 | 0 | 1 | 1 | 1 | 0 | 1 | 100% | #N/A
1976-01-24 | 1 | 24 | 2018 | 2018-01-24 | 3 | 0 | 11:00 | 11 | 32 | 23 | 28.94 | 25.16 | 55.04 | 37.94 | 24.8 | 28.04 | 10.4 | 27 | 30 | 25 | 21 | 31 | 17.06 | 0 | 1 | 0 | 0 | 0 | 0 | 0 | 1 | 1 | 1 | 0 | 1 | 100% | #N/A
1976-01-24 | 1 | 24 | 2018 | 2018-01-24 | 3 | 0 | 12:00 | 12 | 33 | 23 | 32 | 28.22 | 55.04 | 37.94 | 26.6 | 30.92 | 14 | 30 | 29 | 27 | 23 | 33 | 17.96 | 0 | 1 | 0 | 0 | 0 | 0 | 0 | 1 | 1 | 1 | 0 | 1 | 100% | #N/A
1976-01-24 | 1 | 24 | 2018 | 2018-01-24 | 3 | 0 | 13:00 | 13 | 35 | 24 | 33.98 | 31.28 | 55.04 | 39.02 | 26.6 | 33.08 | 15.8 | 30 | 30 | 28 | 25 | 34 | 19.04 | 0 | 1 | 0 | 0 | 0 | 0 | 0 | 1 | 1 | 1 | 0 | 1 | 100% | #N/A
1976-01-24 | 1 | 24 | 2018 | 2018-01-24 | 3 | 0 | 14:00 | 14 | 36 | 24 | 35.06 | 33.8 | 55.4 | 37.94 | 27.5 | 35.06 | 15.8 | 30 | 30 | 30 | 28 | 34 | 19.04 | 0 | 1 | 0 | 0 | 0 | 0 | 0 | 1 | 1 | 1 | 0 | 1 | 100% | #N/A
1976-01-24 | 1 | 24 | 2018 | 2018-01-24 | 3 | 0 | 15:00 | 15 | 36 | 24 | 35.96 | 34.52 | 55.94 | 37.04 | 28.4 | 33.08 | 17.6 | 30 | 30 | 32 | 28 | 34 | 17.96 | 0 | 1 | 0 | 0 | 0 | 0 | 0 | 1 | 1 | 1 | 0 | 1 | 100% | #N/A
1976-01-24 | 1 | 24 | 2018 | 2018-01-24 | 3 | 0 | 16:00 | 16 | 36 | 24 | 35.96 | 34.52 | 57.02 | 35.06 | 26.6 | 32 | 17.6 | 30 | 29 | 34 | 30 | 34 | 17.06 | 0 | 1 | 0 | 0 | 0 | 0 | 0 | 1 | 1 | 1 | 0 | 1 | 100% | #N/A
1976-01-24 | 1 | 24 | 2018 | 2018-01-24 | 3 | 0 | 17:00 | 17 | 34 | 23 | 28.04 | 34.7 | 57.02 | 33.08 | 26.6 | 28.94 | 17.6 | 28 | 27 | 28 | 25 | 33 | 15.08 | 0 | 1 | 0 | 0 | 0 | 0 | 0 | 1 | 1 | 1 | 0 | 1 | 100% | #N/A
1976-01-24 | 1 | 24 | 2018 | 2018-01-24 | 3 | 0 | 18:00 | 18 | 33 | 21 | 24.08 | 35.06 | 57.02 | 30.92 | 26.6 | 30.02 | 17.6 | 28 | 26 | 25 | 23 | 32 | 12.92 | 0 | 1 | 0 | 0 | 0 | 1 | 0 | 1 | 1 | 1 | 0 | 1 | 100% | #N/A
1976-01-24 | 1 | 24 | 2018 | 2018-01-24 | 3 | 0 | 19:00 | 19 | 33 | 20 | 24.08 | 34.7 | 55.94 | 30.02 | 26.6 | 30.02 | 15.8 | 27 | 25 | 21 | 19 | 31 | 12.02 | 0 | 1 | 0 | 0 | 0 | 1 | 0 | 1 | 1 | 1 | 0 | 1 | 100% | #N/A
1976-01-24 | 1 | 24 | 2018 | 2018-01-24 | 3 | 0 | 20:00 | 20 | 34 | 19 | 24.08 | 35.06 | 50 | 28.94 | 24.8 | 28.04 | 15.8 | 25 | 23 | 19 | 16 | 31 | 12.02 | 0 | 1 | 0 | 0 | 0 | 0 | 0 | 1 | 1 | 1 | 0 | 1 | 100% | #N/A
1976-01-24 | 1 | 24 | 2018 | 2018-01-24 | 3 | 0 | 21:00 | 21 | 32 | 17 | 21.02 | 34.52 | 50 | 28.04 | 23 | 28.04 | 15.8 | 28 | 23 | 16 | 16 | 30 | 10.94 | 0 | 1 | 0 | 0 | 0 | 0 | 0 | 1 | 1 | 1 | 0 | 1 | 100% | #N/A
1976-01-24 | 1 | 24 | 2018 | 2018-01-24 | 3 | 0 | 22:00 | 22 | 31 | 16 | 19.94 | 33.8 | 44.6 | 26.96 | 23 | 26.06 | 14 | 27 | 22 | 14 | 10 | 28 | 10.04 | 0 | 1 | 0 | 0 | 0 | 0 | 0 | 1 | 1 | 1 | 0 | 1 | 100% | #N/A
1976-01-24 | 1 | 24 | 2018 | 2018-01-24 | 3 | 0 | 23:00 | 23 | 31 | 15 | 19.94 | 32.72 | 39.02 | 24.08 | 21.2 | 26.96 | 14 | 25 | 18 | 12 | 10 | 27 | 10.04 | 0 | 1 | 0 | 0 | 0 | 0 | 0 | 1 | 1 | 1 | 0 | 1 | 100% | #N/A
1976-01-24 | 1 | 24 | 2018 | 2018-01-24 | 3 | 0 | 24:00 | 24 | 31 | 14 | 19.04 | 32.18 | 37.04 | 23 | 19.4 | 26.96 | 12.2 | 21 | 15 | 10 | 10 | 26 | 10.04 | 0 | 0 | 1 | 0 | 0 | 0 | 0 | 1 | 1 | 1 | 0 | 1 | 100% | #N/A
1976-01-25 | 1 | 25 | 2018 | 2018-01-25 | 4 | 0 | 1:00 | 1 | 31 | 13 | 19.04 | 31.46 | 35.96 | 21.92 | 16.52 | 26.06 | 12.2 | 18 | 13 | 10 | 7 | 26 | 8.96 | 0 | 0 | 1 | 0 | 0 | 0 | 0 | 1 | 1 | 1 | 0 | 1 | 100% | #N/A
1976-01-25 | 1 | 25 | 2018 | 2018-01-25 | 4 | 0 | 2:00 | 2 | 31 | 14 | 17.06 | 31.28 | 35.6 | 21.02 | 14.72 | 24.98 | 10.4 | 15 | 11 | 9 | 7 | 26 | 8.06 | 0 | 0 | 1 | 0 | 0 | 0 | 0 | 1 | 1 | 1 | 0 | 1 | 100% | #N/A
1976-01-25 | 1 | 25 | 2018 | 2018-01-25 | 4 | 0 | 3:00 | 3 | 32 | 14 | 17.96 | 30.92 | 33.08 | 19.94 | 11.66 | 24.98 | 10.4 | 11 | 9 | 9 | 7 | 26 | 8.06 | 0 | 0 | 1 | 0 | 0 | 0 | 0 | 1 | 1 | 1 | 0 | 1 | 100% | #N/A
1976-01-25 | 1 | 25 | 2018 | 2018-01-25 | 4 | 0 | 4:00 | 4 | 32 | 15 | 15.08 | 30.02 | 32 | 19.94 | 9.32 | 24.08 | 10.4 | 9 | 7 | 10 | 9 | 26 | 8.06 | 0 | 0 | 1 | 0 | 0 | 0 | 0 | 1 | 1 | 1 | 0 | 1 | 100% | #N/A
1976-01-25 | 1 | 25 | 2018 | 2018-01-25 | 4 | 0 | 5:00 | 5 | 33 | 15 | 12.92 | 29.3 | 30.92 | 19.94 | 7.88 | 21.92 | 8.6 | 7 | 6 | 14 | 9 | 25 | 6.98 | 0 | 0 | 1 | 0 | 0 | 0 | 0 | 1 | 1 | 1 | 0 | 1 | 100% | #N/A
1976-01-25 | 1 | 25 | 2018 | 2018-01-25 | 4 | 0 | 6:00 | 6 | 33 | 14 | 10.04 | 28.4 | 30.02 | 19.94 | 14 | 21.02 | 8.6 | 7 | 4 | 21 | 12 | 25 | 6.98 | 0 | 0 | 1 | 0 | 0 | 0 | 0 | 1 | 1 | 1 | 0 | 1 | 100% | #N/A
1976-01-25 | 1 | 25 | 2018 | 2018-01-25 | 4 | 0 | 7:00 | 7 | 33 | 14 | 6.98 | 27.68 | 28.94 | 19.94 | 10.4 | 21.02 | 8.6 | 7 | 2 | 25 | 14 | 26 | 6.08 | 0 | 0 | 1 | 0 | 0 | 0 | 0 | 1 | 1 | 1 | 0 | 1 | 100% | #N/A
1976-01-25 | 1 | 25 | 2018 | 2018-01-25 | 4 | 0 | 8:00 | 8 | 34 | 17 | 12.02 | 27.32 | 30.92 | 19.94 | 6.8 | 21.02 | 8.6 | 10 | 1 | 25 | 16 | 28 | 8.06 | 0 | 1 | 0 | 0 | 0 | 0 | 0 | 1 | 1 | 1 | 0 | 1 | 100% | #N/A
1976-01-25 | 1 | 25 | 2018 | 2018-01-25 | 4 | 0 | 9:00 | 9 | 34 | 19 | 24.98 | 27.86 | 33.98 | 23 | 14 | 24.08 | 10.4 | 12 | 2 | 23 | 18 | 31 | 10.94 | 0 | 1 | 0 | 0 | 0 | 0 | 0 | 1 | 1 | 1 | 0 | 1 | 100% | #N/A
1976-01-25 | 1 | 25 | 2018 | 2018-01-25 | 4 | 0 | 10:00 | 10 | 35 | 22 | 30.92 | 30.02 | 35.96 | 24.08 | 21.2 | 26.96 | 14 | 17 | 3 | 23 | 18 | 33 | 15.98 | 0 | 1 | 0 | 0 | 0 | 0 | 0 | 1 | 1 | 1 | 0 | 1 | 100% | #N/A
1976-01-25 | 1 | 25 | 2018 | 2018-01-25 | 4 | 0 | 11:00 | 11 | 36 | 24 | 33.98 | 31.46 | 37.04 | 24.98 | 23 | 30.02 | 15.8 | 22 | 5 | 23 | 18 | 35 | 19.94 | 0 | 1 | 0 | 0 | 0 | 0 | 0 | 1 | 1 | 1 | 0 | 1 | 100% | #N/A
1976-01-25 | 1 | 25 | 2018 | 2018-01-25 | 4 | 0 | 12:00 | 12 | 38 | 26 | 35.06 | 32.9 | 37.94 | 26.06 | 24.8 | 33.08 | 17.6 | 27 | 6 | 25 | 18 | 36 | 24.08 | 0 | 1 | 0 | 0 | 0 | 0 | 0 | 1 | 1 | 1 | 0 | 1 | 100% | #N/A
1976-01-25 | 1 | 25 | 2018 | 2018-01-25 | 4 | 0 | 13:00 | 13 | 39 | 28 | 35.96 | 33.08 | 37.94 | 28.04 | 26.6 | 33.98 | 21.2 | 28 | 9 | 27 | 18 | 36 | 24.08 | 0 | 1 | 0 | 0 | 0 | 0 | 0 | 1 | 1 | 1 | 0 | 1 | 100% | #N/A
1976-01-25 | 1 | 25 | 2018 | 2018-01-25 | 4 | 0 | 14:00 | 14 | 38 | 28 | 39.02 | 34.34 | 37.94 | 28.94 | 28.4 | 35.06 | 23 | 28 | 11 | 27 | 19 | 37 | 24.98 | 0 | 1 | 0 | 0 | 0 | 0 | 0 | 1 | 1 | 1 | 0 | 1 | 100% | #N/A
1976-01-25 | 1 | 25 | 2018 | 2018-01-25 | 4 | 0 | 15:00 | 15 | 37 | 27 | 39.02 | 34.52 | 37.04 | 30.02 | 30.2 | 35.06 | 23 | 27 | 12 | 27 | 19 | 34 | 24.98 | 0 | 1 | 0 | 0 | 0 | 0 | 0 | 1 | 1 | 1 | 0 | 1 | 100% | #N/A
1976-01-25 | 1 | 25 | 2018 | 2018-01-25 | 4 | 0 | 16:00 | 16 | 35 | 27 | 37.94 | 34.34 | 37.94 | 28.94 | 28.4 | 35.06 | 23 | 25 | 13 | 27 | 21 | 34 | 24.98 | 0 | 1 | 0 | 0 | 0 | 0 | 0 | 1 | 1 | 1 | 0 | 1 | 100% | #N/A
1976-01-25 | 1 | 25 | 2018 | 2018-01-25 | 4 | 0 | 17:00 | 17 | 34 | 27 | 33.98 | 33.98 | 35.96 | 26.96 | 28.4 | 33.08 | 23 | 21 | 12 | 27 | 23 | 31 | 24.08 | 0 | 1 | 0 | 0 | 0 | 0 | 0 | 1 | 1 | 1 | 0 | 1 | 100% | #N/A
1976-01-25 | 1 | 25 | 2018 | 2018-01-25 | 4 | 0 | 18:00 | 18 | 32 | 26 | 28.04 | 34.16 | 33.98 | 26.06 | 28.4 | 30.92 | 23 | 14 | 10 | 25 | 23 | 30 | 23 | 0 | 1 | 0 | 0 | 0 | 1 | 0 | 1 | 1 | 1 | 0 | 1 | 100% | #N/A
1976-01-25 | 1 | 25 | 2018 | 2018-01-25 | 4 | 0 | 19:00 | 19 | 31 | 26 | 23 | 34.16 | 33.08 | 24.98 | 24.8 | 30.02 | 21.2 | 7 | 6 | 25 | 21 | 29 | 19.04 | 0 | 1 | 0 | 0 | 0 | 1 | 0 | 1 | 1 | 1 | 0 | 1 | 100% | #N/A
1976-01-25 | 1 | 25 | 2018 | 2018-01-25 | 4 | 0 | 20:00 | 20 | 30 | 26 | 30.02 | 33.08 | 32 | 24.08 | 21.2 | 28.94 | 23 | 10 | -1 | 25 | 21 | 28 | 19.94 | 0 | 1 | 0 | 0 | 0 | 0 | 0 | 1 | 1 | 1 | 0 | 1 | 100% | #N/A
1976-01-25 | 1 | 25 | 2018 | 2018-01-25 | 4 | 0 | 21:00 | 21 | 28 | 25 | 30.02 | 33.08 | 30.02 | 23 | 23 | 28.04 | 21.2 | 3 | 0 | 23 | 19 | 28 | 19.94 | 0 | 1 | 0 | 0 | 0 | 0 | 0 | 1 | 1 | 1 | 0 | 1 | 100% | #N/A
1976-01-25 | 1 | 25 | 2018 | 2018-01-25 | 4 | 0 | 22:00 | 22 | 26 | 25 | 28.04 | 33.26 | 28.94 | 23 | 21.2 | 26.06 | 21.2 | 1 | -1 | 23 | 21 | 28 | 19.94 | 0 | 1 | 0 | 0 | 0 | 0 | 0 | 1 | 1 | 1 | 0 | 1 | 100% | #N/A
1976-01-25 | 1 | 25 | 2018 | 2018-01-25 | 4 | 0 | 23:00 | 23 | 25 | 24 | 24.08 | 33.08 | 26.96 | 21.92 | 21.2 | 26.06 | 21.2 | 0 | -1 | 23 | 19 | 27 | 21.02 | 0 | 1 | 0 | 0 | 0 | 0 | 0 | 1 | 1 | 1 | 0 | 1 | 100% | #N/A
1976-01-25 | 1 | 25 | 2018 | 2018-01-25 | 4 | 0 | 24:00 | 24 | 25 | 22 | 23 | 32.54 | 26.06 | 21.02 | 21.2 | 26.06 | 19.4 | -4 | -5 | 23 | 19 | 27 | 21.02 | 0 | 0 | 1 | 0 | 0 | 0 | 0 | 1 | 1 | 1 | 0 | 1 | 100% | #N/A
1976-01-26 | 1 | 26 | 2018 | 2018-01-26 | 5 | 0 | 1:00 | 1 | 24 | 21 | 24.98 | 32.18 | 24.98 | 21.02 | 19.76 | 26.96 | 17.6 | 0 | -6 | 21 | 19 | 26 | 21.02 | 0 | 0 | 1 | 0 | 0 | 0 | 0 | 1 | 1 | 1 | 0 | 1 | 100% | #N/A
1976-01-26 | 1 | 26 | 2018 | 2018-01-26 | 5 | 0 | 2:00 | 2 | 24 | 21 | 21.92 | 31.82 | 24.98 | 19.94 | 19.76 | 28.04 | 17.6 | -4 | -6 | 21 | 19 | 25 | 21.02 | 0 | 0 | 1 | 0 | 0 | 0 | 0 | 1 | 1 | 1 | 0 | 1 | 100% | #N/A
1976-01-26 | 1 | 26 | 2018 | 2018-01-26 | 5 | 0 | 3:00 | 3 | 24 | 20 | 24.98 | 31.28 | 24.08 | 19.94 | 18.5 | 28.94 | 17.6 | -9 | -9 | 21 | 19 | 22 | 21.02 | 0 | 0 | 1 | 0 | 0 | 0 | 0 | 1 | 1 | 1 | 0 | 1 | 100% | #N/A
1976-01-26 | 1 | 26 | 2018 | 2018-01-26 | 5 | 0 | 4:00 | 4 | 23 | 20 | 28.04 | 32.72 | 21.92 | 19.04 | 17.78 | 28.94 | 17.6 | -8 | -7 | 21 | 19 | 21 | 21.02 | 0 | 0 | 1 | 0 | 0 | 0 | 0 | 1 | 1 | 1 | 0 | 1 | 100% | #N/A
1976-01-26 | 1 | 26 | 2018 | 2018-01-26 | 5 | 0 | 5:00 | 5 | 23 | 20 | 24.98 | 33.08 | 19.94 | 19.04 | 17.42 | 28.94 | 17.6 | -8 | -8 | 21 | 19 | 21 | 19.04 | 0 | 0 | 1 | 0 | 0 | 0 | 0 | 1 | 1 | 1 | 0 | 1 | 100% | #N/A
1976-01-26 | 1 | 26 | 2018 | 2018-01-26 | 5 | 0 | 6:00 | 6 | 23 | 20 | 19.94 | 32.36 | 21.02 | 19.04 | 17.6 | 30.92 | 14 | -8 | -10 | 21 | 19 | 20 | 17.96 | 0 | 0 | 1 | 0 | 0 | 0 | 0 | 1 | 1 | 1 | 0 | 1 | 100% | #N/A
1976-01-26 | 1 | 26 | 2018 | 2018-01-26 | 5 | 0 | 7:00 | 7 | 23 | 20 | 28.94 | 32.72 | 17.96 | 17.96 | 17.6 | 32 | 14 | -9 | -10 | 21 | 19 | 20 | 19.04 | 0 | 0 | 1 | 0 | 0 | 0 | 0 | 1 | 1 | 1 | 0 | 1 | 100% | #N/A
1976-01-26 | 1 | 26 | 2018 | 2018-01-26 | 5 | 0 | 8:00 | 8 | 26 | 23 | 30.92 | 35.24 | 21.02 | 19.94 | 17.6 | 33.08 | 14 | -9 | -9 | 21 | 19 | 21 | 17.96 | 0 | 1 | 0 | 0 | 0 | 0 | 0 | 1 | 1 | 1 | 0 | 1 | 100% | #N/A
1976-01-26 | 1 | 26 | 2018 | 2018-01-26 | 5 | 0 | 9:00 | 9 | 28 | 26 | 37.94 | 39.02 | 24.08 | 21.92 | 21.2 | 35.96 | 14 | -2 | -3 | 23 | 19 | 23 | 19.04 | 0 | 1 | 0 | 0 | 0 | 0 | 0 | 1 | 1 | 1 | 0 | 1 | 100% | #N/A
1976-01-26 | 1 | 26 | 2018 | 2018-01-26 | 5 | 0 | 10:00 | 10 | 30 | 29 | 44.06 | 41 | 26.96 | 24.98 | 23 | 39.02 | 17.6 | 5 | 5 | 25 | 21 | 25 | 19.94 | 0 | 1 | 0 | 0 | 0 | 0 | 0 | 1 | 1 | 1 | 0 | 1 | 100% | #N/A
1976-01-26 | 1 | 26 | 2018 | 2018-01-26 | 5 | 0 | 11:00 | 11 | 31 | 30 | 46.94 | 43.88 | 28.04 | 26.96 | 24.8 | 41 | 19.4 | 16 | 13 | 25 | 23 | 27 | 19.94 | 0 | 1 | 0 | 0 | 0 | 0 | 0 | 1 | 1 | 1 | 0 | 1 | 100% | #N/A
1976-01-26 | 1 | 26 | 2018 | 2018-01-26 | 5 | 0 | 12:00 | 12 | 31 | 31 | 50 | 46.76 | 30.02 | 30.02 | 26.6 | 42.98 | 21.2 | 21 | 20 | 25 | 25 | 29 | 19.94 | 0 | 1 | 0 | 0 | 0 | 0 | 0 | 1 | 1 | 1 | 0 | 1 | 100% | #N/A
1976-01-26 | 1 | 26 | 2018 | 2018-01-26 | 5 | 0 | 13:00 | 13 | 30 | 32 | 51.98 | 50.18 | 30.92 | 32 | 26.6 | 42.98 | 23 | 25 | 21 | 25 | 25 | 30 | 19.04 | 0 | 1 | 0 | 0 | 0 | 0 | 0 | 1 | 1 | 1 | 0 | 1 | 100% | #N/A
1976-01-26 | 1 | 26 | 2018 | 2018-01-26 | 5 | 0 | 14:00 | 14 | 32 | 31 | 51.08 | 52.16 | 32 | 33.08 | 28.4 | 42.98 | 24.8 | 27 | 22 | 25 | 21 | 31 | 17.96 | 0 | 1 | 0 | 0 | 0 | 0 | 0 | 1 | 1 | 1 | 0 | 1 | 100% | #N/A
1976-01-26 | 1 | 26 | 2018 | 2018-01-26 | 5 | 0 | 15:00 | 15 | 33 | 31 | 51.08 | 51.62 | 33.08 | 33.08 | 28.4 | 44.06 | 24.8 | 27 | 22 | 27 | 23 | 32 | 17.96 | 0 | 1 | 0 | 0 | 0 | 0 | 0 | 1 | 1 | 1 | 0 | 1 | 100% | #N/A
1976-01-26 | 1 | 26 | 2018 | 2018-01-26 | 5 | 0 | 16:00 | 16 | 31 | 30 | 50 | 51.62 | 33.08 | 33.98 | 30.2 | 42.98 | 24.8 | 27 | 22 | 25 | 21 | 30 | 17.06 | 0 | 1 | 0 | 0 | 0 | 0 | 0 | 1 | 1 | 1 | 0 | 1 | 100% | #N/A
1976-01-26 | 1 | 26 | 2018 | 2018-01-26 | 5 | 0 | 17:00 | 17 | 29 | 28 | 48.02 | 51.08 | 30.92 | 32 | 28.4 | 42.08 | 24.8 | 19 | 20 | 25 | 19 | 28 | 17.96 | 0 | 1 | 0 | 0 | 0 | 0 | 0 | 1 | 1 | 1 | 0 | 1 | 100% | #N/A
1976-01-26 | 1 | 26 | 2018 | 2018-01-26 | 5 | 0 | 18:00 | 18 | 28 | 27 | 46.94 | 49.1 | 28.94 | 28.94 | 24.8 | 41 | 23 | 14 | 17 | 21 | 16 | 28 | 17.96 | 0 | 1 | 0 | 0 | 0 | 1 | 0 | 1 | 1 | 1 | 0 | 1 | 100% | #N/A
1976-01-26 | 1 | 26 | 2018 | 2018-01-26 | 5 | 0 | 19:00 | 19 | 26 | 25 | 46.94 | 48.02 | 28.04 | 28.04 | 23 | 41 | 19.4 | 7 | 18 | 19 | 18 | 26 | 17.96 | 0 | 1 | 0 | 0 | 0 | 1 | 0 | 1 | 1 | 1 | 0 | 1 | 100% | #N/A
1976-01-26 | 1 | 26 | 2018 | 2018-01-26 | 5 | 0 | 20:00 | 20 | 25 | 25 | 46.04 | 47.66 | 26.96 | 28.94 | 23 | 42.08 | 19.4 | 7 | 19 | 18 | 16 | 26 | 19.04 | 0 | 1 | 0 | 0 | 0 | 0 | 0 | 1 | 1 | 1 | 0 | 1 | 100% | #N/A
1976-01-26 | 1 | 26 | 2018 | 2018-01-26 | 5 | 0 | 21:00 | 21 | 23 | 24 | 46.94 | 47.3 | 26.96 | 26.06 | 23 | 41 | 19.4 | 3 | 19 | 16 | 16 | 25 | 17.96 | 0 | 1 | 0 | 0 | 0 | 0 | 0 | 1 | 1 | 1 | 0 | 1 | 100% | #N/A
1976-01-26 | 1 | 26 | 2018 | 2018-01-26 | 5 | 0 | 22:00 | 22 | 21 | 24 | 46.04 | 47.3 | 26.06 | 26.06 | 21.2 | 42.08 | 17.6 | 5 | 18 | 16 | 12 | 24 | 17.96 | 0 | 1 | 0 | 0 | 0 | 0 | 0 | 1 | 1 | 1 | 0 | 1 | 100% | #N/A
1976-01-26 | 1 | 26 | 2018 | 2018-01-26 | 5 | 0 | 23:00 | 23 | 20 | 25 | 44.96 | 46.94 | 24.98 | 28.94 | 21.2 | 42.08 | 15.8 | 1 | 17 | 16 | 12 | 24 | 17.06 | 0 | 1 | 0 | 0 | 0 | 0 | 0 | 1 | 1 | 1 | 0 | 1 | 100% | #N/A
1976-01-26 | 1 | 26 | 2018 | 2018-01-26 | 5 | 0 | 24:00 | 24 | 20 | 25 | 44.96 | 46.58 | 23 | 28.94 | 21.2 | 42.08 | 15.8 | 0 | 17 | 14 | 11 | 22 | 15.08 | 0 | 0 | 1 | 0 | 0 | 0 | 0 | 1 | 1 | 1 | 0 | 1 | 100% | #N/A
1976-01-27 | 1 | 27 | 2018 | 2018-01-27 | 6 | 0 | 1:00 | 1 | 20 | 26 | 44.06 | 46.04 | 23 | 26.96 | 22.82 | 39.92 | 14 | 3 | 15 | 12 | 10 | 22 | 14 | 0 | 0 | 1 | 0 | 0 | 0 | 0 | 1 | 1 | 1 | 0 | 1 | 100% | #N/A
1976-01-27 | 1 | 27 | 2018 | 2018-01-27 | 6 | 0 | 2:00 | 2 | 20 | 26 | 42.98 | 45.5 | 24.08 | 28.04 | 21.2 | 37.94 | 14 | 5 | 15 | 10 | 9 | 22 | 12.02 | 0 | 0 | 1 | 0 | 0 | 0 | 0 | 1 | 1 | 1 | 0 | 1 | 100% | #N/A
1976-01-27 | 1 | 27 | 2018 | 2018-01-27 | 6 | 0 | 3:00 | 3 | 20 | 26 | 39.02 | 45.14 | 24.08 | 28.94 | 20.48 | 37.94 | 14 | 7 | 11 | 9 | 9 | 22 | 12.02 | 0 | 0 | 1 | 0 | 0 | 0 | 0 | 1 | 1 | 1 | 0 | 1 | 100% | #N/A
1976-01-27 | 1 | 27 | 2018 | 2018-01-27 | 6 | 0 | 4:00 | 4 | 20 | 26 | 42.08 | 44.78 | 19.04 | 28.94 | 20.66 | 37.94 | 14 | 7 | 8 | 9 | 7 | 21 | 10.04 | 0 | 0 | 1 | 0 | 0 | 0 | 0 | 1 | 1 | 1 | 0 | 1 | 100% | #N/A
1976-01-27 | 1 | 27 | 2018 | 2018-01-27 | 6 | 0 | 5:00 | 5 | 20 | 26 | 42.08 | 43.52 | 19.94 | 28.94 | 20.48 | 37.04 | 14 | 7 | 6 | 9 | 5 | 20 | 8.96 | 0 | 0 | 1 | 0 | 0 | 0 | 0 | 1 | 1 | 1 | 0 | 1 | 100% | #N/A
1976-01-27 | 1 | 27 | 2018 | 2018-01-27 | 6 | 0 | 6:00 | 6 | 20 | 26 | 41 | 43.16 | 19.04 | 30.02 | 23 | 35.96 | 14 | 9 | 4 | 9 | 5 | 19 | 8.06 | 0 | 0 | 1 | 0 | 0 | 0 | 0 | 1 | 1 | 1 | 0 | 1 | 100% | #N/A
1976-01-27 | 1 | 27 | 2018 | 2018-01-27 | 6 | 0 | 7:00 | 7 | 20 | 26 | 41 | 42.8 | 17.06 | 30.02 | 23 | 35.06 | 14 | 7 | 2 | 7 | 3 | 18 | 8.06 | 0 | 0 | 1 | 0 | 0 | 0 | 0 | 1 | 1 | 1 | 0 | 1 | 100% | #N/A
1976-01-27 | 1 | 27 | 2018 | 2018-01-27 | 6 | 0 | 8:00 | 8 | 20 | 28 | 39.92 | 42.62 | 26.06 | 30.02 | 23 | 33.98 | 14 | 9 | 3 | 7 | 3 | 19 | 10.04 | 0 | 0 | 1 | 0 | 0 | 0 | 0 | 1 | 1 | 1 | 0 | 1 | 100% | #N/A
1976-01-27 | 1 | 27 | 2018 | 2018-01-27 | 6 | 0 | 9:00 | 9 | 21 | 29 | 41 | 41.72 | 35.06 | 35.06 | 24.8 | 33.98 | 15.8 | 10 | 9 | 9 | 7 | 19 | 12.92 | 0 | 0 | 1 | 0 | 0 | 0 | 0 | 1 | 1 | 1 | 0 | 1 | 100% | #N/A
1976-01-27 | 1 | 27 | 2018 | 2018-01-27 | 6 | 0 | 10:00 | 10 | 23 | 31 | 41 | 41.54 | 35.96 | 41 | 24.8 | 35.06 | 17.6 | 14 | 20 | 10 | 7 | 20 | 17.06 | 0 | 0 | 1 | 0 | 0 | 0 | 0 | 1 | 1 | 1 | 0 | 1 | 100% | #N/A
1976-01-27 | 1 | 27 | 2018 | 2018-01-27 | 6 | 0 | 11:00 | 11 | 25 | 32 | 39.92 | 41.54 | 37.94 | 46.04 | 26.6 | 37.04 | 21.2 | 18 | 30 | 12 | 9 | 21 | 19.94 | 0 | 0 | 1 | 0 | 0 | 0 | 0 | 1 | 1 | 1 | 0 | 1 | 100% | #N/A
1976-01-27 | 1 | 27 | 2018 | 2018-01-27 | 6 | 0 | 12:00 | 12 | 25 | 33 | 42.98 | 42.08 | 39.02 | 50 | 28.4 | 37.04 | 24.8 | 21 | 31 | 12 | 9 | 22 | 21.92 | 0 | 0 | 1 | 0 | 0 | 0 | 0 | 1 | 1 | 1 | 0 | 1 | 100% | #N/A
1976-01-27 | 1 | 27 | 2018 | 2018-01-27 | 6 | 0 | 13:00 | 13 | 27 | 34 | 42.98 | 42.8 | 41 | 53.06 | 28.4 | 39.02 | 26.6 | 25 | 32 | 16 | 10 | 22 | 24.08 | 0 | 0 | 1 | 0 | 0 | 0 | 0 | 1 | 1 | 1 | 0 | 1 | 100% | #N/A
1976-01-27 | 1 | 27 | 2018 | 2018-01-27 | 6 | 0 | 14:00 | 14 | 29 | 35 | 46.04 | 44.42 | 44.96 | 53.96 | 30.2 | 39.02 | 28.4 | 27 | 33 | 14 | 10 | 25 | 24.98 | 0 | 0 | 1 | 0 | 0 | 0 | 0 | 1 | 1 | 1 | 0 | 1 | 100% | #N/A
1976-01-27 | 1 | 27 | 2018 | 2018-01-27 | 6 | 0 | 15:00 | 15 | 30 | 35 | 44.06 | 44.78 | 44.96 | 53.96 | 28.4 | 39.02 | 28.4 | 28 | 33 | 14 | 10 | 24 | 26.96 | 0 | 0 | 1 | 0 | 0 | 0 | 0 | 1 | 1 | 1 | 0 | 1 | 100% | #N/A
1976-01-27 | 1 | 27 | 2018 | 2018-01-27 | 6 | 0 | 16:00 | 16 | 30 | 36 | 42.98 | 44.6 | 44.06 | 53.06 | 30.2 | 37.94 | 30.2 | 28 | 32 | 12 | 9 | 21 | 24.98 | 0 | 0 | 1 | 0 | 0 | 0 | 0 | 1 | 1 | 1 | 0 | 1 | 100% | #N/A
1976-01-27 | 1 | 27 | 2018 | 2018-01-27 | 6 | 0 | 17:00 | 17 | 28 | 33 | 41 | 43.52 | 42.98 | 51.08 | 30.2 | 35.06 | 28.4 | 27 | 30 | 10 | 7 | 17 | 24.08 | 0 | 0 | 1 | 0 | 0 | 0 | 0 | 1 | 1 | 1 | 0 | 1 | 100% | #N/A
1976-01-27 | 1 | 27 | 2018 | 2018-01-27 | 6 | 0 | 18:00 | 18 | 26 | 30 | 39.02 | 43.34 | 42.08 | 50 | 30.2 | 33.08 | 24.8 | 27 | 26 | 9 | 3 | 16 | 21.92 | 0 | 0 | 1 | 0 | 0 | 0 | 0 | 1 | 1 | 1 | 0 | 1 | 100% | #N/A
1976-01-27 | 1 | 27 | 2018 | 2018-01-27 | 6 | 0 | 19:00 | 19 | 25 | 27 | 37.04 | 42.26 | 42.08 | 51.08 | 28.4 | 30.92 | 23 | 25 | 23 | 9 | 1 | 14 | 19.94 | 0 | 0 | 1 | 0 | 0 | 0 | 0 | 1 | 1 | 1 | 0 | 1 | 100% | #N/A
1976-01-27 | 1 | 27 | 2018 | 2018-01-27 | 6 | 0 | 20:00 | 20 | 23 | 26 | 35.96 | 40.64 | 42.08 | 50 | 28.4 | 30.02 | 21.2 | 25 | 24 | 7 | 1 | 13 | 17.96 | 0 | 0 | 1 | 0 | 0 | 0 | 0 | 1 | 1 | 1 | 0 | 1 | 100% | #N/A
1976-01-27 | 1 | 27 | 2018 | 2018-01-27 | 6 | 0 | 21:00 | 21 | 24 | 26 | 33.98 | 38.66 | 42.98 | 50 | 26.6 | 28.04 | 23 | 23 | 26 | 5 | -8 | 12 | 15.98 | 0 | 0 | 1 | 0 | 0 | 0 | 0 | 1 | 1 | 1 | 0 | 1 | 100% | #N/A
1976-01-27 | 1 | 27 | 2018 | 2018-01-27 | 6 | 0 | 22:00 | 22 | 23 | 25 | 32 | 36.86 | 42.08 | 50 | 26.6 | 26.96 | 21.2 | 22 | 26 | 3 | -8 | 12 | 12.02 | 0 | 0 | 1 | 0 | 0 | 0 | 0 | 1 | 1 | 1 | 0 | 1 | 100% | #N/A
1976-01-27 | 1 | 27 | 2018 | 2018-01-27 | 6 | 0 | 23:00 | 23 | 23 | 24 | 30.02 | 35.6 | 39.92 | 51.08 | 24.8 | 26.06 | 19.4 | 21 | 25 | 3 | -4 | 11 | 10.04 | 0 | 0 | 1 | 0 | 0 | 0 | 0 | 1 | 1 | 1 | 0 | 1 | 100% | #N/A
1976-01-27 | 1 | 27 | 2018 | 2018-01-27 | 6 | 0 | 24:00 | 24 | 23 | 24 | 24.08 | 33.44 | 39.02 | 51.98 | 23 | 24.98 | 15.8 | 20 | 26 | 3 | -2 | 10 | 8.96 | 0 | 0 | 1 | 0 | 0 | 0 | 0 | 1 | 1 | 1 | 0 | 1 | 100% | #N/A
1976-01-28 | 1 | 28 | 2018 | 2018-01-28 | 7 | 0 | 1:00 | 1 | 23 | 23 | 23 | 32.54 | 37.04 | 51.98 | 23.18 | 24.08 | 17.6 | 19 | 27 | 3 | 0 | 10 | 8.96 | 0 | 0 | 1 | 0 | 0 | 0 | 0 | 1 | 1 | 1 | 0 | 1 | 100% | #N/A
1976-01-28 | 1 | 28 | 2018 | 2018-01-28 | 7 | 0 | 2:00 | 2 | 23 | 22 | 19.04 | 32.9 | 35.96 | 51.08 | 22.28 | 21.92 | 15.8 | 19 | 27 | 3 | 1 | 10 | 10.94 | 0 | 0 | 1 | 0 | 0 | 0 | 0 | 1 | 1 | 1 | 0 | 1 | 100% | #N/A
1976-01-28 | 1 | 28 | 2018 | 2018-01-28 | 7 | 0 | 3:00 | 3 | 23 | 22 | 19.04 | 31.82 | 33.98 | 50 | 22.28 | 23 | 15.8 | 19 | 29 | 3 | 1 | 10 | 10.04 | 0 | 0 | 1 | 0 | 0 | 0 | 0 | 1 | 1 | 1 | 0 | 1 | 100% | #N/A
1976-01-28 | 1 | 28 | 2018 | 2018-01-28 | 7 | 0 | 4:00 | 4 | 23 | 21 | 15.08 | 30.92 | 32 | 48.92 | 21.92 | 21.92 | 14 | 19 | 31 | 3 | 1 | 10 | 10.04 | 0 | 0 | 1 | 0 | 0 | 0 | 0 | 1 | 1 | 1 | 0 | 1 | 100% | #N/A
1976-01-28 | 1 | 28 | 2018 | 2018-01-28 | 7 | 0 | 5:00 | 5 | 24 | 22 | 15.98 | 29.84 | 28.94 | 48.02 | 21.56 | 19.94 | 14 | 19 | 32 | 1 | -4 | 11 | 6.08 | 0 | 0 | 1 | 0 | 0 | 0 | 0 | 1 | 1 | 1 | 0 | 1 | 100% | #N/A
1976-01-28 | 1 | 28 | 2018 | 2018-01-28 | 7 | 0 | 6:00 | 6 | 24 | 22 | 15.98 | 29.3 | 26.96 | 48.02 | 20.84 | 21.02 | 12.2 | 19 | 37 | 1 | -2 | 10 | 3.92 | 0 | 0 | 1 | 0 | 0 | 0 | 0 | 1 | 1 | 1 | 0 | 1 | 100% | #N/A
1976-01-28 | 1 | 28 | 2018 | 2018-01-28 | 7 | 0 | 7:00 | 7 | 23 | 23 | 15.08 | 30.38 | 24.98 | 48.02 | 17.6 | 19.94 | 8.6 | 18 | 37 | 1 | -8 | 11 | 8.96 | 0 | 0 | 1 | 0 | 0 | 0 | 0 | 1 | 1 | 1 | 0 | 1 | 100% | #N/A
1976-01-28 | 1 | 28 | 2018 | 2018-01-28 | 7 | 0 | 8:00 | 8 | 24 | 25 | 21.02 | 28.94 | 24.08 | 46.94 | 21.2 | 21.02 | 10.4 | 18 | 37 | 1 | -8 | 12 | 8.96 | 0 | 0 | 1 | 0 | 0 | 0 | 0 | 1 | 1 | 1 | 0 | 1 | 100% | #N/A
1976-01-28 | 1 | 28 | 2018 | 2018-01-28 | 7 | 0 | 9:00 | 9 | 27 | 28 | 28.04 | 29.84 | 24.98 | 46.94 | 24.8 | 24.98 | 19.4 | 18 | 37 | 1 | 0 | 15 | 15.08 | 0 | 0 | 1 | 0 | 0 | 0 | 0 | 1 | 1 | 1 | 0 | 1 | 100% | #N/A
1976-01-28 | 1 | 28 | 2018 | 2018-01-28 | 7 | 0 | 10:00 | 10 | 32 | 30 | 33.08 | 32.72 | 26.96 | 48.92 | 28.4 | 28.94 | 24.8 | 19 | 38 | 7 | 1 | 18 | 19.94 | 0 | 0 | 1 | 0 | 0 | 0 | 0 | 1 | 1 | 1 | 0 | 1 | 100% | #N/A
1976-01-28 | 1 | 28 | 2018 | 2018-01-28 | 7 | 0 | 11:00 | 11 | 36 | 32 | 37.04 | 33.62 | 28.04 | 51.08 | 30.2 | 32 | 28.4 | 19 | 39 | 9 | 3 | 21 | 24.08 | 0 | 0 | 1 | 0 | 0 | 0 | 0 | 1 | 1 | 1 | 0 | 1 | 100% | #N/A
1976-01-28 | 1 | 28 | 2018 | 2018-01-28 | 7 | 0 | 12:00 | 12 | 36 | 33 | 39.92 | 36.68 | 28.94 | 51.08 | 32 | 33.98 | 28.4 | 19 | 40 | 9 | 7 | 23 | 26.06 | 0 | 0 | 1 | 0 | 0 | 0 | 0 | 1 | 1 | 1 | 0 | 1 | 100% | #N/A
1976-01-28 | 1 | 28 | 2018 | 2018-01-28 | 7 | 0 | 13:00 | 13 | 38 | 35 | 41 | 39.02 | 28.94 | 51.98 | 35.6 | 37.04 | 32 | 19 | 41 | 10 | 7 | 27 | 26.96 | 0 | 0 | 1 | 0 | 0 | 0 | 0 | 1 | 1 | 1 | 0 | 1 | 100% | #N/A
1976-01-28 | 1 | 28 | 2018 | 2018-01-28 | 7 | 0 | 14:00 | 14 | 37 | 34 | 42.08 | 41 | 30.92 | 51.98 | 37.4 | 37.94 | 32 | 21 | 42 | 12 | 9 | 28 | 28.04 | 0 | 0 | 1 | 0 | 0 | 0 | 0 | 1 | 1 | 1 | 0 | 1 | 100% | #N/A
1976-01-28 | 1 | 28 | 2018 | 2018-01-28 | 7 | 0 | 15:00 | 15 | 37 | 33 | 42.98 | 40.82 | 30.02 | 51.08 | 37.4 | 37.04 | 32 | 21 | 42 | 12 | 9 | 26 | 28.94 | 0 | 0 | 1 | 0 | 0 | 0 | 0 | 1 | 1 | 1 | 0 | 1 | 100% | #N/A
1976-01-28 | 1 | 28 | 2018 | 2018-01-28 | 7 | 0 | 16:00 | 16 | 36 | 32 | 41 | 41.54 | 28.04 | 51.08 | 37.4 | 35.96 | 32 | 19 | 41 | 12 | 7 | 26 | 28.04 | 0 | 0 | 1 | 0 | 0 | 0 | 0 | 1 | 1 | 1 | 0 | 1 | 100% | #N/A
1976-01-28 | 1 | 28 | 2018 | 2018-01-28 | 7 | 0 | 17:00 | 17 | 35 | 30 | 39.02 | 42.08 | 26.06 | 46.94 | 35.6 | 35.06 | 28.4 | 18 | 39 | 10 | 7 | 25 | 26.06 | 0 | 0 | 1 | 0 | 0 | 0 | 0 | 1 | 1 | 1 | 0 | 1 | 100% | #N/A
1976-01-28 | 1 | 28 | 2018 | 2018-01-28 | 7 | 0 | 18:00 | 18 | 35 | 29 | 35.06 | 41.72 | 24.98 | 44.96 | 32 | 33.98 | 26.6 | 16 | 30 | 10 | 3 | 24 | 19.94 | 0 | 0 | 1 | 0 | 0 | 0 | 0 | 1 | 1 | 1 | 0 | 1 | 100% | #N/A
1976-01-28 | 1 | 28 | 2018 | 2018-01-28 | 7 | 0 | 19:00 | 19 | 34 | 27 | 33.08 | 39.2 | 24.08 | 44.06 | 32 | 32 | 26.6 | 9 | 28 | 10 | 3 | 22 | 19.94 | 0 | 0 | 1 | 0 | 0 | 0 | 0 | 1 | 1 | 1 | 0 | 1 | 100% | #N/A
1976-01-28 | 1 | 28 | 2018 | 2018-01-28 | 7 | 0 | 20:00 | 20 | 34 | 26 | 33.08 | 37.94 | 23 | 42.08 | 32 | 32 | 28.4 | 1 | 25 | 10 | -2 | 21 | 10.94 | 0 | 0 | 1 | 0 | 0 | 0 | 0 | 1 | 1 | 1 | 0 | 1 | 100% | #N/A
1976-01-28 | 1 | 28 | 2018 | 2018-01-28 | 7 | 0 | 21:00 | 21 | 34 | 25 | 28.94 | 36.68 | 21.92 | 39.92 | 30.2 | 32 | 30.2 | -4 | 22 | 9 | -8 | 19 | 17.96 | 0 | 0 | 1 | 0 | 0 | 0 | 0 | 1 | 1 | 1 | 0 | 1 | 100% | #N/A
1976-01-28 | 1 | 28 | 2018 | 2018-01-28 | 7 | 0 | 22:00 | 22 | 32 | 24 | 30.02 | 35.96 | 21.92 | 37.04 | 26.6 | 32 | 32 | -6 | 21 | 9 | -9 | 18 | 17.96 | 0 | 0 | 1 | 0 | 0 | 0 | 0 | 1 | 1 | 1 | 0 | 1 | 100% | #N/A
1976-01-28 | 1 | 28 | 2018 | 2018-01-28 | 7 | 0 | 23:00 | 23 | 30 | 24 | 28.04 | 35.42 | 21.02 | 37.04 | 23 | 32 | 32 | -8 | 20 | 9 | -8 | 16 | 17.96 | 0 | 0 | 1 | 0 | 0 | 0 | 0 | 1 | 1 | 1 | 0 | 1 | 100% | #N/A
1976-01-28 | 1 | 28 | 2018 | 2018-01-28 | 7 | 0 | 24:00 | 24 | 29 | 24 | 30.02 | 35.42 | 19.94 | 39.02 | 20.48 | 30.92 | 32 | -6 | 19 | 9 | -9 | 16 | 15.98 | 0 | 0 | 1 | 0 | 0 | 0 | 0 | 1 | 1 | 1 | 0 | 1 | 100% | #N/A
1976-01-29 | 1 | 29 | 2018 | 2018-01-29 | 1 | 0 | 1:00 | 1 | 27 | 24 | 30.02 | 36.68 | 21.92 | 37.04 | 19.58 | 30.92 | 32 | -8 | 16 | 1 | -9 | 13 | 14 | 0 | 0 | 1 | 0 | 0 | 0 | 0 | 1 | 1 | 1 | 0 | 1 | 100% | #N/A
1976-01-29 | 1 | 29 | 2018 | 2018-01-29 | 1 | 0 | 2:00 | 2 | 26 | 24 | 30.02 | 36.86 | 21.92 | 37.04 | 18.5 | 30.92 | 32 | -9 | 17 | 0 | -8 | 14 | 10.94 | 0 | 0 | 1 | 0 | 0 | 0 | 0 | 1 | 1 | 1 | 0 | 1 | 100% | #N/A
1976-01-29 | 1 | 29 | 2018 | 2018-01-29 | 1 | 0 | 3:00 | 3 | 25 | 24 | 32 | 35.6 | 21.92 | 37.04 | 17.42 | 30.02 | 32 | -11 | 17 | -2 | -13 | 12 | 12.02 | 0 | 0 | 1 | 0 | 0 | 0 | 0 | 1 | 1 | 1 | 0 | 1 | 100% | #N/A
1976-01-29 | 1 | 29 | 2018 | 2018-01-29 | 1 | 0 | 4:00 | 4 | 23 | 24 | 32 | 35.6 | 24.98 | 33.98 | 14.54 | 30.02 | 32 | -11 | 16 | -8 | -15 | 11 | 10.94 | 0 | 0 | 1 | 0 | 0 | 0 | 0 | 1 | 1 | 1 | 0 | 1 | 100% | #N/A
1976-01-29 | 1 | 29 | 2018 | 2018-01-29 | 1 | 0 | 5:00 | 5 | 22 | 23 | 33.08 | 35.6 | 21.2 | 33.08 | 15.44 | 30.02 | 32 | -11 | 15 | -6 | -15 | 10 | 12.02 | 0 | 0 | 1 | 0 | 0 | 0 | 0 | 1 | 1 | 1 | 0 | 1 | 100% | #N/A
1976-01-29 | 1 | 29 | 2018 | 2018-01-29 | 1 | 0 | 6:00 | 6 | 21 | 23 | 32 | 34.7 | 17.96 | 32 | 14.36 | 28.94 | 32 | -11 | 15 | -8 | -17 | 10 | 8.96 | 0 | 0 | 1 | 0 | 0 | 0 | 0 | 1 | 1 | 1 | 0 | 1 | 100% | #N/A
1976-01-29 | 1 | 29 | 2018 | 2018-01-29 | 1 | 0 | 7:00 | 7 | 21 | 22 | 32 | 34.88 | 17.06 | 30.92 | 13.46 | 30.02 | 32 | -13 | 12 | -11 | -18 | 8 | 12.02 | 0 | 0 | 1 | 0 | 0 | 0 | 0 | 1 | 1 | 1 | 0 | 1 | 100% | #N/A
1976-01-29 | 1 | 29 | 2018 | 2018-01-29 | 1 | 0 | 8:00 | 8 | 24 | 24 | 32 | 35.24 | 15.98 | 33.98 | 12.92 | 30.02 | 32 | -11 | 13 | -9 | -18 | 13 | 12.02 | 0 | 1 | 0 | 0 | 0 | 0 | 0 | 1 | 1 | 1 | 0 | 1 | 100% | #N/A
1976-01-29 | 1 | 29 | 2018 | 2018-01-29 | 1 | 0 | 9:00 | 9 | 28 | 26 | 32 | 35.78 | 15.98 | 33.98 | 20.3 | 32 | 32 | -8 | 19 | -4 | -9 | 18 | 17.06 | 0 | 1 | 0 | 0 | 0 | 0 | 0 | 1 | 1 | 1 | 0 | 1 | 100% | #N/A
1976-01-29 | 1 | 29 | 2018 | 2018-01-29 | 1 | 0 | 10:00 | 10 | 30 | 28 | 35.96 | 36.32 | 17.96 | 35.96 | 24.8 | 33.98 | 32 | 1 | 32 | 12 | -2 | 23 | 24.98 | 0 | 1 | 0 | 0 | 0 | 0 | 0 | 1 | 1 | 1 | 0 | 1 | 100% | #N/A
1976-01-29 | 1 | 29 | 2018 | 2018-01-29 | 1 | 0 | 11:00 | 11 | 32 | 29 | 39.02 | 37.22 | 19.04 | 37.04 | 28.4 | 35.96 | 33.8 | 10 | 39 | 19 | 7 | 27 | 30.02 | 0 | 1 | 0 | 0 | 0 | 0 | 0 | 1 | 1 | 1 | 0 | 1 | 100% | #N/A
1976-01-29 | 1 | 29 | 2018 | 2018-01-29 | 1 | 0 | 12:00 | 12 | 34 | 29 | 41 | 37.58 | 23 | 35.96 | 31.28 | 35.96 | 35.6 | 19 | 40 | 23 | 12 | 32 | 32 | 0 | 1 | 0 | 0 | 0 | 0 | 0 | 1 | 1 | 1 | 0 | 1 | 100% | #N/A
1976-01-29 | 1 | 29 | 2018 | 2018-01-29 | 1 | 0 | 13:00 | 13 | 34 | 30 | 41 | 38.66 | 26.06 | 35.96 | 32.9 | 35.96 | 35.6 | 23 | 41 | 25 | 18 | 33 | 33.08 | 0 | 1 | 0 | 0 | 0 | 0 | 0 | 1 | 1 | 1 | 0 | 1 | 100% | #N/A
1976-01-29 | 1 | 29 | 2018 | 2018-01-29 | 1 | 0 | 14:00 | 14 | 34 | 30 | 41 | 39.2 | 28.04 | 35.06 | 35.06 | 37.04 | 37.4 | 25 | 43 | 28 | 21 | 33 | 33.98 | 0 | 1 | 0 | 0 | 0 | 0 | 0 | 1 | 1 | 1 | 0 | 1 | 100% | #N/A
1976-01-29 | 1 | 29 | 2018 | 2018-01-29 | 1 | 0 | 15:00 | 15 | 34 | 29 | 41 | 39.92 | 30.92 | 33.98 | 35.42 | 35.96 | 35.6 | 25 | 45 | 30 | 23 | 35 | 33.98 | 0 | 1 | 0 | 0 | 0 | 0 | 0 | 1 | 1 | 1 | 0 | 1 | 100% | #N/A
1976-01-29 | 1 | 29 | 2018 | 2018-01-29 | 1 | 0 | 16:00 | 16 | 34 | 29 | 39.92 | 40.28 | 33.08 | 33.98 | 35.6 | 33.08 | 35.6 | 25 | 42 | 30 | 21 | 34 | 33.08 | 0 | 1 | 0 | 0 | 0 | 0 | 0 | 1 | 1 | 1 | 0 | 1 | 100% | #N/A
1976-01-29 | 1 | 29 | 2018 | 2018-01-29 | 1 | 0 | 17:00 | 17 | 32 | 27 | 35.96 | 38.3 | 33.08 | 33.08 | 35.6 | 32 | 35.6 | 21 | 40 | 28 | 18 | 30 | 32 | 0 | 1 | 0 | 0 | 0 | 0 | 0 | 1 | 1 | 1 | 0 | 1 | 100% | #N/A
1976-01-29 | 1 | 29 | 2018 | 2018-01-29 | 1 | 0 | 18:00 | 18 | 31 | 26 | 35.06 | 37.58 | 33.98 | 33.08 | 35.6 | 32 | 35.6 | 18 | 36 | 21 | 9 | 28 | 28.04 | 0 | 1 | 0 | 0 | 0 | 1 | 0 | 1 | 1 | 1 | 0 | 1 | 100% | #N/A
1976-01-29 | 1 | 29 | 2018 | 2018-01-29 | 1 | 0 | 19:00 | 19 | 30 | 24 | 35.06 | 36.86 | 33.98 | 33.08 | 34.16 | 32 | 33.8 | 10 | 31 | 19 | 1 | 27 | 28.94 | 0 | 1 | 0 | 0 | 0 | 1 | 0 | 1 | 1 | 1 | 0 | 1 | 100% | #N/A
1976-01-29 | 1 | 29 | 2018 | 2018-01-29 | 1 | 0 | 20:00 | 20 | 28 | 23 | 35.06 | 37.4 | 35.96 | 32 | 35.96 | 30.02 | 33.8 | 7 | 26 | 16 | 7 | 25 | 21.02 | 0 | 1 | 0 | 0 | 0 | 0 | 0 | 1 | 1 | 1 | 0 | 1 | 100% | #N/A
1976-01-29 | 1 | 29 | 2018 | 2018-01-29 | 1 | 0 | 21:00 | 21 | 26 | 22 | 35.06 | 37.58 | 35.96 | 30.92 | 36.32 | 28.94 | 33.8 | 7 | 25 | 10 | 1 | 25 | 21.92 | 0 | 1 | 0 | 0 | 0 | 0 | 0 | 1 | 1 | 1 | 0 | 1 | 100% | #N/A
1976-01-29 | 1 | 29 | 2018 | 2018-01-29 | 1 | 0 | 22:00 | 22 | 25 | 21 | 35.96 | 36.86 | 35.96 | 30.02 | 35.96 | 28.04 | 35.6 | 3 | 25 | 9 | -2 | 24 | 19.94 | 0 | 1 | 0 | 0 | 0 | 0 | 0 | 1 | 1 | 1 | 0 | 1 | 100% | #N/A
1976-01-29 | 1 | 29 | 2018 | 2018-01-29 | 1 | 0 | 23:00 | 23 | 24 | 20 | 35.06 | 37.4 | 37.04 | 28.94 | 35.24 | 28.04 | 35.6 | 0 | 30 | 9 | -2 | 21 | 19.04 | 0 | 1 | 0 | 0 | 0 | 0 | 0 | 1 | 1 | 1 | 0 | 1 | 100% | #N/A
1976-01-29 | 1 | 29 | 2018 | 2018-01-29 | 1 | 0 | 24:00 | 24 | 23 | 19 | 35.06 | 36.5 | 37.04 | 26.96 | 33.8 | 28.04 | 35.6 | 0 | 32 | 5 | -6 | 23 | 17.06 | 0 | 0 | 1 | 0 | 0 | 0 | 0 | 1 | 1 | 1 | 0 | 1 | 100% | #N/A
1976-01-30 | 1 | 30 | 2018 | 2018-01-30 | 2 | 0 | 1:00 | 1 | 23 | 18 | 33.98 | 36.14 | 37.94 | 26.96 | 33.8 | 26.06 | 35.6 | -2 | 32 | 3 | -6 | 21 | 17.06 | 0 | 0 | 1 | 0 | 0 | 0 | 0 | 1 | 1 | 1 | 0 | 1 | 100% | #N/A
1976-01-30 | 1 | 30 | 2018 | 2018-01-30 | 2 | 0 | 2:00 | 2 | 22 | 17 | 33.08 | 35.78 | 37.94 | 26.06 | 33.8 | 26.06 | 35.6 | -4 | 32 | 1 | -6 | 21 | 17.06 | 0 | 0 | 1 | 0 | 0 | 0 | 0 | 1 | 1 | 1 | 0 | 1 | 100% | #N/A
1976-01-30 | 1 | 30 | 2018 | 2018-01-30 | 2 | 0 | 3:00 | 3 | 21 | 17 | 32 | 35.06 | 37.94 | 26.06 | 33.8 | 24.08 | 37.4 | -6 | 33 | 0 | -8 | 19 | 15.98 | 0 | 0 | 1 | 0 | 0 | 0 | 0 | 1 | 1 | 1 | 0 | 1 | 100% | #N/A
1976-01-30 | 1 | 30 | 2018 | 2018-01-30 | 2 | 0 | 4:00 | 4 | 21 | 16 | 30.92 | 34.34 | 37.94 | 26.06 | 32 | 23 | 37.4 | -4 | 34 | 0 | -8 | 18 | 15.08 | 0 | 0 | 1 | 0 | 0 | 0 | 0 | 1 | 1 | 1 | 0 | 1 | 100% | #N/A
1976-01-30 | 1 | 30 | 2018 | 2018-01-30 | 2 | 0 | 5:00 | 5 | 20 | 15 | 30.02 | 33.98 | 30.92 | 24.98 | 33.8 | 24.08 | 37.4 | -4 | 34 | -2 | -8 | 17 | 14 | 0 | 0 | 1 | 0 | 0 | 0 | 0 | 1 | 1 | 1 | 0 | 1 | 100% | #N/A
1976-01-30 | 1 | 30 | 2018 | 2018-01-30 | 2 | 0 | 6:00 | 6 | 20 | 13 | 28.94 | 33.26 | 28.04 | 24.98 | 33.8 | 24.08 | 37.4 | -6 | 34 | -4 | -9 | 18 | 10.94 | 0 | 0 | 1 | 0 | 0 | 0 | 0 | 1 | 1 | 1 | 0 | 1 | 100% | #N/A
1976-01-30 | 1 | 30 | 2018 | 2018-01-30 | 2 | 0 | 7:00 | 7 | 20 | 12 | 28.04 | 32.18 | 24.08 | 24.8 | 33.98 | 23 | 37.4 | -4 | 35 | -4 | -11 | 19 | 15.98 | 0 | 0 | 1 | 0 | 0 | 0 | 0 | 1 | 1 | 1 | 0 | 1 | 100% | #N/A
1976-01-30 | 1 | 30 | 2018 | 2018-01-30 | 2 | 0 | 8:00 | 8 | 21 | 14 | 30.02 | 31.28 | 24.98 | 24.08 | 33.8 | 23 | 39.2 | 0 | 35 | -6 | -11 | 20 | 19.04 | 0 | 1 | 0 | 0 | 0 | 0 | 0 | 1 | 1 | 1 | 0 | 1 | 100% | #N/A
1976-01-30 | 1 | 30 | 2018 | 2018-01-30 | 2 | 0 | 9:00 | 9 | 24 | 15 | 33.08 | 31.82 | 26.96 | 24.98 | 33.8 | 26.06 | 41 | 7 | 35 | 1 | -6 | 24 | 21.92 | 0 | 1 | 0 | 0 | 0 | 0 | 0 | 1 | 1 | 1 | 0 | 1 | 100% | #N/A
1976-01-30 | 1 | 30 | 2018 | 2018-01-30 | 2 | 0 | 10:00 | 10 | 27 | 17 | 35.96 | 33.62 | 28.04 | 26.96 | 33.8 | 28.04 | 46.4 | 10 | 35 | 9 | 3 | 29 | 26.06 | 0 | 1 | 0 | 0 | 0 | 0 | 0 | 1 | 1 | 1 | 0 | 1 | 100% | #N/A
1976-01-30 | 1 | 30 | 2018 | 2018-01-30 | 2 | 0 | 11:00 | 11 | 28 | 19 | 39.02 | 36.68 | 28.04 | 26.96 | 41 | 30.02 | 53.6 | 14 | 38 | 18 | 10 | 35 | 30.02 | 0 | 1 | 0 | 0 | 0 | 0 | 0 | 1 | 1 | 1 | 0 | 1 | 100% | #N/A
1976-01-30 | 1 | 30 | 2018 | 2018-01-30 | 2 | 0 | 12:00 | 12 | 31 | 22 | 39.92 | 36.86 | 28.04 | 30.02 | 41 | 32 | 55.4 | 16 | 38 | 25 | 16 | 39 | 33.08 | 0 | 1 | 0 | 0 | 0 | 0 | 0 | 1 | 1 | 1 | 0 | 1 | 100% | #N/A
1976-01-30 | 1 | 30 | 2018 | 2018-01-30 | 2 | 0 | 13:00 | 13 | 33 | 24 | 41 | 38.3 | 28.04 | 32 | 39.56 | 32 | 57.2 | 18 | 36 | 30 | 21 | 41 | 32 | 0 | 1 | 0 | 0 | 0 | 0 | 0 | 1 | 1 | 1 | 0 | 1 | 100% | #N/A
1976-01-30 | 1 | 30 | 2018 | 2018-01-30 | 2 | 0 | 14:00 | 14 | 34 | 23 | 42.08 | 40.28 | 30.02 | 32 | 40.64 | 35.06 | 59 | 20 | 36 | 32 | 27 | 42 | 32 | 0 | 1 | 0 | 0 | 0 | 0 | 0 | 1 | 1 | 1 | 0 | 1 | 100% | #N/A
1976-01-30 | 1 | 30 | 2018 | 2018-01-30 | 2 | 0 | 15:00 | 15 | 33 | 23 | 42.98 | 40.64 | 30.02 | 33.08 | 39.2 | 35.96 | 59 | 21 | 37 | 34 | 28 | 42 | 32 | 0 | 1 | 0 | 0 | 0 | 0 | 0 | 1 | 1 | 1 | 0 | 1 | 100% | #N/A
1976-01-30 | 1 | 30 | 2018 | 2018-01-30 | 2 | 0 | 16:00 | 16 | 33 | 22 | 42.98 | 41.54 | 30.02 | 33.08 | 35.6 | 35.96 | 57.2 | 21 | 37 | 36 | 30 | 41 | 32 | 0 | 1 | 0 | 0 | 0 | 0 | 0 | 1 | 1 | 1 | 0 | 1 | 100% | #N/A
1976-01-30 | 1 | 30 | 2018 | 2018-01-30 | 2 | 0 | 17:00 | 17 | 32 | 20 | 41 | 42.8 | 28.94 | 33.08 | 34.16 | 35.96 | 57.2 | 22 | 36 | 28 | 23 | 38 | 32 | 0 | 1 | 0 | 0 | 0 | 0 | 0 | 1 | 1 | 1 | 0 | 1 | 100% | #N/A
1976-01-30 | 1 | 30 | 2018 | 2018-01-30 | 2 | 0 | 18:00 | 18 | 32 | 17 | 37.94 | 42.08 | 28.04 | 32 | 31.64 | 33.08 | 57.2 | 22 | 36 | 28 | 25 | 32 | 32 | 0 | 1 | 0 | 0 | 0 | 1 | 0 | 1 | 1 | 1 | 0 | 1 | 100% | #N/A
1976-01-30 | 1 | 30 | 2018 | 2018-01-30 | 2 | 0 | 19:00 | 19 | 29 | 15 | 35.96 | 40.28 | 30.02 | 30.92 | 29.3 | 32 | 55.4 | 23 | 35 | 28 | 25 | 32 | 30.92 | 0 | 1 | 0 | 0 | 0 | 1 | 0 | 1 | 1 | 1 | 0 | 1 | 100% | #N/A
1976-01-30 | 1 | 30 | 2018 | 2018-01-30 | 2 | 0 | 20:00 | 20 | 27 | 14 | 35.06 | 38.3 | 26.96 | 30.02 | 31.1 | 30.92 | 57.2 | 22 | 34 | 27 | 23 | 29 | 32 | 0 | 1 | 0 | 0 | 0 | 0 | 0 | 1 | 1 | 1 | 0 | 1 | 100% | #N/A
1976-01-30 | 1 | 30 | 2018 | 2018-01-30 | 2 | 0 | 21:00 | 21 | 27 | 14 | 35.96 | 36.68 | 19.04 | 28.04 | 28.04 | 30.92 | 59 | 23 | 34 | 27 | 19 | 30 | 33.98 | 0 | 1 | 0 | 0 | 0 | 0 | 0 | 1 | 1 | 1 | 0 | 1 | 100% | #N/A
1976-01-30 | 1 | 30 | 2018 | 2018-01-30 | 2 | 0 | 22:00 | 22 | 26 | 13 | 35.96 | 36.68 | 15.08 | 26.06 | 27.14 | 32 | 59 | 25 | 34 | 28 | 21 | 30 | 33.98 | 0 | 1 | 0 | 0 | 0 | 0 | 0 | 1 | 1 | 1 | 0 | 1 | 100% | #N/A
1976-01-30 | 1 | 30 | 2018 | 2018-01-30 | 2 | 0 | 23:00 | 23 | 25 | 12 | 37.94 | 37.04 | 10.04 | 24.08 | 25.16 | 33.98 | 59 | 25 | 36 | 28 | 23 | 25 | 33.98 | 0 | 1 | 0 | 0 | 0 | 0 | 0 | 1 | 1 | 1 | 0 | 1 | 100% | #N/A
1976-01-30 | 1 | 30 | 2018 | 2018-01-30 | 2 | 0 | 24:00 | 24 | 24 | 11 | 39.02 | 38.66 | 6.98 | 21.92 | 25.16 | 33.98 | 59 | 25 | 35 | 27 | 21 | 25 | 33.98 | 0 | 0 | 1 | 0 | 0 | 0 | 0 | 1 | 1 | 1 | 0 | 1 | 100% | #N/A
1976-01-31 | 1 | 31 | 2018 | 2018-01-31 | 3 | 0 | 1:00 | 1 | 24 | 10 | 39.92 | 39.2 | 5 | 21.02 | 26.24 | 33.98 | 57.2 | 25 | 35 | 27 | 23 | 24 | 33.98 | 0 | 0 | 1 | 0 | 0 | 0 | 0 | 1 | 1 | 1 | 0 | 1 | 100% | #N/A
1976-01-31 | 1 | 31 | 2018 | 2018-01-31 | 3 | 0 | 2:00 | 2 | 23 | 9 | 39.92 | 39.74 | 3.92 | 19.94 | 27.32 | 33.98 | 57.2 | 24 | 34 | 27 | 23 | 24 | 33.98 | 0 | 0 | 1 | 0 | 0 | 0 | 0 | 1 | 1 | 1 | 0 | 1 | 100% | #N/A
1976-01-31 | 1 | 31 | 2018 | 2018-01-31 | 3 | 0 | 3:00 | 3 | 22 | 9 | 39.92 | 40.28 | 3.92 | 19.94 | 28.04 | 35.06 | 57.2 | 24 | 34 | 27 | 21 | 23 | 35.06 | 0 | 0 | 1 | 0 | 0 | 0 | 0 | 1 | 1 | 1 | 0 | 1 | 100% | #N/A
1976-01-31 | 1 | 31 | 2018 | 2018-01-31 | 3 | 0 | 4:00 | 4 | 22 | 8 | 39.92 | 40.46 | 3.02 | 19.04 | 28.04 | 35.06 | 57.2 | 25 | 33 | 28 | 21 | 20 | 35.06 | 0 | 0 | 1 | 0 | 0 | 0 | 0 | 1 | 1 | 1 | 0 | 1 | 100% | #N/A
1976-01-31 | 1 | 31 | 2018 | 2018-01-31 | 3 | 0 | 5:00 | 5 | 21 | 8 | 39.92 | 40.46 | 3.02 | 19.04 | 30.02 | 35.06 | 55.4 | 25 | 33 | 30 | 21 | 20 | 33.98 | 0 | 0 | 1 | 0 | 0 | 0 | 0 | 1 | 1 | 1 | 0 | 1 | 100% | #N/A
1976-01-31 | 1 | 31 | 2018 | 2018-01-31 | 3 | 0 | 6:00 | 6 | 21 | 9 | 39.02 | 40.46 | 1.94 | 17.96 | 31.1 | 35.06 | 55.4 | 25 | 35 | 30 | 25 | 19 | 35.06 | 0 | 0 | 1 | 0 | 0 | 0 | 0 | 1 | 1 | 1 | 0 | 1 | 100% | #N/A
1976-01-31 | 1 | 31 | 2018 | 2018-01-31 | 3 | 0 | 7:00 | 7 | 21 | 9 | 39.02 | 40.28 | 1.94 | 19.04 | 32.36 | 33.98 | 55.4 | 25 | 31 | 28 | 27 | 18 | 33.98 | 0 | 0 | 1 | 0 | 0 | 0 | 0 | 1 | 1 | 1 | 0 | 1 | 100% | #N/A
1976-01-31 | 1 | 31 | 2018 | 2018-01-31 | 3 | 0 | 8:00 | 8 | 22 | 10 | 39.92 | 40.28 | 3.02 | 19.04 | 33.44 | 33.08 | 55.4 | 25 | 27 | 30 | 27 | 23 | 35.06 | 0 | 1 | 0 | 0 | 0 | 0 | 0 | 1 | 1 | 1 | 0 | 1 | 100% | #N/A
1976-01-31 | 1 | 31 | 2018 | 2018-01-31 | 3 | 0 | 9:00 | 9 | 23 | 12 | 42.08 | 40.1 | 3.92 | 21.02 | 23 | 35.06 | 57.2 | 25 | 26 | 30 | 25 | 27 | 33.08 | 0 | 1 | 0 | 0 | 0 | 0 | 0 | 1 | 1 | 1 | 0 | 1 | 100% | #N/A
1976-01-31 | 1 | 31 | 2018 | 2018-01-31 | 3 | 0 | 10:00 | 10 | 24 | 13 | 44.06 | 41.18 | 6.98 | 23 | 24.8 | 39.02 | 55.4 | 27 | 27 | 34 | 27 | 30 | 33.08 | 0 | 1 | 0 | 0 | 0 | 0 | 0 | 1 | 1 | 1 | 0 | 1 | 100% | #N/A
1976-01-31 | 1 | 31 | 2018 | 2018-01-31 | 3 | 0 | 11:00 | 11 | 25 | 16 | 48.02 | 42.8 | 10.04 | 26.96 | 27.32 | 42.98 | 51.8 | 27 | 28 | 32 | 28 | 33 | 32 | 0 | 1 | 0 | 0 | 0 | 0 | 0 | 1 | 1 | 1 | 0 | 1 | 100% | #N/A
1976-01-31 | 1 | 31 | 2018 | 2018-01-31 | 3 | 0 | 12:00 | 12 | 25 | 18 | 51.98 | 45.86 | 12.02 | 28.04 | 28.76 | 48.02 | 50 | 28 | 29 | 32 | 30 | 35 | 33.08 | 0 | 1 | 0 | 0 | 0 | 0 | 0 | 1 | 1 | 1 | 0 | 1 | 100% | #N/A
1976-01-31 | 1 | 31 | 2018 | 2018-01-31 | 3 | 0 | 13:00 | 13 | 25 | 21 | 55.04 | 49.64 | 12.92 | 30.02 | 33.44 | 51.08 | 46.4 | 28 | 29 | 36 | 30 | 37 | 33.08 | 0 | 1 | 0 | 0 | 0 | 0 | 0 | 1 | 1 | 1 | 0 | 1 | 100% | #N/A
1976-01-31 | 1 | 31 | 2018 | 2018-01-31 | 3 | 0 | 14:00 | 14 | 27 | 21 | 57.02 | 54.14 | 14 | 32 | 31.46 | 53.06 | 48.2 | 27 | 28 | 36 | 32 | 39 | 33.08 | 0 | 1 | 0 | 0 | 0 | 0 | 0 | 1 | 1 | 1 | 0 | 1 | 100% | #N/A
1976-01-31 | 1 | 31 | 2018 | 2018-01-31 | 3 | 0 | 15:00 | 15 | 28 | 22 | 57.92 | 55.94 | 14 | 33.08 | 32.36 | 51.98 | 46.4 | 27 | 27 | 36 | 34 | 39 | 33.08 | 0 | 1 | 0 | 0 | 0 | 0 | 0 | 1 | 1 | 1 | 0 | 1 | 100% | #N/A
1976-01-31 | 1 | 31 | 2018 | 2018-01-31 | 3 | 0 | 16:00 | 16 | 28 | 22 | 59 | 56.84 | 14 | 33.08 | 33.26 | 51.08 | 44.6 | 26 | 27 | 36 | 34 | 39 | 33.98 | 0 | 1 | 0 | 0 | 0 | 0 | 0 | 1 | 1 | 1 | 0 | 1 | 100% | #N/A
1976-01-31 | 1 | 31 | 2018 | 2018-01-31 | 3 | 0 | 17:00 | 17 | 29 | 20 | 53.06 | 56.66 | 12.92 | 32 | 30.38 | 50 | 41 | 25 | 25 | 32 | 32 | 36 | 33.08 | 0 | 1 | 0 | 0 | 0 | 0 | 0 | 1 | 1 | 1 | 0 | 1 | 100% | #N/A
1976-01-31 | 1 | 31 | 2018 | 2018-01-31 | 3 | 0 | 18:00 | 18 | 28 | 17 | 48.92 | 55.4 | 12.92 | 30.92 | 29.66 | 48.02 | 39.2 | 25 | 25 | 30 | 30 | 34 | 33.08 | 0 | 1 | 0 | 0 | 0 | 1 | 0 | 1 | 1 | 1 | 0 | 1 | 100% | #N/A
1976-01-31 | 1 | 31 | 2018 | 2018-01-31 | 3 | 0 | 19:00 | 19 | 27 | 15 | 42.44 | 50.36 | 11.12 | 30.74 | 23.9 | 42.26 | 38.84 | 25 | 23 | 28 | 30 | 34 | 32 | 0 | 1 | 0 | 0 | 0 | 1 | 0 | 1 | 1 | 1 | 0 | 1 | 100% | #N/A
1976-01-31 | 1 | 31 | 2018 | 2018-01-31 | 3 | 0 | 20:00 | 20 | 28 | 14 | 41.54 | 48.38 | 11.12 | 30.38 | 22.64 | 40.28 | 37.76 | 23 | 21 | 28 | 30 | 34 | 30.92 | 0 | 1 | 0 | 0 | 0 | 0 | 0 | 1 | 1 | 1 | 0 | 1 | 100% | #N/A
1976-01-31 | 1 | 31 | 2018 | 2018-01-31 | 3 | 0 | 21:00 | 21 | 28 | 13 | 41 | 46.4 | 10.94 | 30.38 | 22.1 | 39.2 | 35.96 | 22 | 20 | 28 | 28 | 35 | 30.92 | 0 | 1 | 0 | 0 | 0 | 0 | 0 | 1 | 1 | 1 | 0 | 1 | 100% | #N/A
1976-01-31 | 1 | 31 | 2018 | 2018-01-31 | 3 | 0 | 22:00 | 22 | 27 | 16 | 41.54 | 45.32 | 10.76 | 24.26 | 16.34 | 28.94 | 38.3 | 18 | 19 | 29 | 24 | 31 | 30.92 | 0 | 1 | 0 | 0 | 0 | 0 | 0 | 1 | 1 | 1 | 0 | 1 | 100% | #N/A
1976-01-31 | 1 | 31 | 2018 | 2018-01-31 | 3 | 0 | 23:00 | 23 | 26 | 18 | 42.98 | 44.96 | 10.22 | 18.5 | 8.6 | 19.94 | 41 | 14 | 17 | 29 | 20 | 27 | 30.92 | 0 | 1 | 0 | 0 | 0 | 0 | 0 | 1 | 1 | 1 | 0 | 1 | 100% | #N/A
1976-01-31 | 1 | 31 | 2018 | 2018-01-31 | 3 | 0 | 24:00 | 24 | 26 | 20 | 43.34 | 45.32 | 9.68 | 12.74 | 0.5 | 10.94 | 44.6 | 10 | 15 | 29 | 16 | 24 | 30.74 | 0 | 0 | 1 | 0 | 0 | 0 | 0 | 1 | 1 | 1 | 0 | 1 | 100% | #N/A
1977-02-01 | 2 | 1 | 2018 | 2018-02-01 | 4 | 0 | 1:00 | 1 | 25 | 23 | 43.88 | 45.86 | 8.96 | 6.62 | -8.14 | 1.76 | 49.1 | 5 | 14 | 29 | 12 | 20 | 30.56 | 0 | 0 | 1 | 0 | 0 | 0 | 0 | 1 | 1 | 1 | 0 | 1 | 100% | #N/A
1977-02-01 | 2 | 1 | 2018 | 2018-02-01 | 4 | 0 | 2:00 | 2 | 24 | 25 | 44.24 | 46.22 | 8.24 | 6.26 | -10.48 | 1.76 | 49.1 | 1 | 12 | 29 | 8 | 16 | 30.38 | 0 | 0 | 1 | 0 | 0 | 0 | 0 | 1 | 1 | 1 | 0 | 1 | 100% | #N/A
1977-02-01 | 2 | 1 | 2018 | 2018-02-01 | 4 | 0 | 3:00 | 3 | 23 | 28 | 44.42 | 46.76 | 8.06 | 5.72 | -8.32 | 1.4 | 49.64 | -3 | 11 | 29 | 3 | 12 | 30.38 | 0 | 0 | 1 | 0 | 0 | 0 | 0 | 1 | 1 | 1 | 0 | 1 | 100% | #N/A
1977-02-01 | 2 | 1 | 2018 | 2018-02-01 | 4 | 0 | 4:00 | 4 | 22 | 30 | 44.96 | 46.76 | 7.88 | 5.18 | -5.62 | 1.04 | 49.64 | -8 | 9 | 29 | -1 | 8 | 30.02 | 0 | 0 | 1 | 0 | 0 | 0 | 0 | 1 | 1 | 1 | 0 | 1 | 100% | #N/A
1977-02-01 | 2 | 1 | 2018 | 2018-02-01 | 4 | 0 | 5:00 | 5 | 22 | 33 | 45.68 | 46.94 | 8.06 | 5.18 | -3.28 | 1.04 | 49.1 | -4 | 9 | 29 | -3 | 6 | 30.02 | 0 | 0 | 1 | 0 | 0 | 0 | 0 | 1 | 1 | 1 | 0 | 1 | 100% | #N/A
1977-02-01 | 2 | 1 | 2018 | 2018-02-01 | 4 | 0 | 6:00 | 6 | 22 | 34 | 46.94 | 47.3 | 8.96 | 6.08 | 0.14 | 1.76 | 49.64 | -6 | 9 | 29 | -2 | 6 | 30.02 | 0 | 0 | 1 | 0 | 0 | 0 | 0 | 1 | 1 | 1 | 0 | 1 | 100% | #N/A
1977-02-01 | 2 | 1 | 2018 | 2018-02-01 | 4 | 0 | 7:00 | 7 | 22 | 34 | 46.04 | 47.12 | 8.06 | 5 | -0.22 | -0.04 | 50 | -8 | 3 | 30 | -3 | 7 | 30.02 | 0 | 0 | 1 | 0 | 0 | 0 | 0 | 1 | 1 | 1 | 0 | 1 | 100% | #N/A
1977-02-01 | 2 | 1 | 2018 | 2018-02-01 | 4 | 0 | 8:00 | 8 | 23 | 35 | 46.94 | 47.66 | 8.96 | 6.08 | -2.02 | 1.94 | 48.2 | -6 | 8 | 30 | -2 | 7 | 32 | 0 | 1 | 0 | 0 | 0 | 0 | 0 | 1 | 1 | 1 | 0 | 1 | 100% | #N/A
1977-02-01 | 2 | 1 | 2018 | 2018-02-01 | 4 | 0 | 9:00 | 9 | 23 | 34 | 50 | 47.84 | 10.94 | 8.06 | 4.1 | 3.92 | 50 | 0 | 10 | 30 | 4 | 9 | 30.92 | 0 | 1 | 0 | 0 | 0 | 0 | 0 | 1 | 1 | 1 | 0 | 1 | 100% | #N/A
1977-02-01 | 2 | 1 | 2018 | 2018-02-01 | 4 | 0 | 10:00 | 10 | 24 | 40 | 55.94 | 50.72 | 14 | 10.04 | 8.24 | 6.08 | 51.8 | 16 | 14 | 30 | 8 | 14 | 30.92 | 0 | 1 | 0 | 0 | 0 | 0 | 0 | 1 | 1 | 1 | 0 | 1 | 100% | #N/A
1977-02-01 | 2 | 1 | 2018 | 2018-02-01 | 4 | 0 | 11:00 | 11 | 26 | 42 | 60.98 | 55.4 | 15.98 | 12.02 | 11.3 | 10.04 | 53.6 | 25 | 18 | 32 | 14 | 15 | 32 | 0 | 1 | 0 | 0 | 0 | 0 | 0 | 1 | 1 | 1 | 0 | 1 | 100% | #N/A
1977-02-01 | 2 | 1 | 2018 | 2018-02-01 | 4 | 0 | 12:00 | 12 | 28 | 43 | 64.04 | 60.44 | 17.96 | 15.08 | 14.18 | 10.94 | 53.6 | 32 | 22 | 32 | 12 | 18 | 33.08 | 0 | 1 | 0 | 0 | 0 | 0 | 0 | 1 | 1 | 1 | 0 | 1 | 100% | #N/A
1977-02-01 | 2 | 1 | 2018 | 2018-02-01 | 4 | 0 | 13:00 | 13 | 30 | 44 | 66.92 | 62.96 | 19.04 | 17.06 | 17.6 | 12.92 | 55.4 | 34 | 23 | 34 | 16 | 19 | 33.08 | 0 | 1 | 0 | 0 | 0 | 0 | 0 | 1 | 1 | 1 | 0 | 1 | 100% | #N/A
1977-02-01 | 2 | 1 | 2018 | 2018-02-01 | 4 | 0 | 14:00 | 14 | 30 | 44 | 62.06 | 63.86 | 21.02 | 17.96 | 18.68 | 15.08 | 55.4 | 36 | 25 | 35 | 17 | 20 | 33.98 | 0 | 1 | 0 | 0 | 0 | 0 | 0 | 1 | 1 | 1 | 0 | 1 | 100% | #N/A
1977-02-01 | 2 | 1 | 2018 | 2018-02-01 | 4 | 0 | 15:00 | 15 | 30 | 43 | 60.08 | 59.54 | 21.02 | 19.04 | 19.58 | 12.92 | 53.6 | 37 | 25 | 37 | 19 | 19 | 35.06 | 0 | 1 | 0 | 0 | 0 | 0 | 0 | 1 | 1 | 1 | 0 | 1 | 100% | #N/A
1977-02-01 | 2 | 1 | 2018 | 2018-02-01 | 4 | 0 | 16:00 | 16 | 30 | 42 | 55.94 | 57.38 | 21.02 | 19.04 | 19.04 | 15.08 | 50 | 36 | 25 | 37 | 19 | 21 | 35.06 | 0 | 1 | 0 | 0 | 0 | 0 | 0 | 1 | 1 | 1 | 0 | 1 | 100% | #N/A
1977-02-01 | 2 | 1 | 2018 | 2018-02-01 | 4 | 0 | 17:00 | 17 | 29 | 40 | 53.06 | 56.12 | 19.94 | 17.96 | 17.24 | 14 | 46.4 | 28 | 24 | 35 | 17 | 18 | 35.06 | 0 | 1 | 0 | 0 | 0 | 0 | 0 | 1 | 1 | 1 | 0 | 1 | 100% | #N/A
1977-02-01 | 2 | 1 | 2018 | 2018-02-01 | 4 | 0 | 18:00 | 18 | 29 | 39 | 51.08 | 52.88 | 17.06 | 17.06 | 13.82 | 12.02 | 46.4 | 18 | 24 | 35 | 15 | 18 | 35.06 | 0 | 1 | 0 | 0 | 0 | 0 | 0 | 1 | 1 | 1 | 0 | 1 | 100% | #N/A
1977-02-01 | 2 | 1 | 2018 | 2018-02-01 | 4 | 0 | 19:00 | 19 | 28 | 37 | 50 | 51.44 | 17.06 | 15.98 | 12.2 | 10.04 | 46.4 | 18 | 24 | 35 | 15 | 18 | 33.98 | 0 | 1 | 0 | 0 | 0 | 0 | 0 | 1 | 1 | 1 | 0 | 1 | 100% | #N/A
1977-02-01 | 2 | 1 | 2018 | 2018-02-01 | 4 | 0 | 20:00 | 20 | 27 | 36 | 48.02 | 50.36 | 15.98 | 14 | 12.92 | 8.96 | 50 | 16 | 25 | 35 | 13 | 16 | 33.98 | 0 | 1 | 0 | 0 | 0 | 0 | 0 | 1 | 1 | 1 | 0 | 1 | 100% | #N/A
1977-02-01 | 2 | 1 | 2018 | 2018-02-01 | 4 | 0 | 21:00 | 21 | 26 | 32 | 46.94 | 48.92 | 15.08 | 12.92 | 6.08 | 8.06 | 50 | 9 | 22 | 36 | 11 | 18 | 33.98 | 0 | 1 | 0 | 0 | 0 | 0 | 0 | 1 | 1 | 1 | 0 | 1 | 100% | #N/A
1977-02-01 | 2 | 1 | 2018 | 2018-02-01 | 4 | 0 | 22:00 | 22 | 25 | 29 | 46.04 | 47.12 | 15.08 | 10.94 | 9.32 | 8.06 | 48.2 | 3 | 22 | 31 | 12 | 17 | 33.98 | 0 | 1 | 0 | 0 | 0 | 0 | 0 | 1 | 1 | 1 | 0 | 1 | 100% | #N/A
1977-02-01 | 2 | 1 | 2018 | 2018-02-01 | 4 | 0 | 23:00 | 23 | 24 | 27 | 42.98 | 45.86 | 14 | 10.94 | 8.24 | 6.98 | 46.4 | 7 | 22 | 27 | 11 | 18 | 33.98 | 0 | 1 | 0 | 0 | 0 | 0 | 0 | 1 | 1 | 1 | 0 | 1 | 100% | #N/A
1977-02-01 | 2 | 1 | 2018 | 2018-02-01 | 4 | 0 | 24:00 | 24 | 23 | 27 | 42.08 | 45.14 | 12.92 | 6.08 | 5.9 | 6.08 | 44.6 | 1 | 23 | 27 | 11 | 18 | 33.98 | 0 | 0 | 1 | 0 | 0 | 0 | 0 | 1 | 1 | 1 | 0 | 1 | 100% | #N/A
1977-02-02 | 2 | 2 | 2018 | 2018-02-02 | 5 | 0 | 1:00 | 1 | 22 | 27 | 35.06 | 43.7 | 10.94 | 8.96 | -6.52 | 5 | 42.8 | 0 | 23 | 23 | 12 | 16 | 33.98 | 0 | 0 | 1 | 0 | 0 | 0 | 0 | 1 | 1 | 1 | 0 | 1 | 100% | #N/A
1977-02-02 | 2 | 2 | 2018 | 2018-02-02 | 5 | 0 | 2:00 | 2 | 21 | 26 | 30.02 | 43.34 | 10.04 | 6.08 | -6.88 | 6.08 | 41 | 0 | 24 | 22 | 11 | 17 | 33.98 | 0 | 0 | 1 | 0 | 0 | 0 | 0 | 1 | 1 | 1 | 0 | 1 | 100% | #N/A
1977-02-02 | 2 | 2 | 2018 | 2018-02-02 | 5 | 0 | 3:00 | 3 | 20 | 25 | 28.04 | 41.72 | 8.96 | 5 | -5.8 | 3.92 | 39.2 | 0 | 25 | 20 | 12 | 17 | 33.98 | 0 | 0 | 1 | 0 | 0 | 0 | 0 | 1 | 1 | 1 | 0 | 1 | 100% | #N/A
1977-02-02 | 2 | 2 | 2018 | 2018-02-02 | 5 | 0 | 4:00 | 4 | 19 | 27 | 26.06 | 41.54 | 8.96 | 5 | -6.88 | 6.08 | 37.4 | -2 | 26 | 16 | 12 | 18 | 33.98 | 0 | 0 | 1 | 0 | 0 | 0 | 0 | 1 | 1 | 1 | 0 | 1 | 100% | #N/A
1977-02-02 | 2 | 2 | 2018 | 2018-02-02 | 5 | 0 | 5:00 | 5 | 18 | 27 | 26.06 | 41 | 8.96 | 5 | -4.9 | 6.98 | 35.6 | 1 | 25 | 15 | 13 | 19 | 33.98 | 0 | 0 | 1 | 0 | 0 | 0 | 0 | 1 | 1 | 1 | 0 | 1 | 100% | #N/A
1977-02-02 | 2 | 2 | 2018 | 2018-02-02 | 5 | 0 | 6:00 | 6 | 17 | 28 | 24.98 | 40.64 | 8.06 | 1.94 | -5.62 | 5 | 32 | 7 | 25 | 11 | 15 | 17 | 33.98 | 0 | 0 | 1 | 0 | 0 | 0 | 0 | 1 | 1 | 1 | 0 | 1 | 100% | #N/A
1977-02-02 | 2 | 2 | 2018 | 2018-02-02 | 5 | 0 | 7:00 | 7 | 16 | 28 | 24.08 | 40.46 | 8.06 | 3.02 | -5.98 | 3.92 | 28.4 | 12 | 25 | 10 | 16 | 16 | 33.98 | 0 | 0 | 1 | 0 | 0 | 0 | 0 | 1 | 1 | 1 | 0 | 1 | 100% | #N/A
1977-02-02 | 2 | 2 | 2018 | 2018-02-02 | 5 | 0 | 8:00 | 8 | 18 | 28 | 28.04 | 39.74 | 10.04 | 3.92 | -4.9 | 6.08 | 28.4 | 16 | 24 | 12 | 17 | 17 | 33.98 | 0 | 1 | 0 | 0 | 0 | 0 | 0 | 1 | 1 | 1 | 0 | 1 | 100% | #N/A
1977-02-02 | 2 | 2 | 2018 | 2018-02-02 | 5 | 0 | 9:00 | 9 | 21 | 28 | 39.02 | 41 | 14 | 8.96 | 1.4 | 10.04 | 35.6 | 28 | 25 | 17 | 18 | 17 | 33.08 | 0 | 1 | 0 | 0 | 0 | 0 | 0 | 1 | 1 | 1 | 0 | 1 | 100% | #N/A
1977-02-02 | 2 | 2 | 2018 | 2018-02-02 | 5 | 0 | 10:00 | 10 | 23 | 30 | 46.04 | 42.8 | 17.96 | 14 | 8.96 | 14 | 42.8 | 28 | 25 | 23 | 21 | 20 | 33.08 | 0 | 1 | 0 | 0 | 0 | 0 | 0 | 1 | 1 | 1 | 0 | 1 | 100% | #N/A
1977-02-02 | 2 | 2 | 2018 | 2018-02-02 | 5 | 0 | 11:00 | 11 | 25 | 32 | 46.94 | 46.58 | 21.02 | 17.96 | 18.68 | 17.06 | 44.6 | 28 | 26 | 32 | 23 | 24 | 33.98 | 0 | 1 | 0 | 0 | 0 | 0 | 0 | 1 | 1 | 1 | 0 | 1 | 100% | #N/A
1977-02-02 | 2 | 2 | 2018 | 2018-02-02 | 5 | 0 | 12:00 | 12 | 27 | 34 | 48.92 | 45.32 | 24.98 | 21.92 | 22.28 | 21.92 | 46.4 | 28 | 28 | 37 | 24 | 25 | 33.98 | 0 | 1 | 0 | 0 | 0 | 0 | 0 | 1 | 1 | 1 | 0 | 1 | 100% | #N/A
1977-02-02 | 2 | 2 | 2018 | 2018-02-02 | 5 | 0 | 13:00 | 13 | 29 | 36 | 51.08 | 46.58 | 26.96 | 24.08 | 24.98 | 24.08 | 46.4 | 28 | 29 | 45 | 24 | 27 | 33.98 | 0 | 1 | 0 | 0 | 0 | 0 | 0 | 1 | 1 | 1 | 0 | 1 | 100% | #N/A
1977-02-02 | 2 | 2 | 2018 | 2018-02-02 | 5 | 0 | 14:00 | 14 | 30 | 36 | 51.08 | 49.82 | 28.94 | 26.06 | 28.4 | 26.96 | 48.2 | 28 | 29 | 46 | 23 | 27 | 33.08 | 0 | 1 | 0 | 0 | 0 | 0 | 0 | 1 | 1 | 1 | 0 | 1 | 100% | #N/A
1977-02-02 | 2 | 2 | 2018 | 2018-02-02 | 5 | 0 | 15:00 | 15 | 31 | 38 | 50 | 48.2 | 32 | 30.02 | 30.92 | 26.96 | 48.2 | 30 | 30 | 49 | 23 | 28 | 33.98 | 0 | 1 | 0 | 0 | 0 | 0 | 0 | 1 | 1 | 1 | 0 | 1 | 100% | #N/A
1977-02-02 | 2 | 2 | 2018 | 2018-02-02 | 5 | 0 | 16:00 | 16 | 32 | 38 | 50 | 47.66 | 32 | 30.02 | 29.66 | 26.96 | 46.4 | 30 | 31 | 49 | 23 | 28 | 33.08 | 0 | 1 | 0 | 0 | 0 | 0 | 0 | 1 | 1 | 1 | 0 | 1 | 100% | #N/A
1977-02-02 | 2 | 2 | 2018 | 2018-02-02 | 5 | 0 | 17:00 | 17 | 31 | 38 | 46.04 | 44.96 | 32 | 30.92 | 30.2 | 26.06 | 44.6 | 30 | 33 | 43 | 20 | 28 | 33.08 | 0 | 1 | 0 | 0 | 0 | 0 | 0 | 1 | 1 | 1 | 0 | 1 | 100% | #N/A
1977-02-02 | 2 | 2 | 2018 | 2018-02-02 | 5 | 0 | 18:00 | 18 | 30 | 36 | 35.06 | 45.5 | 33.08 | 30.92 | 31.46 | 26.06 | 39.2 | 30 | 33 | 35 | 18 | 27 | 33.08 | 0 | 1 | 0 | 0 | 0 | 0 | 0 | 1 | 1 | 1 | 0 | 1 | 100% | #N/A
1977-02-02 | 2 | 2 | 2018 | 2018-02-02 | 5 | 0 | 19:00 | 19 | 29 | 36 | 30.92 | 43.16 | 32 | 30.92 | 30.74 | 26.96 | 35.6 | 30 | 30 | 33 | 17 | 26 | 33.08 | 0 | 1 | 0 | 0 | 0 | 0 | 0 | 1 | 1 | 1 | 0 | 1 | 100% | #N/A
1977-02-02 | 2 | 2 | 2018 | 2018-02-02 | 5 | 0 | 20:00 | 20 | 28 | 35 | 26.96 | 43.88 | 32 | 30.92 | 30.2 | 26.96 | 35.6 | 32 | 28 | 28 | 17 | 26 | 33.08 | 0 | 1 | 0 | 0 | 0 | 0 | 0 | 1 | 1 | 1 | 0 | 1 | 100% | #N/A
1977-02-02 | 2 | 2 | 2018 | 2018-02-02 | 5 | 0 | 21:00 | 21 | 26 | 35 | 28.04 | 42.8 | 33.08 | 32 | 30.38 | 26.96 | 30.2 | 32 | 25 | 22 | 16 | 23 | 32 | 0 | 1 | 0 | 0 | 0 | 0 | 0 | 1 | 1 | 1 | 0 | 1 | 100% | #N/A
1977-02-02 | 2 | 2 | 2018 | 2018-02-02 | 5 | 0 | 22:00 | 22 | 25 | 30 | 26.06 | 42.44 | 33.08 | 32 | 30.2 | 28.4 | 28.4 | 34 | 25 | 18 | 15 | 22 | 32 | 0 | 1 | 0 | 0 | 0 | 0 | 0 | 1 | 1 | 1 | 0 | 1 | 100% | #N/A
1977-02-02 | 2 | 2 | 2018 | 2018-02-02 | 5 | 0 | 23:00 | 23 | 24 | 27 | 28.94 | 41 | 33.08 | 30.92 | 29.3 | 28.04 | 26.6 | 34 | 23 | 16 | 13 | 18 | 30.02 | 0 | 1 | 0 | 0 | 0 | 0 | 0 | 1 | 1 | 1 | 0 | 1 | 100% | #N/A
1977-02-02 | 2 | 2 | 2018 | 2018-02-02 | 5 | 0 | 24:00 | 24 | 22 | 24 | 30.02 | 39.74 | 33.08 | 30.92 | 29.84 | 28.04 | 30.2 | 34 | 22 | 15 | 11 | 17 | 28.94 | 0 | 0 | 1 | 0 | 0 | 0 | 0 | 1 | 1 | 1 | 0 | 1 | 100% | #N/A
1977-02-03 | 2 | 3 | 2018 | 2018-02-03 | 6 | 0 | 1:00 | 1 | 21 | 23 | 28.04 | 39.56 | 32 | 28.94 | 29.84 | 28.04 | 26.6 | 36 | 23 | 11 | 11 | 17 | 28.94 | 0 | 0 | 1 | 0 | 0 | 0 | 0 | 1 | 1 | 1 | 0 | 1 | 100% | #N/A
1977-02-03 | 2 | 3 | 2018 | 2018-02-03 | 6 | 0 | 2:00 | 2 | 22 | 22 | 28.04 | 38.84 | 30.02 | 28.04 | 30.2 | 28.04 | 30.2 | 34 | 23 | 7 | 9 | 16 | 28.04 | 0 | 0 | 1 | 0 | 0 | 0 | 0 | 1 | 1 | 1 | 0 | 1 | 100% | #N/A
1977-02-03 | 2 | 3 | 2018 | 2018-02-03 | 6 | 0 | 3:00 | 3 | 23 | 23 | 28.94 | 38.66 | 28.04 | 24.98 | 30.56 | 26.06 | 30.2 | 34 | 23 | 7 | 8 | 14 | 24.98 | 0 | 0 | 1 | 0 | 0 | 0 | 0 | 1 | 1 | 1 | 0 | 1 | 100% | #N/A
1977-02-03 | 2 | 3 | 2018 | 2018-02-03 | 6 | 0 | 4:00 | 4 | 24 | 22 | 33.98 | 38.66 | 26.06 | 23 | 30.38 | 26.06 | 30.2 | 34 | 23 | 4 | 7 | 15 | 24.98 | 0 | 0 | 1 | 0 | 0 | 0 | 0 | 1 | 1 | 1 | 0 | 1 | 100% | #N/A
1977-02-03 | 2 | 3 | 2018 | 2018-02-03 | 6 | 0 | 5:00 | 5 | 26 | 23 | 30.92 | 37.94 | 24.98 | 21.92 | 30.2 | 26.96 | 33.8 | 34 | 21 | 2 | 6 | 12 | 24.98 | 0 | 0 | 1 | 0 | 0 | 0 | 0 | 1 | 1 | 1 | 0 | 1 | 100% | #N/A
1977-02-03 | 2 | 3 | 2018 | 2018-02-03 | 6 | 0 | 6:00 | 6 | 27 | 22 | 28.04 | 37.76 | 23 | 19.94 | 30.38 | 26.96 | 35.6 | 34 | 21 | 1 | 7 | 10 | 23 | 0 | 0 | 1 | 0 | 0 | 0 | 0 | 1 | 1 | 1 | 0 | 1 | 100% | #N/A
1977-02-03 | 2 | 3 | 2018 | 2018-02-03 | 6 | 0 | 7:00 | 7 | 29 | 22 | 30.92 | 38.12 | 24.08 | 23 | 30.38 | 26.96 | 35.6 | 30 | 21 | -1 | 7 | 10 | 19.94 | 0 | 0 | 1 | 0 | 0 | 0 | 0 | 1 | 1 | 1 | 0 | 1 | 100% | #N/A
1977-02-03 | 2 | 3 | 2018 | 2018-02-03 | 6 | 0 | 8:00 | 8 | 31 | 23 | 39.92 | 38.66 | 26.96 | 24.08 | 30.92 | 26.96 | 37.4 | 32 | 21 | 0 | 7 | 11 | 21.02 | 0 | 0 | 1 | 0 | 0 | 0 | 0 | 1 | 1 | 1 | 0 | 1 | 100% | #N/A
1977-02-03 | 2 | 3 | 2018 | 2018-02-03 | 6 | 0 | 9:00 | 9 | 34 | 23 | 41 | 40.1 | 28.94 | 26.06 | 32 | 26.96 | 41 | 34 | 25 | 7 | 8 | 11 | 19.94 | 0 | 0 | 1 | 0 | 0 | 0 | 0 | 1 | 1 | 1 | 0 | 1 | 100% | #N/A
1977-02-03 | 2 | 3 | 2018 | 2018-02-03 | 6 | 0 | 10:00 | 10 | 36 | 24 | 42.08 | 41.54 | 30.02 | 28.94 | 32 | 28.4 | 42.8 | 34 | 26 | 15 | 7 | 11 | 21.02 | 0 | 0 | 1 | 0 | 0 | 0 | 0 | 1 | 1 | 1 | 0 | 1 | 100% | #N/A
1977-02-03 | 2 | 3 | 2018 | 2018-02-03 | 6 | 0 | 11:00 | 11 | 36 | 25 | 44.6 | 43.16 | 30.92 | 30.02 | 35.06 | 28.94 | 44.6 | 37 | 28 | 19 | 10 | 15 | 21.92 | 0 | 0 | 1 | 0 | 0 | 0 | 0 | 1 | 1 | 1 | 0 | 1 | 100% | #N/A
1977-02-03 | 2 | 3 | 2018 | 2018-02-03 | 6 | 0 | 12:00 | 12 | 36 | 28 | 48.02 | 44.96 | 33.08 | 32 | 36.32 | 32 | 48.2 | 41 | 29 | 23 | 11 | 17 | 23 | 0 | 0 | 1 | 0 | 0 | 0 | 0 | 1 | 1 | 1 | 0 | 1 | 100% | #N/A
1977-02-03 | 2 | 3 | 2018 | 2018-02-03 | 6 | 0 | 13:00 | 13 | 36 | 29 | 50 | 46.58 | 33.08 | 33.08 | 37.94 | 33.08 | 48.2 | 39 | 31 | 32 | 12 | 16 | 24.08 | 0 | 0 | 1 | 0 | 0 | 0 | 0 | 1 | 1 | 1 | 0 | 1 | 100% | #N/A
1977-02-03 | 2 | 3 | 2018 | 2018-02-03 | 6 | 0 | 14:00 | 14 | 36 | 29 | 51.98 | 48.2 | 33.98 | 33.98 | 41 | 35.96 | 48.2 | 41 | 32 | 33 | 12 | 18 | 24.98 | 0 | 0 | 1 | 0 | 0 | 0 | 0 | 1 | 1 | 1 | 0 | 1 | 100% | #N/A
1977-02-03 | 2 | 3 | 2018 | 2018-02-03 | 6 | 0 | 15:00 | 15 | 37 | 29 | 53.06 | 50 | 35.06 | 33.98 | 42.44 | 37.94 | 50 | 41 | 32 | 34 | 14 | 18 | 24.98 | 0 | 0 | 1 | 0 | 0 | 0 | 0 | 1 | 1 | 1 | 0 | 1 | 100% | #N/A
1977-02-03 | 2 | 3 | 2018 | 2018-02-03 | 6 | 0 | 16:00 | 16 | 37 | 29 | 53.06 | 51.62 | 35.96 | 35.96 | 44.42 | 39.02 | 50 | 41 | 32 | 34 | 12 | 20 | 24.98 | 0 | 0 | 1 | 0 | 0 | 0 | 0 | 1 | 1 | 1 | 0 | 1 | 100% | #N/A
1977-02-03 | 2 | 3 | 2018 | 2018-02-03 | 6 | 0 | 17:00 | 17 | 38 | 27 | 53.06 | 52.7 | 35.06 | 33.98 | 42.98 | 37.94 | 50 | 37 | 30 | 34 | 9 | 17 | 24.08 | 0 | 0 | 1 | 0 | 0 | 0 | 0 | 1 | 1 | 1 | 0 | 1 | 100% | #N/A
1977-02-03 | 2 | 3 | 2018 | 2018-02-03 | 6 | 0 | 18:00 | 18 | 38 | 25 | 57.02 | 54.32 | 33.98 | 32 | 40.28 | 35.96 | 50 | 28 | 28 | 32 | 7 | 13 | 21.92 | 0 | 0 | 1 | 0 | 0 | 0 | 0 | 1 | 1 | 1 | 0 | 1 | 100% | #N/A
1977-02-03 | 2 | 3 | 2018 | 2018-02-03 | 6 | 0 | 19:00 | 19 | 39 | 24 | 55.94 | 55.58 | 33.98 | 30.02 | 37.94 | 35.06 | 51.8 | 27 | 24 | 31 | 5 | 12 | 19.94 | 0 | 0 | 1 | 0 | 0 | 0 | 0 | 1 | 1 | 1 | 0 | 1 | 100% | #N/A
1977-02-03 | 2 | 3 | 2018 | 2018-02-03 | 6 | 0 | 20:00 | 20 | 38 | 22 | 55.04 | 56.66 | 35.06 | 32 | 35.78 | 33.08 | 51.8 | 25 | 24 | 30 | 4 | 13 | 19.94 | 0 | 0 | 1 | 0 | 0 | 0 | 0 | 1 | 1 | 1 | 0 | 1 | 100% | #N/A
1977-02-03 | 2 | 3 | 2018 | 2018-02-03 | 6 | 0 | 21:00 | 21 | 36 | 20 | 55.04 | 56.66 | 35.06 | 35.06 | 36.86 | 33.08 | 51.8 | 21 | 23 | 28 | 3 | 12 | 17.06 | 0 | 0 | 1 | 0 | 0 | 0 | 0 | 1 | 1 | 1 | 0 | 1 | 100% | #N/A
1977-02-03 | 2 | 3 | 2018 | 2018-02-03 | 6 | 0 | 22:00 | 22 | 35 | 20 | 57.02 | 55.58 | 37.04 | 35.96 | 36.32 | 33.08 | 53.6 | 18 | 21 | 25 | 1 | 9 | 17.06 | 0 | 0 | 1 | 0 | 0 | 0 | 0 | 1 | 1 | 1 | 0 | 1 | 100% | #N/A
1977-02-03 | 2 | 3 | 2018 | 2018-02-03 | 6 | 0 | 23:00 | 23 | 36 | 19 | 57.02 | 57.74 | 37.04 | 35.96 | 35.42 | 33.08 | 55.4 | 19 | 19 | 23 | -1 | 9 | 17.06 | 0 | 0 | 1 | 0 | 0 | 0 | 0 | 1 | 1 | 1 | 0 | 1 | 100% | #N/A
1977-02-03 | 2 | 3 | 2018 | 2018-02-03 | 6 | 0 | 24:00 | 24 | 38 | 19 | 57.02 | 57.92 | 39.92 | 37.04 | 34.7 | 35.96 | 55.4 | 16 | 17 | 21 | -2 | 8 | 15.08 | 0 | 0 | 1 | 0 | 0 | 0 | 0 | 1 | 1 | 1 | 0 | 1 | 100% | #N/A
1977-02-04 | 2 | 4 | 2018 | 2018-02-04 | 7 | 0 | 1:00 | 1 | 39 | 13 | 55.94 | 57.38 | 39.02 | 37.04 | 32 | 35.96 | 53.6 | 18 | 8 | 20 | -2 | 5 | 15.08 | 0 | 0 | 1 | 0 | 0 | 0 | 0 | 1 | 1 | 1 | 0 | 1 | 100% | #N/A
1977-02-04 | 2 | 4 | 2018 | 2018-02-04 | 7 | 0 | 2:00 | 2 | 38 | 15 | 55.94 | 56.84 | 37.04 | 37.04 | 27.68 | 33.98 | 53.6 | 16 | 5 | 20 | -3 | 4 | 15.08 | 0 | 0 | 1 | 0 | 0 | 0 | 0 | 1 | 1 | 1 | 0 | 1 | 100% | #N/A
1977-02-04 | 2 | 4 | 2018 | 2018-02-04 | 7 | 0 | 3:00 | 3 | 38 | 14 | 55.04 | 56.84 | 37.04 | 35.96 | 26.96 | 32 | 55.4 | 14 | 3 | 19 | -4 | 2 | 14 | 0 | 0 | 1 | 0 | 0 | 0 | 0 | 1 | 1 | 1 | 0 | 1 | 100% | #N/A
1977-02-04 | 2 | 4 | 2018 | 2018-02-04 | 7 | 0 | 4:00 | 4 | 37 | 10 | 55.94 | 56.12 | 37.94 | 35.96 | 26.6 | 35.96 | 53.6 | 10 | 0 | 18 | -5 | 1 | 14 | 0 | 0 | 1 | 0 | 0 | 0 | 0 | 1 | 1 | 1 | 0 | 1 | 100% | #N/A
1977-02-04 | 2 | 4 | 2018 | 2018-02-04 | 7 | 0 | 5:00 | 5 | 35 | 8 | 55.94 | 56.3 | 37.04 | 35.96 | 26.42 | 37.94 | 51.8 | 12 | -2 | 20 | -5 | 0 | 14 | 0 | 0 | 1 | 0 | 0 | 0 | 0 | 1 | 1 | 1 | 0 | 1 | 100% | #N/A
1977-02-04 | 2 | 4 | 2018 | 2018-02-04 | 7 | 0 | 6:00 | 6 | 34 | 11 | 57.02 | 56.84 | 37.94 | 35.06 | 25.16 | 35.96 | 53.6 | 12 | -1 | 21 | -4 | -1 | 14 | 0 | 0 | 1 | 0 | 0 | 0 | 0 | 1 | 1 | 1 | 0 | 1 | 100% | #N/A
1977-02-04 | 2 | 4 | 2018 | 2018-02-04 | 7 | 0 | 7:00 | 7 | 32 | 9 | 57.02 | 57.2 | 37.04 | 33.98 | 24.98 | 35.96 | 53.6 | 12 | -2 | 27 | -4 | -1 | 10.04 | 0 | 0 | 1 | 0 | 0 | 0 | 0 | 1 | 1 | 1 | 0 | 1 | 100% | #N/A
1977-02-04 | 2 | 4 | 2018 | 2018-02-04 | 7 | 0 | 8:00 | 8 | 32 | 13 | 55.94 | 57.56 | 39.92 | 35.06 | 26.78 | 37.94 | 51.8 | 16 | 0 | 30 | -3 | 0 | 12.02 | 0 | 0 | 1 | 0 | 0 | 0 | 0 | 1 | 1 | 1 | 0 | 1 | 100% | #N/A
1977-02-04 | 2 | 4 | 2018 | 2018-02-04 | 7 | 0 | 9:00 | 9 | 32 | 14 | 57.02 | 57.56 | 42.98 | 39.02 | 35.24 | 41 | 55.4 | 18 | 5 | 31 | 0 | 1 | 17.06 | 0 | 0 | 1 | 0 | 0 | 0 | 0 | 1 | 1 | 1 | 0 | 1 | 100% | #N/A
1977-02-04 | 2 | 4 | 2018 | 2018-02-04 | 7 | 0 | 10:00 | 10 | 32 | 17 | 57.02 | 57.56 | 46.94 | 42.98 | 39.38 | 44.06 | 53.6 | 25 | 10 | 31 | 4 | 4 | 21.02 | 0 | 0 | 1 | 0 | 0 | 0 | 0 | 1 | 1 | 1 | 0 | 1 | 100% | #N/A
1977-02-04 | 2 | 4 | 2018 | 2018-02-04 | 7 | 0 | 11:00 | 11 | 33 | 19 | 53.06 | 55.22 | 51.08 | 46.94 | 44.6 | 48.92 | 53.6 | 30 | 16 | 32 | 4 | 6 | 23 | 0 | 0 | 1 | 0 | 0 | 0 | 0 | 1 | 1 | 1 | 0 | 1 | 100% | #N/A
1977-02-04 | 2 | 4 | 2018 | 2018-02-04 | 7 | 0 | 12:00 | 12 | 34 | 21 | 55.04 | 54.68 | 55.04 | 51.08 | 48.92 | 55.04 | 51.8 | 39 | 21 | 33 | 8 | 7 | 24.98 | 0 | 0 | 1 | 0 | 0 | 0 | 0 | 1 | 1 | 1 | 0 | 1 | 100% | #N/A
1977-02-04 | 2 | 4 | 2018 | 2018-02-04 | 7 | 0 | 13:00 | 13 | 35 | 23 | 55.94 | 54.5 | 57.92 | 57.02 | 52.52 | 57.02 | 51.8 | 39 | 23 | 36 | 9 | 9 | 26.06 | 0 | 0 | 1 | 0 | 0 | 0 | 0 | 1 | 1 | 1 | 0 | 1 | 100% | #N/A
1977-02-04 | 2 | 4 | 2018 | 2018-02-04 | 7 | 0 | 14:00 | 14 | 35 | 24 | 57.02 | 55.94 | 60.98 | 59 | 56.12 | 57.92 | 53.6 | 39 | 25 | 35 | 11 | 11 | 26.96 | 0 | 0 | 1 | 0 | 0 | 0 | 0 | 1 | 1 | 1 | 0 | 1 | 100% | #N/A
1977-02-04 | 2 | 4 | 2018 | 2018-02-04 | 7 | 0 | 15:00 | 15 | 34 | 26 | 55.94 | 56.66 | 62.06 | 60.98 | 57.56 | 55.94 | 51.8 | 39 | 26 | 35 | 12 | 11 | 26.96 | 0 | 0 | 1 | 0 | 0 | 0 | 0 | 1 | 1 | 1 | 0 | 1 | 100% | #N/A
1977-02-04 | 2 | 4 | 2018 | 2018-02-04 | 7 | 0 | 16:00 | 16 | 34 | 28 | 55.04 | 55.04 | 62.06 | 60.98 | 55.76 | 55.04 | 51.8 | 39 | 26 | 35 | 13 | 11 | 24.98 | 0 | 0 | 1 | 0 | 0 | 0 | 0 | 1 | 1 | 1 | 0 | 1 | 100% | #N/A
1977-02-04 | 2 | 4 | 2018 | 2018-02-04 | 7 | 0 | 17:00 | 17 | 34 | 30 | 51.98 | 53.78 | 55.94 | 59 | 52.7 | 51.08 | 51.8 | 39 | 26 | 33 | 11 | 11 | 24.98 | 0 | 0 | 1 | 0 | 0 | 0 | 0 | 1 | 1 | 1 | 0 | 1 | 100% | #N/A
1977-02-04 | 2 | 4 | 2018 | 2018-02-04 | 7 | 0 | 18:00 | 18 | 34 | 30 | 48.92 | 53.06 | 51.98 | 51.98 | 47.48 | 46.94 | 50 | 37 | 25 | 31 | 8 | 9 | 23 | 0 | 0 | 1 | 0 | 0 | 0 | 0 | 1 | 1 | 1 | 0 | 1 | 100% | #N/A
1977-02-04 | 2 | 4 | 2018 | 2018-02-04 | 7 | 0 | 19:00 | 19 | 34 | 29 | 48.92 | 51.08 | 48.92 | 51.08 | 45.5 | 44.96 | 50 | 36 | 25 | 30 | 7 | 5 | 21.92 | 0 | 0 | 1 | 0 | 0 | 0 | 0 | 1 | 1 | 1 | 0 | 1 | 100% | #N/A
1977-02-04 | 2 | 4 | 2018 | 2018-02-04 | 7 | 0 | 20:00 | 20 | 33 | 28 | 48.02 | 49.28 | 48.02 | 46.04 | 44.78 | 44.96 | 46.4 | 34 | 24 | 29 | 4 | 5 | 19.94 | 0 | 0 | 1 | 0 | 0 | 0 | 0 | 1 | 1 | 1 | 0 | 1 | 100% | #N/A
1977-02-04 | 2 | 4 | 2018 | 2018-02-04 | 7 | 0 | 21:00 | 21 | 33 | 27 | 46.94 | 48.02 | 46.04 | 48.02 | 35.6 | 42.08 | 46.4 | 33 | 24 | 29 | 1 | 4 | 19.94 | 0 | 0 | 1 | 0 | 0 | 0 | 0 | 1 | 1 | 1 | 0 | 1 | 100% | #N/A
1977-02-04 | 2 | 4 | 2018 | 2018-02-04 | 7 | 0 | 22:00 | 22 | 32 | 26 | 44.96 | 47.3 | 46.04 | 46.04 | 39.02 | 42.08 | 44.6 | 32 | 23 | 30 | 1 | 0 | 17.96 | 0 | 0 | 1 | 0 | 0 | 0 | 0 | 1 | 1 | 1 | 0 | 1 | 100% | #N/A
1977-02-04 | 2 | 4 | 2018 | 2018-02-04 | 7 | 0 | 23:00 | 23 | 32 | 22 | 44.96 | 46.4 | 44.06 | 42.98 | 38.48 | 42.08 | 42.8 | 32 | 24 | 31 | -2 | 2 | 15.98 | 0 | 0 | 1 | 0 | 0 | 0 | 0 | 1 | 1 | 1 | 0 | 1 | 100% | #N/A
1977-02-04 | 2 | 4 | 2018 | 2018-02-04 | 7 | 0 | 24:00 | 24 | 31 | 21 | 42.08 | 45.68 | 42.98 | 42.98 | 39.74 | 41 | 41 | 32 | 24 | 34 | -3 | 0 | 12.92 | 0 | 0 | 1 | 0 | 0 | 0 | 0 | 1 | 1 | 1 | 0 | 1 | 100% | #N/A
1977-02-05 | 2 | 5 | 2018 | 2018-02-05 | 1 | 0 | 1:00 | 1 | 31 | 20 | 41 | 44.06 | 42.08 | 42.08 | 34.88 | 39.02 | 41 | 32 | 24 | 34 | -4 | -4 | 10.94 | 0 | 0 | 1 | 0 | 0 | 0 | 0 | 1 | 1 | 1 | 0 | 1 | 100% | #N/A
1977-02-05 | 2 | 5 | 2018 | 2018-02-05 | 1 | 0 | 2:00 | 2 | 31 | 20 | 39.02 | 42.8 | 39.02 | 41 | 35.24 | 42.08 | 39.2 | 32 | 24 | 35 | -5 | -4 | 12.02 | 0 | 0 | 1 | 0 | 0 | 0 | 0 | 1 | 1 | 1 | 0 | 1 | 100% | #N/A
1977-02-05 | 2 | 5 | 2018 | 2018-02-05 | 1 | 0 | 3:00 | 3 | 31 | 20 | 37.94 | 41.54 | 42.98 | 39.92 | 31.82 | 42.08 | 39.2 | 32 | 24 | 34 | -7 | -5 | 10.04 | 0 | 0 | 1 | 0 | 0 | 0 | 0 | 1 | 1 | 1 | 0 | 1 | 100% | #N/A
1977-02-05 | 2 | 5 | 2018 | 2018-02-05 | 1 | 0 | 4:00 | 4 | 31 | 23 | 37.94 | 40.28 | 42.98 | 41 | 31.28 | 42.08 | 39.2 | 36 | 25 | 35 | -8 | -9 | 10.94 | 0 | 0 | 1 | 0 | 0 | 0 | 0 | 1 | 1 | 1 | 0 | 1 | 100% | #N/A
1977-02-05 | 2 | 5 | 2018 | 2018-02-05 | 1 | 0 | 5:00 | 5 | 31 | 24 | 33.98 | 38.48 | 42.08 | 42.08 | 34.88 | 42.08 | 39.2 | 36 | 23 | 34 | -9 | -8 | 12.02 | 0 | 0 | 1 | 0 | 0 | 0 | 0 | 1 | 1 | 1 | 0 | 1 | 100% | #N/A
1977-02-05 | 2 | 5 | 2018 | 2018-02-05 | 1 | 0 | 6:00 | 6 | 31 | 23 | 33.08 | 36.5 | 42.08 | 41 | 32 | 42.08 | 41 | 34 | 24 | 33 | -8 | -8 | 12.02 | 0 | 0 | 1 | 0 | 0 | 0 | 0 | 1 | 1 | 1 | 0 | 1 | 100% | #N/A
1977-02-05 | 2 | 5 | 2018 | 2018-02-05 | 1 | 0 | 7:00 | 7 | 31 | 24 | 33.08 | 34.16 | 44.06 | 42.08 | 32 | 42.08 | 39.2 | 34 | 24 | 34 | -7 | -10 | 10.04 | 0 | 0 | 1 | 0 | 0 | 0 | 0 | 1 | 1 | 1 | 0 | 1 | 100% | #N/A
1977-02-05 | 2 | 5 | 2018 | 2018-02-05 | 1 | 0 | 8:00 | 8 | 31 | 26 | 33.08 | 33.8 | 48.02 | 44.06 | 33.8 | 44.06 | 39.2 | 30 | 25 | 35 | -6 | -6 | 12.02 | 0 | 1 | 0 | 0 | 0 | 0 | 0 | 1 | 1 | 1 | 0 | 1 | 100% | #N/A
1977-02-05 | 2 | 5 | 2018 | 2018-02-05 | 1 | 0 | 9:00 | 9 | 32 | 28 | 33.08 | 33.62 | 50 | 46.94 | 37.76 | 44.96 | 35.6 | 30 | 26 | 37 | 0 | -2 | 17.06 | 0 | 1 | 0 | 0 | 0 | 0 | 0 | 1 | 1 | 1 | 0 | 1 | 100% | #N/A
1977-02-05 | 2 | 5 | 2018 | 2018-02-05 | 1 | 0 | 10:00 | 10 | 32 | 29 | 33.08 | 33.08 | 51.98 | 48.02 | 41 | 46.04 | 33.8 | 27 | 27 | 37 | 6 | 5 | 19.94 | 0 | 1 | 0 | 0 | 0 | 0 | 0 | 1 | 1 | 1 | 0 | 1 | 100% | #N/A
1977-02-05 | 2 | 5 | 2018 | 2018-02-05 | 1 | 0 | 11:00 | 11 | 33 | 31 | 33.08 | 32.9 | 55.94 | 55.04 | 51.62 | 50 | 33.8 | 25 | 30 | 41 | 9 | 10 | 23 | 0 | 1 | 0 | 0 | 0 | 0 | 0 | 1 | 1 | 1 | 0 | 1 | 100% | #N/A
1977-02-05 | 2 | 5 | 2018 | 2018-02-05 | 1 | 0 | 12:00 | 12 | 33 | 30 | 32 | 32.18 | 60.08 | 57.92 | 55.22 | 55.04 | 32 | 25 | 31 | 40 | 15 | 15 | 24.08 | 0 | 1 | 0 | 0 | 0 | 0 | 0 | 1 | 1 | 1 | 0 | 1 | 100% | #N/A
1977-02-05 | 2 | 5 | 2018 | 2018-02-05 | 1 | 0 | 13:00 | 13 | 34 | 30 | 32 | 32 | 62.06 | 60.08 | 57.74 | 57.02 | 32 | 24 | 34 | 42 | 14 | 15 | 24.98 | 0 | 1 | 0 | 0 | 0 | 0 | 0 | 1 | 1 | 1 | 0 | 1 | 100% | #N/A
1977-02-05 | 2 | 5 | 2018 | 2018-02-05 | 1 | 0 | 14:00 | 14 | 33 | 30.2177 | 30.02 | 31.82 | 62.96 | 60.98 | 59.54 | 57.92 | 32 | 23 | 35 | 42 | 17 | 16 | 24.08 | 0 | 1 | 0 | 0 | 0 | 0 | 0 | 1 | 1 | 1 | 0 | 1 | 100% | #N/A
1977-02-05 | 2 | 5 | 2018 | 2018-02-05 | 1 | 0 | 15:00 | 15 | 32 | 30.1447 | 28.94 | 30.92 | 62.96 | 60.98 | 61.16 | 57.02 | 32 | 23 | 37 | 42 | 18 | 17 | 24.98 | 0 | 1 | 0 | 0 | 0 | 0 | 0 | 1 | 1 | 1 | 0 | 1 | 100% | #N/A
1977-02-05 | 2 | 5 | 2018 | 2018-02-05 | 1 | 0 | 16:00 | 16 | 31 | 31 | 28.94 | 30.02 | 62.06 | 60.08 | 59.9 | 55.94 | 32 | 21 | 37 | 42 | 16 | 15 | 24.98 | 0 | 1 | 0 | 0 | 0 | 0 | 0 | 1 | 1 | 1 | 0 | 1 | 100% | #N/A
1977-02-05 | 2 | 5 | 2018 | 2018-02-05 | 1 | 0 | 17:00 | 17 | 30 | 30.0714 | 30.2 | 29.84 | 59 | 57.92 | 54.68 | 53.06 | 32 | 19 | 35 | 40 | 15 | 16 | 24.98 | 0 | 1 | 0 | 0 | 0 | 0 | 0 | 1 | 1 | 1 | 0 | 1 | 100% | #N/A
1977-02-05 | 2 | 5 | 2018 | 2018-02-05 | 1 | 0 | 18:00 | 18 | 28 | 30 | 30.02 | 29.66 | 55.94 | 53.06 | 49.1 | 50 | 31.64 | 18 | 33 | 40 | 15 | 14 | 24.08 | 0 | 1 | 0 | 0 | 0 | 0 | 0 | 1 | 1 | 1 | 0 | 1 | 100% | #N/A
1977-02-05 | 2 | 5 | 2018 | 2018-02-05 | 1 | 0 | 19:00 | 19 | 27 | 30 | 26.06 | 28.58 | 53.96 | 51.08 | 45.32 | 44.96 | 32.36 | 16 | 32 | 40 | 15 | 11 | 24.08 | 0 | 1 | 0 | 0 | 0 | 0 | 0 | 1 | 1 | 1 | 0 | 1 | 100% | #N/A
1977-02-05 | 2 | 5 | 2018 | 2018-02-05 | 1 | 0 | 20:00 | 20 | 25 | 29 | 26.06 | 27.68 | 50 | 48.02 | 42.26 | 42.98 | 31.1 | 16 | 33 | 38 | 14 | 12 | 21.92 | 0 | 1 | 0 | 0 | 0 | 0 | 0 | 1 | 1 | 1 | 0 | 1 | 100% | #N/A
1977-02-05 | 2 | 5 | 2018 | 2018-02-05 | 1 | 0 | 21:00 | 21 | 24 | 30 | 24.08 | 27.32 | 46.94 | 46.94 | 39.74 | 39.02 | 31.82 | 14 | 32 | 38 | 14 | 13 | 21.92 | 0 | 1 | 0 | 0 | 0 | 0 | 0 | 1 | 1 | 1 | 0 | 1 | 100% | #N/A
1977-02-05 | 2 | 5 | 2018 | 2018-02-05 | 1 | 0 | 22:00 | 22 | 22 | 31.1968 | 19.04 | 27.14 | 44.96 | 42.08 | 38.12 | 37.04 | 31.46 | 12 | 36 | 36 | 14 | 14 | 21.02 | 0 | 1 | 0 | 0 | 0 | 0 | 0 | 1 | 1 | 1 | 0 | 1 | 100% | #N/A
1977-02-05 | 2 | 5 | 2018 | 2018-02-05 | 1 | 0 | 23:00 | 23 | 21 | 31 | 21.92 | 25.88 | 41 | 39.92 | 37.4 | 35.06 | 30.38 | 10 | 35 | 36 | 12 | 13 | 21.92 | 0 | 1 | 0 | 0 | 0 | 0 | 0 | 1 | 1 | 1 | 0 | 1 | 100% | #N/A
1977-02-05 | 2 | 5 | 2018 | 2018-02-05 | 1 | 0 | 24:00 | 24 | 19 | 33 | 15.98 | 25.52 | 39.02 | 37.94 | 34.16 | 33.98 | 29.12 | 7 | 33 | 36 | 11 | 14 | 23 | 0 | 0 | 1 | 0 | 0 | 0 | 0 | 1 | 1 | 1 | 0 | 1 | 100% | #N/A
1977-02-06 | 2 | 6 | 2018 | 2018-02-06 | 2 | 0 | 1:00 | 1 | 18 | 33 | 17.06 | 25.34 | 37.94 | 35.96 | 32.9 | 35.06 | 29.84 | 7 | 32 | 36 | 10 | 13 | 23 | 0 | 0 | 1 | 0 | 0 | 0 | 0 | 1 | 1 | 1 | 0 | 1 | 100% | #N/A
1977-02-06 | 2 | 6 | 2018 | 2018-02-06 | 2 | 0 | 2:00 | 2 | 17 | 34 | 15.98 | 25.34 | 35.06 | 35.06 | 31.46 | 33.08 | 28.58 | 3 | 31 | 36 | 8 | 12 | 21.92 | 0 | 0 | 1 | 0 | 0 | 0 | 0 | 1 | 1 | 1 | 0 | 1 | 100% | #N/A
1977-02-06 | 2 | 6 | 2018 | 2018-02-06 | 2 | 0 | 3:00 | 3 | 17 | 35 | 12.92 | 26.24 | 35.06 | 33.08 | 28.58 | 33.08 | 30.02 | 1 | 29 | 36 | 7 | 11 | 21.92 | 0 | 0 | 1 | 0 | 0 | 0 | 0 | 1 | 1 | 1 | 0 | 1 | 100% | #N/A
1977-02-06 | 2 | 6 | 2018 | 2018-02-06 | 2 | 0 | 4:00 | 4 | 16 | 34 | 15.08 | 26.96 | 33.08 | 32 | 27.5 | 30.92 | 31.64 | 1 | 28 | 36 | 6 | 10 | 21.02 | 0 | 0 | 1 | 0 | 0 | 0 | 0 | 1 | 1 | 1 | 0 | 1 | 100% | #N/A
1977-02-06 | 2 | 6 | 2018 | 2018-02-06 | 2 | 0 | 5:00 | 5 | 15 | 34 | 12.92 | 26.96 | 30.92 | 30.92 | 31.28 | 30.92 | 32.18 | 0 | 28 | 36 | 5 | 9 | 21.02 | 0 | 0 | 1 | 0 | 0 | 0 | 0 | 1 | 1 | 1 | 0 | 1 | 100% | #N/A
1977-02-06 | 2 | 6 | 2018 | 2018-02-06 | 2 | 0 | 6:00 | 6 | 14 | 35 | 12.92 | 26.96 | 28.94 | 28.94 | 31.28 | 28.94 | 32.9 | 0 | 24 | 36 | 6 | 7 | 21.02 | 0 | 0 | 1 | 0 | 0 | 0 | 0 | 1 | 1 | 1 | 0 | 1 | 100% | #N/A
1977-02-06 | 2 | 6 | 2018 | 2018-02-06 | 2 | 0 | 7:00 | 7 | 13 | 36 | 10.94 | 26.24 | 28.04 | 28.04 | 30.56 | 28.04 | 31.64 | 1 | 19 | 37 | 5 | 7 | 19.94 | 0 | 0 | 1 | 0 | 0 | 0 | 0 | 1 | 1 | 1 | 0 | 1 | 100% | #N/A
1977-02-06 | 2 | 6 | 2018 | 2018-02-06 | 2 | 0 | 8:00 | 8 | 13 | 35 | 14 | 26.6 | 30.92 | 28.94 | 30.74 | 28.94 | 31.46 | 3 | 16 | 35 | 7 | 9 | 21.02 | 0 | 1 | 0 | 0 | 0 | 0 | 0 | 1 | 1 | 1 | 0 | 1 | 100% | #N/A
1977-02-06 | 2 | 6 | 2018 | 2018-02-06 | 2 | 0 | 9:00 | 9 | 14 | 35 | 21.02 | 28.22 | 35.06 | 32 | 32.36 | 30.92 | 32 | 7 | 14 | 35 | 12 | 10 | 21.02 | 0 | 1 | 0 | 0 | 0 | 0 | 0 | 1 | 1 | 1 | 0 | 1 | 100% | #N/A
1977-02-06 | 2 | 6 | 2018 | 2018-02-06 | 2 | 0 | 10:00 | 10 | 14 | 40 | 24.98 | 29.48 | 35.96 | 35.06 | 33.98 | 33.08 | 23 | 12 | 15 | 35 | 15 | 14 | 21.92 | 0 | 1 | 0 | 0 | 0 | 0 | 0 | 1 | 1 | 1 | 0 | 1 | 100% | #N/A
1977-02-06 | 2 | 6 | 2018 | 2018-02-06 | 2 | 0 | 11:00 | 11 | 16 | 40 | 28.94 | 30.56 | 35.96 | 35.96 | 36.68 | 33.08 | 28.4 | 16 | 17 | 38 | 17 | 18 | 21.92 | 0 | 1 | 0 | 0 | 0 | 0 | 0 | 1 | 1 | 1 | 0 | 1 | 100% | #N/A
1977-02-06 | 2 | 6 | 2018 | 2018-02-06 | 2 | 0 | 12:00 | 12 | 18 | 41 | 32 | 32.54 | 35.06 | 37.04 | 39.74 | 35.06 | 30.2 | 18 | 18 | 39 | 18 | 20 | 21.02 | 0 | 1 | 0 | 0 | 0 | 0 | 0 | 1 | 1 | 1 | 0 | 1 | 100% | #N/A
1977-02-06 | 2 | 6 | 2018 | 2018-02-06 | 2 | 0 | 13:00 | 13 | 20 | 39 | 33.98 | 33.62 | 35.96 | 37.04 | 41.36 | 37.04 | 32 | 19 | 20 | 39 | 20 | 22 | 21.02 | 0 | 1 | 0 | 0 | 0 | 0 | 0 | 1 | 1 | 1 | 0 | 1 | 100% | #N/A
1977-02-06 | 2 | 6 | 2018 | 2018-02-06 | 2 | 0 | 14:00 | 14 | 20 | 40 | 35.06 | 35.42 | 35.96 | 35.06 | 41.9 | 37.94 | 32 | 21 | 20 | 40 | 20 | 22 | 21.92 | 0 | 1 | 0 | 0 | 0 | 0 | 0 | 1 | 1 | 1 | 0 | 1 | 100% | #N/A
1977-02-06 | 2 | 6 | 2018 | 2018-02-06 | 2 | 0 | 15:00 | 15 | 21 | 40 | 35.06 | 35.78 | 35.06 | 33.98 | 42.98 | 39.02 | 33.8 | 21 | 20 | 40 | 21 | 24 | 21.92 | 0 | 1 | 0 | 0 | 0 | 0 | 0 | 1 | 1 | 1 | 0 | 1 | 100% | #N/A
1977-02-06 | 2 | 6 | 2018 | 2018-02-06 | 2 | 0 | 16:00 | 16 | 21 | 40 | 33.98 | 36.32 | 33.08 | 33.08 | 42.44 | 39.02 | 32 | 21 | 19 | 40 | 21 | 22 | 21.02 | 0 | 1 | 0 | 0 | 0 | 0 | 0 | 1 | 1 | 1 | 0 | 1 | 100% | #N/A
1977-02-06 | 2 | 6 | 2018 | 2018-02-06 | 2 | 0 | 17:00 | 17 | 20 | 39 | 32 | 35.96 | 33.08 | 32 | 41.18 | 35.06 | 32 | 21 | 18 | 39 | 20 | 19 | 19.94 | 0 | 1 | 0 | 0 | 0 | 0 | 0 | 1 | 1 | 1 | 0 | 1 | 100% | #N/A
1977-02-06 | 2 | 6 | 2018 | 2018-02-06 | 2 | 0 | 18:00 | 18 | 20 | 39 | 30.92 | 35.24 | 33.08 | 32 | 41 | 32 | 32 | 21 | 16 | 38 | 15 | 18 | 19.94 | 0 | 1 | 0 | 0 | 0 | 0 | 0 | 1 | 1 | 1 | 0 | 1 | 100% | #N/A
1977-02-06 | 2 | 6 | 2018 | 2018-02-06 | 2 | 0 | 19:00 | 19 | 19 | 37 | 28.04 | 34.34 | 33.08 | 32 | 37.22 | 30.02 | 32 | 21 | 14 | 38 | 11 | 14 | 19.94 | 0 | 1 | 0 | 0 | 0 | 0 | 0 | 1 | 1 | 1 | 0 | 1 | 100% | #N/A
1977-02-06 | 2 | 6 | 2018 | 2018-02-06 | 2 | 0 | 20:00 | 20 | 17 | 37 | 28.94 | 33.62 | 33.98 | 32 | 36.32 | 30.02 | 32 | 25 | 12 | 38 | 11 | 9 | 17.96 | 0 | 1 | 0 | 0 | 0 | 0 | 0 | 1 | 1 | 1 | 0 | 1 | 100% | #N/A
1977-02-06 | 2 | 6 | 2018 | 2018-02-06 | 2 | 0 | 21:00 | 21 | 16 | 36 | 28.04 | 32.72 | 33.98 | 32 | 35.6 | 28.94 | 32 | 25 | 9 | 37 | 8 | 7 | 17.06 | 0 | 1 | 0 | 0 | 0 | 0 | 0 | 1 | 1 | 1 | 0 | 1 | 100% | #N/A
1977-02-06 | 2 | 6 | 2018 | 2018-02-06 | 2 | 0 | 22:00 | 22 | 14 | 36 | 24.98 | 32.36 | 33.98 | 32 | 35.6 | 28.94 | 32 | 23 | 7 | 35 | 8 | 11 | 17.06 | 0 | 1 | 0 | 0 | 0 | 0 | 0 | 1 | 1 | 1 | 0 | 1 | 100% | #N/A
1977-02-06 | 2 | 6 | 2018 | 2018-02-06 | 2 | 0 | 23:00 | 23 | 14 | 35 | 23 | 31.82 | 33.98 | 32 | 34.7 | 28.94 | 30.2 | 23 | 8 | 36 | 7 | 6 | 17.06 | 0 | 1 | 0 | 0 | 0 | 0 | 0 | 1 | 1 | 1 | 0 | 1 | 100% | #N/A
1977-02-06 | 2 | 6 | 2018 | 2018-02-06 | 2 | 0 | 24:00 | 24 | 14 | 33 | 19.94 | 32.18 | 33.98 | 32 | 33.8 | 30.02 | 28.4 | 21 | 5 | 36 | 6 | 8 | 15.98 | 0 | 0 | 1 | 0 | 0 | 0 | 0 | 1 | 1 | 1 | 0 | 1 | 100% | #N/A
1977-02-07 | 2 | 7 | 2018 | 2018-02-07 | 3 | 0 | 1:00 | 1 | 14 | 34 | 21.92 | 31.64 | 33.98 | 33.08 | 33.8 | 30.02 | 28.4 | 21 | 1 | 35 | 7 | 8 | 15.98 | 0 | 0 | 1 | 0 | 0 | 0 | 0 | 1 | 1 | 1 | 0 | 1 | 100% | #N/A
1977-02-07 | 2 | 7 | 2018 | 2018-02-07 | 3 | 0 | 2:00 | 2 | 14 | 30 | 26.96 | 31.82 | 33.98 | 33.08 | 33.8 | 30.02 | 26.6 | 19 | -2 | 35 | 6 | 7 | 15.98 | 0 | 0 | 1 | 0 | 0 | 0 | 0 | 1 | 1 | 1 | 0 | 1 | 100% | #N/A
1977-02-07 | 2 | 7 | 2018 | 2018-02-07 | 3 | 0 | 3:00 | 3 | 15 | 35 | 26.96 | 32.18 | 35.06 | 33.08 | 33.8 | 30.02 | 28.4 | 19 | 1 | 34 | 6 | 4 | 17.06 | 0 | 0 | 1 | 0 | 0 | 0 | 0 | 1 | 1 | 1 | 0 | 1 | 100% | #N/A
1977-02-07 | 2 | 7 | 2018 | 2018-02-07 | 3 | 0 | 4:00 | 4 | 15 | 32 | 21.02 | 33.26 | 33.98 | 32 | 33.8 | 30.02 | 30.2 | 19 | 1 | 34 | 6 | 4 | 17.06 | 0 | 0 | 1 | 0 | 0 | 0 | 0 | 1 | 1 | 1 | 0 | 1 | 100% | #N/A
1977-02-07 | 2 | 7 | 2018 | 2018-02-07 | 3 | 0 | 5:00 | 5 | 15 | 32 | 19.94 | 33.08 | 33.98 | 32 | 33.8 | 30.02 | 30.2 | 19 | 0 | 35 | 6 | 7 | 17.06 | 0 | 0 | 1 | 0 | 0 | 0 | 0 | 1 | 1 | 1 | 0 | 1 | 100% | #N/A
1977-02-07 | 2 | 7 | 2018 | 2018-02-07 | 3 | 0 | 6:00 | 6 | 14 | 30 | 21.02 | 32.9 | 33.98 | 33.08 | 33.8 | 30.92 | 28.4 | 18 | -1 | 35 | 8 | 6 | 15.98 | 0 | 0 | 1 | 0 | 0 | 0 | 0 | 1 | 1 | 1 | 0 | 1 | 100% | #N/A
1977-02-07 | 2 | 7 | 2018 | 2018-02-07 | 3 | 0 | 7:00 | 7 | 14 | 34 | 17.06 | 32.9 | 35.06 | 33.08 | 33.8 | 30.92 | 26.6 | 18 | -1 | 34 | 7 | 6 | 17.96 | 0 | 0 | 1 | 0 | 0 | 0 | 0 | 1 | 1 | 1 | 0 | 1 | 100% | #N/A
1977-02-07 | 2 | 7 | 2018 | 2018-02-07 | 3 | 0 | 8:00 | 8 | 16 | 34 | 17.06 | 32.9 | 35.06 | 33.08 | 34.34 | 30.92 | 24.8 | 18 | 2 | 33 | 10 | 6 | 17.96 | 0 | 1 | 0 | 0 | 0 | 0 | 0 | 1 | 1 | 1 | 0 | 1 | 100% | #N/A
1977-02-07 | 2 | 7 | 2018 | 2018-02-07 | 3 | 0 | 9:00 | 9 | 17 | 36 | 28.04 | 33.44 | 35.96 | 33.8 | 34.88 | 30.92 | 28.4 | 19 | 8 | 33 | 15 | 11 | 19.94 | 0 | 1 | 0 | 0 | 0 | 0 | 0 | 1 | 1 | 1 | 0 | 1 | 100% | #N/A
1977-02-07 | 2 | 7 | 2018 | 2018-02-07 | 3 | 0 | 10:00 | 10 | 19 | 37 | 35.06 | 34.34 | 37.4 | 33.98 | 36.14 | 30.92 | 32 | 19 | 10 | 33 | 21 | 18 | 21.02 | 0 | 1 | 0 | 0 | 0 | 0 | 0 | 1 | 1 | 1 | 0 | 1 | 100% | #N/A
1977-02-07 | 2 | 7 | 2018 | 2018-02-07 | 3 | 0 | 11:00 | 11 | 22 | 37 | 39.92 | 38.3 | 39.2 | 33.98 | 37.4 | 30.92 | 37.4 | 21 | 14 | 34 | 24 | 25 | 23 | 0 | 1 | 0 | 0 | 0 | 0 | 0 | 1 | 1 | 1 | 0 | 1 | 100% | #N/A
1977-02-07 | 2 | 7 | 2018 | 2018-02-07 | 3 | 0 | 12:00 | 12 | 24 | 38 | 42.98 | 39.56 | 39.92 | 35.06 | 37.94 | 32 | 39.2 | 23 | 16 | 32 | 27 | 28 | 23 | 0 | 1 | 0 | 0 | 0 | 0 | 0 | 1 | 1 | 1 | 0 | 1 | 100% | #N/A
1977-02-07 | 2 | 7 | 2018 | 2018-02-07 | 3 | 0 | 13:00 | 13 | 27 | 39 | 44.06 | 41.9 | 39.92 | 37.04 | 38.3 | 32 | 39.2 | 23 | 22 | 32 | 29 | 30 | 23 | 0 | 1 | 0 | 0 | 0 | 0 | 0 | 1 | 1 | 1 | 0 | 1 | 100% | #N/A
1977-02-07 | 2 | 7 | 2018 | 2018-02-07 | 3 | 0 | 14:00 | 14 | 28 | 39 | 44.06 | 41.9 | 39.92 | 37.94 | 39.2 | 33.08 | 41 | 25 | 23 | 29 | 29 | 30 | 24.98 | 0 | 1 | 0 | 0 | 0 | 0 | 0 | 1 | 1 | 1 | 0 | 1 | 100% | #N/A
1977-02-07 | 2 | 7 | 2018 | 2018-02-07 | 3 | 0 | 15:00 | 15 | 28 | 38 | 44.06 | 42.62 | 39.92 | 39.02 | 39.2 | 32 | 41 | 25 | 23 | 26 | 29 | 30 | 24.98 | 0 | 1 | 0 | 0 | 0 | 0 | 0 | 1 | 1 | 1 | 0 | 1 | 100% | #N/A
1977-02-07 | 2 | 7 | 2018 | 2018-02-07 | 3 | 0 | 16:00 | 16 | 29 | 38 | 42.98 | 41.18 | 39.92 | 37.4 | 38.84 | 33.08 | 39.2 | 25 | 23 | 24 | 31 | 31 | 24.98 | 0 | 1 | 0 | 0 | 0 | 0 | 0 | 1 | 1 | 1 | 0 | 1 | 100% | #N/A
1977-02-07 | 2 | 7 | 2018 | 2018-02-07 | 3 | 0 | 17:00 | 17 | 28 | 37 | 39.92 | 40.28 | 39.02 | 37.94 | 37.76 | 32 | 37.4 | 21 | 23 | 21 | 31 | 31 | 23 | 0 | 1 | 0 | 0 | 0 | 0 | 0 | 1 | 1 | 1 | 0 | 1 | 100% | #N/A
1977-02-07 | 2 | 7 | 2018 | 2018-02-07 | 3 | 0 | 18:00 | 18 | 28 | 35 | 37.04 | 39.56 | 39.02 | 37.04 | 37.4 | 32 | 35.6 | 19 | 22 | 20 | 30 | 29 | 21.02 | 0 | 1 | 0 | 0 | 0 | 0 | 0 | 1 | 1 | 1 | 0 | 1 | 100% | #N/A
1977-02-07 | 2 | 7 | 2018 | 2018-02-07 | 3 | 0 | 19:00 | 19 | 27 | 34 | 32 | 39.74 | 39.02 | 37.04 | 36.68 | 32 | 35.6 | 18 | 22 | 19 | 30 | 30 | 19.94 | 0 | 1 | 0 | 0 | 0 | 0 | 0 | 1 | 1 | 1 | 0 | 1 | 100% | #N/A
1977-02-07 | 2 | 7 | 2018 | 2018-02-07 | 3 | 0 | 20:00 | 20 | 26 | 33 | 28.04 | 39.74 | 39.02 | 37.04 | 35.6 | 33.08 | 33.8 | 14 | 22 | 16 | 29 | 31 | 17.96 | 0 | 1 | 0 | 0 | 0 | 0 | 0 | 1 | 1 | 1 | 0 | 1 | 100% | #N/A
1977-02-07 | 2 | 7 | 2018 | 2018-02-07 | 3 | 0 | 21:00 | 21 | 24 | 33 | 26.06 | 39.74 | 37.94 | 37.04 | 35.78 | 33.8 | 33.8 | 9 | 21 | 14 | 30 | 32 | 17.06 | 0 | 1 | 0 | 0 | 0 | 0 | 0 | 1 | 1 | 1 | 0 | 1 | 100% | #N/A
1977-02-07 | 2 | 7 | 2018 | 2018-02-07 | 3 | 0 | 22:00 | 22 | 23 | 33 | 28.04 | 39.74 | 37.94 | 37.04 | 35.6 | 33.08 | 35.6 | 7 | 20 | 12 | 29 | 31 | 17.06 | 0 | 1 | 0 | 0 | 0 | 0 | 0 | 1 | 1 | 1 | 0 | 1 | 100% | #N/A
1977-02-07 | 2 | 7 | 2018 | 2018-02-07 | 3 | 0 | 23:00 | 23 | 21 | 32 | 37.94 | 39.92 | 37.94 | 37.04 | 35.6 | 33.08 | 37.4 | 5 | 20 | 11 | 28 | 30 | 17.06 | 0 | 1 | 0 | 0 | 0 | 0 | 0 | 1 | 1 | 1 | 0 | 1 | 100% | #N/A
1977-02-07 | 2 | 7 | 2018 | 2018-02-07 | 3 | 0 | 24:00 | 24 | 18 | 31 | 39.02 | 39.92 | 37.94 | 35.96 | 35.6 | 33.08 | 37.4 | 1 | 21 | 10 | 28 | 31 | 15.08 | 0 | 0 | 1 | 0 | 0 | 0 | 0 | 1 | 1 | 1 | 0 | 1 | 100% | #N/A
1977-02-08 | 2 | 8 | 2018 | 2018-02-08 | 4 | 0 | 1:00 | 1 | 16 | 31 | 39.02 | 39.56 | 39.02 | 35.06 | 35.6 | 33.08 | 37.4 | 0 | 20 | 3 | 28 | 31 | 14 | 0 | 0 | 1 | 0 | 0 | 0 | 0 | 1 | 1 | 1 | 0 | 1 | 100% | #N/A
1977-02-08 | 2 | 8 | 2018 | 2018-02-08 | 4 | 0 | 2:00 | 2 | 15 | 29 | 37.94 | 39.02 | 37.94 | 33.98 | 35.6 | 33.08 | 37.4 | -2 | 20 | 0 | 27 | 32 | 12.02 | 0 | 0 | 1 | 0 | 0 | 0 | 0 | 1 | 1 | 1 | 0 | 1 | 100% | #N/A
1977-02-08 | 2 | 8 | 2018 | 2018-02-08 | 4 | 0 | 3:00 | 3 | 15 | 26 | 37.04 | 37.94 | 37.94 | 33.98 | 35.6 | 32 | 37.4 | -6 | 18 | -1 | 27 | 32 | 10.94 | 0 | 0 | 1 | 0 | 0 | 0 | 0 | 1 | 1 | 1 | 0 | 1 | 100% | #N/A
1977-02-08 | 2 | 8 | 2018 | 2018-02-08 | 4 | 0 | 4:00 | 4 | 14 | 26 | 35.06 | 35.96 | 37.94 | 33.98 | 33.8 | 33.08 | 35.6 | -8 | 17 | -3 | 27 | 32 | 10.94 | 0 | 0 | 1 | 0 | 0 | 0 | 0 | 1 | 1 | 1 | 0 | 1 | 100% | #N/A
1977-02-08 | 2 | 8 | 2018 | 2018-02-08 | 4 | 0 | 5:00 | 5 | 14 | 27 | 33.08 | 33.98 | 37.04 | 33.98 | 33.8 | 33.08 | 35.6 | -8 | 17 | -2 | 27 | 32 | 10.94 | 0 | 0 | 1 | 0 | 0 | 0 | 0 | 1 | 1 | 1 | 0 | 1 | 100% | #N/A
1977-02-08 | 2 | 8 | 2018 | 2018-02-08 | 4 | 0 | 6:00 | 6 | 14 | 26 | 30.92 | 32 | 35.96 | 33.98 | 35.6 | 33.8 | 33.8 | -9 | 16 | 0 | 29 | 32 | 10.04 | 0 | 0 | 1 | 0 | 0 | 0 | 0 | 1 | 1 | 1 | 0 | 1 | 100% | #N/A
1977-02-08 | 2 | 8 | 2018 | 2018-02-08 | 4 | 0 | 7:00 | 7 | 14 | 25 | 30.02 | 30.92 | 35.06 | 33.98 | 35.6 | 33.08 | 32 | -9 | 16 | 3 | 29 | 33 | 10.04 | 0 | 0 | 1 | 0 | 0 | 0 | 0 | 1 | 1 | 1 | 0 | 1 | 100% | #N/A
1977-02-08 | 2 | 8 | 2018 | 2018-02-08 | 4 | 0 | 8:00 | 8 | 20 | 28 | 28.94 | 29.3 | 35.96 | 35.06 | 36.5 | 35.06 | 30.2 | -9 | 16 | 3 | 29 | 33 | 10.94 | 0 | 1 | 0 | 0 | 0 | 0 | 0 | 1 | 1 | 1 | 0 | 1 | 100% | #N/A
1977-02-08 | 2 | 8 | 2018 | 2018-02-08 | 4 | 0 | 9:00 | 9 | 25 | 29 | 28.04 | 28.04 | 35.96 | 35.6 | 37.76 | 37.94 | 30.2 | -2 | 20 | 2 | 30 | 34 | 12.92 | 0 | 1 | 0 | 0 | 0 | 0 | 0 | 1 | 1 | 1 | 0 | 1 | 100% | #N/A
1977-02-08 | 2 | 8 | 2018 | 2018-02-08 | 4 | 0 | 10:00 | 10 | 31 | 29 | 24.08 | 25.88 | 39.02 | 37.04 | 39.02 | 39.02 | 30.2 | 9 | 22 | 2 | 31 | 35 | 15.08 | 0 | 1 | 0 | 0 | 0 | 0 | 0 | 1 | 1 | 1 | 0 | 1 | 100% | #N/A
1977-02-08 | 2 | 8 | 2018 | 2018-02-08 | 4 | 0 | 11:00 | 11 | 31 | 31 | 21.02 | 19.94 | 39.92 | 39.92 | 41.18 | 39.92 | 30.2 | 16 | 26 | 3 | 33 | 36 | 15.98 | 0 | 1 | 0 | 0 | 0 | 0 | 0 | 1 | 1 | 1 | 0 | 1 | 100% | #N/A
1977-02-08 | 2 | 8 | 2018 | 2018-02-08 | 4 | 0 | 12:00 | 12 | 31 | 33 | 19.04 | 19.04 | 42.98 | 44.06 | 42.8 | 46.04 | 28.4 | 21 | 28 | 4 | 37 | 36 | 15.98 | 0 | 1 | 0 | 0 | 0 | 0 | 0 | 1 | 1 | 1 | 0 | 1 | 100% | #N/A
1977-02-08 | 2 | 8 | 2018 | 2018-02-08 | 4 | 0 | 13:00 | 13 | 31 | 34 | 19.04 | 18.5 | 50 | 46.94 | 48.2 | 50 | 28.4 | 27 | 29 | 5 | 37 | 37 | 15.98 | 0 | 1 | 0 | 0 | 0 | 0 | 0 | 1 | 1 | 1 | 0 | 1 | 100% | #N/A
1977-02-08 | 2 | 8 | 2018 | 2018-02-08 | 4 | 0 | 14:00 | 14 | 31 | 32 | 19.94 | 19.4 | 53.96 | 50 | 44.6 | 46.04 | 30.2 | 27 | 30 | 8 | 37 | 38 | 14 | 0 | 1 | 0 | 0 | 0 | 0 | 0 | 1 | 1 | 1 | 0 | 1 | 100% | #N/A
1977-02-08 | 2 | 8 | 2018 | 2018-02-08 | 4 | 0 | 15:00 | 15 | 30 | 32 | 19.94 | 20.66 | 51.98 | 51.08 | 48.92 | 46.04 | 30.2 | 27 | 31 | 8 | 37 | 39 | 12.92 | 0 | 1 | 0 | 0 | 0 | 0 | 0 | 1 | 1 | 1 | 0 | 1 | 100% | #N/A
1977-02-08 | 2 | 8 | 2018 | 2018-02-08 | 4 | 0 | 16:00 | 16 | 30 | 32 | 19.94 | 21.2 | 50 | 48.02 | 43.16 | 44.06 | 30.2 | 28 | 30 | 8 | 37 | 38 | 14 | 0 | 1 | 0 | 0 | 0 | 0 | 0 | 1 | 1 | 1 | 0 | 1 | 100% | #N/A
1977-02-08 | 2 | 8 | 2018 | 2018-02-08 | 4 | 0 | 17:00 | 17 | 28 | 32 | 21.02 | 21.38 | 46.94 | 44.06 | 38.12 | 39.02 | 30.2 | 25 | 28 | 7 | 37 | 38 | 14 | 0 | 1 | 0 | 0 | 0 | 0 | 0 | 1 | 1 | 1 | 0 | 1 | 100% | #N/A
1977-02-08 | 2 | 8 | 2018 | 2018-02-08 | 4 | 0 | 18:00 | 18 | 25 | 32 | 21.92 | 21.74 | 42.98 | 39.92 | 35.24 | 33.98 | 30.2 | 19 | 25 | 7 | 36 | 36 | 8.06 | 0 | 1 | 0 | 0 | 0 | 0 | 0 | 1 | 1 | 1 | 0 | 1 | 100% | #N/A
1977-02-08 | 2 | 8 | 2018 | 2018-02-08 | 4 | 0 | 19:00 | 19 | 23 | 32 | 21.02 | 21.56 | 39.02 | 37.04 | 32.9 | 30.92 | 30.2 | 14 | 24 | 7 | 36 | 36 | 8.06 | 0 | 1 | 0 | 0 | 0 | 0 | 0 | 1 | 1 | 1 | 0 | 1 | 100% | #N/A
1977-02-08 | 2 | 8 | 2018 | 2018-02-08 | 4 | 0 | 20:00 | 20 | 22 | 32 | 21.02 | 21.38 | 35.06 | 33.08 | 31.64 | 28.94 | 28.4 | 12 | 18 | 7 | 36 | 37 | 8.06 | 0 | 1 | 0 | 0 | 0 | 0 | 0 | 1 | 1 | 1 | 0 | 1 | 100% | #N/A
1977-02-08 | 2 | 8 | 2018 | 2018-02-08 | 4 | 0 | 21:00 | 21 | 22 | 32 | 21.02 | 20.84 | 33.08 | 30.92 | 30.38 | 28.04 | 28.4 | 12 | 17 | 7 | 35 | 36 | 8.06 | 0 | 1 | 0 | 0 | 0 | 0 | 0 | 1 | 1 | 1 | 0 | 1 | 100% | #N/A
1977-02-08 | 2 | 8 | 2018 | 2018-02-08 | 4 | 0 | 22:00 | 22 | 21 | 32 | 21.02 | 21.2 | 30.92 | 30.02 | 28.94 | 26.06 | 26.6 | 7 | 19 | 6 | 34 | 36 | 8.06 | 0 | 1 | 0 | 0 | 0 | 0 | 0 | 1 | 1 | 1 | 0 | 1 | 100% | #N/A
1977-02-08 | 2 | 8 | 2018 | 2018-02-08 | 4 | 0 | 23:00 | 23 | 20 | 32 | 21.02 | 21.38 | 30.02 | 28.94 | 27.68 | 24.08 | 26.6 | 3 | 17 | 6 | 33 | 36 | 8.96 | 0 | 1 | 0 | 0 | 0 | 0 | 0 | 1 | 1 | 1 | 0 | 1 | 100% | #N/A
1977-02-08 | 2 | 8 | 2018 | 2018-02-08 | 4 | 0 | 24:00 | 24 | 19 | 32 | 21.02 | 21.38 | 28.94 | 28.04 | 27.14 | 23 | 26.6 | 0 | 12 | 6 | 32 | 35 | 10.04 | 0 | 0 | 1 | 0 | 0 | 0 | 0 | 1 | 1 | 1 | 0 | 1 | 100% | #N/A
1977-02-09 | 2 | 9 | 2018 | 2018-02-09 | 5 | 0 | 1:00 | 1 | 18 | 32 | 21.02 | 21.38 | 28.04 | 26.96 | 25.88 | 21.92 | 26.6 | 0 | 9 | 6 | 32 | 35 | 10.04 | 0 | 0 | 1 | 0 | 0 | 0 | 0 | 1 | 1 | 1 | 0 | 1 | 100% | #N/A
1977-02-09 | 2 | 9 | 2018 | 2018-02-09 | 5 | 0 | 2:00 | 2 | 17 | 32 | 21.02 | 21.2 | 26.96 | 26.06 | 24.62 | 21.02 | 28.4 | -2 | 6 | 6 | 32 | 35 | 10.04 | 0 | 0 | 1 | 0 | 0 | 0 | 0 | 1 | 1 | 1 | 0 | 1 | 100% | #N/A
1977-02-09 | 2 | 9 | 2018 | 2018-02-09 | 5 | 0 | 3:00 | 3 | 17 | 32 | 21.02 | 21.56 | 26.96 | 24.98 | 23.72 | 19.94 | 28.4 | 0 | 4 | 6 | 32 | 34 | 10.94 | 0 | 0 | 1 | 0 | 0 | 0 | 0 | 1 | 1 | 1 | 0 | 1 | 100% | #N/A
1977-02-09 | 2 | 9 | 2018 | 2018-02-09 | 5 | 0 | 4:00 | 4 | 16 | 32 | 21.02 | 21.56 | 26.06 | 24.08 | 22.82 | 19.94 | 28.4 | 0 | 2 | 5 | 32 | 34 | 10.94 | 0 | 0 | 1 | 0 | 0 | 0 | 0 | 1 | 1 | 1 | 0 | 1 | 100% | #N/A
1977-02-09 | 2 | 9 | 2018 | 2018-02-09 | 5 | 0 | 5:00 | 5 | 13 | 32 | 21.02 | 21.2 | 24.98 | 24.08 | 21.92 | 19.04 | 28.4 | -2 | 2 | 5 | 33 | 36 | 10.04 | 0 | 0 | 1 | 0 | 0 | 0 | 0 | 1 | 1 | 1 | 0 | 1 | 100% | #N/A
1977-02-09 | 2 | 9 | 2018 | 2018-02-09 | 5 | 0 | 6:00 | 6 | 11 | 32 | 21.02 | 21.2 | 24.08 | 23 | 21.56 | 17.96 | 28.4 | 0 | 3 | 6 | 35 | 36 | 10.04 | 0 | 0 | 1 | 0 | 0 | 0 | 0 | 1 | 1 | 1 | 0 | 1 | 100% | #N/A
1977-02-09 | 2 | 9 | 2018 | 2018-02-09 | 5 | 0 | 7:00 | 7 | 8 | 32 | 19.94 | 21.2 | 24.08 | 21.92 | 21.74 | 17.96 | 28.4 | 1 | 0 | 6 | 35 | 35 | 10.04 | 0 | 0 | 1 | 0 | 0 | 0 | 0 | 1 | 1 | 1 | 0 | 1 | 100% | #N/A
1977-02-09 | 2 | 9 | 2018 | 2018-02-09 | 5 | 0 | 8:00 | 8 | 13 | 32 | 21.02 | 21.02 | 24.98 | 23 | 22.1 | 17.96 | 28.4 | 1 | 0 | 5 | 35 | 35 | 10.94 | 0 | 1 | 0 | 0 | 0 | 0 | 0 | 1 | 1 | 1 | 0 | 1 | 100% | #N/A
1977-02-09 | 2 | 9 | 2018 | 2018-02-09 | 5 | 0 | 9:00 | 9 | 19 | 33 | 21.92 | 21.74 | 26.06 | 24.98 | 23.18 | 19.94 | 26.6 | 7 | 12 | 6 | 36 | 37 | 12.02 | 0 | 1 | 0 | 0 | 0 | 0 | 0 | 1 | 1 | 1 | 0 | 1 | 100% | #N/A
1977-02-09 | 2 | 9 | 2018 | 2018-02-09 | 5 | 0 | 10:00 | 10 | 24 | 33 | 24.08 | 22.46 | 28.04 | 26.06 | 24.44 | 21.02 | 28.4 | 10 | 18 | 7 | 39 | 39 | 15.08 | 0 | 1 | 0 | 0 | 0 | 0 | 0 | 1 | 1 | 1 | 0 | 1 | 100% | #N/A
1977-02-09 | 2 | 9 | 2018 | 2018-02-09 | 5 | 0 | 11:00 | 11 | 27 | 33 | 24.98 | 23.54 | 28.94 | 26.96 | 26.06 | 23 | 30.2 | 19 | 25 | 8 | 40 | 44 | 17.96 | 0 | 1 | 0 | 0 | 0 | 0 | 0 | 1 | 1 | 1 | 0 | 1 | 100% | #N/A
1977-02-09 | 2 | 9 | 2018 | 2018-02-09 | 5 | 0 | 12:00 | 12 | 29 | 33 | 26.06 | 23.9 | 30.92 | 28.94 | 27.68 | 24.08 | 30.2 | 21 | 30 | 8 | 40 | 45 | 19.94 | 0 | 1 | 0 | 0 | 0 | 0 | 0 | 1 | 1 | 1 | 0 | 1 | 100% | #N/A
1977-02-09 | 2 | 9 | 2018 | 2018-02-09 | 5 | 0 | 13:00 | 13 | 32 | 35.2845 | 26.96 | 25.34 | 32 | 30.92 | 29.3 | 26.06 | 30.2 | 25 | 34 | 9 | 39 | 43 | 21.92 | 0 | 1 | 0 | 0 | 0 | 0 | 0 | 1 | 1 | 1 | 0 | 1 | 100% | #N/A
1977-02-09 | 2 | 9 | 2018 | 2018-02-09 | 5 | 0 | 14:00 | 14 | 32 | 36 | 28.04 | 26.06 | 33.08 | 30.92 | 31.46 | 28.04 | 30.2 | 28 | 35 | 9 | 39 | 43 | 26.06 | 0 | 1 | 0 | 0 | 0 | 0 | 0 | 1 | 1 | 1 | 0 | 1 | 100% | #N/A
1977-02-09 | 2 | 9 | 2018 | 2018-02-09 | 5 | 0 | 15:00 | 15 | 33 | 37 | 28.94 | 27.14 | 33.08 | 30.92 | 32.36 | 28.04 | 30.2 | 28 | 35 | 9 | 29 | 42 | 26.96 | 0 | 1 | 0 | 0 | 0 | 0 | 0 | 1 | 1 | 1 | 0 | 1 | 100% | #N/A
1977-02-09 | 2 | 9 | 2018 | 2018-02-09 | 5 | 0 | 16:00 | 16 | 33 | 38 | 28.94 | 28.58 | 32 | 30.92 | 32.18 | 28.04 | 30.2 | 31 | 33 | 9 | 39 | 41 | 26.96 | 0 | 1 | 0 | 0 | 0 | 0 | 0 | 1 | 1 | 1 | 0 | 1 | 100% | #N/A
1977-02-09 | 2 | 9 | 2018 | 2018-02-09 | 5 | 0 | 17:00 | 17 | 32 | 38 | 28.94 | 29.3 | 30.92 | 28.94 | 29.84 | 26.06 | 30.2 | 32 | 31 | 9 | 38 | 40 | 26.06 | 0 | 1 | 0 | 0 | 0 | 0 | 0 | 1 | 1 | 1 | 0 | 1 | 100% | #N/A
1977-02-09 | 2 | 9 | 2018 | 2018-02-09 | 5 | 0 | 18:00 | 18 | 31 | 37 | 28.94 | 29.48 | 28.94 | 28.04 | 27.86 | 24.08 | 28.4 | 25 | 29 | 9 | 38 | 39 | 24.98 | 0 | 1 | 0 | 0 | 0 | 0 | 0 | 1 | 1 | 1 | 0 | 1 | 100% | #N/A
1977-02-09 | 2 | 9 | 2018 | 2018-02-09 | 5 | 0 | 19:00 | 19 | 30 | 39 | 28.94 | 29.66 | 28.04 | 26.96 | 25.88 | 23 | 28.4 | 25 | 27 | 9 | 37 | 38 | 21.92 | 0 | 1 | 0 | 0 | 0 | 0 | 0 | 1 | 1 | 1 | 0 | 1 | 100% | #N/A
1977-02-09 | 2 | 9 | 2018 | 2018-02-09 | 5 | 0 | 20:00 | 20 | 31 | 39 | 26.6 | 29.48 | 26.06 | 26.96 | 24.26 | 21.92 | 28.4 | 25 | 21 | 9 | 37 | 37 | 21.92 | 0 | 1 | 0 | 0 | 0 | 0 | 0 | 1 | 1 | 1 | 0 | 1 | 100% | #N/A
1977-02-09 | 2 | 9 | 2018 | 2018-02-09 | 5 | 0 | 21:00 | 21 | 31 | 40 | 21.02 | 28.94 | 26.06 | 24.98 | 24.08 | 21.02 | 26.6 | 27 | 25 | 9 | 36 | 37 | 21.02 | 0 | 1 | 0 | 0 | 0 | 0 | 0 | 1 | 1 | 1 | 0 | 1 | 100% | #N/A
1977-02-09 | 2 | 9 | 2018 | 2018-02-09 | 5 | 0 | 22:00 | 22 | 32 | 40.2961 | 17.96 | 28.4 | 24.98 | 24.98 | 22.64 | 19.94 | 26.6 | 36 | 20 | 9 | 35 | 38 | 19.94 | 0 | 1 | 0 | 0 | 0 | 0 | 0 | 1 | 1 | 1 | 0 | 1 | 100% | #N/A
1977-02-09 | 2 | 9 | 2018 | 2018-02-09 | 5 | 0 | 23:00 | 23 | 31 | 40.2103 | 14 | 28.04 | 23 | 23 | 21.56 | 19.04 | 26.6 | 37 | 14 | 7 | 34 | 38 | 19.04 | 0 | 1 | 0 | 0 | 0 | 0 | 0 | 1 | 1 | 1 | 0 | 1 | 100% | #N/A
1977-02-09 | 2 | 9 | 2018 | 2018-02-09 | 5 | 0 | 24:00 | 24 | 30 | 42.047 | 12.92 | 28.04 | 23 | 23 | 22.1 | 17.96 | 24.8 | 37 | 17 | 6 | 33 | 37 | 19.04 | 0 | 0 | 1 | 0 | 0 | 0 | 0 | 1 | 1 | 1 | 0 | 1 | 100% | #N/A
1977-02-10 | 2 | 10 | 2018 | 2018-02-10 | 6 | 0 | 1:00 | 1 | 29 | 43 | 10.94 | 27.68 | 23 | 21.92 | 22.1 | 17.06 | 23 | 36 | 13 | 4 | 32 | 36 | 19.04 | 0 | 0 | 1 | 0 | 0 | 0 | 0 | 1 | 1 | 1 | 0 | 1 | 100% | #N/A
1977-02-10 | 2 | 10 | 2018 | 2018-02-10 | 6 | 0 | 2:00 | 2 | 29 | 42 | 12.02 | 27.14 | 23 | 21.02 | 21.56 | 17.06 | 21.2 | 36 | 11 | 2 | 30 | 36 | 17.96 | 0 | 0 | 1 | 0 | 0 | 0 | 0 | 1 | 1 | 1 | 0 | 1 | 100% | #N/A
1977-02-10 | 2 | 10 | 2018 | 2018-02-10 | 6 | 0 | 3:00 | 3 | 30 | 43 | 12.02 | 26.6 | 21.92 | 21.02 | 21.2 | 17.06 | 21.2 | 34 | 8 | -2 | 29 | 35 | 17.96 | 0 | 0 | 1 | 0 | 0 | 0 | 0 | 1 | 1 | 1 | 0 | 1 | 100% | #N/A
1977-02-10 | 2 | 10 | 2018 | 2018-02-10 | 6 | 0 | 4:00 | 4 | 30 | 42 | 12.02 | 25.88 | 21.02 | 19.94 | 21.2 | 17.06 | 21.2 | 34 | 9 | -3 | 28 | 34 | 17.96 | 0 | 0 | 1 | 0 | 0 | 0 | 0 | 1 | 1 | 1 | 0 | 1 | 100% | #N/A
1977-02-10 | 2 | 10 | 2018 | 2018-02-10 | 6 | 0 | 5:00 | 5 | 30 | 42 | 15.98 | 25.88 | 21.02 | 19.94 | 21.02 | 17.06 | 19.4 | 36 | 13 | -6 | 27 | 33 | 17.96 | 0 | 0 | 1 | 0 | 0 | 0 | 0 | 1 | 1 | 1 | 0 | 1 | 100% | #N/A
1977-02-10 | 2 | 10 | 2018 | 2018-02-10 | 6 | 0 | 6:00 | 6 | 30 | 43.1774 | 17.06 | 26.06 | 21.02 | 19.94 | 19.04 | 17.06 | 19.4 | 34 | 10 | -5 | 28 | 32 | 19.04 | 0 | 0 | 1 | 0 | 0 | 0 | 0 | 1 | 1 | 1 | 0 | 1 | 100% | #N/A
1977-02-10 | 2 | 10 | 2018 | 2018-02-10 | 6 | 0 | 7:00 | 7 | 30 | 44.0162 | 19.94 | 27.68 | 19.94 | 19.04 | 19.58 | 17.06 | 21.2 | 34 | 9 | -5 | 27 | 31 | 19.94 | 0 | 0 | 1 | 0 | 0 | 0 | 0 | 1 | 1 | 1 | 0 | 1 | 100% | #N/A
1977-02-10 | 2 | 10 | 2018 | 2018-02-10 | 6 | 0 | 8:00 | 8 | 32 | 50 | 19.94 | 27.68 | 21.92 | 21.02 | 22.64 | 17.96 | 23 | 32 | 6 | -7 | 28 | 32 | 21.92 | 0 | 0 | 1 | 0 | 0 | 0 | 0 | 1 | 1 | 1 | 0 | 1 | 100% | #N/A
1977-02-10 | 2 | 10 | 2018 | 2018-02-10 | 6 | 0 | 9:00 | 9 | 35 | 46 | 23 | 27.5 | 24.98 | 23 | 24.62 | 19.94 | 26.6 | 30 | 18 | -3 | 30 | 33 | 26.06 | 0 | 0 | 1 | 0 | 0 | 0 | 0 | 1 | 1 | 1 | 0 | 1 | 100% | #N/A
1977-02-10 | 2 | 10 | 2018 | 2018-02-10 | 6 | 0 | 10:00 | 10 | 37 | 44 | 26.96 | 28.58 | 28.04 | 26.06 | 26.42 | 21.92 | 28.4 | 30 | 23 | -1 | 31 | 34 | 30.02 | 0 | 0 | 1 | 0 | 0 | 0 | 0 | 1 | 1 | 1 | 0 | 1 | 100% | #N/A
1977-02-10 | 2 | 10 | 2018 | 2018-02-10 | 6 | 0 | 11:00 | 11 | 38 | 42 | 30.02 | 30.38 | 30.02 | 28.94 | 28.4 | 24.08 | 30.2 | 28 | 28 | 3 | 33 | 36 | 32 | 0 | 0 | 1 | 0 | 0 | 0 | 0 | 1 | 1 | 1 | 0 | 1 | 100% | #N/A
1977-02-10 | 2 | 10 | 2018 | 2018-02-10 | 6 | 0 | 12:00 | 12 | 40 | 41 | 32 | 31.82 | 30.92 | 30.02 | 29.48 | 26.06 | 35.6 | 27 | 32 | 6 | 35 | 38 | 35.06 | 0 | 0 | 1 | 0 | 0 | 0 | 0 | 1 | 1 | 1 | 0 | 1 | 100% | #N/A
1977-02-10 | 2 | 10 | 2018 | 2018-02-10 | 6 | 0 | 13:00 | 13 | 41 | 40 | 33.98 | 33.08 | 32 | 30.92 | 30.92 | 26.96 | 33.8 | 27 | 33 | 9 | 38 | 38 | 37.04 | 0 | 0 | 1 | 0 | 0 | 0 | 0 | 1 | 1 | 1 | 0 | 1 | 100% | #N/A
1977-02-10 | 2 | 10 | 2018 | 2018-02-10 | 6 | 0 | 14:00 | 14 | 41 | 38 | 33.98 | 34.7 | 33.98 | 33.08 | 31.64 | 28.04 | 33.8 | 28 | 35 | 11 | 38 | 40 | 39.02 | 0 | 0 | 1 | 0 | 0 | 0 | 0 | 1 | 1 | 1 | 0 | 1 | 100% | #N/A
1977-02-10 | 2 | 10 | 2018 | 2018-02-10 | 6 | 0 | 15:00 | 15 | 40 | 36 | 35.06 | 35.24 | 35.06 | 33.08 | 31.82 | 28.04 | 33.8 | 28 | 35 | 12 | 38 | 39 | 39.92 | 0 | 0 | 1 | 0 | 0 | 0 | 0 | 1 | 1 | 1 | 0 | 1 | 100% | #N/A
1977-02-10 | 2 | 10 | 2018 | 2018-02-10 | 6 | 0 | 16:00 | 16 | 40 | 34 | 35.96 | 35.42 | 33.98 | 33.08 | 31.82 | 28.04 | 33.8 | 28 | 35 | 13 | 39 | 40 | 41 | 0 | 0 | 1 | 0 | 0 | 0 | 0 | 1 | 1 | 1 | 0 | 1 | 100% | #N/A
1977-02-10 | 2 | 10 | 2018 | 2018-02-10 | 6 | 0 | 17:00 | 17 | 40 | 31 | 35.96 | 35.6 | 32 | 30.92 | 30.2 | 26.06 | 33.8 | 27 | 32 | 10 | 37 | 38 | 41 | 0 | 0 | 1 | 0 | 0 | 0 | 0 | 1 | 1 | 1 | 0 | 1 | 100% | #N/A
1977-02-10 | 2 | 10 | 2018 | 2018-02-10 | 6 | 0 | 18:00 | 18 | 39 | 29 | 35.06 | 35.42 | 30.92 | 30.02 | 26.78 | 24.98 | 33.8 | 27 | 31 | 4 | 33 | 36 | 39.02 | 0 | 0 | 1 | 0 | 0 | 0 | 0 | 1 | 1 | 1 | 0 | 1 | 100% | #N/A
1977-02-10 | 2 | 10 | 2018 | 2018-02-10 | 6 | 0 | 19:00 | 19 | 39 | 27 | 33.98 | 35.96 | 30.02 | 28.94 | 25.16 | 24.08 | 32 | 27 | 30 | -2 | 31 | 35 | 35.06 | 0 | 0 | 1 | 0 | 0 | 0 | 0 | 1 | 1 | 1 | 0 | 1 | 100% | #N/A
1977-02-10 | 2 | 10 | 2018 | 2018-02-10 | 6 | 0 | 20:00 | 20 | 38 | 26 | 32 | 36.5 | 28.94 | 28.04 | 28.58 | 24.08 | 32 | 27 | 29 | -5 | 26 | 33 | 33.08 | 0 | 0 | 1 | 0 | 0 | 0 | 0 | 1 | 1 | 1 | 0 | 1 | 100% | #N/A
1977-02-10 | 2 | 10 | 2018 | 2018-02-10 | 6 | 0 | 21:00 | 21 | 36 | 25 | 30.02 | 36.14 | 28.94 | 28.04 | 28.4 | 24.08 | 32 | 25 | 24 | -5 | 26 | 33 | 32 | 0 | 0 | 1 | 0 | 0 | 0 | 0 | 1 | 1 | 1 | 0 | 1 | 100% | #N/A
1977-02-10 | 2 | 10 | 2018 | 2018-02-10 | 6 | 0 | 22:00 | 22 | 35 | 24 | 28.04 | 34.7 | 28.94 | 28.04 | 28.4 | 24.08 | 30.2 | 25 | 20 | -6 | 25 | 31 | 30.02 | 0 | 0 | 1 | 0 | 0 | 0 | 0 | 1 | 1 | 1 | 0 | 1 | 100% | #N/A
1977-02-10 | 2 | 10 | 2018 | 2018-02-10 | 6 | 0 | 23:00 | 23 | 32 | 24 | 28.04 | 33.62 | 28.94 | 28.04 | 28.04 | 24.08 | 28.4 | 21 | 22 | -8 | 24 | 31 | 28.94 | 0 | 0 | 1 | 0 | 0 | 0 | 0 | 1 | 1 | 1 | 0 | 1 | 100% | #N/A
1977-02-10 | 2 | 10 | 2018 | 2018-02-10 | 6 | 0 | 24:00 | 24 | 30 | 23 | 28.94 | 32.72 | 28.94 | 28.04 | 27.5 | 24.08 | 28.4 | 19 | 21 | -8 | 24 | 29 | 30.92 | 0 | 0 | 1 | 0 | 0 | 0 | 0 | 1 | 1 | 1 | 0 | 1 | 100% | #N/A
1977-02-11 | 2 | 11 | 2018 | 2018-02-11 | 7 | 0 | 1:00 | 1 | 27 | 22 | 26.96 | 32.54 | 28.94 | 26.96 | 27.86 | 24.08 | 30.2 | 19 | 20 | -8 | 24 | 29 | 26.96 | 0 | 0 | 1 | 0 | 0 | 0 | 0 | 1 | 1 | 1 | 0 | 1 | 100% | #N/A
1977-02-11 | 2 | 11 | 2018 | 2018-02-11 | 7 | 0 | 2:00 | 2 | 26 | 21 | 24.98 | 30.92 | 28.94 | 26.96 | 27.5 | 24.08 | 28.4 | 18 | 18 | -8 | 24 | 29 | 26.06 | 0 | 0 | 1 | 0 | 0 | 0 | 0 | 1 | 1 | 1 | 0 | 1 | 100% | #N/A
1977-02-11 | 2 | 11 | 2018 | 2018-02-11 | 7 | 0 | 3:00 | 3 | 25 | 20 | 24.08 | 30.2 | 28.04 | 26.06 | 26.78 | 24.08 | 24.8 | 16 | 20 | -6 | 24 | 31 | 26.06 | 0 | 0 | 1 | 0 | 0 | 0 | 0 | 1 | 1 | 1 | 0 | 1 | 100% | #N/A
1977-02-11 | 2 | 11 | 2018 | 2018-02-11 | 7 | 0 | 4:00 | 4 | 24 | 19 | 17.96 | 29.48 | 28.04 | 26.06 | 26.42 | 23 | 24.8 | 14 | 17 | -5 | 24 | 33 | 23 | 0 | 0 | 1 | 0 | 0 | 0 | 0 | 1 | 1 | 1 | 0 | 1 | 100% | #N/A
1977-02-11 | 2 | 11 | 2018 | 2018-02-11 | 7 | 0 | 5:00 | 5 | 25 | 17 | 19.94 | 28.76 | 26.06 | 24.98 | 26.6 | 23 | 24.8 | 14 | 15 | -3 | 25 | 34 | 21.92 | 0 | 0 | 1 | 0 | 0 | 0 | 0 | 1 | 1 | 1 | 0 | 1 | 100% | #N/A
1977-02-11 | 2 | 11 | 2018 | 2018-02-11 | 7 | 0 | 6:00 | 6 | 25 | 16 | 19.94 | 27.68 | 26.06 | 24.08 | 26.24 | 23 | 23 | 14 | 11 | -1 | 27 | 35 | 21.92 | 0 | 0 | 1 | 0 | 0 | 0 | 0 | 1 | 1 | 1 | 0 | 1 | 100% | #N/A
1977-02-11 | 2 | 11 | 2018 | 2018-02-11 | 7 | 0 | 7:00 | 7 | 26 | 15 | 19.04 | 27.5 | 24.98 | 24.08 | 26.06 | 21.92 | 23 | 12 | 9 | 1 | 28 | 35 | 23 | 0 | 0 | 1 | 0 | 0 | 0 | 0 | 1 | 1 | 1 | 0 | 1 | 100% | #N/A
1977-02-11 | 2 | 11 | 2018 | 2018-02-11 | 7 | 0 | 8:00 | 8 | 26 | 15 | 24.98 | 28.04 | 26.06 | 24.08 | 26.24 | 21.92 | 21.2 | 14 | 13 | 3 | 29 | 36 | 24.98 | 0 | 0 | 1 | 0 | 0 | 0 | 0 | 1 | 1 | 1 | 0 | 1 | 100% | #N/A
1977-02-11 | 2 | 11 | 2018 | 2018-02-11 | 7 | 0 | 9:00 | 9 | 27 | 17 | 24.98 | 27.68 | 26.06 | 24.98 | 26.6 | 23 | 26.6 | 18 | 16 | 8 | 30 | 34 | 30.02 | 0 | 0 | 1 | 0 | 0 | 0 | 0 | 1 | 1 | 1 | 0 | 1 | 100% | #N/A
1977-02-11 | 2 | 11 | 2018 | 2018-02-11 | 7 | 0 | 10:00 | 10 | 27 | 18 | 24.98 | 27.5 | 28.04 | 26.06 | 27.14 | 24.98 | 26.6 | 23 | 19 | 15 | 31 | 34 | 33.08 | 0 | 0 | 1 | 0 | 0 | 0 | 0 | 1 | 1 | 1 | 0 | 1 | 100% | #N/A
1977-02-11 | 2 | 11 | 2018 | 2018-02-11 | 7 | 0 | 11:00 | 11 | 31 | 19 | 26.06 | 26.24 | 28.94 | 26.96 | 28.4 | 26.06 | 26.6 | 27 | 21 | 17 | 32 | 34 | 35.96 | 0 | 0 | 1 | 0 | 0 | 0 | 0 | 1 | 1 | 1 | 0 | 1 | 100% | #N/A
1977-02-11 | 2 | 11 | 2018 | 2018-02-11 | 7 | 0 | 12:00 | 12 | 35 | 21 | 24.98 | 27.14 | 30.92 | 28.94 | 30.38 | 28.04 | 26.6 | 28 | 23 | 25 | 32 | 33 | 37.04 | 0 | 0 | 1 | 0 | 0 | 0 | 0 | 1 | 1 | 1 | 0 | 1 | 100% | #N/A
1977-02-11 | 2 | 11 | 2018 | 2018-02-11 | 7 | 0 | 13:00 | 13 | 39 | 22 | 26.06 | 28.04 | 32 | 30.92 | 32.9 | 30.02 | 26.6 | 28 | 27 | 27 | 34 | 33 | 39.02 | 0 | 0 | 1 | 0 | 0 | 0 | 0 | 1 | 1 | 1 | 0 | 1 | 100% | #N/A
1977-02-11 | 2 | 11 | 2018 | 2018-02-11 | 7 | 0 | 14:00 | 14 | 39 | 23 | 24.08 | 27.68 | 33.08 | 32 | 34.34 | 33.08 | 26.6 | 30 | 27 | 29 | 36 | 32 | 39.02 | 0 | 0 | 1 | 0 | 0 | 0 | 0 | 1 | 1 | 1 | 0 | 1 | 100% | #N/A
1977-02-11 | 2 | 11 | 2018 | 2018-02-11 | 7 | 0 | 15:00 | 15 | 40 | 22 | 24.98 | 27.32 | 35.06 | 32 | 36.32 | 32 | 26.6 | 32 | 29 | 32 | 41 | 32 | 37.94 | 0 | 0 | 1 | 0 | 0 | 0 | 0 | 1 | 1 | 1 | 0 | 1 | 100% | #N/A
1977-02-11 | 2 | 11 | 2018 | 2018-02-11 | 7 | 0 | 16:00 | 16 | 40 | 22 | 23 | 26.24 | 33.98 | 32 | 36.14 | 33.08 | 23 | 34 | 29 | 33 | 38 | 33 | 39.92 | 0 | 0 | 1 | 0 | 0 | 0 | 0 | 1 | 1 | 1 | 0 | 1 | 100% | #N/A
1977-02-11 | 2 | 11 | 2018 | 2018-02-11 | 7 | 0 | 17:00 | 17 | 39 | 21 | 21.02 | 25.16 | 30.92 | 30.02 | 33.26 | 30.02 | 23 | 30 | 28 | 33 | 34 | 33 | 35.96 | 0 | 0 | 1 | 0 | 0 | 0 | 0 | 1 | 1 | 1 | 0 | 1 | 100% | #N/A
1977-02-11 | 2 | 11 | 2018 | 2018-02-11 | 7 | 0 | 18:00 | 18 | 39 | 19 | 17.96 | 23.54 | 26.96 | 28.94 | 30.56 | 28.94 | 21.2 | 25 | 27 | 34 | 37 | 33 | 33.08 | 0 | 0 | 1 | 0 | 0 | 0 | 0 | 1 | 1 | 1 | 0 | 1 | 100% | #N/A
1977-02-11 | 2 | 11 | 2018 | 2018-02-11 | 7 | 0 | 19:00 | 19 | 38 | 18 | 15.98 | 21.2 | 28.04 | 26.06 | 29.84 | 26.96 | 19.4 | 25 | 26 | 32 | 36 | 33 | 32 | 0 | 0 | 1 | 0 | 0 | 0 | 0 | 1 | 1 | 1 | 0 | 1 | 100% | #N/A
1977-02-11 | 2 | 11 | 2018 | 2018-02-11 | 7 | 0 | 20:00 | 20 | 38 | 16 | 15.08 | 18.32 | 26.06 | 26.96 | 28.04 | 26.06 | 17.6 | 21 | 25 | 33 | 35 | 34 | 30.92 | 0 | 0 | 1 | 0 | 0 | 0 | 0 | 1 | 1 | 1 | 0 | 1 | 100% | #N/A
1977-02-11 | 2 | 11 | 2018 | 2018-02-11 | 7 | 0 | 21:00 | 21 | 38 | 16 | 12.92 | 17.06 | 26.06 | 24.98 | 27.5 | 24.08 | 14 | 21 | 23 | 32 | 35 | 35 | 30.92 | 0 | 0 | 1 | 0 | 0 | 0 | 0 | 1 | 1 | 1 | 0 | 1 | 100% | #N/A
1977-02-11 | 2 | 11 | 2018 | 2018-02-11 | 7 | 0 | 22:00 | 22 | 38 | 14 | 12.92 | 16.16 | 24.98 | 24.08 | 26.6 | 23 | 14 | 25 | 22 | 32 | 34 | 35 | 28.94 | 0 | 0 | 1 | 0 | 0 | 0 | 0 | 1 | 1 | 1 | 0 | 1 | 100% | #N/A
1977-02-11 | 2 | 11 | 2018 | 2018-02-11 | 7 | 0 | 23:00 | 23 | 38 | 13 | 12.02 | 15.62 | 24.08 | 21.92 | 24.98 | 21.92 | 14 | 27 | 21 | 32 | 31 | 34 | 28.04 | 0 | 0 | 1 | 0 | 0 | 0 | 0 | 1 | 1 | 1 | 0 | 1 | 100% | #N/A
1977-02-11 | 2 | 11 | 2018 | 2018-02-11 | 7 | 0 | 24:00 | 24 | 39 | 13 | 10.94 | 14.54 | 21.92 | 19.94 | 23.9 | 19.94 | 12.2 | 27 | 20 | 32 | 28 | 34 | 28.94 | 0 | 0 | 1 | 0 | 0 | 0 | 0 | 1 | 1 | 1 | 0 | 1 | 100% | #N/A
1977-02-12 | 2 | 12 | 2018 | 2018-02-12 | 1 | 0 | 1:00 | 1 | 39 | 9 | 10.04 | 14 | 19.94 | 17.96 | 22.28 | 19.04 | 12.2 | 27 | 18 | 30 | 26 | 34 | 28.94 | 0 | 0 | 1 | 0 | 0 | 0 | 0 | 1 | 1 | 1 | 0 | 1 | 100% | #N/A
1977-02-12 | 2 | 12 | 2018 | 2018-02-12 | 1 | 0 | 2:00 | 2 | 37 | 7 | 8.96 | 12.2 | 17.96 | 17.06 | 19.94 | 17.96 | 12.2 | 27 | 17 | 31 | 24 | 34 | 28.04 | 0 | 0 | 1 | 0 | 0 | 0 | 0 | 1 | 1 | 1 | 0 | 1 | 100% | #N/A
1977-02-12 | 2 | 12 | 2018 | 2018-02-12 | 1 | 0 | 3:00 | 3 | 36 | 8 | 8.06 | 11.3 | 17.96 | 15.98 | 18.14 | 15.98 | 10.4 | 27 | 15 | 30 | 21 | 33 | 28.94 | 0 | 0 | 1 | 0 | 0 | 0 | 0 | 1 | 1 | 1 | 0 | 1 | 100% | #N/A
1977-02-12 | 2 | 12 | 2018 | 2018-02-12 | 1 | 0 | 4:00 | 4 | 34 | 7 | 6.98 | 9.86 | 15.98 | 15.08 | 17.06 | 15.08 | 8.6 | 28 | 14 | 30 | 19 | 31 | 30.02 | 0 | 0 | 1 | 0 | 0 | 0 | 0 | 1 | 1 | 1 | 0 | 1 | 100% | #N/A
1977-02-12 | 2 | 12 | 2018 | 2018-02-12 | 1 | 0 | 5:00 | 5 | 33 | 5 | 6.08 | 10.04 | 15.08 | 14 | 15.98 | 14 | 8.6 | 28 | 13 | 29 | 17 | 27 | 30.92 | 0 | 0 | 1 | 0 | 0 | 0 | 0 | 1 | 1 | 1 | 0 | 1 | 100% | #N/A
1977-02-12 | 2 | 12 | 2018 | 2018-02-12 | 1 | 0 | 6:00 | 6 | 31 | 6 | 6.08 | 9.86 | 15.08 | 12.92 | 15.26 | 12.92 | 8.6 | 27 | 9 | 29 | 17 | 23 | 32 | 0 | 0 | 1 | 0 | 0 | 0 | 0 | 1 | 1 | 1 | 0 | 1 | 100% | #N/A
1977-02-12 | 2 | 12 | 2018 | 2018-02-12 | 1 | 0 | 7:00 | 7 | 30 | 5 | 3.92 | 9.5 | 14 | 12.92 | 15.26 | 12.02 | 6.8 | 27 | 12 | 28 | 16 | 20 | 32 | 0 | 0 | 1 | 0 | 0 | 0 | 0 | 1 | 1 | 1 | 0 | 1 | 100% | #N/A
1977-02-12 | 2 | 12 | 2018 | 2018-02-12 | 1 | 0 | 8:00 | 8 | 34 | 5 | 6.98 | 10.22 | 17.06 | 15.08 | 16.16 | 14 | 8.6 | 28 | 14 | 28 | 15 | 20 | 33.98 | 0 | 1 | 0 | 0 | 0 | 0 | 0 | 1 | 1 | 1 | 0 | 1 | 100% | #N/A
1977-02-12 | 2 | 12 | 2018 | 2018-02-12 | 1 | 0 | 9:00 | 9 | 37 | 10 | 10.04 | 10.4 | 19.94 | 17.96 | 17.42 | 15.08 | 10.4 | 30 | 17 | 30 | 15 | 21 | 35.96 | 0 | 1 | 0 | 0 | 0 | 0 | 0 | 1 | 1 | 1 | 0 | 1 | 100% | #N/A
1977-02-12 | 2 | 12 | 2018 | 2018-02-12 | 1 | 0 | 10:00 | 10 | 41 | 12 | 14 | 12.56 | 24.08 | 19.94 | 20.12 | 15.98 | 12.2 | 34 | 19 | 30 | 16 | 22 | 37.04 | 0 | 1 | 0 | 0 | 0 | 0 | 0 | 1 | 1 | 1 | 0 | 1 | 100% | #N/A
1977-02-12 | 2 | 12 | 2018 | 2018-02-12 | 1 | 0 | 11:00 | 11 | 41 | 15 | 17.06 | 15.44 | 24.98 | 21.92 | 21.2 | 17.06 | 14 | 36 | 22 | 31 | 16 | 22 | 39.02 | 0 | 1 | 0 | 0 | 0 | 0 | 0 | 1 | 1 | 1 | 0 | 1 | 100% | #N/A
1977-02-12 | 2 | 12 | 2018 | 2018-02-12 | 1 | 0 | 12:00 | 12 | 41 | 18 | 19.94 | 18.32 | 24.8 | 21.92 | 23 | 17.96 | 15.8 | 39 | 23 | 33 | 15 | 22 | 39.92 | 0 | 1 | 0 | 0 | 0 | 0 | 0 | 1 | 1 | 1 | 0 | 1 | 100% | #N/A
1977-02-12 | 2 | 12 | 2018 | 2018-02-12 | 1 | 0 | 13:00 | 13 | 41 | 21 | 21.92 | 22.46 | 26.06 | 23 | 21.2 | 19.04 | 17.6 | 43 | 24 | 35 | 16 | 23 | 42.08 | 0 | 1 | 0 | 0 | 0 | 0 | 0 | 1 | 1 | 1 | 0 | 1 | 100% | #N/A
1977-02-12 | 2 | 12 | 2018 | 2018-02-12 | 1 | 0 | 14:00 | 14 | 39 | 23 | 23 | 23.18 | 26.96 | 23 | 19.4 | 17.06 | 19.4 | 48 | 25 | 37 | 16 | 22 | 42.98 | 0 | 1 | 0 | 0 | 0 | 0 | 0 | 1 | 1 | 1 | 0 | 1 | 100% | #N/A
1977-02-12 | 2 | 12 | 2018 | 2018-02-12 | 1 | 0 | 15:00 | 15 | 38 | 25 | 23 | 23.18 | 26.6 | 23 | 20.3 | 17.96 | 21.2 | 48 | 26 | 37 | 14 | 20 | 44.06 | 0 | 1 | 0 | 0 | 0 | 0 | 0 | 1 | 1 | 1 | 0 | 1 | 100% | #N/A
1977-02-12 | 2 | 12 | 2018 | 2018-02-12 | 1 | 0 | 16:00 | 16 | 36 | 26 | 23 | 23.36 | 26.96 | 23 | 20.48 | 17.96 | 21.2 | 48 | 26 | 38 | 13 | 17 | 44.96 | 0 | 1 | 0 | 0 | 0 | 0 | 0 | 1 | 1 | 1 | 0 | 1 | 100% | #N/A
1977-02-12 | 2 | 12 | 2018 | 2018-02-12 | 1 | 0 | 17:00 | 17 | 37 | 27 | 21.92 | 23.72 | 26.96 | 23 | 21.2 | 17.96 | 21.2 | 41 | 25 | 36 | 10 | 16 | 44.96 | 0 | 1 | 0 | 0 | 0 | 0 | 0 | 1 | 1 | 1 | 0 | 1 | 100% | #N/A
1977-02-12 | 2 | 12 | 2018 | 2018-02-12 | 1 | 0 | 18:00 | 18 | 38 | 24 | 21.02 | 23.36 | 28.04 | 21.92 | 21.2 | 19.94 | 21.2 | 37 | 22 | 31 | 8 | 14 | 44.96 | 0 | 1 | 0 | 0 | 0 | 0 | 0 | 1 | 1 | 1 | 0 | 1 | 100% | #N/A
1977-02-12 | 2 | 12 | 2018 | 2018-02-12 | 1 | 0 | 19:00 | 19 | 39 | 23 | 21.02 | 23.18 | 30.92 | 21.92 | 21.2 | 21.02 | 23 | 37 | 20 | 32 | 6 | 11 | 44.96 | 0 | 1 | 0 | 0 | 0 | 0 | 0 | 1 | 1 | 1 | 0 | 1 | 100% | #N/A
1977-02-12 | 2 | 12 | 2018 | 2018-02-12 | 1 | 0 | 20:00 | 20 | 38 | 23 | 21.92 | 23 | 30.92 | 24.08 | 21.2 | 21.02 | 23 | 36 | 18 | 30 | 4 | 10 | 46.04 | 0 | 1 | 0 | 0 | 0 | 0 | 0 | 1 | 1 | 1 | 0 | 1 | 100% | #N/A
1977-02-12 | 2 | 12 | 2018 | 2018-02-12 | 1 | 0 | 21:00 | 21 | 37 | 23 | 21.92 | 23.36 | 33.08 | 30.02 | 22.28 | 21.02 | 23 | 39 | 17 | 28 | 3 | 8 | 46.04 | 0 | 1 | 0 | 0 | 0 | 0 | 0 | 1 | 1 | 1 | 0 | 1 | 100% | #N/A
1977-02-12 | 2 | 12 | 2018 | 2018-02-12 | 1 | 0 | 22:00 | 22 | 36 | 24 | 21.02 | 23.18 | 33.08 | 30.92 | 22.64 | 21.92 | 21.2 | 36 | 14 | 25 | 1 | 6 | 46.94 | 0 | 1 | 0 | 0 | 0 | 0 | 0 | 1 | 1 | 1 | 0 | 1 | 100% | #N/A
1977-02-12 | 2 | 12 | 2018 | 2018-02-12 | 1 | 0 | 23:00 | 23 | 35 | 24 | 21.02 | 22.82 | 33.98 | 30.92 | 23 | 23 | 21.2 | 34 | 15 | 24 | -1 | 4 | 46.94 | 0 | 1 | 0 | 0 | 0 | 0 | 0 | 1 | 1 | 1 | 0 | 1 | 100% | #N/A
1977-02-12 | 2 | 12 | 2018 | 2018-02-12 | 1 | 0 | 24:00 | 24 | 35 | 25 | 21.02 | 22.28 | 33.98 | 33.08 | 23 | 26.06 | 21.2 | 32 | 15 | 22 | -1 | 4 | 44.06 | 0 | 0 | 1 | 0 | 0 | 0 | 0 | 1 | 1 | 1 | 0 | 1 | 100% | #N/A
1977-02-13 | 2 | 13 | 2018 | 2018-02-13 | 2 | 0 | 1:00 | 1 | 34 | 25 | 19.04 | 22.1 | 37.04 | 33.98 | 23 | 28.04 | 19.4 | 30 | 13 | 21 | -2 | 3 | 42.08 | 0 | 0 | 1 | 0 | 0 | 0 | 0 | 1 | 1 | 1 | 0 | 1 | 100% | #N/A
1977-02-13 | 2 | 13 | 2018 | 2018-02-13 | 2 | 0 | 2:00 | 2 | 34 | 25 | 17.96 | 22.28 | 37.04 | 35.06 | 24.8 | 30.02 | 19.4 | 28 | 6 | 19 | -3 | 3 | 39.92 | 0 | 0 | 1 | 0 | 0 | 0 | 0 | 1 | 1 | 1 | 0 | 1 | 100% | #N/A
1977-02-13 | 2 | 13 | 2018 | 2018-02-13 | 2 | 0 | 3:00 | 3 | 34 | 25 | 15.08 | 22.46 | 37.04 | 35.96 | 26.6 | 30.92 | 17.6 | 28 | 5 | 18 | -4 | 2 | 39.92 | 0 | 0 | 1 | 0 | 0 | 0 | 0 | 1 | 1 | 1 | 0 | 1 | 100% | #N/A
1977-02-13 | 2 | 13 | 2018 | 2018-02-13 | 2 | 0 | 4:00 | 4 | 34 | 26 | 15.08 | 22.28 | 37.94 | 35.96 | 26.6 | 30.02 | 17.6 | 28 | 8 | 16 | -4 | 1 | 39.02 | 0 | 0 | 1 | 0 | 0 | 0 | 0 | 1 | 1 | 1 | 0 | 1 | 100% | #N/A
1977-02-13 | 2 | 13 | 2018 | 2018-02-13 | 2 | 0 | 5:00 | 5 | 34 | 25 | 15.08 | 21.74 | 37.94 | 35.96 | 26.6 | 30.92 | 17.6 | 28 | 9 | 15 | -4 | 1 | 37.94 | 0 | 0 | 1 | 0 | 0 | 0 | 0 | 1 | 1 | 1 | 0 | 1 | 100% | #N/A
1977-02-13 | 2 | 13 | 2018 | 2018-02-13 | 2 | 0 | 6:00 | 6 | 34 | 21 | 17.06 | 21.2 | 39.02 | 35.96 | 28.4 | 32 | 17.6 | 28 | 4 | 13 | -3 | 0 | 37.94 | 0 | 0 | 1 | 0 | 0 | 0 | 0 | 1 | 1 | 1 | 0 | 1 | 100% | #N/A
1977-02-13 | 2 | 13 | 2018 | 2018-02-13 | 2 | 0 | 7:00 | 7 | 34 | 21 | 15.98 | 21.2 | 37.94 | 35.06 | 28.4 | 30.92 | 15.8 | 28 | 0 | 14 | -4 | 0 | 37.94 | 0 | 0 | 1 | 0 | 0 | 0 | 0 | 1 | 1 | 1 | 0 | 1 | 100% | #N/A
1977-02-13 | 2 | 13 | 2018 | 2018-02-13 | 2 | 0 | 8:00 | 8 | 36 | 20 | 17.96 | 20.48 | 37.4 | 33.98 | 30.2 | 30.92 | 14 | 28 | 5 | 16 | -2 | 2 | 37.94 | 0 | 1 | 0 | 0 | 0 | 0 | 0 | 1 | 1 | 1 | 0 | 1 | 100% | #N/A
1977-02-13 | 2 | 13 | 2018 | 2018-02-13 | 2 | 0 | 9:00 | 9 | 38 | 26 | 19.94 | 21.02 | 35.96 | 32 | 30.2 | 32 | 19.4 | 28 | 16 | 17 | 3 | 5 | 37.94 | 0 | 1 | 0 | 0 | 0 | 0 | 0 | 1 | 1 | 1 | 0 | 1 | 100% | #N/A
1977-02-13 | 2 | 13 | 2018 | 2018-02-13 | 2 | 0 | 10:00 | 10 | 40 | 33 | 21.92 | 22.46 | 35.06 | 32 | 30.2 | 32 | 21.2 | 30 | 20 | 18 | 5 | 6 | 37.04 | 0 | 1 | 0 | 0 | 0 | 0 | 0 | 1 | 1 | 1 | 0 | 1 | 100% | #N/A
1977-02-13 | 2 | 13 | 2018 | 2018-02-13 | 2 | 0 | 11:00 | 11 | 40 | 39 | 23 | 22.46 | 33.98 | 32 | 32 | 30.92 | 21.2 | 30 | 23 | 19 | 3 | 8 | 39.92 | 0 | 1 | 0 | 0 | 0 | 0 | 0 | 1 | 1 | 1 | 0 | 1 | 100% | #N/A
1977-02-13 | 2 | 13 | 2018 | 2018-02-13 | 2 | 0 | 12:00 | 12 | 41 | 42 | 23 | 25.34 | 33.08 | 32 | 33.8 | 33.08 | 23 | 30 | 24 | 19 | 6 | 10 | 41 | 0 | 1 | 0 | 0 | 0 | 0 | 0 | 1 | 1 | 1 | 0 | 1 | 100% | #N/A
1977-02-13 | 2 | 13 | 2018 | 2018-02-13 | 2 | 0 | 13:00 | 13 | 41 | 43 | 21.92 | 23.9 | 35.96 | 35.6 | 35.6 | 33.98 | 23 | 30 | 25 | 21 | 8 | 11 | 42.98 | 0 | 1 | 0 | 0 | 0 | 0 | 0 | 1 | 1 | 1 | 0 | 1 | 100% | #N/A
1977-02-13 | 2 | 13 | 2018 | 2018-02-13 | 2 | 0 | 14:00 | 14 | 41 | 42 | 19.94 | 23.9 | 37.94 | 37.04 | 37.22 | 32 | 23 | 32 | 27 | 21 | 9 | 11 | 42.08 | 0 | 1 | 0 | 0 | 0 | 0 | 0 | 1 | 1 | 1 | 0 | 1 | 100% | #N/A
1977-02-13 | 2 | 13 | 2018 | 2018-02-13 | 2 | 0 | 15:00 | 15 | 40 | 42 | 17.96 | 22.64 | 39.92 | 37.94 | 37.4 | 33.08 | 21.2 | 27 | 27 | 23 | 10 | 11 | 39.92 | 0 | 1 | 0 | 0 | 0 | 0 | 0 | 1 | 1 | 1 | 0 | 1 | 100% | #N/A
1977-02-13 | 2 | 13 | 2018 | 2018-02-13 | 2 | 0 | 16:00 | 16 | 40 | 42 | 14 | 20.12 | 39.92 | 37.94 | 37.76 | 32 | 19.4 | 27 | 27 | 23 | 9 | 12 | 37.94 | 0 | 1 | 0 | 0 | 0 | 0 | 0 | 1 | 1 | 1 | 0 | 1 | 100% | #N/A
1977-02-13 | 2 | 13 | 2018 | 2018-02-13 | 2 | 0 | 17:00 | 17 | 40 | 39 | 10.04 | 17.24 | 39.02 | 37.04 | 36.68 | 32 | 15.8 | 25 | 26 | 22 | 10 | 12 | 37.04 | 0 | 1 | 0 | 0 | 0 | 0 | 0 | 1 | 1 | 1 | 0 | 1 | 100% | #N/A
1977-02-13 | 2 | 13 | 2018 | 2018-02-13 | 2 | 0 | 18:00 | 18 | 40 | 39 | 6.98 | 13.64 | 37.04 | 35.96 | 35.06 | 32 | 12.2 | 25 | 24 | 20 | 8 | 10 | 35.06 | 0 | 1 | 0 | 0 | 0 | 0 | 0 | 1 | 1 | 1 | 0 | 1 | 100% | #N/A
1977-02-13 | 2 | 13 | 2018 | 2018-02-13 | 2 | 0 | 19:00 | 19 | 40 | 36 | 3.92 | 10.76 | 37.04 | 35.06 | 33.8 | 30.92 | 8.6 | 23 | 23 | 18 | 5 | 11 | 33.98 | 0 | 1 | 0 | 0 | 0 | 0 | 0 | 1 | 1 | 1 | 0 | 1 | 100% | #N/A
1977-02-13 | 2 | 13 | 2018 | 2018-02-13 | 2 | 0 | 20:00 | 20 | 39 | 35 | 1.94 | 7.52 | 35.06 | 33.98 | 32.9 | 30.2 | 5 | 23 | 20 | 16 | 4 | 12 | 33.08 | 0 | 1 | 0 | 0 | 0 | 0 | 0 | 1 | 1 | 1 | 0 | 1 | 100% | #N/A
1977-02-13 | 2 | 13 | 2018 | 2018-02-13 | 2 | 0 | 21:00 | 21 | 38 | 31 | 1.04 | 5.9 | 33.98 | 33.98 | 32 | 28.94 | 3.2 | 21 | 15 | 14 | 2 | 11 | 30.92 | 0 | 1 | 0 | 0 | 0 | 0 | 0 | 1 | 1 | 1 | 0 | 1 | 100% | #N/A
1977-02-13 | 2 | 13 | 2018 | 2018-02-13 | 2 | 0 | 22:00 | 22 | 37 | 29 | -0.04 | 4.28 | 33.98 | 33.08 | 29.84 | 26.96 | 1.4 | 14 | 20 | 13 | 2 | 9 | 30.92 | 0 | 1 | 0 | 0 | 0 | 0 | 0 | 1 | 1 | 1 | 0 | 1 | 100% | #N/A
1977-02-13 | 2 | 13 | 2018 | 2018-02-13 | 2 | 0 | 23:00 | 23 | 35 | 25 | -0.94 | 2.66 | 33.98 | 32 | 29.3 | 24.98 | -0.4 | 12 | 18 | 21 | 0 | 9 | 32 | 0 | 1 | 0 | 0 | 0 | 0 | 0 | 1 | 1 | 1 | 0 | 1 | 100% | #N/A
1977-02-13 | 2 | 13 | 2018 | 2018-02-13 | 2 | 0 | 24:00 | 24 | 34 | 24 | -2.02 | 0.86 | 32 | 30.02 | 29.3 | 24.08 | -0.4 | 10 | 14 | 19 | 0 | 10 | 33.08 | 0 | 0 | 1 | 0 | 0 | 0 | 0 | 1 | 1 | 1 | 0 | 1 | 100% | #N/A
1977-02-14 | 2 | 14 | 2018 | 2018-02-14 | 3 | 0 | 1:00 | 1 | 32 | 25 | -5.08 | -1.48 | 32 | 30.02 | 28.22 | 24.08 | -2.2 | 9 | 13 | 18 | -1 | 8 | 33.08 | 0 | 0 | 1 | 0 | 0 | 0 | 0 | 1 | 1 | 1 | 0 | 1 | 100% | #N/A
1977-02-14 | 2 | 14 | 2018 | 2018-02-14 | 3 | 0 | 2:00 | 2 | 32 | 23 | -7.06 | -3.46 | 30.92 | 28.94 | 27.32 | 24.98 | -2.2 | 10 | 6 | 13 | -2 | 7 | 32 | 0 | 0 | 1 | 0 | 0 | 0 | 0 | 1 | 1 | 1 | 0 | 1 | 100% | #N/A
1977-02-14 | 2 | 14 | 2018 | 2018-02-14 | 3 | 0 | 3:00 | 3 | 31 | 22 | -7.96 | -4.54 | 30.02 | 28.94 | 28.58 | 24.08 | -4 | 7 | 7 | 14 | -3 | 9 | 30.02 | 0 | 0 | 1 | 0 | 0 | 0 | 0 | 1 | 1 | 1 | 0 | 1 | 100% | #N/A
1977-02-14 | 2 | 14 | 2018 | 2018-02-14 | 3 | 0 | 4:00 | 4 | 31 | 20 | -9.04 | -6.52 | 28.94 | 28.94 | 28.76 | 24.08 | -5.8 | 7 | 5 | 11 | -3 | 9 | 30.02 | 0 | 0 | 1 | 0 | 0 | 0 | 0 | 1 | 1 | 1 | 0 | 1 | 100% | #N/A
1977-02-14 | 2 | 14 | 2018 | 2018-02-14 | 3 | 0 | 5:00 | 5 | 32 | 20 | -9.94 | -6.34 | 30.02 | 28.04 | 28.4 | 24.08 | -7.6 | 7 | 5 | 12 | -3 | 8 | 28.94 | 0 | 0 | 1 | 0 | 0 | 0 | 0 | 1 | 1 | 1 | 0 | 1 | 100% | #N/A
1977-02-14 | 2 | 14 | 2018 | 2018-02-14 | 3 | 0 | 6:00 | 6 | 32 | 20 | -9.94 | -7.06 | 30.02 | 28.04 | 28.94 | 24.08 | -9.4 | 12 | 5 | 12 | -2 | 9 | 28.94 | 0 | 0 | 1 | 0 | 0 | 0 | 0 | 1 | 1 | 1 | 0 | 1 | 100% | #N/A
1977-02-14 | 2 | 14 | 2018 | 2018-02-14 | 3 | 0 | 7:00 | 7 | 33 | 19 | -9.94 | -7.24 | 28.94 | 28.04 | 27.68 | 24.08 | -9.4 | 9 | 2 | 11 | -1 | 13 | 28.04 | 0 | 0 | 1 | 0 | 0 | 0 | 0 | 1 | 1 | 1 | 0 | 1 | 100% | #N/A
1977-02-14 | 2 | 14 | 2018 | 2018-02-14 | 3 | 0 | 8:00 | 8 | 33 | 24 | -9.04 | -6.52 | 30.02 | 28.94 | 28.94 | 24.98 | -9.4 | 9 | 5 | 13 | 1 | 14 | 30.92 | 0 | 1 | 0 | 0 | 0 | 0 | 0 | 1 | 1 | 1 | 0 | 1 | 100% | #N/A
1977-02-14 | 2 | 14 | 2018 | 2018-02-14 | 3 | 0 | 9:00 | 9 | 34 | 27 | -5.98 | -5.26 | 32 | 30.02 | 30.2 | 26.06 | -7.6 | 10 | 13 | 16 | 2 | 15 | 33.08 | 0 | 1 | 0 | 0 | 0 | 0 | 0 | 1 | 1 | 1 | 0 | 1 | 100% | #N/A
1977-02-14 | 2 | 14 | 2018 | 2018-02-14 | 3 | 0 | 10:00 | 10 | 34 | 30 | -2.02 | -2.56 | 33.08 | 30.02 | 31.1 | 26.96 | -5.8 | 12 | 20 | 18 | 5 | 18 | 35.96 | 0 | 1 | 0 | 0 | 0 | 0 | 0 | 1 | 1 | 1 | 0 | 1 | 100% | #N/A
1977-02-14 | 2 | 14 | 2018 | 2018-02-14 | 3 | 0 | 11:00 | 11 | 37 | 33 | 1.04 | 0.32 | 33.08 | 32 | 33.26 | 28.04 | -2.2 | 12 | 24 | 21 | 8 | 21 | 35.96 | 0 | 1 | 0 | 0 | 0 | 0 | 0 | 1 | 1 | 1 | 0 | 1 | 100% | #N/A
1977-02-14 | 2 | 14 | 2018 | 2018-02-14 | 3 | 0 | 12:00 | 12 | 39 | 35 | 6.08 | 3.74 | 33.98 | 33.08 | 34.88 | 30.02 | 1.4 | 14 | 27 | 23 | 13 | 23 | 35.96 | 0 | 1 | 0 | 0 | 0 | 0 | 0 | 1 | 1 | 1 | 0 | 1 | 100% | #N/A
1977-02-14 | 2 | 14 | 2018 | 2018-02-14 | 3 | 0 | 13:00 | 13 | 42 | 37 | 8.06 | 7.34 | 35.96 | 33.98 | 36.14 | 30.02 | 5 | 16 | 28 | 24 | 15 | 24 | 35.96 | 0 | 1 | 0 | 0 | 0 | 0 | 0 | 1 | 1 | 1 | 0 | 1 | 100% | #N/A
1977-02-14 | 2 | 14 | 2018 | 2018-02-14 | 3 | 0 | 14:00 | 14 | 41 | 37 | 10.04 | 11.48 | 37.04 | 35.96 | 36.68 | 32 | 6.8 | 16 | 30 | 26 | 17 | 26 | 37.04 | 0 | 1 | 0 | 0 | 0 | 0 | 0 | 1 | 1 | 1 | 0 | 1 | 100% | #N/A
1977-02-14 | 2 | 14 | 2018 | 2018-02-14 | 3 | 0 | 15:00 | 15 | 39 | 37 | 10.94 | 11.66 | 37.94 | 37.04 | 37.58 | 33.08 | 8.6 | 16 | 29 | 27 | 18 | 26 | 37.04 | 0 | 1 | 0 | 0 | 0 | 0 | 0 | 1 | 1 | 1 | 0 | 1 | 100% | #N/A
1977-02-14 | 2 | 14 | 2018 | 2018-02-14 | 3 | 0 | 16:00 | 16 | 38 | 37 | 10.94 | 11.66 | 37.94 | 37.04 | 37.94 | 33.08 | 10.4 | 16 | 28 | 25 | 18 | 24 | 35.96 | 0 | 1 | 0 | 0 | 0 | 0 | 0 | 1 | 1 | 1 | 0 | 1 | 100% | #N/A
1977-02-14 | 2 | 14 | 2018 | 2018-02-14 | 3 | 0 | 17:00 | 17 | 37 | 37 | 10.94 | 12.2 | 37.04 | 35.06 | 37.58 | 32 | 10.4 | 12 | 27 | 23 | 19 | 23 | 33.98 | 0 | 1 | 0 | 0 | 0 | 0 | 0 | 1 | 1 | 1 | 0 | 1 | 100% | #N/A
1977-02-14 | 2 | 14 | 2018 | 2018-02-14 | 3 | 0 | 18:00 | 18 | 35 | 37 | 10.04 | 13.28 | 33.98 | 32 | 33.44 | 30.02 | 8.6 | 10 | 26 | 22 | 19 | 23 | 32 | 0 | 1 | 0 | 0 | 0 | 0 | 0 | 1 | 1 | 1 | 0 | 1 | 100% | #N/A
1977-02-14 | 2 | 14 | 2018 | 2018-02-14 | 3 | 0 | 19:00 | 19 | 34 | 37 | 3.92 | 12.02 | 33.08 | 30.92 | 27.5 | 28.04 | 8.6 | 7 | 26 | 21 | 19 | 23 | 30.92 | 0 | 1 | 0 | 0 | 0 | 0 | 0 | 1 | 1 | 1 | 0 | 1 | 100% | #N/A
1977-02-14 | 2 | 14 | 2018 | 2018-02-14 | 3 | 0 | 20:00 | 20 | 34 | 37.3024 | 6.98 | 11.48 | 30.02 | 30.92 | 26.96 | 28.94 | 6.8 | 1 | 24 | 19 | 19 | 22 | 30.02 | 0 | 1 | 0 | 0 | 0 | 0 | 0 | 1 | 1 | 1 | 0 | 1 | 100% | #N/A
1977-02-14 | 2 | 14 | 2018 | 2018-02-14 | 3 | 0 | 21:00 | 21 | 34 | 37.3024 | 6.08 | 10.22 | 28.04 | 26.96 | 25.7 | 26.96 | 6.8 | 0 | 22 | 17 | 18 | 22 | 28.94 | 0 | 1 | 0 | 0 | 0 | 0 | 0 | 1 | 1 | 1 | 0 | 1 | 100% | #N/A
1977-02-14 | 2 | 14 | 2018 | 2018-02-14 | 3 | 0 | 22:00 | 22 | 34 | 37.2182 | 5 | 9.68 | 28.04 | 26.96 | 25.34 | 28.04 | 6.8 | -2 | 22 | 15 | 15 | 22 | 30.02 | 0 | 1 | 0 | 0 | 0 | 0 | 0 | 1 | 1 | 1 | 0 | 1 | 100% | #N/A
1977-02-14 | 2 | 14 | 2018 | 2018-02-14 | 3 | 0 | 23:00 | 23 | 34 | 37.2182 | 1.04 | 8.96 | 28.04 | 26.96 | 24.26 | 28.04 | 5 | -2 | 22 | 14 | 13 | 22 | 28.94 | 0 | 1 | 0 | 0 | 0 | 0 | 0 | 1 | 1 | 1 | 0 | 1 | 100% | #N/A
1977-02-14 | 2 | 14 | 2018 | 2018-02-14 | 3 | 0 | 24:00 | 24 | 34 | 37.2182 | 1.94 | 8.6 | 28.94 | 28.04 | 24.44 | 28.04 | 3.2 | -6 | 21 | 12 | 11 | 22 | 30.02 | 0 | 0 | 1 | 0 | 0 | 0 | 0 | 1 | 1 | 1 | 0 | 1 | 100% | #N/A
1977-02-15 | 2 | 15 | 2018 | 2018-02-15 | 4 | 0 | 1:00 | 1 | 34 | 38.1653 | 1.04 | 8.24 | 26.06 | 28.04 | 24.8 | 28.04 | 1.4 | -8 | 21 | 10 | 11 | 21 | 28.94 | 0 | 0 | 1 | 0 | 0 | 0 | 0 | 1 | 1 | 1 | 0 | 1 | 100% | #N/A
1977-02-15 | 2 | 15 | 2018 | 2018-02-15 | 4 | 0 | 2:00 | 2 | 33 | 37.2182 | -2.92 | 8.06 | 26.96 | 26.96 | 24.8 | 28.04 | 1.4 | -8 | 21 | 10 | 11 | 21 | 28.94 | 0 | 0 | 1 | 0 | 0 | 0 | 0 | 1 | 1 | 1 | 0 | 1 | 100% | #N/A
1977-02-15 | 2 | 15 | 2018 | 2018-02-15 | 4 | 0 | 3:00 | 3 | 33 | 38.2503 | -4 | 6.98 | 35.06 | 32 | 25.52 | 28.94 | 1.4 | -8 | 18 | 8 | 11 | 21 | 28.94 | 0 | 0 | 1 | 0 | 0 | 0 | 0 | 1 | 1 | 1 | 0 | 1 | 100% | #N/A
1977-02-15 | 2 | 15 | 2018 | 2018-02-15 | 4 | 0 | 4:00 | 4 | 32 | 36.1478 | -4 | 6.98 | 33.98 | 32 | 24.98 | 28.94 | 1.4 | -9 | 19 | 6 | 11 | 21 | 28.94 | 0 | 0 | 1 | 0 | 0 | 0 | 0 | 1 | 1 | 1 | 0 | 1 | 100% | #N/A
1977-02-15 | 2 | 15 | 2018 | 2018-02-15 | 4 | 0 | 5:00 | 5 | 32 | 38 | -5.08 | 6.8 | 35.06 | 32 | 24.8 | 28.94 | -0.4 | -9 | 18 | 6 | 11 | 21 | 28.94 | 0 | 0 | 1 | 0 | 0 | 0 | 0 | 1 | 1 | 1 | 0 | 1 | 100% | #N/A
1977-02-15 | 2 | 15 | 2018 | 2018-02-15 | 4 | 0 | 6:00 | 6 | 32 | 38 | -7.06 | 7.16 | 37.04 | 33.08 | 24.98 | 30.02 | -2.2 | -9 | 15 | 6 | 13 | 21 | 28.94 | 0 | 0 | 1 | 0 | 0 | 0 | 0 | 1 | 1 | 1 | 0 | 1 | 100% | #N/A
1977-02-15 | 2 | 15 | 2018 | 2018-02-15 | 4 | 0 | 7:00 | 7 | 32 | 37 | -5.98 | 6.8 | 37.94 | 35.06 | 25.52 | 28.94 | -4 | -9 | 12 | 9 | 13 | 20 | 28.94 | 0 | 0 | 1 | 0 | 0 | 0 | 0 | 1 | 1 | 1 | 0 | 1 | 100% | #N/A
1977-02-15 | 2 | 15 | 2018 | 2018-02-15 | 4 | 0 | 8:00 | 8 | 33 | 38 | -2.02 | 5.9 | 37.94 | 37.04 | 27.5 | 28.94 | -7.6 | -8 | 11 | 11 | 15 | 20 | 30.92 | 0 | 1 | 0 | 0 | 0 | 0 | 0 | 1 | 1 | 1 | 0 | 1 | 100% | #N/A
1977-02-15 | 2 | 15 | 2018 | 2018-02-15 | 4 | 0 | 9:00 | 9 | 35 | 38 | 6.08 | 7.52 | 39.02 | 37.94 | 28.4 | 30.02 | 3.2 | 0 | 18 | 13 | 18 | 21 | 32 | 0 | 1 | 0 | 0 | 0 | 0 | 0 | 1 | 1 | 1 | 0 | 1 | 100% | #N/A
1977-02-15 | 2 | 15 | 2018 | 2018-02-15 | 4 | 0 | 10:00 | 10 | 36 | 39 | 10.94 | 11.84 | 39.02 | 39.02 | 32 | 33.08 | 12.2 | 9 | 22 | 17 | 19 | 22 | 33.08 | 0 | 1 | 0 | 0 | 0 | 0 | 0 | 1 | 1 | 1 | 0 | 1 | 100% | #N/A
1977-02-15 | 2 | 15 | 2018 | 2018-02-15 | 4 | 0 | 11:00 | 11 | 37 | 40 | 15.98 | 13.82 | 39.92 | 39.02 | 35.78 | 33.08 | 17.6 | 16 | 27 | 19 | 22 | 24 | 35.96 | 0 | 1 | 0 | 0 | 0 | 0 | 0 | 1 | 1 | 1 | 0 | 1 | 100% | #N/A
1977-02-15 | 2 | 15 | 2018 | 2018-02-15 | 4 | 0 | 12:00 | 12 | 38 | 39 | 17.96 | 15.62 | 39.92 | 41 | 36.32 | 37.94 | 19.4 | 21 | 28 | 21 | 27 | 25 | 35.96 | 0 | 1 | 0 | 0 | 0 | 0 | 0 | 1 | 1 | 1 | 0 | 1 | 100% | #N/A
1977-02-15 | 2 | 15 | 2018 | 2018-02-15 | 4 | 0 | 13:00 | 13 | 39 | 39 | 19.94 | 17.6 | 42.08 | 42.08 | 37.04 | 39.02 | 21.2 | 27 | 30 | 24 | 29 | 27 | 35.06 | 0 | 1 | 0 | 0 | 0 | 0 | 0 | 1 | 1 | 1 | 0 | 1 | 100% | #N/A
1977-02-15 | 2 | 15 | 2018 | 2018-02-15 | 4 | 0 | 14:00 | 14 | 38 | 40 | 21.02 | 18.86 | 42.98 | 42.08 | 38.66 | 44.96 | 21.2 | 30 | 30 | 25 | 29 | 28 | 35.96 | 0 | 1 | 0 | 0 | 0 | 0 | 0 | 1 | 1 | 1 | 0 | 1 | 100% | #N/A
1977-02-15 | 2 | 15 | 2018 | 2018-02-15 | 4 | 0 | 15:00 | 15 | 36 | 39 | 21.92 | 21.92 | 46.04 | 46.04 | 41 | 44.96 | 23 | 34 | 29 | 25 | 27 | 26 | 41 | 0 | 1 | 0 | 0 | 0 | 0 | 0 | 1 | 1 | 1 | 0 | 1 | 100% | #N/A
1977-02-15 | 2 | 15 | 2018 | 2018-02-15 | 4 | 0 | 16:00 | 16 | 35 | 38 | 21.92 | 22.1 | 48.02 | 46.94 | 43.7 | 44.96 | 21.2 | 34 | 29 | 27 | 28 | 27 | 37.04 | 0 | 1 | 0 | 0 | 0 | 0 | 0 | 1 | 1 | 1 | 0 | 1 | 100% | #N/A
1977-02-15 | 2 | 15 | 2018 | 2018-02-15 | 4 | 0 | 17:00 | 17 | 34 | 38 | 21.92 | 22.28 | 48.92 | 48.92 | 45.14 | 44.96 | 23 | 30 | 28 | 26 | 27 | 25 | 35.96 | 0 | 1 | 0 | 0 | 0 | 0 | 0 | 1 | 1 | 1 | 0 | 1 | 100% | #N/A
1977-02-15 | 2 | 15 | 2018 | 2018-02-15 | 4 | 0 | 18:00 | 18 | 33 | 36 | 21.02 | 22.64 | 50 | 48.02 | 44.06 | 44.96 | 24.8 | 25 | 27 | 26 | 20 | 22 | 33.08 | 0 | 1 | 0 | 0 | 0 | 0 | 0 | 1 | 1 | 1 | 0 | 1 | 100% | #N/A
1977-02-15 | 2 | 15 | 2018 | 2018-02-15 | 4 | 0 | 19:00 | 19 | 32 | 35 | 21.02 | 22.46 | 51.8 | 46.94 | 43.34 | 44.06 | 28.4 | 19 | 24 | 27 | 17 | 21 | 30.02 | 0 | 1 | 0 | 0 | 0 | 0 | 0 | 1 | 1 | 1 | 0 | 1 | 100% | #N/A
1977-02-15 | 2 | 15 | 2018 | 2018-02-15 | 4 | 0 | 20:00 | 20 | 31 | 35 | 21.02 | 23.18 | 50 | 48.02 | 42.8 | 42.98 | 30.2 | 14 | 23 | 28 | 14 | 21 | 28.94 | 0 | 1 | 0 | 0 | 0 | 0 | 0 | 1 | 1 | 1 | 0 | 1 | 100% | #N/A
1977-02-15 | 2 | 15 | 2018 | 2018-02-15 | 4 | 0 | 21:00 | 21 | 29 | 33 | 21.02 | 23.9 | 50 | 48.92 | 42.8 | 42.08 | 32 | 10 | 22 | 28 | 15 | 19 | 28.94 | 0 | 1 | 0 | 0 | 0 | 0 | 0 | 1 | 1 | 1 | 0 | 1 | 100% | #N/A
1977-02-15 | 2 | 15 | 2018 | 2018-02-15 | 4 | 0 | 22:00 | 22 | 28 | 31 | 21.92 | 26.96 | 48.92 | 46.94 | 42.08 | 42.08 | 33.8 | 10 | 21 | 28 | 11 | 16 | 28.04 | 0 | 1 | 0 | 0 | 0 | 0 | 0 | 1 | 1 | 1 | 0 | 1 | 100% | #N/A
1977-02-15 | 2 | 15 | 2018 | 2018-02-15 | 4 | 0 | 23:00 | 23 | 26 | 28 | 26.06 | 33.26 | 48.92 | 44.96 | 39.38 | 42.08 | 37.4 | 7 | 16 | 29 | 9 | 14 | 24.98 | 0 | 1 | 0 | 0 | 0 | 0 | 0 | 1 | 1 | 1 | 0 | 1 | 100% | #N/A
1977-02-15 | 2 | 15 | 2018 | 2018-02-15 | 4 | 0 | 24:00 | 24 | 25 | 27 | 30.02 | 33.98 | 48.02 | 42.98 | 38.84 | 39.02 | 39.2 | 7 | 20 | 29 | 8 | 13 | 26.06 | 0 | 0 | 1 | 0 | 0 | 0 | 0 | 1 | 1 | 1 | 0 | 1 | 100% | #N/A
1977-02-16 | 2 | 16 | 2018 | 2018-02-16 | 5 | 0 | 1:00 | 1 | 23 | 26 | 28.94 | 34.52 | 44.96 | 42.08 | 37.58 | 35.96 | 42.8 | 7 | 19 | 29 | 8 | 11 | 24.98 | 0 | 0 | 1 | 0 | 0 | 0 | 0 | 1 | 1 | 1 | 0 | 1 | 100% | #N/A
1977-02-16 | 2 | 16 | 2018 | 2018-02-16 | 5 | 0 | 2:00 | 2 | 22 | 23 | 30.02 | 34.52 | 42.08 | 39.02 | 35.24 | 33.08 | 42.8 | 5 | 19 | 29 | 7 | 11 | 24.08 | 0 | 0 | 1 | 0 | 0 | 0 | 0 | 1 | 1 | 1 | 0 | 1 | 100% | #N/A
1977-02-16 | 2 | 16 | 2018 | 2018-02-16 | 5 | 0 | 3:00 | 3 | 21 | 22 | 32 | 32.36 | 39.92 | 37.94 | 32.72 | 32 | 42.8 | 3 | 18 | 29 | 6 | 10 | 21.92 | 0 | 0 | 1 | 0 | 0 | 0 | 0 | 1 | 1 | 1 | 0 | 1 | 100% | #N/A
1977-02-16 | 2 | 16 | 2018 | 2018-02-16 | 5 | 0 | 4:00 | 4 | 20 | 21 | 30.92 | 32 | 37.94 | 35.96 | 32.18 | 30.02 | 46.4 | 3 | 15 | 32 | 5 | 10 | 21.92 | 0 | 0 | 1 | 0 | 0 | 0 | 0 | 1 | 1 | 1 | 0 | 1 | 100% | #N/A
1977-02-16 | 2 | 16 | 2018 | 2018-02-16 | 5 | 0 | 5:00 | 5 | 20 | 21 | 32 | 33.08 | 37.04 | 33.98 | 31.46 | 28.94 | 46.4 | 5 | 12 | 32 | 5 | 9 | 19.94 | 0 | 0 | 1 | 0 | 0 | 0 | 0 | 1 | 1 | 1 | 0 | 1 | 100% | #N/A
1977-02-16 | 2 | 16 | 2018 | 2018-02-16 | 5 | 0 | 6:00 | 6 | 19 | 20 | 46.04 | 44.06 | 33.98 | 32 | 31.28 | 28.04 | 44.6 | 3 | 11 | 32 | 6 | 9 | 19.94 | 0 | 0 | 1 | 0 | 0 | 0 | 0 | 1 | 1 | 1 | 0 | 1 | 100% | #N/A
1977-02-16 | 2 | 16 | 2018 | 2018-02-16 | 5 | 0 | 7:00 | 7 | 19 | 20 | 48.92 | 35.24 | 33.98 | 30.92 | 30.38 | 26.96 | 44.6 | 1 | 17 | 33 | 8 | 8 | 19.94 | 0 | 0 | 1 | 0 | 0 | 0 | 0 | 1 | 1 | 1 | 0 | 1 | 100% | #N/A
1977-02-16 | 2 | 16 | 2018 | 2018-02-16 | 5 | 0 | 8:00 | 8 | 20 | 21 | 50 | 50.54 | 33.98 | 32 | 30.56 | 26.96 | 44.6 | 5 | 13 | 34 | 9 | 9 | 21.92 | 0 | 1 | 0 | 0 | 0 | 0 | 0 | 1 | 1 | 1 | 0 | 1 | 100% | #N/A
1977-02-16 | 2 | 16 | 2018 | 2018-02-16 | 5 | 0 | 9:00 | 9 | 20 | 25 | 51.98 | 51.8 | 35.06 | 35.06 | 32.36 | 28.94 | 46.4 | 10 | 20 | 35 | 11 | 16 | 26.06 | 0 | 1 | 0 | 0 | 0 | 0 | 0 | 1 | 1 | 1 | 0 | 1 | 100% | #N/A
1977-02-16 | 2 | 16 | 2018 | 2018-02-16 | 5 | 0 | 10:00 | 10 | 21 | 28 | 53.06 | 53.78 | 37.04 | 35.96 | 33.98 | 30.92 | 46.4 | 18 | 22 | 35 | 15 | 20 | 28.94 | 0 | 1 | 0 | 0 | 0 | 0 | 0 | 1 | 1 | 1 | 0 | 1 | 100% | #N/A
1977-02-16 | 2 | 16 | 2018 | 2018-02-16 | 5 | 0 | 11:00 | 11 | 23 | 30 | 53.96 | 54.32 | 39.02 | 37.04 | 35.42 | 32 | 46.4 | 27 | 24 | 36 | 17 | 24 | 30.92 | 0 | 1 | 0 | 0 | 0 | 0 | 0 | 1 | 1 | 1 | 0 | 1 | 100% | #N/A
1977-02-16 | 2 | 16 | 2018 | 2018-02-16 | 5 | 0 | 12:00 | 12 | 26 | 31 | 55.04 | 56.3 | 39.92 | 37.04 | 35.42 | 33.08 | 51.8 | 30 | 26 | 36 | 19 | 24 | 30.92 | 0 | 1 | 0 | 0 | 0 | 0 | 0 | 1 | 1 | 1 | 0 | 1 | 100% | #N/A
1977-02-16 | 2 | 16 | 2018 | 2018-02-16 | 5 | 0 | 13:00 | 13 | 28 | 32 | 53.06 | 56.48 | 41 | 39.02 | 36.5 | 33.98 | 51.8 | 36 | 27 | 37 | 19 | 28 | 33.98 | 0 | 1 | 0 | 0 | 0 | 0 | 0 | 1 | 1 | 1 | 0 | 1 | 100% | #N/A
1977-02-16 | 2 | 16 | 2018 | 2018-02-16 | 5 | 0 | 14:00 | 14 | 29 | 30 | 53.96 | 54.5 | 41 | 39.02 | 36.14 | 33.98 | 50 | 37 | 28 | 37 | 20 | 29 | 35.06 | 0 | 1 | 0 | 0 | 0 | 0 | 0 | 1 | 1 | 1 | 0 | 1 | 100% | #N/A
1977-02-16 | 2 | 16 | 2018 | 2018-02-16 | 5 | 0 | 15:00 | 15 | 29 | 30 | 55.04 | 55.04 | 41 | 39.02 | 36.32 | 33.98 | 48.2 | 39 | 30 | 37 | 20 | 28 | 35.06 | 0 | 1 | 0 | 0 | 0 | 0 | 0 | 1 | 1 | 1 | 0 | 1 | 100% | #N/A
1977-02-16 | 2 | 16 | 2018 | 2018-02-16 | 5 | 0 | 16:00 | 16 | 30 | 31 | 55.94 | 55.4 | 39.92 | 37.94 | 35.78 | 33.08 | 50 | 37 | 29 | 35 | 20 | 27 | 35.96 | 0 | 1 | 0 | 0 | 0 | 0 | 0 | 1 | 1 | 1 | 0 | 1 | 100% | #N/A
1977-02-16 | 2 | 16 | 2018 | 2018-02-16 | 5 | 0 | 17:00 | 17 | 28 | 31 | 55.94 | 56.3 | 37.94 | 37.04 | 34.34 | 32 | 50 | 34 | 28 | 35 | 21 | 26 | 32 | 0 | 1 | 0 | 0 | 0 | 0 | 0 | 1 | 1 | 1 | 0 | 1 | 100% | #N/A
1977-02-16 | 2 | 16 | 2018 | 2018-02-16 | 5 | 0 | 18:00 | 18 | 26 | 31 | 57.02 | 57.02 | 35.06 | 35.06 | 31.82 | 30.02 | 51.8 | 28 | 26 | 31 | 20 | 26 | 30.02 | 0 | 1 | 0 | 0 | 0 | 0 | 0 | 1 | 1 | 1 | 0 | 1 | 100% | #N/A
1977-02-16 | 2 | 16 | 2018 | 2018-02-16 | 5 | 0 | 19:00 | 19 | 24 | 31 | 55.04 | 57.02 | 35.06 | 33.98 | 28.94 | 28.04 | 50 | 27 | 21 | 28 | 20 | 24 | 28.04 | 0 | 1 | 0 | 0 | 0 | 0 | 0 | 1 | 1 | 1 | 0 | 1 | 100% | #N/A
1977-02-16 | 2 | 16 | 2018 | 2018-02-16 | 5 | 0 | 20:00 | 20 | 22 | 32 | 53.06 | 55.04 | 33.98 | 33.08 | 28.04 | 26.96 | 48.2 | 23 | 17 | 28 | 20 | 26 | 26.06 | 0 | 1 | 0 | 0 | 0 | 0 | 0 | 1 | 1 | 1 | 0 | 1 | 100% | #N/A
1977-02-16 | 2 | 16 | 2018 | 2018-02-16 | 5 | 0 | 21:00 | 21 | 21 | 32.2127 | 51.98 | 53.24 | 33.08 | 32 | 26.06 | 26.06 | 50 | 19 | 13 | 27 | 21 | 26 | 24.98 | 0 | 1 | 0 | 0 | 0 | 0 | 0 | 1 | 1 | 1 | 0 | 1 | 100% | #N/A
1977-02-16 | 2 | 16 | 2018 | 2018-02-16 | 5 | 0 | 22:00 | 22 | 19 | 33 | 50 | 51.98 | 32 | 30.02 | 25.7 | 24.98 | 50 | 18 | 13 | 25 | 20 | 25 | 26.06 | 0 | 1 | 0 | 0 | 0 | 0 | 0 | 1 | 1 | 1 | 0 | 1 | 100% | #N/A
1977-02-16 | 2 | 16 | 2018 | 2018-02-16 | 5 | 0 | 23:00 | 23 | 18 | 33.3645 | 48.92 | 51.26 | 28.94 | 26.96 | 25.7 | 24.98 | 46.4 | 16 | 12 | 24 | 18 | 26 | 24.98 | 0 | 1 | 0 | 0 | 0 | 0 | 0 | 1 | 1 | 1 | 0 | 1 | 100% | #N/A
1977-02-16 | 2 | 16 | 2018 | 2018-02-16 | 5 | 0 | 24:00 | 24 | 18 | 32.1314 | 48.92 | 50.18 | 26.96 | 24.98 | 24.44 | 23 | 44.6 | 16 | 11 | 21 | 18 | 25 | 24.08 | 0 | 0 | 1 | 0 | 0 | 0 | 0 | 1 | 1 | 1 | 0 | 1 | 100% | #N/A
1977-02-17 | 2 | 17 | 2018 | 2018-02-17 | 6 | 0 | 1:00 | 1 | 17 | 32.1314 | 44.96 | 47.12 | 26.06 | 24.08 | 22.46 | 23 | 42.8 | 16 | 11 | 21 | 18 | 26 | 24.08 | 0 | 0 | 1 | 0 | 0 | 0 | 0 | 1 | 1 | 1 | 0 | 1 | 100% | #N/A
1977-02-17 | 2 | 17 | 2018 | 2018-02-17 | 6 | 0 | 2:00 | 2 | 16 | 32.1314 | 37.94 | 42.26 | 24.08 | 23 | 23.18 | 21.92 | 39.2 | 14 | 12 | 18 | 17 | 27 | 24.08 | 0 | 0 | 1 | 0 | 0 | 0 | 0 | 1 | 1 | 1 | 0 | 1 | 100% | #N/A
1977-02-17 | 2 | 17 | 2018 | 2018-02-17 | 6 | 0 | 3:00 | 3 | 16 | 32.0499 | 35.06 | 39.2 | 24.08 | 21.92 | 20.84 | 19.94 | 37.4 | 18 | 13 | 17 | 17 | 26 | 23 | 0 | 0 | 1 | 0 | 0 | 0 | 0 | 1 | 1 | 1 | 0 | 1 | 100% | #N/A
1977-02-17 | 2 | 17 | 2018 | 2018-02-17 | 6 | 0 | 4:00 | 4 | 15 | 33.2823 | 32 | 37.4 | 23 | 21.02 | 20.84 | 19.04 | 37.4 | 19 | 16 | 16 | 17 | 26 | 28.04 | 0 | 0 | 1 | 0 | 0 | 0 | 0 | 1 | 1 | 1 | 0 | 1 | 100% | #N/A
1977-02-17 | 2 | 17 | 2018 | 2018-02-17 | 6 | 0 | 5:00 | 5 | 14 | 34 | 32 | 36.86 | 21.02 | 19.94 | 19.22 | 17.96 | 33.8 | 18 | 16 | 14 | 17 | 25 | 24.98 | 0 | 0 | 1 | 0 | 0 | 0 | 0 | 1 | 1 | 1 | 0 | 1 | 100% | #N/A
1977-02-17 | 2 | 17 | 2018 | 2018-02-17 | 6 | 0 | 6:00 | 6 | 14 | 34 | 32 | 36.5 | 21.02 | 19.94 | 16.16 | 17.06 | 32 | 18 | 16 | 13 | 18 | 28 | 24.98 | 0 | 0 | 1 | 0 | 0 | 0 | 0 | 1 | 1 | 1 | 0 | 1 | 100% | #N/A
1977-02-17 | 2 | 17 | 2018 | 2018-02-17 | 6 | 0 | 7:00 | 7 | 13 | 33 | 33.08 | 36.68 | 21.02 | 19.04 | 13.64 | 17.06 | 32 | 18 | 16 | 12 | 18 | 27 | 26.06 | 0 | 0 | 1 | 0 | 0 | 0 | 0 | 1 | 1 | 1 | 0 | 1 | 100% | #N/A
1977-02-17 | 2 | 17 | 2018 | 2018-02-17 | 6 | 0 | 8:00 | 8 | 15 | 34 | 35.96 | 36.86 | 23 | 19.94 | 15.44 | 17.96 | 32 | 21 | 18 | 13 | 18 | 25 | 30.92 | 0 | 0 | 1 | 0 | 0 | 0 | 0 | 1 | 1 | 1 | 0 | 1 | 100% | #N/A
1977-02-17 | 2 | 17 | 2018 | 2018-02-17 | 6 | 0 | 9:00 | 9 | 18 | 35 | 37.94 | 37.58 | 24.98 | 23 | 21.56 | 19.94 | 33.8 | 27 | 19 | 15 | 19 | 25 | 33.98 | 0 | 0 | 1 | 0 | 0 | 0 | 0 | 1 | 1 | 1 | 0 | 1 | 100% | #N/A
1977-02-17 | 2 | 17 | 2018 | 2018-02-17 | 6 | 0 | 10:00 | 10 | 20 | 33 | 41 | 39.38 | 26.96 | 24.98 | 23.72 | 23 | 37.4 | 30 | 21 | 17 | 22 | 25 | 41 | 0 | 0 | 1 | 0 | 0 | 0 | 0 | 1 | 1 | 1 | 0 | 1 | 100% | #N/A
1977-02-17 | 2 | 17 | 2018 | 2018-02-17 | 6 | 0 | 11:00 | 11 | 22 | 31 | 42.98 | 40.46 | 28.94 | 26.96 | 26.24 | 24.98 | 39.2 | 30 | 23 | 19 | 22 | 25 | 44.06 | 0 | 0 | 1 | 0 | 0 | 0 | 0 | 1 | 1 | 1 | 0 | 1 | 100% | #N/A
1977-02-17 | 2 | 17 | 2018 | 2018-02-17 | 6 | 0 | 12:00 | 12 | 24 | 31 | 44.06 | 42.98 | 30.92 | 28.94 | 28.94 | 28.04 | 42.8 | 30 | 24 | 22 | 24 | 25 | 44.06 | 0 | 0 | 1 | 0 | 0 | 0 | 0 | 1 | 1 | 1 | 0 | 1 | 100% | #N/A
1977-02-17 | 2 | 17 | 2018 | 2018-02-17 | 6 | 0 | 13:00 | 13 | 26 | 31 | 44.96 | 43.16 | 30.92 | 30.02 | 31.64 | 30.02 | 44.6 | 30 | 25 | 25 | 23 | 25 | 44.96 | 0 | 0 | 1 | 0 | 0 | 0 | 0 | 1 | 1 | 1 | 0 | 1 | 100% | #N/A
1977-02-17 | 2 | 17 | 2018 | 2018-02-17 | 6 | 0 | 14:00 | 14 | 26 | 30 | 44.96 | 43.16 | 33.08 | 32 | 34.88 | 33.08 | 42.8 | 30 | 26 | 27 | 24 | 25 | 46.04 | 0 | 0 | 1 | 0 | 0 | 0 | 0 | 1 | 1 | 1 | 0 | 1 | 100% | #N/A
1977-02-17 | 2 | 17 | 2018 | 2018-02-17 | 6 | 0 | 15:00 | 15 | 27 | 28 | 46.04 | 43.88 | 30.92 | 33.98 | 36.5 | 32 | 42.8 | 32 | 26 | 28 | 26 | 26 | 44.96 | 0 | 0 | 1 | 0 | 0 | 0 | 0 | 1 | 1 | 1 | 0 | 1 | 100% | #N/A
1977-02-17 | 2 | 17 | 2018 | 2018-02-17 | 6 | 0 | 16:00 | 16 | 27 | 26 | 44.06 | 44.96 | 30.02 | 33.08 | 37.04 | 33.08 | 42.8 | 30 | 26 | 30 | 27 | 27 | 42.98 | 0 | 0 | 1 | 0 | 0 | 0 | 0 | 1 | 1 | 1 | 0 | 1 | 100% | #N/A
1977-02-17 | 2 | 17 | 2018 | 2018-02-17 | 6 | 0 | 17:00 | 17 | 26 | 24 | 42.08 | 44.06 | 30.02 | 33.08 | 34.88 | 32 | 41 | 30 | 26 | 30 | 25 | 27 | 41 | 0 | 0 | 1 | 0 | 0 | 0 | 0 | 1 | 1 | 1 | 0 | 1 | 100% | #N/A
1977-02-17 | 2 | 17 | 2018 | 2018-02-17 | 6 | 0 | 18:00 | 18 | 24 | 23 | 37.94 | 43.16 | 26.96 | 30.02 | 29.12 | 30.92 | 37.4 | 30 | 26 | 26 | 22 | 25 | 39.02 | 0 | 0 | 1 | 0 | 0 | 0 | 0 | 1 | 1 | 1 | 0 | 1 | 100% | #N/A
1977-02-17 | 2 | 17 | 2018 | 2018-02-17 | 6 | 0 | 19:00 | 19 | 23 | 22 | 35.96 | 39.56 | 28.04 | 28.04 | 28.4 | 28.94 | 37.4 | 30 | 27 | 25 | 21 | 24 | 37.04 | 0 | 0 | 1 | 0 | 0 | 0 | 0 | 1 | 1 | 1 | 0 | 1 | 100% | #N/A
1977-02-17 | 2 | 17 | 2018 | 2018-02-17 | 6 | 0 | 20:00 | 20 | 22 | 20 | 33.98 | 37.94 | 30.02 | 28.04 | 29.12 | 28.04 | 35.6 | 30 | 27 | 24 | 19 | 23 | 35.06 | 0 | 0 | 1 | 0 | 0 | 0 | 0 | 1 | 1 | 1 | 0 | 1 | 100% | #N/A
1977-02-17 | 2 | 17 | 2018 | 2018-02-17 | 6 | 0 | 21:00 | 21 | 22 | 19 | 33.98 | 36.68 | 30.92 | 28.04 | 31.82 | 28.04 | 33.8 | 30 | 27 | 24 | 10 | 22 | 33.98 | 0 | 0 | 1 | 0 | 0 | 0 | 0 | 1 | 1 | 1 | 0 | 1 | 100% | #N/A
1977-02-17 | 2 | 17 | 2018 | 2018-02-17 | 6 | 0 | 22:00 | 22 | 21 | 18 | 33.98 | 36.5 | 32 | 28.94 | 31.28 | 28.04 | 33.8 | 30 | 27 | 24 | 10 | 20 | 33.98 | 0 | 0 | 1 | 0 | 0 | 0 | 0 | 1 | 1 | 1 | 0 | 1 | 100% | #N/A
1977-02-17 | 2 | 17 | 2018 | 2018-02-17 | 6 | 0 | 23:00 | 23 | 20 | 17 | 35.06 | 37.04 | 32 | 28.94 | 32 | 28.04 | 33.8 | 30 | 26 | 24 | 8 | 20 | 35.06 | 0 | 0 | 1 | 0 | 0 | 0 | 0 | 1 | 1 | 1 | 0 | 1 | 100% | #N/A
1977-02-17 | 2 | 17 | 2018 | 2018-02-17 | 6 | 0 | 24:00 | 24 | 19 | 16 | 32 | 36.86 | 32 | 28.94 | 28.4 | 26.96 | 33.8 | 30 | 26 | 25 | 7 | 20 | 32 | 0 | 0 | 1 | 0 | 0 | 0 | 0 | 1 | 1 | 1 | 0 | 1 | 100% | #N/A
1977-02-18 | 2 | 18 | 2018 | 2018-02-18 | 7 | 0 | 1:00 | 1 | 18 | 16 | 28.04 | 36.14 | 30.92 | 30.02 | 26.6 | 24.08 | 33.8 | 28 | 26 | 25 | 6 | 19 | 28.94 | 0 | 0 | 1 | 0 | 0 | 0 | 0 | 1 | 1 | 1 | 0 | 1 | 100% | #N/A
1977-02-18 | 2 | 18 | 2018 | 2018-02-18 | 7 | 0 | 2:00 | 2 | 17 | 15 | 26.96 | 35.42 | 28.94 | 28.94 | 26.6 | 24.08 | 33.8 | 28 | 26 | 27 | 4 | 17 | 26.06 | 0 | 0 | 1 | 0 | 0 | 0 | 0 | 1 | 1 | 1 | 0 | 1 | 100% | #N/A
1977-02-18 | 2 | 18 | 2018 | 2018-02-18 | 7 | 0 | 3:00 | 3 | 17 | 15 | 24.08 | 34.88 | 28.94 | 26.96 | 26.6 | 24.08 | 33.8 | 30 | 26 | 23 | 3 | 16 | 24.98 | 0 | 0 | 1 | 0 | 0 | 0 | 0 | 1 | 1 | 1 | 0 | 1 | 100% | #N/A
1977-02-18 | 2 | 18 | 2018 | 2018-02-18 | 7 | 0 | 4:00 | 4 | 16 | 15 | 26.06 | 33.62 | 28.94 | 26.96 | 26.6 | 24.08 | 33.8 | 28 | 26 | 23 | 2 | 15 | 28.94 | 0 | 0 | 1 | 0 | 0 | 0 | 0 | 1 | 1 | 1 | 0 | 1 | 100% | #N/A
1977-02-18 | 2 | 18 | 2018 | 2018-02-18 | 7 | 0 | 5:00 | 5 | 16 | 14 | 30.02 | 33.26 | 28.94 | 26.96 | 26.6 | 24.08 | 30.2 | 28 | 26 | 21 | 2 | 17 | 28.94 | 0 | 0 | 1 | 0 | 0 | 0 | 0 | 1 | 1 | 1 | 0 | 1 | 100% | #N/A
1977-02-18 | 2 | 18 | 2018 | 2018-02-18 | 7 | 0 | 6:00 | 6 | 15 | 14 | 28.04 | 32.36 | 28.94 | 26.96 | 26.6 | 24.08 | 30.2 | 28 | 27 | 21 | 2 | 18 | 30.02 | 0 | 0 | 1 | 0 | 0 | 0 | 0 | 1 | 1 | 1 | 0 | 1 | 100% | #N/A
1977-02-18 | 2 | 18 | 2018 | 2018-02-18 | 7 | 0 | 7:00 | 7 | 15 | 13 | 28.04 | 31.46 | 28.4 | 26.96 | 26.6 | 24.08 | 32 | 28 | 28 | 20 | 3 | 17 | 30.02 | 0 | 0 | 1 | 0 | 0 | 0 | 0 | 1 | 1 | 1 | 0 | 1 | 100% | #N/A
1977-02-18 | 2 | 18 | 2018 | 2018-02-18 | 7 | 0 | 8:00 | 8 | 19 | 15 | 28.94 | 30.02 | 28.94 | 28.04 | 28.4 | 24.08 | 30.2 | 28 | 28 | 22 | 7 | 19 | 33.08 | 0 | 0 | 1 | 0 | 0 | 0 | 0 | 1 | 1 | 1 | 0 | 1 | 100% | #N/A
1977-02-18 | 2 | 18 | 2018 | 2018-02-18 | 7 | 0 | 9:00 | 9 | 22 | 16 | 30.92 | 29.3 | 30.02 | 28.04 | 28.4 | 24.08 | 30.2 | 28 | 28 | 24 | 15 | 22 | 35.96 | 0 | 0 | 1 | 0 | 0 | 0 | 0 | 1 | 1 | 1 | 0 | 1 | 100% | #N/A
1977-02-18 | 2 | 18 | 2018 | 2018-02-18 | 7 | 0 | 10:00 | 10 | 26 | 19 | 32 | 31.1 | 30.02 | 26.96 | 28.4 | 24.08 | 32 | 30 | 29 | 32 | 19 | 26 | 37.94 | 0 | 0 | 1 | 0 | 0 | 0 | 0 | 1 | 1 | 1 | 0 | 1 | 100% | #N/A
1977-02-18 | 2 | 18 | 2018 | 2018-02-18 | 7 | 0 | 11:00 | 11 | 27 | 22 | 33.08 | 31.28 | 28.94 | 26.06 | 28.4 | 26.06 | 33.8 | 30 | 29 | 36 | 24 | 28 | 39.92 | 0 | 0 | 1 | 0 | 0 | 0 | 0 | 1 | 1 | 1 | 0 | 1 | 100% | #N/A
1977-02-18 | 2 | 18 | 2018 | 2018-02-18 | 7 | 0 | 12:00 | 12 | 28 | 24 | 33.98 | 31.1 | 28.04 | 24.98 | 28.4 | 26.06 | 35.6 | 30 | 29 | 44 | 25 | 30 | 41 | 0 | 0 | 1 | 0 | 0 | 0 | 0 | 1 | 1 | 1 | 0 | 1 | 100% | #N/A
1977-02-18 | 2 | 18 | 2018 | 2018-02-18 | 7 | 0 | 13:00 | 13 | 29 | 26 | 35.06 | 30.74 | 28.04 | 24.98 | 28.22 | 28.04 | 35.6 | 32 | 29 | 46 | 23 | 30 | 42.98 | 0 | 0 | 1 | 0 | 0 | 0 | 0 | 1 | 1 | 1 | 0 | 1 | 100% | #N/A
1977-02-18 | 2 | 18 | 2018 | 2018-02-18 | 7 | 0 | 14:00 | 14 | 29 | 28 | 35.06 | 30.56 | 26.96 | 24.98 | 28.4 | 26.96 | 35.6 | 32 | 30 | 49 | 22 | 30 | 44.06 | 0 | 0 | 1 | 0 | 0 | 0 | 0 | 1 | 1 | 1 | 0 | 1 | 100% | #N/A
1977-02-18 | 2 | 18 | 2018 | 2018-02-18 | 7 | 0 | 15:00 | 15 | 30 | 28 | 33.08 | 31.1 | 26.96 | 24.98 | 30.56 | 28.04 | 33.8 | 32 | 31 | 49 | 22 | 28 | 44.06 | 0 | 0 | 1 | 0 | 0 | 0 | 0 | 1 | 1 | 1 | 0 | 1 | 100% | #N/A
1977-02-18 | 2 | 18 | 2018 | 2018-02-18 | 7 | 0 | 16:00 | 16 | 30 | 29 | 33.08 | 31.28 | 26.06 | 24.98 | 30.2 | 28.94 | 32 | 30 | 31 | 48 | 21 | 29 | 44.06 | 0 | 0 | 1 | 0 | 0 | 0 | 0 | 1 | 1 | 1 | 0 | 1 | 100% | #N/A
1977-02-18 | 2 | 18 | 2018 | 2018-02-18 | 7 | 0 | 17:00 | 17 | 30 | 28 | 32 | 32 | 26.06 | 24.98 | 30.2 | 26.6 | 30.2 | 32 | 31 | 47 | 19 | 26 | 42.98 | 0 | 0 | 1 | 0 | 0 | 0 | 0 | 1 | 1 | 1 | 0 | 1 | 100% | #N/A
1977-02-18 | 2 | 18 | 2018 | 2018-02-18 | 7 | 0 | 18:00 | 18 | 30 | 27 | 30.02 | 31.82 | 26.06 | 26.06 | 26.96 | 26.96 | 28.4 | 32 | 31 | 45 | 18 | 23 | 39.02 | 0 | 0 | 1 | 0 | 0 | 0 | 0 | 1 | 1 | 1 | 0 | 1 | 100% | #N/A
1977-02-18 | 2 | 18 | 2018 | 2018-02-18 | 7 | 0 | 19:00 | 19 | 30 | 26 | 30.02 | 31.64 | 26.06 | 26.06 | 24.8 | 26.06 | 30.2 | 34 | 31 | 43 | 16 | 23 | 33.98 | 0 | 0 | 1 | 0 | 0 | 0 | 0 | 1 | 1 | 1 | 0 | 1 | 100% | #N/A
1977-02-18 | 2 | 18 | 2018 | 2018-02-18 | 7 | 0 | 20:00 | 20 | 30 | 26 | 28.04 | 30.56 | 26.06 | 26.06 | 24.98 | 21.92 | 32 | 34 | 31 | 42 | 14 | 20 | 33.08 | 0 | 0 | 1 | 0 | 0 | 0 | 0 | 1 | 1 | 1 | 0 | 1 | 100% | #N/A
1977-02-18 | 2 | 18 | 2018 | 2018-02-18 | 7 | 0 | 21:00 | 21 | 30 | 24 | 26.96 | 29.12 | 24.98 | 24.08 | 24.08 | 19.94 | 32 | 32 | 30 | 41 | 13 | 18 | 30.02 | 0 | 0 | 1 | 0 | 0 | 0 | 0 | 1 | 1 | 1 | 0 | 1 | 100% | #N/A
1977-02-18 | 2 | 18 | 2018 | 2018-02-18 | 7 | 0 | 22:00 | 22 | 30 | 22 | 24.98 | 28.58 | 24.08 | 21.02 | 21.92 | 17.96 | 28.4 | 30 | 30 | 40 | 12 | 17 | 30.02 | 0 | 0 | 1 | 0 | 0 | 0 | 0 | 1 | 1 | 1 | 0 | 1 | 100% | #N/A
1977-02-18 | 2 | 18 | 2018 | 2018-02-18 | 7 | 0 | 23:00 | 23 | 30 | 21 | 24.08 | 26.78 | 19.94 | 19.04 | 20.48 | 17.06 | 26.6 | 28 | 30 | 39 | 9 | 14 | 26.96 | 0 | 0 | 1 | 0 | 0 | 0 | 0 | 1 | 1 | 1 | 0 | 1 | 100% | #N/A
1977-02-18 | 2 | 18 | 2018 | 2018-02-18 | 7 | 0 | 24:00 | 24 | 29 | 21 | 23 | 25.52 | 19.04 | 17.06 | 19.04 | 15.08 | 26.6 | 30 | 30 | 38 | 8 | 12 | 28.94 | 0 | 0 | 1 | 0 | 0 | 0 | 0 | 1 | 1 | 1 | 0 | 1 | 100% | #N/A
1977-02-19 | 2 | 19 | 2018 | 2018-02-19 | 1 | 1 | 1:00 | 1 | 29 | 15 | 21.92 | 24.98 | 17.96 | 15.98 | 17.24 | 12.92 | 26.6 | 27 | 30 | 38 | 6 | 11 | 24.08 | 0 | 0 | 1 | 0 | 0 | 0 | 0 | 0 | 1 | 0 | 0 | 1 | 100% | #N/A
1977-02-19 | 2 | 19 | 2018 | 2018-02-19 | 1 | 1 | 2:00 | 2 | 29 | 18 | 21.02 | 23.9 | 17.06 | 15.98 | 12.56 | 12.92 | 26.6 | 27 | 29 | 38 | 4 | 11 | 28.04 | 0 | 0 | 1 | 0 | 0 | 0 | 0 | 0 | 1 | 0 | 0 | 1 | 100% | #N/A
1977-02-19 | 2 | 19 | 2018 | 2018-02-19 | 1 | 1 | 3:00 | 3 | 29 | 14 | 19.94 | 23.36 | 17.06 | 15.08 | 10.22 | 10.94 | 24.8 | 28 | 29 | 36 | 2 | 9 | 28.04 | 0 | 0 | 1 | 0 | 0 | 0 | 0 | 0 | 1 | 0 | 0 | 1 | 100% | #N/A
1977-02-19 | 2 | 19 | 2018 | 2018-02-19 | 1 | 1 | 4:00 | 4 | 29 | 15 | 19.04 | 22.46 | 15.98 | 14 | 8.96 | 10.94 | 23 | 27 | 29 | 35 | 1 | 6 | 32 | 0 | 0 | 1 | 0 | 0 | 0 | 0 | 0 | 1 | 0 | 0 | 1 | 100% | #N/A
1977-02-19 | 2 | 19 | 2018 | 2018-02-19 | 1 | 1 | 5:00 | 5 | 29 | 13 | 19.04 | 23.18 | 15.08 | 14 | 4.28 | 10.94 | 23 | 25 | 29 | 36 | 0 | 8 | 32 | 0 | 0 | 1 | 0 | 0 | 0 | 0 | 0 | 1 | 0 | 0 | 1 | 100% | #N/A
1977-02-19 | 2 | 19 | 2018 | 2018-02-19 | 1 | 1 | 6:00 | 6 | 30 | 12 | 17.06 | 22.28 | 15.08 | 14 | 2.48 | 10.04 | 23 | 16 | 29 | 34 | 0 | 9 | 30.92 | 0 | 0 | 1 | 0 | 0 | 0 | 0 | 0 | 1 | 0 | 0 | 1 | 100% | #N/A
1977-02-19 | 2 | 19 | 2018 | 2018-02-19 | 1 | 1 | 7:00 | 7 | 30 | 14 | 15.98 | 22.46 | 14 | 12.92 | 2.12 | 10.04 | 23 | 18 | 29 | 30 | 1 | 9 | 35.06 | 0 | 0 | 1 | 0 | 0 | 0 | 0 | 0 | 1 | 0 | 0 | 1 | 100% | #N/A
1977-02-19 | 2 | 19 | 2018 | 2018-02-19 | 1 | 1 | 8:00 | 8 | 32 | 17 | 23 | 22.82 | 15.98 | 14 | 4.82 | 10.94 | 23 | 19 | 29 | 32 | 3 | 10 | 37.94 | 0 | 0 | 1 | 0 | 0 | 0 | 0 | 0 | 1 | 0 | 0 | 1 | 100% | #N/A
1977-02-19 | 2 | 19 | 2018 | 2018-02-19 | 1 | 1 | 9:00 | 9 | 33 | 22 | 26.06 | 25.88 | 17.96 | 17.06 | 17.6 | 14 | 28.4 | 25 | 29 | 34 | 8 | 13 | 42.08 | 0 | 0 | 1 | 0 | 0 | 0 | 0 | 0 | 1 | 0 | 0 | 1 | 100% | #N/A
1977-02-19 | 2 | 19 | 2018 | 2018-02-19 | 1 | 1 | 10:00 | 10 | 35 | 27 | 30.02 | 28.4 | 19.94 | 19.04 | 20.12 | 17.06 | 30.2 | 28 | 29 | 38 | 9 | 15 | 44.06 | 0 | 0 | 1 | 0 | 0 | 0 | 0 | 0 | 1 | 0 | 0 | 1 | 100% | #N/A
1977-02-19 | 2 | 19 | 2018 | 2018-02-19 | 1 | 1 | 11:00 | 11 | 36 | 31 | 33.08 | 29.3 | 24.08 | 21.02 | 23.36 | 19.94 | 33.8 | 30 | 29 | 48 | 14 | 20 | 44.96 | 0 | 0 | 1 | 0 | 0 | 0 | 0 | 0 | 1 | 0 | 0 | 1 | 100% | #N/A
1977-02-19 | 2 | 19 | 2018 | 2018-02-19 | 1 | 1 | 12:00 | 12 | 36 | 32 | 35.96 | 30.56 | 24.98 | 24.08 | 26.42 | 23 | 35.6 | 34 | 30 | 54 | 18 | 22 | 48.02 | 0 | 0 | 1 | 0 | 0 | 0 | 0 | 0 | 1 | 0 | 0 | 1 | 100% | #N/A
1977-02-19 | 2 | 19 | 2018 | 2018-02-19 | 1 | 1 | 13:00 | 13 | 37 | 34 | 39.02 | 31.46 | 26.06 | 24.98 | 27.5 | 24.98 | 37.4 | 34 | 31 | 60 | 21 | 24 | 50 | 0 | 0 | 1 | 0 | 0 | 0 | 0 | 0 | 1 | 0 | 0 | 1 | 100% | #N/A
1977-02-19 | 2 | 19 | 2018 | 2018-02-19 | 1 | 1 | 14:00 | 14 | 38 | 36 | 39.92 | 34.34 | 28.94 | 26.06 | 28.22 | 26.06 | 37.4 | 34 | 32 | 63 | 25 | 26 | 51.08 | 0 | 0 | 1 | 0 | 0 | 0 | 0 | 0 | 1 | 0 | 0 | 1 | 100% | #N/A
1977-02-19 | 2 | 19 | 2018 | 2018-02-19 | 1 | 1 | 15:00 | 15 | 38 | 37 | 39.92 | 35.24 | 28.94 | 28.04 | 28.4 | 26.96 | 37.4 | 36 | 32 | 61 | 25 | 27 | 51.08 | 0 | 0 | 1 | 0 | 0 | 0 | 0 | 0 | 1 | 0 | 0 | 1 | 100% | #N/A
1977-02-19 | 2 | 19 | 2018 | 2018-02-19 | 1 | 1 | 16:00 | 16 | 39 | 37 | 39.02 | 33.44 | 30.02 | 28.04 | 27.86 | 24.98 | 35.6 | 34 | 32 | 58 | 27 | 28 | 50 | 0 | 0 | 1 | 0 | 0 | 0 | 0 | 0 | 1 | 0 | 0 | 1 | 100% | #N/A
1977-02-19 | 2 | 19 | 2018 | 2018-02-19 | 1 | 1 | 17:00 | 17 | 37 | 37 | 37.04 | 33.8 | 28.04 | 26.96 | 25.7 | 23 | 33.8 | 30 | 32 | 50 | 26 | 27 | 46.94 | 0 | 0 | 1 | 0 | 0 | 0 | 0 | 0 | 1 | 0 | 0 | 1 | 100% | #N/A
1977-02-19 | 2 | 19 | 2018 | 2018-02-19 | 1 | 1 | 18:00 | 18 | 36 | 35 | 33.98 | 36.14 | 26.06 | 24.98 | 22.46 | 21.02 | 32 | 28 | 32 | 45 | 25 | 24 | 44.06 | 0 | 0 | 1 | 0 | 0 | 0 | 0 | 0 | 1 | 0 | 0 | 1 | 100% | #N/A
1977-02-19 | 2 | 19 | 2018 | 2018-02-19 | 1 | 1 | 19:00 | 19 | 34 | 35 | 33.08 | 37.76 | 24.08 | 24.08 | 21.2 | 19.94 | 32 | 27 | 31 | 45 | 24 | 29 | 39.92 | 0 | 0 | 1 | 0 | 0 | 0 | 0 | 0 | 1 | 0 | 0 | 1 | 100% | #N/A
1977-02-19 | 2 | 19 | 2018 | 2018-02-19 | 1 | 1 | 20:00 | 20 | 34 | 35 | 33.08 | 34.88 | 21.02 | 21.92 | 20.3 | 19.04 | 32 | 23 | 31 | 46 | 24 | 29 | 37.04 | 0 | 0 | 1 | 0 | 0 | 0 | 0 | 0 | 1 | 0 | 0 | 1 | 100% | #N/A
1977-02-19 | 2 | 19 | 2018 | 2018-02-19 | 1 | 1 | 21:00 | 21 | 33 | 36 | 33.08 | 33.8 | 21.92 | 21.92 | 19.4 | 17.96 | 32 | 18 | 32 | 46 | 23 | 30 | 37.04 | 0 | 0 | 1 | 0 | 0 | 0 | 0 | 0 | 1 | 0 | 0 | 1 | 100% | #N/A
1977-02-19 | 2 | 19 | 2018 | 2018-02-19 | 1 | 1 | 22:00 | 22 | 33 | 36 | 33.08 | 33.62 | 21.02 | 21.02 | 19.4 | 17.06 | 33.8 | 16 | 32 | 45 | 24 | 29 | 37.04 | 0 | 0 | 1 | 0 | 0 | 0 | 0 | 0 | 1 | 0 | 0 | 1 | 100% | #N/A
1977-02-19 | 2 | 19 | 2018 | 2018-02-19 | 1 | 1 | 23:00 | 23 | 33 | 35 | 33.98 | 34.16 | 19.04 | 19.94 | 17.06 | 15.08 | 33.8 | 10 | 31 | 44 | 23 | 32 | 35.06 | 0 | 0 | 1 | 0 | 0 | 0 | 0 | 0 | 1 | 0 | 0 | 1 | 100% | #N/A
1977-02-19 | 2 | 19 | 2018 | 2018-02-19 | 1 | 1 | 24:00 | 24 | 33 | 36 | 33.08 | 34.16 | 17.96 | 19.04 | 5.72 | 12.02 | 33.8 | 10 | 31 | 42 | 23 | 32 | 33.08 | 0 | 0 | 1 | 0 | 0 | 0 | 0 | 0 | 1 | 0 | 0 | 1 | 100% | #N/A
1977-02-20 | 2 | 20 | 2018 | 2018-02-20 | 2 | 0 | 1:00 | 1 | 33 | 35 | 33.98 | 33.26 | 17.96 | 17.06 | 5 | 12.02 | 35.6 | 10 | 31 | 41 | 23 | 35 | 30.92 | 0 | 0 | 1 | 0 | 0 | 0 | 0 | 1 | 1 | 0 | 0 | 1 | 100% | #N/A
1977-02-20 | 2 | 20 | 2018 | 2018-02-20 | 2 | 0 | 2:00 | 2 | 33 | 36 | 35.06 | 34.16 | 15.08 | 17.06 | 6.26 | 10.94 | 35.6 | 9 | 30 | 40 | 23 | 35 | 30.02 | 0 | 0 | 1 | 0 | 0 | 0 | 0 | 1 | 1 | 0 | 0 | 1 | 100% | #N/A
1977-02-20 | 2 | 20 | 2018 | 2018-02-20 | 2 | 0 | 3:00 | 3 | 33 | 35 | 35.96 | 35.06 | 17.06 | 15.98 | 7.7 | 12.92 | 37.4 | 9 | 30 | 37 | 23 | 36 | 28.94 | 0 | 0 | 1 | 0 | 0 | 0 | 0 | 1 | 1 | 0 | 0 | 1 | 100% | #N/A
1977-02-20 | 2 | 20 | 2018 | 2018-02-20 | 2 | 0 | 4:00 | 4 | 33 | 36 | 37.04 | 35.78 | 15.98 | 15.98 | 5 | 15.08 | 37.4 | 10 | 29 | 35 | 23 | 36 | 28.04 | 0 | 0 | 1 | 0 | 0 | 0 | 0 | 1 | 1 | 0 | 0 | 1 | 100% | #N/A
1977-02-20 | 2 | 20 | 2018 | 2018-02-20 | 2 | 0 | 5:00 | 5 | 33 | 36 | 41 | 37.22 | 15.98 | 14 | 4.82 | 10.94 | 39.2 | 12 | 28 | 34 | 24 | 36 | 26.96 | 0 | 0 | 1 | 0 | 0 | 0 | 0 | 1 | 1 | 0 | 0 | 1 | 100% | #N/A
1977-02-20 | 2 | 20 | 2018 | 2018-02-20 | 2 | 0 | 6:00 | 6 | 34 | 35 | 42.08 | 39.56 | 15.08 | 14 | 3.74 | 12.02 | 41 | 12 | 26 | 32 | 26 | 36 | 26.06 | 0 | 0 | 1 | 0 | 0 | 0 | 0 | 1 | 1 | 0 | 0 | 1 | 100% | #N/A
1977-02-20 | 2 | 20 | 2018 | 2018-02-20 | 2 | 0 | 7:00 | 7 | 34 | 34 | 44.06 | 43.52 | 15.98 | 15.98 | 4.64 | 12.02 | 42.8 | 14 | 27 | 30 | 26 | 37 | 26.06 | 0 | 0 | 1 | 0 | 0 | 0 | 0 | 1 | 1 | 0 | 0 | 1 | 100% | #N/A
1977-02-20 | 2 | 20 | 2018 | 2018-02-20 | 2 | 0 | 8:00 | 8 | 34 | 35 | 46.04 | 44.78 | 19.04 | 17.06 | 9.14 | 15.08 | 44.6 | 16 | 29 | 32 | 27 | 37 | 28.94 | 0 | 1 | 0 | 0 | 0 | 0 | 0 | 1 | 1 | 0 | 0 | 1 | 100% | #N/A
1977-02-20 | 2 | 20 | 2018 | 2018-02-20 | 2 | 0 | 9:00 | 9 | 34 | 37 | 46.04 | 45.68 | 21.02 | 19.94 | 14 | 17.06 | 46.4 | 16 | 30 | 39 | 28 | 39 | 30.92 | 0 | 1 | 0 | 0 | 0 | 0 | 0 | 1 | 1 | 0 | 0 | 1 | 100% | #N/A
1977-02-20 | 2 | 20 | 2018 | 2018-02-20 | 2 | 0 | 10:00 | 10 | 34 | 38 | 46.94 | 45.86 | 24.08 | 23 | 19.76 | 19.04 | 48.2 | 19 | 32 | 46 | 30 | 41 | 33.08 | 0 | 1 | 0 | 0 | 0 | 0 | 0 | 1 | 1 | 0 | 0 | 1 | 100% | #N/A
1977-02-20 | 2 | 20 | 2018 | 2018-02-20 | 2 | 0 | 11:00 | 11 | 34 | 40 | 51.08 | 46.04 | 24.98 | 24.08 | 20.66 | 19.94 | 48.2 | 23 | 34 | 50 | 30 | 42 | 35.06 | 0 | 1 | 0 | 0 | 0 | 0 | 0 | 1 | 1 | 0 | 0 | 1 | 100% | #N/A
1977-02-20 | 2 | 20 | 2018 | 2018-02-20 | 2 | 0 | 12:00 | 12 | 35 | 46 | 55.04 | 50.36 | 26.06 | 24.98 | 23.54 | 21.02 | 51.8 | 27 | 36 | 49 | 32 | 42 | 37.94 | 0 | 1 | 0 | 0 | 0 | 0 | 0 | 1 | 1 | 0 | 0 | 1 | 100% | #N/A
1977-02-20 | 2 | 20 | 2018 | 2018-02-20 | 2 | 0 | 13:00 | 13 | 35 | 45 | 57.02 | 53.96 | 26.96 | 26.06 | 24.44 | 21.92 | 50 | 28 | 37 | 45 | 33 | 42 | 39.92 | 0 | 1 | 0 | 0 | 0 | 0 | 0 | 1 | 1 | 0 | 0 | 1 | 100% | #N/A
1977-02-20 | 2 | 20 | 2018 | 2018-02-20 | 2 | 0 | 14:00 | 14 | 36 | 49 | 60.08 | 57.38 | 28.04 | 26.96 | 25.52 | 24.08 | 48.2 | 28 | 37 | 45 | 34 | 42 | 42.08 | 0 | 1 | 0 | 0 | 0 | 0 | 0 | 1 | 1 | 0 | 0 | 1 | 100% | #N/A
1977-02-20 | 2 | 20 | 2018 | 2018-02-20 | 2 | 0 | 15:00 | 15 | 36 | 52 | 60.98 | 59.54 | 28.04 | 26.96 | 25.88 | 24.08 | 46.4 | 30 | 38 | 44 | 36 | 41 | 42.98 | 0 | 1 | 0 | 0 | 0 | 0 | 0 | 1 | 1 | 0 | 0 | 1 | 100% | #N/A
1977-02-20 | 2 | 20 | 2018 | 2018-02-20 | 2 | 0 | 16:00 | 16 | 37 | 50 | 60.98 | 59.36 | 28.04 | 28.04 | 26.6 | 24.08 | 46.4 | 30 | 37 | 43 | 35 | 41 | 42.98 | 0 | 1 | 0 | 0 | 0 | 0 | 0 | 1 | 1 | 0 | 0 | 1 | 100% | #N/A
1977-02-20 | 2 | 20 | 2018 | 2018-02-20 | 2 | 0 | 17:00 | 17 | 36 | 48 | 55.04 | 60.08 | 28.04 | 28.04 | 26.78 | 24.08 | 46.4 | 28 | 36 | 42 | 35 | 41 | 41 | 0 | 1 | 0 | 0 | 0 | 0 | 0 | 1 | 1 | 0 | 0 | 1 | 100% | #N/A
1977-02-20 | 2 | 20 | 2018 | 2018-02-20 | 2 | 0 | 18:00 | 18 | 36 | 46 | 51.98 | 57.38 | 28.94 | 28.04 | 26.42 | 23 | 44.6 | 27 | 34 | 40 | 36 | 40 | 39.02 | 0 | 1 | 0 | 0 | 0 | 0 | 0 | 1 | 1 | 0 | 0 | 1 | 100% | #N/A
1977-02-20 | 2 | 20 | 2018 | 2018-02-20 | 2 | 0 | 19:00 | 19 | 35 | 45 | 46.94 | 54.68 | 28.94 | 28.04 | 25.34 | 21.92 | 46.4 | 19 | 31 | 40 | 36 | 40 | 37.04 | 0 | 1 | 0 | 0 | 0 | 0 | 0 | 1 | 1 | 0 | 0 | 1 | 100% | #N/A
1977-02-20 | 2 | 20 | 2018 | 2018-02-20 | 2 | 0 | 20:00 | 20 | 34 | 43 | 46.94 | 52.88 | 28.94 | 26.96 | 24.8 | 21.02 | 48.2 | 16 | 34 | 39 | 37 | 40 | 33.98 | 0 | 1 | 0 | 0 | 0 | 0 | 0 | 1 | 1 | 0 | 0 | 1 | 100% | #N/A
1977-02-20 | 2 | 20 | 2018 | 2018-02-20 | 2 | 0 | 21:00 | 21 | 33 | 42 | 48.02 | 50.72 | 26.96 | 24.98 | 23 | 19.94 | 48.2 | 16 | 34 | 38 | 40 | 41 | 33.98 | 0 | 1 | 0 | 0 | 0 | 0 | 0 | 1 | 1 | 0 | 0 | 1 | 100% | #N/A
1977-02-20 | 2 | 20 | 2018 | 2018-02-20 | 2 | 0 | 22:00 | 22 | 32 | 40 | 48.02 | 50.72 | 26.06 | 24.98 | 23 | 19.94 | 46.4 | 10 | 33 | 38 | 41 | 41 | 33.08 | 0 | 1 | 0 | 0 | 0 | 0 | 0 | 1 | 1 | 0 | 0 | 1 | 100% | #N/A
1977-02-20 | 2 | 20 | 2018 | 2018-02-20 | 2 | 0 | 23:00 | 23 | 32 | 39 | 48.02 | 50.36 | 24.98 | 24.08 | 23 | 19.94 | 48.2 | 10 | 34 | 37 | 39 | 39 | 30.92 | 0 | 1 | 0 | 0 | 0 | 0 | 0 | 1 | 1 | 0 | 0 | 1 | 100% | #N/A
1977-02-20 | 2 | 20 | 2018 | 2018-02-20 | 2 | 0 | 24:00 | 24 | 32 | 38 | 48.02 | 50.18 | 24.8 | 24.8 | 23 | 19.94 | 48.2 | 10 | 33 | 37 | 38 | 39 | 30.02 | 0 | 0 | 1 | 0 | 0 | 0 | 0 | 1 | 1 | 0 | 0 | 1 | 100% | #N/A
1977-02-21 | 2 | 21 | 2018 | 2018-02-21 | 3 | 0 | 1:00 | 1 | 32 | 38 | 46.04 | 49.82 | 26.06 | 24.08 | 23 | 19.94 | 46.4 | 9 | 33 | 37 | 38 | 40 | 28.94 | 0 | 0 | 1 | 0 | 0 | 0 | 0 | 1 | 1 | 0 | 0 | 1 | 100% | #N/A
1977-02-21 | 2 | 21 | 2018 | 2018-02-21 | 3 | 0 | 2:00 | 2 | 30 | 37 | 46.04 | 49.64 | 26.06 | 24.08 | 23 | 19.94 | 48.2 | 9 | 34 | 37 | 37 | 40 | 26.96 | 0 | 0 | 1 | 0 | 0 | 0 | 0 | 1 | 1 | 0 | 0 | 1 | 100% | #N/A
1977-02-21 | 2 | 21 | 2018 | 2018-02-21 | 3 | 0 | 3:00 | 3 | 29 | 36 | 44.06 | 50.54 | 28.94 | 24.08 | 26.6 | 21.92 | 44.6 | 7 | 34 | 38 | 36 | 39 | 28.04 | 0 | 0 | 1 | 0 | 0 | 0 | 0 | 1 | 1 | 0 | 0 | 1 | 100% | #N/A
1977-02-21 | 2 | 21 | 2018 | 2018-02-21 | 3 | 0 | 4:00 | 4 | 27 | 37 | 42.08 | 50.36 | 30.92 | 24.08 | 26.6 | 24.08 | 42.8 | 7 | 33 | 37 | 35 | 41 | 26.96 | 0 | 0 | 1 | 0 | 0 | 0 | 0 | 1 | 1 | 0 | 0 | 1 | 100% | #N/A
1977-02-21 | 2 | 21 | 2018 | 2018-02-21 | 3 | 0 | 5:00 | 5 | 27 | 37 | 46.94 | 50 | 33.08 | 24.08 | 26.6 | 24.98 | 41 | 9 | 34 | 37 | 35 | 40 | 24.08 | 0 | 0 | 1 | 0 | 0 | 0 | 0 | 1 | 1 | 0 | 0 | 1 | 100% | #N/A
1977-02-21 | 2 | 21 | 2018 | 2018-02-21 | 3 | 0 | 6:00 | 6 | 26 | 38 | 48.02 | 50 | 33.08 | 24.98 | 26.6 | 26.06 | 41 | 9 | 33 | 37 | 36 | 40 | 24.08 | 0 | 0 | 1 | 0 | 0 | 0 | 0 | 1 | 1 | 0 | 0 | 1 | 100% | #N/A
1977-02-21 | 2 | 21 | 2018 | 2018-02-21 | 3 | 0 | 7:00 | 7 | 26 | 38 | 46.94 | 49.28 | 30.02 | 24.98 | 26.6 | 24.98 | 39.2 | 7 | 34 | 37 | 37 | 41 | 23 | 0 | 0 | 1 | 0 | 0 | 0 | 0 | 1 | 1 | 0 | 0 | 1 | 100% | #N/A
1977-02-21 | 2 | 21 | 2018 | 2018-02-21 | 3 | 0 | 8:00 | 8 | 28 | 36 | 48.02 | 47.48 | 30.92 | 26.06 | 26.6 | 24.98 | 41 | 7 | 34 | 37 | 37 | 41 | 28.94 | 0 | 1 | 0 | 0 | 0 | 0 | 0 | 1 | 1 | 0 | 0 | 1 | 100% | #N/A
1977-02-21 | 2 | 21 | 2018 | 2018-02-21 | 3 | 0 | 9:00 | 9 | 31 | 34 | 50 | 48.56 | 30.02 | 26.96 | 26.6 | 26.96 | 46.4 | 19 | 34 | 40 | 36 | 41 | 33.08 | 0 | 1 | 0 | 0 | 0 | 0 | 0 | 1 | 1 | 0 | 0 | 1 | 100% | #N/A
1977-02-21 | 2 | 21 | 2018 | 2018-02-21 | 3 | 0 | 10:00 | 10 | 33 | 34 | 51.08 | 50.72 | 30.92 | 26.96 | 28.4 | 28.04 | 50 | 21 | 33 | 42 | 38 | 41 | 37.04 | 0 | 1 | 0 | 0 | 0 | 0 | 0 | 1 | 1 | 0 | 0 | 1 | 100% | #N/A
1977-02-21 | 2 | 21 | 2018 | 2018-02-21 | 3 | 0 | 11:00 | 11 | 34 | 33 | 51.98 | 50 | 33.08 | 30.02 | 31.28 | 30.92 | 51.8 | 23 | 34 | 45 | 40 | 41 | 37.04 | 0 | 1 | 0 | 0 | 0 | 0 | 0 | 1 | 1 | 0 | 0 | 1 | 100% | #N/A
1977-02-21 | 2 | 21 | 2018 | 2018-02-21 | 3 | 0 | 12:00 | 12 | 34 | 32 | 53.06 | 52.7 | 33.08 | 33.08 | 33.98 | 37.4 | 53.6 | 25 | 34 | 46 | 40 | 42 | 41 | 0 | 1 | 0 | 0 | 0 | 0 | 0 | 1 | 1 | 0 | 0 | 1 | 100% | #N/A
1977-02-21 | 2 | 21 | 2018 | 2018-02-21 | 3 | 0 | 13:00 | 13 | 35 | 32 | 53.06 | 53.06 | 39.02 | 33.08 | 37.22 | 37.94 | 53.6 | 25 | 34 | 46 | 41 | 42 | 39.92 | 0 | 1 | 0 | 0 | 0 | 0 | 0 | 1 | 1 | 0 | 0 | 1 | 100% | #N/A
1977-02-21 | 2 | 21 | 2018 | 2018-02-21 | 3 | 0 | 14:00 | 14 | 35 | 29 | 53.96 | 52.52 | 42.08 | 37.94 | 44.78 | 41 | 53.6 | 25 | 35 | 46 | 42 | 42 | 39.02 | 0 | 1 | 0 | 0 | 0 | 0 | 0 | 1 | 1 | 0 | 0 | 1 | 100% | #N/A
1977-02-21 | 2 | 21 | 2018 | 2018-02-21 | 3 | 0 | 15:00 | 15 | 34 | 29 | 53.06 | 53.06 | 44.06 | 42.08 | 44.96 | 42.08 | 51.8 | 25 | 35 | 52 | 40 | 42 | 37.94 | 0 | 1 | 0 | 0 | 0 | 0 | 0 | 1 | 1 | 0 | 0 | 1 | 100% | #N/A
1977-02-21 | 2 | 21 | 2018 | 2018-02-21 | 3 | 0 | 16:00 | 16 | 34 | 27 | 53.06 | 53.24 | 44.06 | 44.96 | 44.06 | 41 | 53.6 | 23 | 35 | 53 | 40 | 41 | 39.92 | 0 | 1 | 0 | 0 | 0 | 0 | 0 | 1 | 1 | 0 | 0 | 1 | 100% | #N/A
1977-02-21 | 2 | 21 | 2018 | 2018-02-21 | 3 | 0 | 17:00 | 17 | 32 | 24 | 51.08 | 52.34 | 44.96 | 44.06 | 42.08 | 39.02 | 51.8 | 19 | 35 | 54 | 38 | 41 | 37.94 | 0 | 1 | 0 | 0 | 0 | 0 | 0 | 1 | 1 | 0 | 0 | 1 | 100% | #N/A
1977-02-21 | 2 | 21 | 2018 | 2018-02-21 | 3 | 0 | 18:00 | 18 | 29 | 22 | 48.02 | 50.72 | 42.98 | 42.08 | 40.28 | 37.04 | 50 | 16 | 35 | 53 | 39 | 40 | 35.06 | 0 | 1 | 0 | 0 | 0 | 0 | 0 | 1 | 1 | 0 | 0 | 1 | 100% | #N/A
1977-02-21 | 2 | 21 | 2018 | 2018-02-21 | 3 | 0 | 19:00 | 19 | 27 | 21 | 46.04 | 48.56 | 42.08 | 39.92 | 39.2 | 35.96 | 46.4 | 12 | 34 | 53 | 38 | 40 | 33.98 | 0 | 1 | 0 | 0 | 0 | 0 | 0 | 1 | 1 | 0 | 0 | 1 | 100% | #N/A
1977-02-21 | 2 | 21 | 2018 | 2018-02-21 | 3 | 0 | 20:00 | 20 | 26 | 20 | 44.06 | 46.58 | 41 | 41 | 39.2 | 35.06 | 46.4 | 12 | 34 | 54 | 37 | 41 | 33.08 | 0 | 1 | 0 | 0 | 0 | 0 | 0 | 1 | 1 | 0 | 0 | 1 | 100% | #N/A
1977-02-21 | 2 | 21 | 2018 | 2018-02-21 | 3 | 0 | 21:00 | 21 | 26 | 18 | 42.98 | 44.96 | 39.92 | 39.92 | 38.84 | 35.06 | 46.4 | 10 | 34 | 53 | 37 | 40 | 35.06 | 0 | 1 | 0 | 0 | 0 | 0 | 0 | 1 | 1 | 0 | 0 | 1 | 100% | #N/A
1977-02-21 | 2 | 21 | 2018 | 2018-02-21 | 3 | 0 | 22:00 | 22 | 25 | 17 | 42.08 | 44.24 | 39.92 | 39.92 | 39.02 | 33.98 | 44.6 | 7 | 34 | 53 | 36 | 40 | 35.06 | 0 | 1 | 0 | 0 | 0 | 0 | 0 | 1 | 1 | 0 | 0 | 1 | 100% | #N/A
1977-02-21 | 2 | 21 | 2018 | 2018-02-21 | 3 | 0 | 23:00 | 23 | 24 | 16 | 42.98 | 43.88 | 39.02 | 39.92 | 38.48 | 33.98 | 42.8 | 5 | 35 | 52 | 35 | 40 | 35.06 | 0 | 1 | 0 | 0 | 0 | 0 | 0 | 1 | 1 | 0 | 0 | 1 | 100% | #N/A
1977-02-21 | 2 | 21 | 2018 | 2018-02-21 | 3 | 0 | 24:00 | 24 | 24 | 15 | 42.08 | 42.98 | 39.92 | 39.02 | 37.94 | 33.98 | 41 | 3 | 34 | 51 | 34 | 39 | 35.96 | 0 | 0 | 1 | 0 | 0 | 0 | 0 | 1 | 1 | 0 | 0 | 1 | 100% | #N/A
1977-02-22 | 2 | 22 | 2018 | 2018-02-22 | 4 | 0 | 1:00 | 1 | 23 | 14 | 41 | 41.9 | 39.02 | 37.94 | 37.58 | 33.98 | 39.2 | 1 | 33 | 49 | 34 | 40 | 37.04 | 0 | 0 | 1 | 0 | 0 | 0 | 0 | 1 | 1 | 0 | 0 | 1 | 100% | #N/A
1977-02-22 | 2 | 22 | 2018 | 2018-02-22 | 4 | 0 | 2:00 | 2 | 22 | 12 | 41 | 41 | 37.04 | 37.04 | 37.76 | 33.08 | 39.2 | 0 | 30 | 49 | 34 | 40 | 37.94 | 0 | 0 | 1 | 0 | 0 | 0 | 0 | 1 | 1 | 0 | 0 | 1 | 100% | #N/A
1977-02-22 | 2 | 22 | 2018 | 2018-02-22 | 4 | 0 | 3:00 | 3 | 21 | 12 | 39.92 | 39.92 | 35.06 | 35.96 | 36.86 | 33.08 | 39.2 | 0 | 28 | 49 | 33 | 39 | 39.92 | 0 | 0 | 1 | 0 | 0 | 0 | 0 | 1 | 1 | 0 | 0 | 1 | 100% | #N/A
1977-02-22 | 2 | 22 | 2018 | 2018-02-22 | 4 | 0 | 4:00 | 4 | 20 | 12 | 39.92 | 39.56 | 35.06 | 35.06 | 36.32 | 33.08 | 39.2 | -2 | 27 | 47 | 33 | 39 | 42.08 | 0 | 0 | 1 | 0 | 0 | 0 | 0 | 1 | 1 | 0 | 0 | 1 | 100% | #N/A
1977-02-22 | 2 | 22 | 2018 | 2018-02-22 | 4 | 0 | 5:00 | 5 | 21 | 11 | 37.04 | 38.66 | 35.06 | 35.96 | 35.96 | 33.08 | 39.2 | -4 | 26 | 49 | 33 | 39 | 42.98 | 0 | 0 | 1 | 0 | 0 | 0 | 0 | 1 | 1 | 0 | 0 | 1 | 100% | #N/A
1977-02-22 | 2 | 22 | 2018 | 2018-02-22 | 4 | 0 | 6:00 | 6 | 22 | 11 | 33.98 | 36.5 | 35.96 | 35.96 | 36.14 | 32 | 39.2 | -6 | 25 | 46 | 35 | 39 | 42.08 | 0 | 0 | 1 | 0 | 0 | 0 | 0 | 1 | 1 | 0 | 0 | 1 | 100% | #N/A
1977-02-22 | 2 | 22 | 2018 | 2018-02-22 | 4 | 0 | 7:00 | 7 | 23 | 12 | 30.92 | 35.6 | 35.06 | 35.06 | 35.06 | 32 | 37.4 | -8 | 23 | 46 | 35 | 39 | 42.98 | 0 | 0 | 1 | 0 | 0 | 0 | 0 | 1 | 1 | 0 | 0 | 1 | 100% | #N/A
1977-02-22 | 2 | 22 | 2018 | 2018-02-22 | 4 | 0 | 8:00 | 8 | 26 | 13 | 37.04 | 34.52 | 35.96 | 35.96 | 34.88 | 32 | 37.4 | -4 | 23 | 50 | 37 | 39 | 46.04 | 0 | 1 | 0 | 0 | 0 | 0 | 0 | 1 | 1 | 0 | 0 | 1 | 100% | #N/A
1977-02-22 | 2 | 22 | 2018 | 2018-02-22 | 4 | 0 | 9:00 | 9 | 29 | 15 | 39.92 | 35.96 | 37.94 | 37.04 | 36.14 | 33.98 | 39.2 | 0 | 24 | 50 | 38 | 41 | 46.94 | 0 | 1 | 0 | 0 | 0 | 0 | 0 | 1 | 1 | 0 | 0 | 1 | 100% | #N/A
1977-02-22 | 2 | 22 | 2018 | 2018-02-22 | 4 | 0 | 10:00 | 10 | 32 | 17 | 42.08 | 36.86 | 39.02 | 37.94 | 36.86 | 35.06 | 39.2 | 1 | 26 | 50 | 38 | 43 | 51.08 | 0 | 1 | 0 | 0 | 0 | 0 | 0 | 1 | 1 | 0 | 0 | 1 | 100% | #N/A
1977-02-22 | 2 | 22 | 2018 | 2018-02-22 | 4 | 0 | 11:00 | 11 | 33 | 18 | 42.98 | 39.38 | 39.02 | 37.94 | 37.22 | 37.04 | 41 | 3 | 29 | 47 | 39 | 43 | 53.06 | 0 | 1 | 0 | 0 | 0 | 0 | 0 | 1 | 1 | 0 | 0 | 1 | 100% | #N/A
1977-02-22 | 2 | 22 | 2018 | 2018-02-22 | 4 | 0 | 12:00 | 12 | 34 | 19 | 46.04 | 41 | 39.92 | 39.02 | 38.48 | 37.04 | 41 | 7 | 31 | 49 | 40 | 44 | 51.98 | 0 | 1 | 0 | 0 | 0 | 0 | 0 | 1 | 1 | 0 | 0 | 1 | 100% | #N/A
1977-02-22 | 2 | 22 | 2018 | 2018-02-22 | 4 | 0 | 13:00 | 13 | 35 | 20 | 46.04 | 38.3 | 41 | 39.92 | 39.74 | 37.94 | 41 | 9 | 33 | 50 | 42 | 43 | 53.06 | 0 | 1 | 0 | 0 | 0 | 0 | 0 | 1 | 1 | 0 | 0 | 1 | 100% | #N/A
1977-02-22 | 2 | 22 | 2018 | 2018-02-22 | 4 | 0 | 14:00 | 14 | 36 | 20 | 46.94 | 38.48 | 42.08 | 41 | 40.28 | 37.94 | 41 | 9 | 35 | 50 | 43 | 46 | 55.04 | 0 | 1 | 0 | 0 | 0 | 0 | 0 | 1 | 1 | 0 | 0 | 1 | 100% | #N/A
1977-02-22 | 2 | 22 | 2018 | 2018-02-22 | 4 | 0 | 15:00 | 15 | 37 | 21 | 48.02 | 38.48 | 42.08 | 42.08 | 40.82 | 39.02 | 41 | 9 | 35 | 49 | 47 | 46 | 55.94 | 0 | 1 | 0 | 0 | 0 | 0 | 0 | 1 | 1 | 0 | 0 | 1 | 100% | #N/A
1977-02-22 | 2 | 22 | 2018 | 2018-02-22 | 4 | 0 | 16:00 | 16 | 38 | 21 | 46.04 | 37.4 | 42.08 | 42.08 | 40.1 | 37.94 | 39.2 | 9 | 35 | 48 | 46 | 47 | 55.94 | 0 | 1 | 0 | 0 | 0 | 0 | 0 | 1 | 1 | 0 | 0 | 1 | 100% | #N/A
1977-02-22 | 2 | 22 | 2018 | 2018-02-22 | 4 | 0 | 17:00 | 17 | 37 | 21 | 39.92 | 36.32 | 41 | 41 | 37.76 | 37.04 | 37.4 | 7 | 33 | 44 | 43 | 44 | 53.96 | 0 | 1 | 0 | 0 | 0 | 0 | 0 | 1 | 1 | 0 | 0 | 1 | 100% | #N/A
1977-02-22 | 2 | 22 | 2018 | 2018-02-22 | 4 | 0 | 18:00 | 18 | 36 | 21 | 35.96 | 35.96 | 39.92 | 39.02 | 35.78 | 35.06 | 35.6 | 1 | 31 | 40 | 41 | 45 | 50 | 0 | 1 | 0 | 0 | 0 | 0 | 0 | 1 | 1 | 0 | 0 | 1 | 100% | #N/A
1977-02-22 | 2 | 22 | 2018 | 2018-02-22 | 4 | 0 | 19:00 | 19 | 35 | 18 | 35.06 | 35.96 | 37.94 | 37.04 | 34.34 | 33.98 | 32 | 0 | 30 | 41 | 38 | 43 | 44.96 | 0 | 1 | 0 | 0 | 0 | 0 | 0 | 1 | 1 | 0 | 0 | 1 | 100% | #N/A
1977-02-22 | 2 | 22 | 2018 | 2018-02-22 | 4 | 0 | 20:00 | 20 | 35 | 18 | 28.94 | 36.32 | 37.04 | 35.96 | 31.82 | 32 | 33.8 | -2 | 28 | 38 | 39 | 42 | 44.96 | 0 | 1 | 0 | 0 | 0 | 0 | 0 | 1 | 1 | 0 | 0 | 1 | 100% | #N/A
1977-02-22 | 2 | 22 | 2018 | 2018-02-22 | 4 | 0 | 21:00 | 21 | 34 | 18 | 28.04 | 36.14 | 35.06 | 35.06 | 31.1 | 30.92 | 33.8 | -6 | 27 | 37 | 38 | 42 | 46.04 | 0 | 1 | 0 | 0 | 0 | 0 | 0 | 1 | 1 | 0 | 0 | 1 | 100% | #N/A
1977-02-22 | 2 | 22 | 2018 | 2018-02-22 | 4 | 0 | 22:00 | 22 | 34 | 18 | 26.06 | 35.78 | 33.08 | 33.98 | 28.94 | 28.04 | 33.8 | 0 | 24 | 36 | 37 | 43 | 46.04 | 0 | 1 | 0 | 0 | 0 | 0 | 0 | 1 | 1 | 0 | 0 | 1 | 100% | #N/A
1977-02-22 | 2 | 22 | 2018 | 2018-02-22 | 4 | 0 | 23:00 | 23 | 35 | 17 | 24.98 | 34.34 | 33.08 | 30.92 | 25.34 | 28.04 | 33.8 | -2 | 20 | 35 | 35 | 44 | 44.06 | 0 | 1 | 0 | 0 | 0 | 0 | 0 | 1 | 1 | 0 | 0 | 1 | 100% | #N/A
1977-02-22 | 2 | 22 | 2018 | 2018-02-22 | 4 | 0 | 24:00 | 24 | 35 | 18 | 24.08 | 33.26 | 32 | 30.92 | 26.42 | 28.94 | 32 | -9 | 20 | 34 | 35 | 43 | 42.98 | 0 | 0 | 1 | 0 | 0 | 0 | 0 | 1 | 1 | 0 | 0 | 1 | 100% | #N/A
1977-02-23 | 2 | 23 | 2018 | 2018-02-23 | 5 | 0 | 1:00 | 1 | 36 | 18 | 21.92 | 31.64 | 30.92 | 28.94 | 26.6 | 26.96 | 32 | -9 | 20 | 34 | 35 | 41 | 42.08 | 0 | 0 | 1 | 0 | 0 | 0 | 0 | 1 | 1 | 0 | 0 | 1 | 100% | #N/A
1977-02-23 | 2 | 23 | 2018 | 2018-02-23 | 5 | 0 | 2:00 | 2 | 36 | 18 | 21.92 | 31.1 | 28.94 | 28.94 | 22.1 | 26.96 | 30.2 | -2 | 18 | 33 | 34 | 41 | 44.06 | 0 | 0 | 1 | 0 | 0 | 0 | 0 | 1 | 1 | 0 | 0 | 1 | 100% | #N/A
1977-02-23 | 2 | 23 | 2018 | 2018-02-23 | 5 | 0 | 3:00 | 3 | 36 | 18 | 24.08 | 30.38 | 28.04 | 26.96 | 21.38 | 24.08 | 26.6 | -9 | 18 | 32 | 34 | 41 | 53.06 | 0 | 0 | 1 | 0 | 0 | 0 | 0 | 1 | 1 | 0 | 0 | 1 | 100% | #N/A
1977-02-23 | 2 | 23 | 2018 | 2018-02-23 | 5 | 0 | 4:00 | 4 | 36 | 18 | 21.92 | 29.3 | 26.96 | 26.06 | 19.76 | 24.08 | 28.4 | -11 | 20 | 31 | 33 | 42 | 53.06 | 0 | 0 | 1 | 0 | 0 | 0 | 0 | 1 | 1 | 0 | 0 | 1 | 100% | #N/A
1977-02-23 | 2 | 23 | 2018 | 2018-02-23 | 5 | 0 | 5:00 | 5 | 36 | 18 | 21.02 | 28.58 | 26.06 | 26.96 | 19.4 | 24.08 | 26.6 | -13 | 20 | 31 | 33 | 42 | 53.06 | 0 | 0 | 1 | 0 | 0 | 0 | 0 | 1 | 1 | 0 | 0 | 1 | 100% | #N/A
1977-02-23 | 2 | 23 | 2018 | 2018-02-23 | 5 | 0 | 6:00 | 6 | 37 | 18 | 21.02 | 28.58 | 24.08 | 23 | 17.6 | 21.02 | 26.6 | -15 | 20 | 30 | 35 | 41 | 53.06 | 0 | 0 | 1 | 0 | 0 | 0 | 0 | 1 | 1 | 0 | 0 | 1 | 100% | #N/A
1977-02-23 | 2 | 23 | 2018 | 2018-02-23 | 5 | 0 | 7:00 | 7 | 37 | 18 | 23 | 28.94 | 23 | 24.08 | 17.96 | 21.92 | 26.6 | -15 | 19 | 31 | 36 | 41 | 46.04 | 0 | 0 | 1 | 0 | 0 | 0 | 0 | 1 | 1 | 0 | 0 | 1 | 100% | #N/A
1977-02-23 | 2 | 23 | 2018 | 2018-02-23 | 5 | 0 | 8:00 | 8 | 38 | 18 | 28.04 | 28.94 | 26.06 | 26.96 | 19.4 | 24.98 | 28.4 | -11 | 21 | 32 | 37 | 41 | 48.02 | 0 | 1 | 0 | 0 | 0 | 0 | 0 | 1 | 1 | 0 | 0 | 1 | 100% | #N/A
1977-02-23 | 2 | 23 | 2018 | 2018-02-23 | 5 | 0 | 9:00 | 9 | 39 | 20 | 30.02 | 29.84 | 30.02 | 30.02 | 25.34 | 28.04 | 33.8 | 1 | 22 | 35 | 39 | 42 | 51.08 | 0 | 1 | 0 | 0 | 0 | 0 | 0 | 1 | 1 | 0 | 0 | 1 | 100% | #N/A
1977-02-23 | 2 | 23 | 2018 | 2018-02-23 | 5 | 0 | 10:00 | 10 | 40 | 21 | 33.08 | 31.82 | 33.08 | 33.08 | 30.38 | 30.02 | 37.4 | 3 | 26 | 39 | 43 | 41 | 51.08 | 0 | 1 | 0 | 0 | 0 | 0 | 0 | 1 | 1 | 0 | 0 | 1 | 100% | #N/A
1977-02-23 | 2 | 23 | 2018 | 2018-02-23 | 5 | 0 | 11:00 | 11 | 41 | 24 | 37.94 | 33.62 | 35.6 | 33.98 | 32.9 | 30.92 | 37.4 | 9 | 29 | 42 | 44 | 41 | 50 | 0 | 1 | 0 | 0 | 0 | 0 | 0 | 1 | 1 | 0 | 0 | 1 | 100% | #N/A
1977-02-23 | 2 | 23 | 2018 | 2018-02-23 | 5 | 0 | 12:00 | 12 | 42 | 27 | 39.02 | 36.68 | 35.96 | 35.06 | 34.16 | 32 | 37.4 | 12 | 30 | 43 | 44 | 42 | 50 | 0 | 1 | 0 | 0 | 0 | 0 | 0 | 1 | 1 | 0 | 0 | 1 | 100% | #N/A
1977-02-23 | 2 | 23 | 2018 | 2018-02-23 | 5 | 0 | 13:00 | 13 | 43 | 31 | 39.02 | 37.22 | 35.96 | 37.04 | 35.24 | 33.08 | 37.4 | 14 | 30 | 43 | 46 | 43 | 46.94 | 0 | 1 | 0 | 0 | 0 | 0 | 0 | 1 | 1 | 0 | 0 | 1 | 100% | #N/A
1977-02-23 | 2 | 23 | 2018 | 2018-02-23 | 5 | 0 | 14:00 | 14 | 42 | 35 | 39.02 | 36.86 | 35.96 | 37.04 | 36.32 | 35.06 | 37.4 | 16 | 31 | 43 | 47 | 46 | 48.02 | 0 | 1 | 0 | 0 | 0 | 0 | 0 | 1 | 1 | 0 | 0 | 1 | 100% | #N/A
1977-02-23 | 2 | 23 | 2018 | 2018-02-23 | 5 | 0 | 15:00 | 15 | 40 | 35 | 39.02 | 37.04 | 37.04 | 37.04 | 36.86 | 35.96 | 37.4 | 18 | 31 | 43 | 47 | 47 | 48.02 | 0 | 1 | 0 | 0 | 0 | 0 | 0 | 1 | 1 | 0 | 0 | 1 | 100% | #N/A
1977-02-23 | 2 | 23 | 2018 | 2018-02-23 | 5 | 0 | 16:00 | 16 | 39 | 35 | 37.94 | 37.22 | 37.04 | 37.94 | 36.68 | 35.96 | 37.4 | 18 | 30 | 40 | 47 | 47 | 48.92 | 0 | 1 | 0 | 0 | 0 | 0 | 0 | 1 | 1 | 0 | 0 | 1 | 100% | #N/A
1977-02-23 | 2 | 23 | 2018 | 2018-02-23 | 5 | 0 | 17:00 | 17 | 38 | 34 | 37.94 | 36.86 | 35.96 | 37.04 | 35.42 | 33.98 | 37.4 | 16 | 30 | 34 | 43 | 45 | 44.96 | 0 | 1 | 0 | 0 | 0 | 0 | 0 | 1 | 1 | 0 | 0 | 1 | 100% | #N/A
1977-02-23 | 2 | 23 | 2018 | 2018-02-23 | 5 | 0 | 18:00 | 18 | 37 | 30 | 37.04 | 36.86 | 33.98 | 35.06 | 34.34 | 33.08 | 35.6 | 10 | 29 | 32 | 38 | 43 | 42.08 | 0 | 1 | 0 | 0 | 0 | 0 | 0 | 1 | 1 | 0 | 0 | 1 | 100% | #N/A
1977-02-23 | 2 | 23 | 2018 | 2018-02-23 | 5 | 0 | 19:00 | 19 | 36 | 30 | 35.96 | 36.32 | 33.08 | 33.98 | 29.12 | 32 | 35.6 | 5 | 28 | 31 | 36 | 40 | 41 | 0 | 1 | 0 | 0 | 0 | 0 | 0 | 1 | 1 | 0 | 0 | 1 | 100% | #N/A
1977-02-23 | 2 | 23 | 2018 | 2018-02-23 | 5 | 0 | 20:00 | 20 | 37 | 30 | 35.6 | 36.14 | 32 | 32 | 28.76 | 30.02 | 35.6 | 0 | 27 | 30 | 35 | 38 | 39.92 | 0 | 1 | 0 | 0 | 0 | 0 | 0 | 1 | 1 | 0 | 0 | 1 | 100% | #N/A
1977-02-23 | 2 | 23 | 2018 | 2018-02-23 | 5 | 0 | 21:00 | 21 | 37 | 29 | 33.98 | 35.96 | 28.94 | 32 | 29.84 | 33.08 | 37.4 | -2 | 24 | 30 | 35 | 36 | 39.02 | 0 | 1 | 0 | 0 | 0 | 0 | 0 | 1 | 1 | 0 | 0 | 1 | 100% | #N/A
1977-02-23 | 2 | 23 | 2018 | 2018-02-23 | 5 | 0 | 22:00 | 22 | 38 | 28 | 35.06 | 35.24 | 30.02 | 30.92 | 29.3 | 32 | 37.4 | -6 | 21 | 29 | 35 | 37 | 46.94 | 0 | 1 | 0 | 0 | 0 | 0 | 0 | 1 | 1 | 0 | 0 | 1 | 100% | #N/A
1977-02-23 | 2 | 23 | 2018 | 2018-02-23 | 5 | 0 | 23:00 | 23 | 38 | 29 | 37.04 | 36.14 | 30.02 | 30.92 | 31.46 | 30.92 | 37.4 | -8 | 19 | 29 | 34 | 37 | 39.92 | 0 | 1 | 0 | 0 | 0 | 0 | 0 | 1 | 1 | 0 | 0 | 1 | 100% | #N/A
1977-02-23 | 2 | 23 | 2018 | 2018-02-23 | 5 | 0 | 24:00 | 24 | 37 | 28 | 37.04 | 36.86 | 30.02 | 32 | 32 | 30.2 | 37.4 | -9 | 17 | 29 | 35 | 37 | 39.92 | 0 | 0 | 1 | 0 | 0 | 0 | 0 | 1 | 1 | 0 | 0 | 1 | 100% | #N/A
1977-02-24 | 2 | 24 | 2018 | 2018-02-24 | 6 | 0 | 1:00 | 1 | 37 | 27 | 37.04 | 37.76 | 33.08 | 32 | 33.8 | 30.02 | 39.2 | -9 | 16 | 28 | 36 | 37 | 50 | 0 | 0 | 1 | 0 | 0 | 0 | 0 | 1 | 1 | 1 | 0 | 1 | 100% | #N/A
1977-02-24 | 2 | 24 | 2018 | 2018-02-24 | 6 | 0 | 2:00 | 2 | 37 | 25 | 37.04 | 37.94 | 33.98 | 32 | 33.62 | 30.02 | 39.2 | -9 | 19 | 29 | 36 | 36 | 41 | 0 | 0 | 1 | 0 | 0 | 0 | 0 | 1 | 1 | 1 | 0 | 1 | 100% | #N/A
1977-02-24 | 2 | 24 | 2018 | 2018-02-24 | 6 | 0 | 3:00 | 3 | 37 | 24 | 37.94 | 38.66 | 33.98 | 32 | 33.8 | 30.02 | 39.2 | -11 | 19 | 28 | 37 | 36 | 41 | 0 | 0 | 1 | 0 | 0 | 0 | 0 | 1 | 1 | 1 | 0 | 1 | 100% | #N/A
1977-02-24 | 2 | 24 | 2018 | 2018-02-24 | 6 | 0 | 4:00 | 4 | 37 | 23 | 39.02 | 39.02 | 35.96 | 32 | 33.8 | 30.02 | 41 | -9 | 15 | 28 | 38 | 37 | 42.98 | 0 | 0 | 1 | 0 | 0 | 0 | 0 | 1 | 1 | 1 | 0 | 1 | 100% | #N/A
1977-02-24 | 2 | 24 | 2018 | 2018-02-24 | 6 | 0 | 5:00 | 5 | 37 | 22 | 39.92 | 39.38 | 37.4 | 33.08 | 32 | 30.02 | 42.8 | -11 | 15 | 28 | 38 | 37 | 42.08 | 0 | 0 | 1 | 0 | 0 | 0 | 0 | 1 | 1 | 1 | 0 | 1 | 100% | #N/A
1977-02-24 | 2 | 24 | 2018 | 2018-02-24 | 6 | 0 | 6:00 | 6 | 37 | 21 | 39.92 | 39.56 | 37.04 | 33.98 | 32 | 28.94 | 42.8 | -11 | 12 | 28 | 41 | 38 | 41 | 0 | 0 | 1 | 0 | 0 | 0 | 0 | 1 | 1 | 1 | 0 | 1 | 100% | #N/A
1977-02-24 | 2 | 24 | 2018 | 2018-02-24 | 6 | 0 | 7:00 | 7 | 37 | 19 | 41 | 39.92 | 37.94 | 35.06 | 32 | 30.02 | 42.8 | -9 | 11 | 28 | 39 | 39 | 41 | 0 | 0 | 1 | 0 | 0 | 0 | 0 | 1 | 1 | 1 | 0 | 1 | 100% | #N/A
1977-02-24 | 2 | 24 | 2018 | 2018-02-24 | 6 | 0 | 8:00 | 8 | 37 | 21 | 41 | 40.28 | 37.04 | 35.06 | 33.8 | 30.02 | 42.8 | -9 | 15 | 30 | 40 | 39 | 50 | 0 | 0 | 1 | 0 | 0 | 0 | 0 | 1 | 1 | 1 | 0 | 1 | 100% | #N/A
1977-02-24 | 2 | 24 | 2018 | 2018-02-24 | 6 | 0 | 9:00 | 9 | 37 | 22 | 42.08 | 40.64 | 37.04 | 37.04 | 33.62 | 30.92 | 42.8 | -2 | 21 | 29 | 42 | 39 | 55.94 | 0 | 0 | 1 | 0 | 0 | 0 | 0 | 1 | 1 | 1 | 0 | 1 | 100% | #N/A
1977-02-24 | 2 | 24 | 2018 | 2018-02-24 | 6 | 0 | 10:00 | 10 | 37 | 24 | 42.08 | 41.18 | 37.04 | 35.96 | 34.88 | 32 | 44.6 | 3 | 29 | 28 | 41 | 39 | 55.94 | 0 | 0 | 1 | 0 | 0 | 0 | 0 | 1 | 1 | 1 | 0 | 1 | 100% | #N/A
1977-02-24 | 2 | 24 | 2018 | 2018-02-24 | 6 | 0 | 11:00 | 11 | 37 | 26 | 42.98 | 41.54 | 37.94 | 35.96 | 37.58 | 33.08 | 44.6 | 12 | 30 | 29 | 40 | 39 | 59 | 0 | 0 | 1 | 0 | 0 | 0 | 0 | 1 | 1 | 1 | 0 | 1 | 100% | #N/A
1977-02-24 | 2 | 24 | 2018 | 2018-02-24 | 6 | 0 | 12:00 | 12 | 38 | 28 | 42.98 | 41.72 | 39.2 | 37.94 | 37.4 | 33.98 | 46.4 | 19 | 34 | 28 | 42 | 39 | 64.94 | 0 | 0 | 1 | 0 | 0 | 0 | 0 | 1 | 1 | 1 | 0 | 1 | 100% | #N/A
1977-02-24 | 2 | 24 | 2018 | 2018-02-24 | 6 | 0 | 13:00 | 13 | 38 | 28 | 42.98 | 41.72 | 41 | 39.2 | 37.4 | 35.96 | 48.2 | 25 | 33 | 30 | 43 | 40 | 66.92 | 0 | 0 | 1 | 0 | 0 | 0 | 0 | 1 | 1 | 1 | 0 | 1 | 100% | #N/A
1977-02-24 | 2 | 24 | 2018 | 2018-02-24 | 6 | 0 | 14:00 | 14 | 38 | 30 | 42.98 | 42.26 | 42.08 | 39.02 | 38.84 | 37.04 | 48.2 | 27 | 33 | 30 | 43 | 41 | 69.98 | 0 | 0 | 1 | 0 | 0 | 0 | 0 | 1 | 1 | 1 | 0 | 1 | 100% | #N/A
1977-02-24 | 2 | 24 | 2018 | 2018-02-24 | 6 | 0 | 15:00 | 15 | 39 | 31 | 42.98 | 42.62 | 42.98 | 42.08 | 39.2 | 37.04 | 46.4 | 28 | 33 | 28 | 42 | 41 | 69.98 | 0 | 0 | 1 | 0 | 0 | 0 | 0 | 1 | 1 | 1 | 0 | 1 | 100% | #N/A
1977-02-24 | 2 | 24 | 2018 | 2018-02-24 | 6 | 0 | 16:00 | 16 | 39 | 31 | 42.98 | 42.62 | 42.08 | 42.98 | 37.4 | 37.04 | 48.2 | 28 | 31 | 26 | 42 | 43 | 64.94 | 0 | 0 | 1 | 0 | 0 | 0 | 0 | 1 | 1 | 1 | 0 | 1 | 100% | #N/A
1977-02-24 | 2 | 24 | 2018 | 2018-02-24 | 6 | 0 | 17:00 | 17 | 39 | 31 | 42.98 | 42.26 | 42.08 | 42.98 | 36.86 | 37.94 | 51.8 | 28 | 31 | 22 | 41 | 43 | 62.96 | 0 | 0 | 1 | 0 | 0 | 0 | 0 | 1 | 1 | 1 | 0 | 1 | 100% | #N/A
1977-02-24 | 2 | 24 | 2018 | 2018-02-24 | 6 | 0 | 18:00 | 18 | 40 | 30 | 42.98 | 42.26 | 42.98 | 41 | 36.5 | 37.04 | 53.6 | 23 | 31 | 20 | 40 | 42 | 60.08 | 0 | 0 | 1 | 0 | 0 | 0 | 0 | 1 | 1 | 1 | 0 | 1 | 100% | #N/A
1977-02-24 | 2 | 24 | 2018 | 2018-02-24 | 6 | 0 | 19:00 | 19 | 40 | 29 | 42.98 | 41.72 | 42.98 | 41 | 35.42 | 37.94 | 53.6 | 18 | 30 | 20 | 39 | 41 | 50 | 0 | 0 | 1 | 0 | 0 | 0 | 0 | 1 | 1 | 1 | 0 | 1 | 100% | #N/A
1977-02-24 | 2 | 24 | 2018 | 2018-02-24 | 6 | 0 | 20:00 | 20 | 40 | 30 | 44.06 | 42.26 | 42.08 | 39.02 | 36.32 | 37.94 | 53.6 | 14 | 30 | 20 | 40 | 41 | 53.06 | 0 | 0 | 1 | 0 | 0 | 0 | 0 | 1 | 1 | 1 | 0 | 1 | 100% | #N/A
1977-02-24 | 2 | 24 | 2018 | 2018-02-24 | 6 | 0 | 21:00 | 21 | 40 | 30 | 44.96 | 43.7 | 39.92 | 37.94 | 37.4 | 39.02 | 53.6 | 10 | 29 | 18 | 39 | 39 | 50 | 0 | 0 | 1 | 0 | 0 | 0 | 0 | 1 | 1 | 1 | 0 | 1 | 100% | #N/A
1977-02-24 | 2 | 24 | 2018 | 2018-02-24 | 6 | 0 | 22:00 | 22 | 40 | 28 | 60.98 | 44.24 | 41 | 37.94 | 37.4 | 39.02 | 53.6 | 5 | 29 | 17 | 39 | 40 | 50 | 0 | 0 | 1 | 0 | 0 | 0 | 0 | 1 | 1 | 1 | 0 | 1 | 100% | #N/A
1977-02-24 | 2 | 24 | 2018 | 2018-02-24 | 6 | 0 | 23:00 | 23 | 42 | 28 | 60.98 | 59.36 | 41 | 39.02 | 37.58 | 37.04 | 53.6 | 5 | 28 | 16 | 37 | 39 | 48.02 | 0 | 0 | 1 | 0 | 0 | 0 | 0 | 1 | 1 | 1 | 0 | 1 | 100% | #N/A
1977-02-24 | 2 | 24 | 2018 | 2018-02-24 | 6 | 0 | 24:00 | 24 | 44 | 29 | 62.96 | 61.16 | 39.92 | 39.02 | 34.88 | 35.06 | 53.6 | 1 | 26 | 15 | 36 | 39 | 44.96 | 0 | 0 | 1 | 0 | 0 | 0 | 0 | 1 | 1 | 1 | 0 | 1 | 100% | #N/A
1977-02-25 | 2 | 25 | 2018 | 2018-02-25 | 7 | 0 | 1:00 | 1 | 46 | 29 | 64.04 | 62.78 | 39.02 | 37.94 | 35.6 | 33.98 | 55.4 | 1 | 24 | 14 | 36 | 40 | 44.06 | 0 | 0 | 1 | 0 | 0 | 0 | 0 | 1 | 1 | 1 | 0 | 1 | 100% | #N/A
1977-02-25 | 2 | 25 | 2018 | 2018-02-25 | 7 | 0 | 2:00 | 2 | 46 | 29 | 64.94 | 64.04 | 39.02 | 37.94 | 37.4 | 33.98 | 55.4 | 0 | 24 | 13 | 35 | 40 | 55.94 | 0 | 0 | 1 | 0 | 0 | 0 | 0 | 1 | 1 | 1 | 0 | 1 | 100% | #N/A
1977-02-25 | 2 | 25 | 2018 | 2018-02-25 | 7 | 0 | 3:00 | 3 | 45 | 29 | 64.94 | 65.12 | 37.94 | 37.04 | 33.8 | 33.08 | 55.4 | -2 | 25 | 11 | 34 | 40 | 60.08 | 0 | 0 | 1 | 0 | 0 | 0 | 0 | 1 | 1 | 1 | 0 | 1 | 100% | #N/A
1977-02-25 | 2 | 25 | 2018 | 2018-02-25 | 7 | 0 | 4:00 | 4 | 45 | 29 | 64.04 | 65.3 | 37.04 | 35.96 | 35.6 | 32 | 55.4 | 0 | 25 | 11 | 33 | 39 | 60.98 | 0 | 0 | 1 | 0 | 0 | 0 | 0 | 1 | 1 | 1 | 0 | 1 | 100% | #N/A
1977-02-25 | 2 | 25 | 2018 | 2018-02-25 | 7 | 0 | 5:00 | 5 | 43 | 29 | 62.06 | 63.68 | 37.04 | 35.06 | 33.8 | 30.92 | 55.4 | 1 | 25 | 10 | 33 | 39 | 60.08 | 0 | 0 | 1 | 0 | 0 | 0 | 0 | 1 | 1 | 1 | 0 | 1 | 100% | #N/A
1977-02-25 | 2 | 25 | 2018 | 2018-02-25 | 7 | 0 | 6:00 | 6 | 41 | 29 | 60.08 | 62.42 | 35.06 | 33.98 | 33.8 | 28.4 | 55.4 | 3 | 25 | 10 | 34 | 40 | 53.06 | 0 | 0 | 1 | 0 | 0 | 0 | 0 | 1 | 1 | 1 | 0 | 1 | 100% | #N/A
1977-02-25 | 2 | 25 | 2018 | 2018-02-25 | 7 | 0 | 7:00 | 7 | 39 | 26 | 59 | 60.62 | 35.06 | 33.98 | 32.36 | 28.94 | 57.2 | 5 | 25 | 10 | 34 | 40 | 46.94 | 0 | 0 | 1 | 0 | 0 | 0 | 0 | 1 | 1 | 1 | 0 | 1 | 100% | #N/A
1977-02-25 | 2 | 25 | 2018 | 2018-02-25 | 7 | 0 | 8:00 | 8 | 43 | 26 | 59 | 60.26 | 33.98 | 33.08 | 32.36 | 30.02 | 53.6 | 9 | 25 | 11 | 33 | 41 | 44.96 | 0 | 0 | 1 | 0 | 0 | 0 | 0 | 1 | 1 | 1 | 0 | 1 | 100% | #N/A
1977-02-25 | 2 | 25 | 2018 | 2018-02-25 | 7 | 0 | 9:00 | 9 | 46 | 27 | 57.92 | 59.18 | 35.06 | 33.98 | 31.82 | 26.96 | 53.6 | 10 | 26 | 14 | 34 | 41 | 44.96 | 0 | 0 | 1 | 0 | 0 | 0 | 0 | 1 | 1 | 1 | 0 | 1 | 100% | #N/A
1977-02-25 | 2 | 25 | 2018 | 2018-02-25 | 7 | 0 | 10:00 | 10 | 50 | 28 | 57.02 | 58.46 | 35.96 | 35.06 | 32 | 28.04 | 53.6 | 14 | 29 | 16 | 35 | 41 | 46.04 | 0 | 0 | 1 | 0 | 0 | 0 | 0 | 1 | 1 | 1 | 0 | 1 | 100% | #N/A
1977-02-25 | 2 | 25 | 2018 | 2018-02-25 | 7 | 0 | 11:00 | 11 | 51 | 30 | 55.94 | 57.38 | 35.96 | 35.06 | 32 | 28.94 | 53.6 | 18 | 30 | 19 | 35 | 42 | 51.08 | 0 | 0 | 1 | 0 | 0 | 0 | 0 | 1 | 1 | 1 | 0 | 1 | 100% | #N/A
1977-02-25 | 2 | 25 | 2018 | 2018-02-25 | 7 | 0 | 12:00 | 12 | 52 | 31.1161 | 55.94 | 56.48 | 35.96 | 35.06 | 32 | 30.02 | 51.8 | 21 | 31 | 20 | 38 | 42 | 48.02 | 0 | 0 | 1 | 0 | 0 | 0 | 0 | 1 | 1 | 1 | 0 | 1 | 100% | #N/A
1977-02-25 | 2 | 25 | 2018 | 2018-02-25 | 7 | 0 | 13:00 | 13 | 53 | 32.3745 | 57.92 | 57.74 | 35.96 | 33.98 | 31.28 | 28.94 | 53.6 | 25 | 31 | 21 | 38 | 43 | 51.98 | 0 | 0 | 1 | 0 | 0 | 0 | 0 | 1 | 1 | 1 | 0 | 1 | 100% | #N/A
1977-02-25 | 2 | 25 | 2018 | 2018-02-25 | 7 | 0 | 14:00 | 14 | 53 | 32.3745 | 57.02 | 59 | 35.06 | 33.08 | 31.82 | 28.94 | 53.6 | 27 | 32 | 24 | 39 | 44 | 53.96 | 0 | 0 | 1 | 0 | 0 | 0 | 0 | 1 | 1 | 1 | 0 | 1 | 100% | #N/A
1977-02-25 | 2 | 25 | 2018 | 2018-02-25 | 7 | 0 | 15:00 | 15 | 53 | 32.3745 | 55.04 | 58.46 | 35.06 | 33.08 | 32.18 | 28.04 | 51.8 | 27 | 30 | 25 | 43 | 43 | 53.96 | 0 | 0 | 1 | 0 | 0 | 0 | 0 | 1 | 1 | 1 | 0 | 1 | 100% | #N/A
1977-02-25 | 2 | 25 | 2018 | 2018-02-25 | 7 | 0 | 16:00 | 16 | 53 | 33 | 53.06 | 56.48 | 33.98 | 33.08 | 31.64 | 28.04 | 48.2 | 27 | 29 | 25 | 42 | 43 | 53.06 | 0 | 0 | 1 | 0 | 0 | 0 | 0 | 1 | 1 | 1 | 0 | 1 | 100% | #N/A
1977-02-25 | 2 | 25 | 2018 | 2018-02-25 | 7 | 0 | 17:00 | 17 | 51 | 34.1257 | 48.02 | 54.5 | 33.08 | 30.92 | 30.2 | 26.96 | 46.4 | 28 | 27 | 25 | 42 | 44 | 51.08 | 0 | 0 | 1 | 0 | 0 | 0 | 0 | 1 | 1 | 1 | 0 | 1 | 100% | #N/A
1977-02-25 | 2 | 25 | 2018 | 2018-02-25 | 7 | 0 | 18:00 | 18 | 50 | 34.1257 | 48.92 | 51.8 | 30.92 | 30.02 | 28.76 | 26.06 | 44.6 | 28 | 25 | 23 | 40 | 42 | 48.02 | 0 | 0 | 1 | 0 | 0 | 0 | 0 | 1 | 1 | 1 | 0 | 1 | 100% | #N/A
1977-02-25 | 2 | 25 | 2018 | 2018-02-25 | 7 | 0 | 19:00 | 19 | 48 | 34.0437 | 48.02 | 51.08 | 30.92 | 30.92 | 28.22 | 26.06 | 44.6 | 27 | 23 | 22 | 30 | 41 | 44.06 | 0 | 0 | 1 | 0 | 0 | 0 | 0 | 1 | 1 | 1 | 0 | 1 | 100% | #N/A
1977-02-25 | 2 | 25 | 2018 | 2018-02-25 | 7 | 0 | 20:00 | 20 | 47 | 34.0437 | 44.96 | 47.66 | 30.92 | 30.02 | 27.68 | 24.98 | 42.8 | 27 | 20 | 21 | 38 | 40 | 42.08 | 0 | 0 | 1 | 0 | 0 | 0 | 0 | 1 | 1 | 1 | 0 | 1 | 100% | #N/A
1977-02-25 | 2 | 25 | 2018 | 2018-02-25 | 7 | 0 | 21:00 | 21 | 45 | 34.0437 | 44.96 | 45.5 | 30.92 | 28.94 | 27.14 | 24.98 | 42.8 | 27 | 18 | 22 | 35 | 39 | 41 | 0 | 0 | 1 | 0 | 0 | 0 | 0 | 1 | 1 | 1 | 0 | 1 | 100% | #N/A
1977-02-25 | 2 | 25 | 2018 | 2018-02-25 | 7 | 0 | 22:00 | 22 | 44 | 34 | 42.98 | 45.14 | 30.02 | 28.04 | 26.6 | 24.08 | 41 | 25 | 17 | 24 | 35 | 38 | 39.92 | 0 | 0 | 1 | 0 | 0 | 0 | 0 | 1 | 1 | 1 | 0 | 1 | 100% | #N/A
1977-02-25 | 2 | 25 | 2018 | 2018-02-25 | 7 | 0 | 23:00 | 23 | 43 | 35.119 | 42.08 | 43.34 | 28.94 | 28.04 | 25.52 | 21.92 | 41 | 25 | 16 | 19 | 33 | 38 | 37.04 | 0 | 0 | 1 | 0 | 0 | 0 | 0 | 1 | 1 | 1 | 0 | 1 | 100% | #N/A
1977-02-25 | 2 | 25 | 2018 | 2018-02-25 | 7 | 0 | 24:00 | 24 | 43 | 38.335 | 39.92 | 42.8 | 28.04 | 26.96 | 24.8 | 21.92 | 39.2 | 25 | 15 | 21 | 33 | 37 | 37.04 | 0 | 0 | 1 | 0 | 0 | 0 | 0 | 1 | 1 | 1 | 0 | 1 | 100% | #N/A
1977-02-26 | 2 | 26 | 2018 | 2018-02-26 | 1 | 0 | 1:00 | 1 | 42 | 34 | 39.92 | 42.08 | 26.96 | 26.06 | 24.08 | 21.02 | 39.2 | 25 | 14 | 23 | 33 | 36 | 37.04 | 0 | 0 | 1 | 0 | 0 | 0 | 0 | 1 | 1 | 1 | 0 | 1 | 100% | #N/A
1977-02-26 | 2 | 26 | 2018 | 2018-02-26 | 1 | 0 | 2:00 | 2 | 41 | 34 | 37.94 | 41.72 | 26.06 | 24.08 | 23.54 | 19.94 | 39.2 | 25 | 13 | 20 | 32 | 36 | 35.96 | 0 | 0 | 1 | 0 | 0 | 0 | 0 | 1 | 1 | 1 | 0 | 1 | 100% | #N/A
1977-02-26 | 2 | 26 | 2018 | 2018-02-26 | 1 | 0 | 3:00 | 3 | 39 | 33.3645 | 35.96 | 40.82 | 24.98 | 24.08 | 23 | 19.94 | 39.2 | 25 | 13 | 18 | 31 | 35 | 35.96 | 0 | 0 | 1 | 0 | 0 | 0 | 0 | 1 | 1 | 1 | 0 | 1 | 100% | #N/A
1977-02-26 | 2 | 26 | 2018 | 2018-02-26 | 1 | 0 | 4:00 | 4 | 38 | 36.2315 | 33.98 | 38.84 | 24.08 | 23 | 23 | 19.04 | 37.4 | 25 | 11 | 19 | 31 | 35 | 35.06 | 0 | 0 | 1 | 0 | 0 | 0 | 0 | 1 | 1 | 1 | 0 | 1 | 100% | #N/A
1977-02-26 | 2 | 26 | 2018 | 2018-02-26 | 1 | 0 | 5:00 | 5 | 38 | 38 | 33.98 | 37.4 | 23 | 21.92 | 20.84 | 17.96 | 37.4 | 23 | 10 | 17 | 31 | 34 | 35.96 | 0 | 0 | 1 | 0 | 0 | 0 | 0 | 1 | 1 | 1 | 0 | 1 | 100% | #N/A
1977-02-26 | 2 | 26 | 2018 | 2018-02-26 | 1 | 0 | 6:00 | 6 | 38 | 39 | 33.08 | 37.04 | 23 | 21.02 | 19.94 | 17.96 | 33.8 | 25 | 9 | 18 | 32 | 34 | 35.06 | 0 | 0 | 1 | 0 | 0 | 0 | 0 | 1 | 1 | 1 | 0 | 1 | 100% | #N/A
1977-02-26 | 2 | 26 | 2018 | 2018-02-26 | 1 | 0 | 7:00 | 7 | 38 | 39 | 33.08 | 36.5 | 21.92 | 19.94 | 19.94 | 17.06 | 33.8 | 25 | 8 | 15 | 32 | 34 | 35.06 | 0 | 0 | 1 | 0 | 0 | 0 | 0 | 1 | 1 | 1 | 0 | 1 | 100% | #N/A
1977-02-26 | 2 | 26 | 2018 | 2018-02-26 | 1 | 0 | 8:00 | 8 | 42 | 39 | 33.08 | 35.6 | 21.92 | 19.04 | 20.84 | 17.96 | 33.8 | 24 | 8 | 20 | 32 | 34 | 37.94 | 0 | 1 | 0 | 0 | 0 | 0 | 0 | 1 | 1 | 1 | 0 | 1 | 100% | #N/A
1977-02-26 | 2 | 26 | 2018 | 2018-02-26 | 1 | 0 | 9:00 | 9 | 45 | 39 | 33.98 | 36.14 | 21.92 | 19.94 | 21.92 | 19.04 | 35.6 | 25 | 9 | 35 | 34 | 35 | 39.92 | 0 | 1 | 0 | 0 | 0 | 0 | 0 | 1 | 1 | 1 | 0 | 1 | 100% | #N/A
1977-02-26 | 2 | 26 | 2018 | 2018-02-26 | 1 | 0 | 10:00 | 10 | 49 | 38 | 35.96 | 35.78 | 24.08 | 21.02 | 23.54 | 19.94 | 35.6 | 27 | 11 | 37 | 35 | 37 | 41 | 0 | 1 | 0 | 0 | 0 | 0 | 0 | 1 | 1 | 1 | 0 | 1 | 100% | #N/A
1977-02-26 | 2 | 26 | 2018 | 2018-02-26 | 1 | 0 | 11:00 | 11 | 50 | 39 | 37.94 | 36.86 | 24.08 | 21.92 | 24.62 | 21.02 | 37.4 | 27 | 12 | 42 | 36 | 39 | 41 | 0 | 1 | 0 | 0 | 0 | 0 | 0 | 1 | 1 | 1 | 0 | 1 | 100% | #N/A
1977-02-26 | 2 | 26 | 2018 | 2018-02-26 | 1 | 0 | 12:00 | 12 | 52 | 40 | 39.02 | 38.66 | 26.06 | 24.08 | 25.7 | 21.92 | 39.2 | 28 | 16 | 46 | 38 | 40 | 42.08 | 0 | 1 | 0 | 0 | 0 | 0 | 0 | 1 | 1 | 1 | 0 | 1 | 100% | #N/A
1977-02-26 | 2 | 26 | 2018 | 2018-02-26 | 1 | 0 | 13:00 | 13 | 53 | 38 | 37.94 | 39.92 | 26.96 | 24.98 | 25.52 | 23 | 39.2 | 28 | 19 | 48 | 39 | 42 | 42.98 | 0 | 1 | 0 | 0 | 0 | 0 | 0 | 1 | 1 | 1 | 0 | 1 | 100% | #N/A
1977-02-26 | 2 | 26 | 2018 | 2018-02-26 | 1 | 0 | 14:00 | 14 | 53 | 38 | 37.94 | 39.2 | 28.04 | 24.98 | 24.98 | 24.08 | 39.2 | 30 | 21 | 49 | 40 | 42 | 44.06 | 0 | 1 | 0 | 0 | 0 | 0 | 0 | 1 | 1 | 1 | 0 | 1 | 100% | #N/A
1977-02-26 | 2 | 26 | 2018 | 2018-02-26 | 1 | 0 | 15:00 | 15 | 53 | 39 | 37.04 | 37.76 | 26.96 | 26.06 | 25.16 | 21.92 | 39.2 | 30 | 22 | 49 | 42 | 44 | 42.98 | 0 | 1 | 0 | 0 | 0 | 0 | 0 | 1 | 1 | 1 | 0 | 1 | 100% | #N/A
1977-02-26 | 2 | 26 | 2018 | 2018-02-26 | 1 | 0 | 16:00 | 16 | 53 | 38 | 35.96 | 37.22 | 26.06 | 24.08 | 23.72 | 21.02 | 37.4 | 30 | 22 | 48 | 41 | 43 | 42.08 | 0 | 1 | 0 | 0 | 0 | 0 | 0 | 1 | 1 | 1 | 0 | 1 | 100% | #N/A
1977-02-26 | 2 | 26 | 2018 | 2018-02-26 | 1 | 0 | 17:00 | 17 | 49 | 36 | 33.98 | 37.76 | 24.08 | 21.92 | 21.92 | 19.94 | 35.6 | 30 | 22 | 48 | 40 | 41 | 42.08 | 0 | 1 | 0 | 0 | 0 | 0 | 0 | 1 | 1 | 1 | 0 | 1 | 100% | #N/A
1977-02-26 | 2 | 26 | 2018 | 2018-02-26 | 1 | 0 | 18:00 | 18 | 46 | 34 | 32 | 34.88 | 21.92 | 19.94 | 20.12 | 17.06 | 33.8 | 28 | 20 | 45 | 37 | 39 | 41 | 0 | 1 | 0 | 0 | 0 | 0 | 0 | 1 | 1 | 1 | 0 | 1 | 100% | #N/A
1977-02-26 | 2 | 26 | 2018 | 2018-02-26 | 1 | 0 | 19:00 | 19 | 42 | 33 | 30.02 | 33.08 | 21.02 | 19.04 | 19.22 | 15.98 | 32 | 28 | 20 | 44 | 35 | 38 | 41 | 0 | 1 | 0 | 0 | 0 | 0 | 0 | 1 | 1 | 1 | 0 | 1 | 100% | #N/A
1977-02-26 | 2 | 26 | 2018 | 2018-02-26 | 1 | 0 | 20:00 | 20 | 42 | 32 | 30.02 | 31.64 | 19.04 | 17.06 | 18.14 | 15.98 | 30.2 | 28 | 19 | 43 | 33 | 37 | 39.92 | 0 | 1 | 0 | 0 | 0 | 0 | 0 | 1 | 1 | 1 | 0 | 1 | 100% | #N/A
1977-02-26 | 2 | 26 | 2018 | 2018-02-26 | 1 | 0 | 21:00 | 21 | 41 | 31 | 28.04 | 30.38 | 17.96 | 15.98 | 17.42 | 14 | 28.4 | 28 | 17 | 42 | 33 | 35 | 39.92 | 0 | 1 | 0 | 0 | 0 | 0 | 0 | 1 | 1 | 1 | 0 | 1 | 100% | #N/A
1977-02-26 | 2 | 26 | 2018 | 2018-02-26 | 1 | 0 | 22:00 | 22 | 41 | 30 | 26.96 | 29.84 | 17.06 | 15.98 | 16.7 | 14 | 28.4 | 28 | 17 | 40 | 31 | 35 | 39.92 | 0 | 1 | 0 | 0 | 0 | 0 | 0 | 1 | 1 | 1 | 0 | 1 | 100% | #N/A
1977-02-26 | 2 | 26 | 2018 | 2018-02-26 | 1 | 0 | 23:00 | 23 | 40 | 30 | 26.06 | 29.3 | 17.06 | 15.08 | 16.16 | 12.92 | 26.6 | 27 | 17 | 40 | 31 | 34 | 39.92 | 0 | 1 | 0 | 0 | 0 | 0 | 0 | 1 | 1 | 1 | 0 | 1 | 100% | #N/A
1977-02-26 | 2 | 26 | 2018 | 2018-02-26 | 1 | 0 | 24:00 | 24 | 38 | 30 | 24.98 | 28.04 | 15.98 | 14 | 15.62 | 12.02 | 26.6 | 21 | 16 | 37 | 29 | 34 | 41 | 0 | 0 | 1 | 0 | 0 | 0 | 0 | 1 | 1 | 1 | 0 | 1 | 100% | #N/A
1977-02-27 | 2 | 27 | 2018 | 2018-02-27 | 2 | 0 | 1:00 | 1 | 37 | 29 | 24.08 | 27.14 | 15.08 | 12.92 | 15.44 | 12.02 | 24.8 | 18 | 14 | 37 | 28 | 34 | 39.92 | 0 | 0 | 1 | 0 | 0 | 0 | 0 | 1 | 1 | 1 | 0 | 1 | 100% | #N/A
1977-02-27 | 2 | 27 | 2018 | 2018-02-27 | 2 | 0 | 2:00 | 2 | 37 | 29 | 23 | 26.78 | 14 | 12.02 | 14.54 | 12.02 | 24.8 | 16 | 13 | 37 | 26 | 32 | 39.92 | 0 | 0 | 1 | 0 | 0 | 0 | 0 | 1 | 1 | 1 | 0 | 1 | 100% | #N/A
1977-02-27 | 2 | 27 | 2018 | 2018-02-27 | 2 | 0 | 3:00 | 3 | 36 | 29 | 23 | 25.34 | 12.92 | 10.94 | 14.36 | 10.94 | 23 | 21 | 11 | 37 | 24 | 32 | 42.98 | 0 | 0 | 1 | 0 | 0 | 0 | 0 | 1 | 1 | 1 | 0 | 1 | 100% | #N/A
1977-02-27 | 2 | 27 | 2018 | 2018-02-27 | 2 | 0 | 4:00 | 4 | 36 | 29 | 21.92 | 24.44 | 10.94 | 10.04 | 14 | 10.04 | 21.2 | 21 | 11 | 35 | 23 | 31 | 44.96 | 0 | 0 | 1 | 0 | 0 | 0 | 0 | 1 | 1 | 1 | 0 | 1 | 100% | #N/A
1977-02-27 | 2 | 27 | 2018 | 2018-02-27 | 2 | 0 | 5:00 | 5 | 36 | 29 | 21.02 | 23.72 | 10.94 | 8.96 | 12.74 | 8.06 | 21.2 | 19 | 6 | 34 | 22 | 32 | 44.06 | 0 | 0 | 1 | 0 | 0 | 0 | 0 | 1 | 1 | 1 | 0 | 1 | 100% | #N/A
1977-02-27 | 2 | 27 | 2018 | 2018-02-27 | 2 | 0 | 6:00 | 6 | 36 | 29 | 19.04 | 22.82 | 10.04 | 8.06 | 11.84 | 6.08 | 21.2 | 19 | 5 | 31 | 22 | 32 | 44.06 | 0 | 0 | 1 | 0 | 0 | 0 | 0 | 1 | 1 | 1 | 0 | 1 | 100% | #N/A
1977-02-27 | 2 | 27 | 2018 | 2018-02-27 | 2 | 0 | 7:00 | 7 | 36 | 30 | 19.04 | 22.82 | 10.04 | 6.98 | 10.76 | 6.08 | 19.4 | 21 | 8 | 30 | 23 | 33 | 44.96 | 0 | 0 | 1 | 0 | 0 | 0 | 0 | 1 | 1 | 1 | 0 | 1 | 100% | #N/A
1977-02-27 | 2 | 27 | 2018 | 2018-02-27 | 2 | 0 | 8:00 | 8 | 37 | 31 | 23 | 22.82 | 10.94 | 8.96 | 12.02 | 6.98 | 21.2 | 25 | 13 | 31 | 29 | 35 | 46.94 | 0 | 1 | 0 | 0 | 0 | 0 | 0 | 1 | 1 | 1 | 0 | 1 | 100% | #N/A
1977-02-27 | 2 | 27 | 2018 | 2018-02-27 | 2 | 0 | 9:00 | 9 | 38 | 33 | 26.06 | 26.24 | 12.92 | 10.94 | 12.74 | 8.06 | 24.8 | 27 | 16 | 33 | 33 | 39 | 46.94 | 0 | 1 | 0 | 0 | 0 | 0 | 0 | 1 | 1 | 1 | 0 | 1 | 100% | #N/A
1977-02-27 | 2 | 27 | 2018 | 2018-02-27 | 2 | 0 | 10:00 | 10 | 39 | 35 | 28.94 | 25.88 | 15.08 | 12.02 | 14.54 | 10.04 | 26.6 | 28 | 21 | 36 | 37 | 42 | 46.94 | 0 | 1 | 0 | 0 | 0 | 0 | 0 | 1 | 1 | 1 | 0 | 1 | 100% | #N/A
1977-02-27 | 2 | 27 | 2018 | 2018-02-27 | 2 | 0 | 11:00 | 11 | 39 | 37 | 30.02 | 27.32 | 15.98 | 14 | 17.06 | 12.92 | 26.6 | 34 | 24 | 39 | 38 | 46 | 48.92 | 0 | 1 | 0 | 0 | 0 | 0 | 0 | 1 | 1 | 1 | 0 | 1 | 100% | #N/A
1977-02-27 | 2 | 27 | 2018 | 2018-02-27 | 2 | 0 | 12:00 | 12 | 40 | 38 | 33.08 | 28.76 | 17.96 | 15.98 | 17.96 | 15.08 | 30.2 | 36 | 27 | 41 | 41 | 50 | 53.06 | 0 | 1 | 0 | 0 | 0 | 0 | 0 | 1 | 1 | 1 | 0 | 1 | 100% | #N/A
1977-02-27 | 2 | 27 | 2018 | 2018-02-27 | 2 | 0 | 13:00 | 13 | 40 | 38 | 35.06 | 34.52 | 19.04 | 17.06 | 19.58 | 15.98 | 30.2 | 37 | 30 | 42 | 44 | 53 | 53.06 | 0 | 1 | 0 | 0 | 0 | 0 | 0 | 1 | 1 | 1 | 0 | 1 | 100% | #N/A
1977-02-27 | 2 | 27 | 2018 | 2018-02-27 | 2 | 0 | 14:00 | 14 | 39 | 40 | 37.04 | 34.88 | 21.02 | 19.04 | 21.02 | 17.96 | 32 | 39 | 32 | 43 | 45 | 54 | 53.06 | 0 | 1 | 0 | 0 | 0 | 0 | 0 | 1 | 1 | 1 | 0 | 1 | 100% | #N/A
1977-02-27 | 2 | 27 | 2018 | 2018-02-27 | 2 | 0 | 15:00 | 15 | 39 | 40 | 39.02 | 36.14 | 21.92 | 19.94 | 22.28 | 19.04 | 32 | 39 | 33 | 46 | 47 | 52 | 53.06 | 0 | 1 | 0 | 0 | 0 | 0 | 0 | 1 | 1 | 1 | 0 | 1 | 100% | #N/A
1977-02-27 | 2 | 27 | 2018 | 2018-02-27 | 2 | 0 | 16:00 | 16 | 38 | 39 | 39.02 | 37.4 | 21.92 | 21.02 | 23 | 19.04 | 33.8 | 37 | 33 | 47 | 45 | 51 | 48.02 | 0 | 1 | 0 | 0 | 0 | 0 | 0 | 1 | 1 | 1 | 0 | 1 | 100% | #N/A
1977-02-27 | 2 | 27 | 2018 | 2018-02-27 | 2 | 0 | 17:00 | 17 | 38 | 39 | 37.94 | 39.74 | 23 | 21.02 | 21.02 | 19.04 | 32 | 36 | 32 | 49 | 43 | 49 | 44.96 | 0 | 1 | 0 | 0 | 0 | 0 | 0 | 1 | 1 | 1 | 0 | 1 | 100% | #N/A
1977-02-27 | 2 | 27 | 2018 | 2018-02-27 | 2 | 0 | 18:00 | 18 | 38 | 36 | 35.96 | 39.02 | 21.92 | 19.94 | 19.4 | 17.06 | 32 | 32 | 29 | 45 | 42 | 45 | 39.02 | 0 | 1 | 0 | 0 | 0 | 0 | 0 | 1 | 1 | 1 | 0 | 1 | 100% | #N/A
1977-02-27 | 2 | 27 | 2018 | 2018-02-27 | 2 | 0 | 19:00 | 19 | 38 | 34 | 33.98 | 37.94 | 21.02 | 19.04 | 18.32 | 17.06 | 30.2 | 30 | 27 | 42 | 39 | 47 | 35.06 | 0 | 1 | 0 | 0 | 0 | 0 | 0 | 1 | 1 | 1 | 0 | 1 | 100% | #N/A
1977-02-27 | 2 | 27 | 2018 | 2018-02-27 | 2 | 0 | 20:00 | 20 | 39 | 33 | 33.08 | 36.32 | 21.02 | 17.96 | 17.6 | 17.06 | 32 | 25 | 21 | 39 | 39 | 43 | 32 | 0 | 1 | 0 | 0 | 0 | 0 | 0 | 1 | 1 | 1 | 0 | 1 | 100% | #N/A
1977-02-27 | 2 | 27 | 2018 | 2018-02-27 | 2 | 0 | 21:00 | 21 | 40 | 32 | 32 | 35.24 | 19.94 | 17.96 | 17.6 | 15.98 | 32 | 18 | 25 | 40 | 36 | 43 | 30.02 | 0 | 1 | 0 | 0 | 0 | 0 | 0 | 1 | 1 | 1 | 0 | 1 | 100% | #N/A
1977-02-27 | 2 | 27 | 2018 | 2018-02-27 | 2 | 0 | 22:00 | 22 | 41 | 32 | 33.98 | 34.52 | 19.94 | 17.6 | 17.6 | 15.98 | 33.8 | 12 | 24 | 41 | 36 | 41 | 28.94 | 0 | 1 | 0 | 0 | 0 | 0 | 0 | 1 | 1 | 1 | 0 | 1 | 100% | #N/A
1977-02-27 | 2 | 27 | 2018 | 2018-02-27 | 2 | 0 | 23:00 | 23 | 43 | 30 | 35.06 | 35.24 | 19.04 | 17.06 | 17.78 | 15.98 | 33.8 | 10 | 23 | 43 | 35 | 41 | 28.04 | 0 | 1 | 0 | 0 | 0 | 0 | 0 | 1 | 1 | 1 | 0 | 1 | 100% | #N/A
1977-02-27 | 2 | 27 | 2018 | 2018-02-27 | 2 | 0 | 24:00 | 24 | 44 | 29 | 37.04 | 36.32 | 19.04 | 15.98 | 17.78 | 15.98 | 35.6 | 10 | 19 | 43 | 36 | 42 | 26.96 | 0 | 0 | 1 | 0 | 0 | 0 | 0 | 1 | 1 | 1 | 0 | 1 | 100% | #N/A
1977-02-28 | 2 | 28 | 2018 | 2018-02-28 | 3 | 0 | 1:00 | 1 | 46 | 28 | 37.04 | 37.4 | 17.96 | 15.08 | 17.6 | 15.98 | 37.4 | 9 | 17 | 41 | 37 | 45 | 26.06 | 0 | 0 | 1 | 0 | 0 | 0 | 0 | 1 | 1 | 1 | 0 | 1 | 100% | #N/A
1977-02-28 | 2 | 28 | 2018 | 2018-02-28 | 3 | 0 | 2:00 | 2 | 45 | 27 | 37.04 | 37.04 | 17.06 | 15.08 | 17.6 | 15.08 | 37.4 | 7 | 15 | 41 | 37 | 45 | 24.08 | 0 | 0 | 1 | 0 | 0 | 0 | 0 | 1 | 1 | 1 | 0 | 1 | 100% | #N/A
1977-02-28 | 2 | 28 | 2018 | 2018-02-28 | 3 | 0 | 3:00 | 3 | 44 | 25 | 37.04 | 37.22 | 17.06 | 15.08 | 17.6 | 14 | 35.6 | 7 | 15 | 39 | 37 | 44 | 23 | 0 | 0 | 1 | 0 | 0 | 0 | 0 | 1 | 1 | 1 | 0 | 1 | 100% | #N/A
1977-02-28 | 2 | 28 | 2018 | 2018-02-28 | 3 | 0 | 4:00 | 4 | 43 | 25 | 37.94 | 38.66 | 17.06 | 15.08 | 17.6 | 14 | 37.4 | 7 | 14 | 38 | 38 | 43 | 21.92 | 0 | 0 | 1 | 0 | 0 | 0 | 0 | 1 | 1 | 1 | 0 | 1 | 100% | #N/A
1977-02-28 | 2 | 28 | 2018 | 2018-02-28 | 3 | 0 | 5:00 | 5 | 41 | 24 | 37.94 | 38.66 | 17.06 | 14 | 17.6 | 14 | 37.4 | 3 | 14 | 37 | 39 | 43 | 21.02 | 0 | 0 | 1 | 0 | 0 | 0 | 0 | 1 | 1 | 1 | 0 | 1 | 100% | #N/A
1977-02-28 | 2 | 28 | 2018 | 2018-02-28 | 3 | 0 | 6:00 | 6 | 40 | 23 | 37.94 | 39.38 | 15.98 | 14 | 17.6 | 12.92 | 37.4 | 1 | 13 | 35 | 41 | 43 | 19.94 | 0 | 0 | 1 | 0 | 0 | 0 | 0 | 1 | 1 | 1 | 0 | 1 | 100% | #N/A
1977-02-28 | 2 | 28 | 2018 | 2018-02-28 | 3 | 0 | 7:00 | 7 | 38 | 23 | 37.94 | 39.38 | 15.98 | 14 | 15.8 | 12.92 | 37.4 | 1 | 11 | 34 | 40 | 41 | 19.94 | 0 | 0 | 1 | 0 | 0 | 0 | 0 | 1 | 1 | 1 | 0 | 1 | 100% | #N/A
1977-02-28 | 2 | 28 | 2018 | 2018-02-28 | 3 | 0 | 8:00 | 8 | 39 | 23 | 39.02 | 38.84 | 15.98 | 14 | 15.8 | 12.92 | 39.2 | 7 | 14 | 35 | 37 | 41 | 21.92 | 0 | 1 | 0 | 0 | 0 | 0 | 0 | 1 | 1 | 1 | 0 | 1 | 100% | #N/A
1977-02-28 | 2 | 28 | 2018 | 2018-02-28 | 3 | 0 | 9:00 | 9 | 40 | 24 | 41 | 39.02 | 17.06 | 14 | 17.6 | 12.92 | 41 | 21 | 18 | 37 | 38 | 39 | 26.06 | 0 | 1 | 0 | 0 | 0 | 0 | 0 | 1 | 1 | 1 | 0 | 1 | 100% | #N/A
1977-02-28 | 2 | 28 | 2018 | 2018-02-28 | 3 | 0 | 10:00 | 10 | 41 | 25 | 44.06 | 40.64 | 19.04 | 15.98 | 19.58 | 17.06 | 42.8 | 34 | 22 | 37 | 38 | 38 | 28.04 | 0 | 1 | 0 | 0 | 0 | 0 | 0 | 1 | 1 | 1 | 0 | 1 | 100% | #N/A
1977-02-28 | 2 | 28 | 2018 | 2018-02-28 | 3 | 0 | 11:00 | 11 | 42 | 26 | 50 | 43.34 | 21.92 | 21.02 | 21.92 | 21.02 | 44.6 | 36 | 25 | 37 | 39 | 41 | 32 | 0 | 1 | 0 | 0 | 0 | 0 | 0 | 1 | 1 | 1 | 0 | 1 | 100% | #N/A
1977-02-28 | 2 | 28 | 2018 | 2018-02-28 | 3 | 0 | 12:00 | 12 | 43 | 27 | 53.96 | 47.66 | 24.98 | 24.08 | 23.72 | 21.92 | 46.4 | 36 | 29 | 36 | 45 | 47 | 35.06 | 0 | 1 | 0 | 0 | 0 | 0 | 0 | 1 | 1 | 1 | 0 | 1 | 100% | #N/A
1977-02-28 | 2 | 28 | 2018 | 2018-02-28 | 3 | 0 | 13:00 | 13 | 44 | 26 | 55.04 | 51.98 | 24.98 | 24.98 | 25.7 | 21.92 | 46.4 | 36 | 31 | 37 | 48 | 55 | 35.96 | 0 | 1 | 0 | 0 | 0 | 0 | 0 | 1 | 1 | 1 | 0 | 1 | 100% | #N/A
1977-02-28 | 2 | 28 | 2018 | 2018-02-28 | 3 | 0 | 14:00 | 14 | 43 | 28 | 57.92 | 54.5 | 26.96 | 24.98 | 26.96 | 23 | 48.2 | 36 | 32 | 37 | 49 | 54 | 37.94 | 0 | 1 | 0 | 0 | 0 | 0 | 0 | 1 | 1 | 1 | 0 | 1 | 100% | #N/A
1977-02-28 | 2 | 28 | 2018 | 2018-02-28 | 3 | 0 | 15:00 | 15 | 43 | 29 | 59 | 56.48 | 28.94 | 26.96 | 28.04 | 26.06 | 48.2 | 37 | 33 | 38 | 46 | 53 | 37.04 | 0 | 1 | 0 | 0 | 0 | 0 | 0 | 1 | 1 | 1 | 0 | 1 | 100% | #N/A
1977-02-28 | 2 | 28 | 2018 | 2018-02-28 | 3 | 0 | 16:00 | 16 | 42 | 28 | 57.92 | 57.2 | 28.94 | 28.04 | 28.76 | 26.06 | 46.4 | 36 | 33 | 36 | 45 | 52 | 35.06 | 0 | 1 | 0 | 0 | 0 | 0 | 0 | 1 | 1 | 1 | 0 | 1 | 100% | #N/A
1977-02-28 | 2 | 28 | 2018 | 2018-02-28 | 3 | 0 | 17:00 | 17 | 41 | 26 | 55.94 | 57.92 | 28.04 | 28.04 | 28.58 | 26.06 | 46.4 | 34 | 32 | 34 | 43 | 50 | 35.06 | 0 | 1 | 0 | 0 | 0 | 0 | 0 | 1 | 1 | 1 | 0 | 1 | 100% | #N/A
1977-02-28 | 2 | 28 | 2018 | 2018-02-28 | 3 | 0 | 18:00 | 18 | 39 | 24 | 51.98 | 55.58 | 26.96 | 26.06 | 23.9 | 23 | 46.4 | 34 | 30 | 30 | 40 | 46 | 33.08 | 0 | 1 | 0 | 0 | 0 | 0 | 0 | 1 | 1 | 1 | 0 | 1 | 100% | #N/A
1977-02-28 | 2 | 28 | 2018 | 2018-02-28 | 3 | 0 | 19:00 | 19 | 38 | 23 | 48.74 | 50.9 | 21.74 | 23.72 | 21.74 | 19.94 | 44.24 | 34 | 27 | 29 | 37 | 44 | 30.02 | 0 | 1 | 0 | 0 | 0 | 0 | 0 | 1 | 1 | 1 | 0 | 1 | 100% | #N/A
1977-02-28 | 2 | 28 | 2018 | 2018-02-28 | 3 | 0 | 20:00 | 20 | 37 | 22 | 47.84 | 50.18 | 20.12 | 22.28 | 19.22 | 19.22 | 43.7 | 34 | 27 | 29 | 35 | 42 | 24.98 | 0 | 1 | 0 | 0 | 0 | 0 | 0 | 1 | 1 | 1 | 0 | 1 | 100% | #N/A
1977-02-28 | 2 | 28 | 2018 | 2018-02-28 | 3 | 0 | 21:00 | 21 | 35 | 21 | 46.04 | 49.1 | 19.04 | 21.2 | 17.24 | 19.04 | 43.7 | 30 | 25 | 28 | 34 | 41 | 28.04 | 0 | 1 | 0 | 0 | 0 | 0 | 0 | 1 | 1 | 1 | 0 | 1 | 100% | #N/A
1977-02-28 | 2 | 28 | 2018 | 2018-02-28 | 3 | 0 | 22:00 | 22 | 34 | 25 | 42.44 | 46.4 | 22.82 | 24.62 | 20.12 | 19.76 | 41.36 | 26 | 26 | 29 | 34 | 37 | 30.56 | 0 | 1 | 0 | 0 | 0 | 0 | 0 | 1 | 1 | 1 | 0 | 1 | 100% | #N/A
1977-02-28 | 2 | 28 | 2018 | 2018-02-28 | 3 | 0 | 23:00 | 23 | 32 | 29 | 39.02 | 43.7 | 27.5 | 28.4 | 23.54 | 20.66 | 38.84 | 23 | 28 | 29 | 35 | 34 | 32.9 | 0 | 1 | 0 | 0 | 0 | 0 | 0 | 1 | 1 | 1 | 0 | 1 | 100% | #N/A
1977-02-28 | 2 | 28 | 2018 | 2018-02-28 | 3 | 0 | 24:00 | 24 | 30 | 33 | 36.32 | 40.82 | 31.82 | 32.9 | 27.5 | 21.02 | 37.04 | 19 | 29 | 29 | 35 | 30 | 35.24 | 0 | 0 | 1 | 0 | 0 | 0 | 0 | 1 | 1 | 1 | 0 | 1 | 100% | #N/A
1981-03-01 | 3 | 1 | 2018 | 2018-03-01 | 4 | 0 | 1:00 | 1 | 29 | 37 | 35.24 | 38.12 | 35.6 | 37.22 | 31.1 | 21.56 | 33.8 | 15 | 30 | 29 | 35 | 27 | 37.76 | 0 | 0 | 1 | 0 | 0 | 0 | 0 | 1 | 1 | 1 | 0 | 1 | 100% | #N/A
1981-03-01 | 3 | 1 | 2018 | 2018-03-01 | 4 | 0 | 2:00 | 2 | 27 | 41 | 35.96 | 37.4 | 35.42 | 37.22 | 30.2 | 21.2 | 32.9 | 11 | 32 | 30 | 35 | 23 | 40.1 | 0 | 0 | 1 | 0 | 0 | 0 | 0 | 1 | 1 | 1 | 0 | 1 | 100% | #N/A
1981-03-01 | 3 | 1 | 2018 | 2018-03-01 | 4 | 0 | 3:00 | 3 | 25 | 45 | 36.5 | 37.22 | 35.24 | 36.86 | 30.2 | 20.84 | 32.36 | 7 | 33 | 30 | 36 | 20 | 42.62 | 0 | 0 | 1 | 0 | 0 | 0 | 0 | 1 | 1 | 1 | 0 | 1 | 100% | #N/A
1981-03-01 | 3 | 1 | 2018 | 2018-03-01 | 4 | 0 | 4:00 | 4 | 24 | 49 | 35.96 | 36.86 | 35.06 | 36.32 | 30.74 | 20.3 | 31.1 | 3 | 34 | 30 | 36 | 16 | 44.96 | 0 | 0 | 1 | 0 | 0 | 0 | 0 | 1 | 1 | 1 | 0 | 1 | 100% | #N/A
1981-03-01 | 3 | 1 | 2018 | 2018-03-01 | 4 | 0 | 5:00 | 5 | 23 | 47 | 35.96 | 37.04 | 35.24 | 35.42 | 31.28 | 19.76 | 31.64 | 0 | 36 | 30 | 36 | 16 | 42.98 | 0 | 0 | 1 | 0 | 0 | 0 | 0 | 1 | 1 | 1 | 0 | 1 | 100% | #N/A
1981-03-01 | 3 | 1 | 2018 | 2018-03-01 | 4 | 0 | 6:00 | 6 | 23 | 46 | 36.68 | 37.04 | 35.6 | 35.6 | 32.72 | 19.4 | 32 | -1 | 39 | 30 | 37 | 14 | 44.06 | 0 | 0 | 1 | 0 | 0 | 0 | 0 | 1 | 1 | 1 | 0 | 1 | 100% | #N/A
1981-03-01 | 3 | 1 | 2018 | 2018-03-01 | 4 | 0 | 7:00 | 7 | 22 | 44 | 33.8 | 36.86 | 35.06 | 35.06 | 30.56 | 19.4 | 30.2 | -2 | 39 | 32 | 36 | 16 | 42.98 | 0 | 0 | 1 | 0 | 0 | 0 | 0 | 1 | 1 | 1 | 0 | 1 | 100% | #N/A
1981-03-01 | 3 | 1 | 2018 | 2018-03-01 | 4 | 0 | 8:00 | 8 | 22 | 45 | 37.04 | 37.04 | 35.6 | 33.8 | 32.36 | 19.4 | 33.8 | 2 | 39 | 36 | 37 | 19 | 46.94 | 0 | 1 | 0 | 0 | 0 | 0 | 0 | 1 | 1 | 1 | 0 | 1 | 100% | #N/A
1981-03-01 | 3 | 1 | 2018 | 2018-03-01 | 4 | 0 | 9:00 | 9 | 26 | 47 | 39.92 | 37.4 | 37.04 | 37.4 | 35.78 | 19.4 | 33.8 | 9 | 40 | 36 | 39 | 25 | 51.08 | 0 | 1 | 0 | 0 | 0 | 0 | 0 | 1 | 1 | 1 | 0 | 1 | 100% | #N/A
1981-03-01 | 3 | 1 | 2018 | 2018-03-01 | 4 | 0 | 10:00 | 10 | 26 | 48 | 41 | 38.66 | 37.94 | 39.02 | 41.72 | 19.4 | 33.8 | 19 | 40 | 36 | 39 | 28 | 55.04 | 0 | 1 | 0 | 0 | 0 | 0 | 0 | 1 | 1 | 1 | 0 | 1 | 100% | #N/A
1981-03-01 | 3 | 1 | 2018 | 2018-03-01 | 4 | 0 | 11:00 | 11 | 28 | 48 | 42.08 | 38.48 | 39.02 | 39.02 | 43.34 | 19.4 | 35.6 | 22 | 41 | 35 | 39 | 32 | 55.94 | 0 | 1 | 0 | 0 | 0 | 0 | 0 | 1 | 1 | 1 | 0 | 1 | 100% | #N/A
1981-03-01 | 3 | 1 | 2018 | 2018-03-01 | 4 | 0 | 12:00 | 12 | 30 | 47 | 42.08 | 39.56 | 39.92 | 39.02 | 42.8 | 19.4 | 35.6 | 24 | 41 | 37 | 41 | 36 | 57.92 | 0 | 1 | 0 | 0 | 0 | 0 | 0 | 1 | 1 | 1 | 0 | 1 | 100% | #N/A
1981-03-01 | 3 | 1 | 2018 | 2018-03-01 | 4 | 0 | 13:00 | 13 | 34 | 47 | 42.08 | 40.28 | 39.2 | 39.92 | 41.9 | 19.4 | 35.6 | 25 | 42 | 38 | 39 | 37 | 59 | 0 | 1 | 0 | 0 | 0 | 0 | 0 | 1 | 1 | 1 | 0 | 1 | 100% | #N/A
1981-03-01 | 3 | 1 | 2018 | 2018-03-01 | 4 | 0 | 14:00 | 14 | 34 | 45 | 42.08 | 40.82 | 39.2 | 39.2 | 41.9 | 21.2 | 37.4 | 26 | 41 | 39 | 43 | 37 | 55.94 | 0 | 1 | 0 | 0 | 0 | 0 | 0 | 1 | 1 | 1 | 0 | 1 | 100% | #N/A
1981-03-01 | 3 | 1 | 2018 | 2018-03-01 | 4 | 0 | 15:00 | 15 | 35 | 44 | 42.08 | 40.64 | 39.2 | 39.92 | 41.72 | 24.8 | 35.6 | 27 | 40 | 40 | 43 | 36 | 51.98 | 0 | 1 | 0 | 0 | 0 | 0 | 0 | 1 | 1 | 1 | 0 | 1 | 100% | #N/A
1981-03-01 | 3 | 1 | 2018 | 2018-03-01 | 4 | 0 | 16:00 | 16 | 35 | 42 | 41 | 41 | 39.02 | 39.92 | 41.18 | 23 | 35.6 | 28 | 42 | 40 | 43 | 36 | 48.02 | 0 | 1 | 0 | 0 | 0 | 0 | 0 | 1 | 1 | 1 | 0 | 1 | 100% | #N/A
1981-03-01 | 3 | 1 | 2018 | 2018-03-01 | 4 | 0 | 17:00 | 17 | 35 | 41 | 39.92 | 40.46 | 37.4 | 39.02 | 40.46 | 21.2 | 35.6 | 27 | 40 | 39 | 43 | 34 | 46.04 | 0 | 1 | 0 | 0 | 0 | 0 | 0 | 1 | 1 | 1 | 0 | 1 | 100% | #N/A
1981-03-01 | 3 | 1 | 2018 | 2018-03-01 | 4 | 0 | 18:00 | 18 | 34 | 41 | 39.02 | 40.1 | 37.94 | 39.02 | 39.38 | 21.2 | 35.6 | 26 | 39 | 39 | 41 | 34 | 42.98 | 0 | 1 | 0 | 0 | 0 | 0 | 0 | 1 | 1 | 1 | 0 | 1 | 100% | #N/A
1981-03-01 | 3 | 1 | 2018 | 2018-03-01 | 4 | 0 | 19:00 | 19 | 36 | 40 | 39.02 | 39.92 | 37.04 | 37.94 | 38.12 | 21.2 | 35.6 | 21 | 38 | 38 | 37 | 34 | 39.92 | 0 | 1 | 0 | 0 | 0 | 0 | 0 | 1 | 1 | 1 | 0 | 1 | 100% | #N/A
1981-03-01 | 3 | 1 | 2018 | 2018-03-01 | 4 | 0 | 20:00 | 20 | 36 | 40 | 37.94 | 39.38 | 35.96 | 37.94 | 37.22 | 21.2 | 35.6 | 17 | 34 | 37 | 39 | 36 | 39.92 | 0 | 1 | 0 | 0 | 0 | 0 | 0 | 1 | 1 | 1 | 0 | 1 | 100% | #N/A
1981-03-01 | 3 | 1 | 2018 | 2018-03-01 | 4 | 0 | 21:00 | 21 | 35 | 40 | 37.94 | 39.2 | 37.04 | 37.94 | 37.04 | 21.2 | 35.6 | 13 | 34 | 37 | 39 | 36 | 39.92 | 0 | 1 | 0 | 0 | 0 | 0 | 0 | 1 | 1 | 1 | 0 | 1 | 100% | #N/A
1981-03-01 | 3 | 1 | 2018 | 2018-03-01 | 4 | 0 | 22:00 | 22 | 35 | 40 | 37.94 | 38.66 | 35.96 | 37.04 | 34.88 | 21.2 | 35.6 | 11 | 35 | 38 | 37 | 36 | 39.02 | 0 | 1 | 0 | 0 | 0 | 0 | 0 | 1 | 1 | 1 | 0 | 1 | 100% | #N/A
1981-03-01 | 3 | 1 | 2018 | 2018-03-01 | 4 | 0 | 23:00 | 23 | 34 | 39 | 37.04 | 38.3 | 35.96 | 37.04 | 32.72 | 21.2 | 35.6 | 9 | 34 | 39 | 36 | 34 | 37.04 | 0 | 1 | 0 | 0 | 0 | 0 | 0 | 1 | 1 | 1 | 0 | 1 | 100% | #N/A
1981-03-01 | 3 | 1 | 2018 | 2018-03-01 | 4 | 0 | 24:00 | 24 | 34 | 39 | 37.04 | 37.4 | 35.96 | 35.96 | 33.08 | 21.2 | 35.6 | 7 | 36 | 38 | 36 | 34 | 39.02 | 0 | 0 | 1 | 0 | 0 | 0 | 0 | 1 | 1 | 1 | 0 | 1 | 100% | #N/A
1981-03-02 | 3 | 2 | 2018 | 2018-03-02 | 5 | 0 | 1:00 | 1 | 33 | 38 | 35.96 | 37.4 | 35.06 | 35.96 | 32.72 | 21.2 | 35.6 | 6 | 36 | 38 | 35 | 34 | 37.94 | 0 | 0 | 1 | 0 | 0 | 0 | 0 | 1 | 1 | 1 | 0 | 1 | 100% | #N/A
1981-03-02 | 3 | 2 | 2018 | 2018-03-02 | 5 | 0 | 2:00 | 2 | 33 | 37 | 35.96 | 36.86 | 35.06 | 35.96 | 33.62 | 21.2 | 35.6 | 5 | 36 | 38 | 35 | 32 | 37.94 | 0 | 0 | 1 | 0 | 0 | 0 | 0 | 1 | 1 | 1 | 0 | 1 | 100% | #N/A
1981-03-02 | 3 | 2 | 2018 | 2018-03-02 | 5 | 0 | 3:00 | 3 | 33 | 37 | 35.96 | 36.5 | 33.98 | 35.06 | 33.8 | 21.2 | 35.6 | 4 | 37 | 39 | 34 | 32 | 39.02 | 0 | 0 | 1 | 0 | 0 | 0 | 0 | 1 | 1 | 1 | 0 | 1 | 100% | #N/A
1981-03-02 | 3 | 2 | 2018 | 2018-03-02 | 5 | 0 | 4:00 | 4 | 33 | 36 | 35.06 | 36.14 | 33.08 | 35.6 | 33.8 | 21.2 | 33.8 | 4 | 36 | 40 | 34 | 32 | 39.92 | 0 | 0 | 1 | 0 | 0 | 0 | 0 | 1 | 1 | 1 | 0 | 1 | 100% | #N/A
1981-03-02 | 3 | 2 | 2018 | 2018-03-02 | 5 | 0 | 5:00 | 5 | 33 | 36 | 35.06 | 35.96 | 32 | 33.08 | 33.44 | 21.2 | 33.8 | 4 | 36 | 38 | 34 | 32 | 39.92 | 0 | 0 | 1 | 0 | 0 | 0 | 0 | 1 | 1 | 1 | 0 | 1 | 100% | #N/A
1981-03-02 | 3 | 2 | 2018 | 2018-03-02 | 5 | 0 | 6:00 | 6 | 33 | 36 | 33.98 | 35.6 | 30.92 | 32 | 33.26 | 19.4 | 33.8 | 6 | 35 | 37 | 35 | 32 | 39.92 | 0 | 0 | 1 | 0 | 0 | 0 | 0 | 1 | 1 | 1 | 0 | 1 | 100% | #N/A
1981-03-02 | 3 | 2 | 2018 | 2018-03-02 | 5 | 0 | 7:00 | 7 | 34 | 36 | 33.98 | 35.06 | 30.92 | 32 | 33.26 | 19.4 | 28.4 | 6 | 35 | 38 | 34 | 32 | 41 | 0 | 0 | 1 | 0 | 0 | 0 | 0 | 1 | 1 | 1 | 0 | 1 | 100% | #N/A
1981-03-02 | 3 | 2 | 2018 | 2018-03-02 | 5 | 0 | 8:00 | 8 | 35 | 35 | 35.96 | 35.42 | 33.98 | 35.06 | 34.16 | 19.4 | 33.8 | 8 | 35 | 40 | 34 | 34 | 42.08 | 0 | 1 | 0 | 0 | 0 | 0 | 0 | 1 | 1 | 1 | 0 | 1 | 100% | #N/A
1981-03-02 | 3 | 2 | 2018 | 2018-03-02 | 5 | 0 | 9:00 | 9 | 38 | 34 | 37.94 | 37.04 | 37.04 | 37.04 | 35.24 | 17.6 | 28.4 | 12 | 36 | 42 | 34 | 34 | 42.98 | 0 | 1 | 0 | 0 | 0 | 0 | 0 | 1 | 1 | 1 | 0 | 1 | 100% | #N/A
1981-03-02 | 3 | 2 | 2018 | 2018-03-02 | 5 | 0 | 10:00 | 10 | 38 | 33 | 39.02 | 38.84 | 39.02 | 39.02 | 37.04 | 17.6 | 32 | 16 | 36 | 42 | 37 | 34 | 46.04 | 0 | 1 | 0 | 0 | 0 | 0 | 0 | 1 | 1 | 1 | 0 | 1 | 100% | #N/A
1981-03-02 | 3 | 2 | 2018 | 2018-03-02 | 5 | 0 | 11:00 | 11 | 43 | 32 | 39.92 | 38.66 | 39.02 | 39.02 | 37.94 | 19.4 | 32.36 | 25 | 38 | 44 | 37 | 34 | 50 | 0 | 1 | 0 | 0 | 0 | 0 | 0 | 1 | 1 | 1 | 0 | 1 | 100% | #N/A
1981-03-02 | 3 | 2 | 2018 | 2018-03-02 | 5 | 0 | 12:00 | 12 | 46 | 30 | 41 | 38.84 | 41 | 41 | 39.2 | 19.4 | 32.72 | 24 | 39 | 45 | 39 | 36 | 57.02 | 0 | 1 | 0 | 0 | 0 | 0 | 0 | 1 | 1 | 1 | 0 | 1 | 100% | #N/A
1981-03-02 | 3 | 2 | 2018 | 2018-03-02 | 5 | 0 | 13:00 | 13 | 42 | 29 | 42.08 | 39.92 | 41 | 41 | 39.2 | 19.4 | 33.08 | 25 | 40 | 46 | 41 | 36 | 60.98 | 0 | 1 | 0 | 0 | 0 | 0 | 0 | 1 | 1 | 1 | 0 | 1 | 100% | #N/A
1981-03-02 | 3 | 2 | 2018 | 2018-03-02 | 5 | 0 | 14:00 | 14 | 44 | 28 | 42.08 | 40.46 | 41 | 42.98 | 39.02 | 19.4 | 33.44 | 25 | 40 | 46 | 45 | 36 | 62.06 | 0 | 1 | 0 | 0 | 0 | 0 | 0 | 1 | 1 | 1 | 0 | 1 | 100% | #N/A
1981-03-02 | 3 | 2 | 2018 | 2018-03-02 | 5 | 0 | 15:00 | 15 | 44 | 28 | 42.08 | 38.84 | 42.08 | 42.98 | 38.84 | 19.4 | 33.8 | 25 | 40 | 47 | 46 | 34 | 60.08 | 0 | 1 | 0 | 0 | 0 | 0 | 0 | 1 | 1 | 1 | 0 | 1 | 100% | #N/A
1981-03-02 | 3 | 2 | 2018 | 2018-03-02 | 5 | 0 | 16:00 | 16 | 47 | 27 | 42.08 | 38.84 | 42.98 | 42.98 | 38.12 | 19.4 | 28.4 | 25 | 40 | 47 | 45 | 34 | 60.98 | 0 | 1 | 0 | 0 | 0 | 0 | 0 | 1 | 1 | 1 | 0 | 1 | 100% | #N/A
1981-03-02 | 3 | 2 | 2018 | 2018-03-02 | 5 | 0 | 17:00 | 17 | 46 | 26 | 41 | 38.12 | 41 | 41 | 37.22 | 19.4 | 30.2 | 25 | 40 | 47 | 45 | 34 | 57.92 | 0 | 1 | 0 | 0 | 0 | 0 | 0 | 1 | 1 | 1 | 0 | 1 | 100% | #N/A
1981-03-02 | 3 | 2 | 2018 | 2018-03-02 | 5 | 0 | 18:00 | 18 | 43 | 26 | 39.92 | 41.18 | 39.92 | 41 | 36.32 | 17.6 | 30.2 | 24 | 38 | 44 | 39 | 34 | 55.94 | 0 | 1 | 0 | 0 | 0 | 0 | 0 | 1 | 1 | 1 | 0 | 1 | 100% | #N/A
1981-03-02 | 3 | 2 | 2018 | 2018-03-02 | 5 | 0 | 19:00 | 19 | 40 | 25 | 39.92 | 41.54 | 39.92 | 39.02 | 35.78 | 15.8 | 30.2 | 23 | 37 | 42 | 39 | 32 | 55.04 | 0 | 1 | 0 | 0 | 0 | 0 | 0 | 1 | 1 | 1 | 0 | 1 | 100% | #N/A
1981-03-02 | 3 | 2 | 2018 | 2018-03-02 | 5 | 0 | 20:00 | 20 | 39 | 25 | 39.02 | 40.82 | 39.02 | 39.02 | 35.24 | 15.8 | 28.4 | 21 | 37 | 41 | 39 | 32 | 53.96 | 0 | 1 | 0 | 0 | 0 | 0 | 0 | 1 | 1 | 1 | 0 | 1 | 100% | #N/A
1981-03-02 | 3 | 2 | 2018 | 2018-03-02 | 5 | 0 | 21:00 | 21 | 37 | 25 | 39.02 | 40.1 | 37.04 | 37.04 | 34.88 | 14 | 28.4 | 17 | 35 | 39 | 37 | 32 | 51.98 | 0 | 1 | 0 | 0 | 0 | 0 | 0 | 1 | 1 | 1 | 0 | 1 | 100% | #N/A
1981-03-02 | 3 | 2 | 2018 | 2018-03-02 | 5 | 0 | 22:00 | 22 | 35 | 25 | 37.94 | 39.2 | 37.04 | 37.04 | 34.16 | 12.2 | 28.4 | 10 | 32 | 39 | 36 | 32 | 51.08 | 0 | 1 | 0 | 0 | 0 | 0 | 0 | 1 | 1 | 1 | 0 | 1 | 100% | #N/A
1981-03-02 | 3 | 2 | 2018 | 2018-03-02 | 5 | 0 | 23:00 | 23 | 33 | 25 | 37.04 | 37.94 | 37.4 | 35.6 | 33.8 | 12.2 | 19.4 | 8 | 30 | 38 | 35 | 32 | 50 | 0 | 1 | 0 | 0 | 0 | 0 | 0 | 1 | 1 | 1 | 0 | 1 | 100% | #N/A
1981-03-02 | 3 | 2 | 2018 | 2018-03-02 | 5 | 0 | 24:00 | 24 | 31 | 25 | 35.96 | 37.04 | 35.6 | 35.06 | 33.8 | 12.2 | 28.4 | 14 | 31 | 38 | 34 | 36 | 50 | 0 | 0 | 1 | 0 | 0 | 0 | 0 | 1 | 1 | 1 | 0 | 1 | 100% | #N/A
1981-03-03 | 3 | 3 | 2018 | 2018-03-03 | 6 | 0 | 1:00 | 1 | 29 | 25 | 35.06 | 36.68 | 35.6 | 33.98 | 32 | 12.2 | 24.8 | 11 | 30 | 37 | 34 | 36 | 50 | 0 | 0 | 1 | 0 | 0 | 0 | 0 | 1 | 1 | 1 | 0 | 1 | 100% | #N/A
1981-03-03 | 3 | 3 | 2018 | 2018-03-03 | 6 | 0 | 2:00 | 2 | 28 | 25 | 35.6 | 36.14 | 33.98 | 33.8 | 31.82 | 12.2 | 23 | 9 | 28 | 37 | 34 | 34 | 48.92 | 0 | 0 | 1 | 0 | 0 | 0 | 0 | 1 | 1 | 1 | 0 | 1 | 100% | #N/A
1981-03-03 | 3 | 3 | 2018 | 2018-03-03 | 6 | 0 | 3:00 | 3 | 26 | 25 | 33.98 | 35.06 | 33.8 | 33.08 | 30.74 | 10.4 | 21.2 | 7 | 27 | 35 | 33 | 34 | 46.94 | 0 | 0 | 1 | 0 | 0 | 0 | 0 | 1 | 1 | 1 | 0 | 1 | 100% | #N/A
1981-03-03 | 3 | 3 | 2018 | 2018-03-03 | 6 | 0 | 4:00 | 4 | 24 | 25 | 33.8 | 34.88 | 33.08 | 33.08 | 30.2 | 10.4 | 21.2 | 5 | 27 | 35 | 34 | 28 | 44.96 | 0 | 0 | 1 | 0 | 0 | 0 | 0 | 1 | 1 | 1 | 0 | 1 | 100% | #N/A
1981-03-03 | 3 | 3 | 2018 | 2018-03-03 | 6 | 0 | 5:00 | 5 | 23 | 25 | 33.98 | 34.16 | 33.08 | 32 | 29.84 | 8.6 | 21.2 | 5 | 26 | 37 | 33 | 25 | 44.06 | 0 | 0 | 1 | 0 | 0 | 0 | 0 | 1 | 1 | 1 | 0 | 1 | 100% | #N/A
1981-03-03 | 3 | 3 | 2018 | 2018-03-03 | 6 | 0 | 6:00 | 6 | 22 | 25 | 33.98 | 34.16 | 32 | 32 | 29.66 | 8.6 | 21.2 | 5 | 25 | 37 | 34 | 16 | 42.98 | 0 | 0 | 1 | 0 | 0 | 0 | 0 | 1 | 1 | 1 | 0 | 1 | 100% | #N/A
1981-03-03 | 3 | 3 | 2018 | 2018-03-03 | 6 | 0 | 7:00 | 7 | 21 | 25 | 33.8 | 34.16 | 32 | 30.2 | 30.2 | 8.6 | 21.2 | 6 | 26 | 37 | 34 | 9 | 42.08 | 0 | 0 | 1 | 0 | 0 | 0 | 0 | 1 | 1 | 1 | 0 | 1 | 100% | #N/A
1981-03-03 | 3 | 3 | 2018 | 2018-03-03 | 6 | 0 | 8:00 | 8 | 27 | 25 | 33.98 | 34.16 | 32 | 32 | 29.66 | 10.4 | 21.2 | 10 | 27 | 36 | 36 | 5 | 46.04 | 0 | 0 | 1 | 0 | 0 | 0 | 0 | 1 | 1 | 1 | 0 | 1 | 100% | #N/A
1981-03-03 | 3 | 3 | 2018 | 2018-03-03 | 6 | 0 | 9:00 | 9 | 28 | 26 | 35.06 | 33.8 | 32 | 32 | 30.2 | 10.4 | 21.2 | 16 | 27 | 36 | 36 | 5 | 48.02 | 0 | 0 | 1 | 0 | 0 | 0 | 0 | 1 | 1 | 1 | 0 | 1 | 100% | #N/A
1981-03-03 | 3 | 3 | 2018 | 2018-03-03 | 6 | 0 | 10:00 | 10 | 29 | 26 | 35.96 | 33.98 | 33.8 | 32 | 30.2 | 14 | 21.2 | 19 | 27 | 36 | 36 | 5 | 50 | 0 | 0 | 1 | 0 | 0 | 0 | 0 | 1 | 1 | 1 | 0 | 1 | 100% | #N/A
1981-03-03 | 3 | 3 | 2018 | 2018-03-03 | 6 | 0 | 11:00 | 11 | 30 | 26 | 37.94 | 35.96 | 35.6 | 33.8 | 32 | 15.8 | 21.2 | 26 | 28 | 36 | 37 | 7 | 51.98 | 0 | 0 | 1 | 0 | 0 | 0 | 0 | 1 | 1 | 1 | 0 | 1 | 100% | #N/A
1981-03-03 | 3 | 3 | 2018 | 2018-03-03 | 6 | 0 | 12:00 | 12 | 32 | 27 | 39.02 | 37.94 | 39.92 | 37.4 | 33.8 | 17.6 | 21.2 | 26 | 28 | 37 | 37 | 7 | 55.04 | 0 | 0 | 1 | 0 | 0 | 0 | 0 | 1 | 1 | 1 | 0 | 1 | 100% | #N/A
1981-03-03 | 3 | 3 | 2018 | 2018-03-03 | 6 | 0 | 13:00 | 13 | 32 | 27 | 42.08 | 38.66 | 37.4 | 39.02 | 33.8 | 19.4 | 21.2 | 25 | 28 | 39 | 39 | 9 | 55.04 | 0 | 0 | 1 | 0 | 0 | 0 | 0 | 1 | 1 | 1 | 0 | 1 | 100% | #N/A
1981-03-03 | 3 | 3 | 2018 | 2018-03-03 | 6 | 0 | 14:00 | 14 | 33 | 27 | 42.08 | 39.2 | 39.2 | 39.2 | 34.88 | 21.2 | 21.2 | 24 | 28 | 39 | 39 | 10 | 55.94 | 0 | 0 | 1 | 0 | 0 | 0 | 0 | 1 | 1 | 1 | 0 | 1 | 100% | #N/A
1981-03-03 | 3 | 3 | 2018 | 2018-03-03 | 6 | 0 | 15:00 | 15 | 32 | 27 | 42.08 | 40.28 | 39.2 | 39.02 | 35.6 | 21.2 | 23 | 23 | 28 | 38 | 45 | 10 | 55.04 | 0 | 0 | 1 | 0 | 0 | 0 | 0 | 1 | 1 | 1 | 0 | 1 | 100% | #N/A
1981-03-03 | 3 | 3 | 2018 | 2018-03-03 | 6 | 0 | 16:00 | 16 | 33 | 27 | 42.08 | 41.54 | 39.02 | 39.2 | 35.6 | 21.2 | 24.8 | 20 | 27 | 38 | 45 | 10 | 53.06 | 0 | 0 | 1 | 0 | 0 | 0 | 0 | 1 | 1 | 1 | 0 | 1 | 100% | #N/A
1981-03-03 | 3 | 3 | 2018 | 2018-03-03 | 6 | 0 | 17:00 | 17 | 32 | 27 | 39.92 | 40.46 | 39.02 | 39.2 | 32 | 19.4 | 24.8 | 20 | 25 | 38 | 43 | 10 | 51.08 | 0 | 0 | 1 | 0 | 0 | 0 | 0 | 1 | 1 | 1 | 0 | 1 | 100% | #N/A
1981-03-03 | 3 | 3 | 2018 | 2018-03-03 | 6 | 0 | 18:00 | 18 | 29 | 27 | 37.04 | 39.38 | 37.94 | 39.2 | 32 | 17.6 | 24.8 | 18 | 24 | 36 | 41 | 9 | 50 | 0 | 0 | 1 | 0 | 0 | 0 | 0 | 1 | 1 | 1 | 0 | 1 | 100% | #N/A
1981-03-03 | 3 | 3 | 2018 | 2018-03-03 | 6 | 0 | 19:00 | 19 | 26 | 27 | 35.96 | 38.84 | 37.04 | 37.94 | 32 | 15.8 | 21.2 | 17 | 22 | 34 | 37 | 9 | 48.02 | 0 | 0 | 1 | 0 | 0 | 0 | 0 | 1 | 1 | 1 | 0 | 1 | 100% | #N/A
1981-03-03 | 3 | 3 | 2018 | 2018-03-03 | 6 | 0 | 20:00 | 20 | 25 | 27 | 35.06 | 37.58 | 35.96 | 37.94 | 32 | 12.2 | 17.6 | 16 | 20 | 34 | 36 | 7 | 46.04 | 0 | 0 | 1 | 0 | 0 | 0 | 0 | 1 | 1 | 1 | 0 | 1 | 100% | #N/A
1981-03-03 | 3 | 3 | 2018 | 2018-03-03 | 6 | 0 | 21:00 | 21 | 24 | 27 | 33.8 | 36.86 | 37.04 | 35.96 | 32 | 12.2 | 19.4 | 17 | 19 | 34 | 36 | 5 | 44.06 | 0 | 0 | 1 | 0 | 0 | 0 | 0 | 1 | 1 | 1 | 0 | 1 | 100% | #N/A
1981-03-03 | 3 | 3 | 2018 | 2018-03-03 | 6 | 0 | 22:00 | 22 | 23 | 27 | 33.98 | 36.5 | 35.96 | 35.96 | 32 | 10.4 | 24.8 | 16 | 18 | 33 | 37 | 5 | 44.06 | 0 | 0 | 1 | 0 | 0 | 0 | 0 | 1 | 1 | 1 | 0 | 1 | 100% | #N/A
1981-03-03 | 3 | 3 | 2018 | 2018-03-03 | 6 | 0 | 23:00 | 23 | 22 | 27 | 33.08 | 35.78 | 35.06 | 35.96 | 30.02 | 12.2 | 23 | 14 | 18 | 33 | 36 | 7 | 39.92 | 0 | 0 | 1 | 0 | 0 | 0 | 0 | 1 | 1 | 1 | 0 | 1 | 100% | #N/A
1981-03-03 | 3 | 3 | 2018 | 2018-03-03 | 6 | 0 | 24:00 | 24 | 21 | 28 | 33.98 | 35.78 | 35.06 | 35.06 | 29.12 | 12.2 | 21.2 | 13 | 17 | 32 | 35 | 5 | 35.96 | 0 | 0 | 1 | 0 | 0 | 0 | 0 | 1 | 1 | 1 | 0 | 1 | 100% | #N/A
1981-03-04 | 3 | 4 | 2018 | 2018-03-04 | 7 | 0 | 1:00 | 1 | 19 | 28 | 33.98 | 36.14 | 33.98 | 33.98 | 28.4 | 10.4 | 21.2 | 13 | 17 | 31 | 34 | 5 | 37.04 | 0 | 0 | 1 | 0 | 0 | 0 | 0 | 1 | 1 | 1 | 0 | 1 | 100% | #N/A
1981-03-04 | 3 | 4 | 2018 | 2018-03-04 | 7 | 0 | 2:00 | 2 | 19 | 28 | 33.98 | 35.24 | 33.98 | 33.98 | 27.86 | 10.4 | 21.2 | 12 | 17 | 32 | 33 | 5 | 39.02 | 0 | 0 | 1 | 0 | 0 | 0 | 0 | 1 | 1 | 1 | 0 | 1 | 100% | #N/A
1981-03-04 | 3 | 4 | 2018 | 2018-03-04 | 7 | 0 | 3:00 | 3 | 18 | 28 | 33.08 | 35.24 | 33.08 | 33.98 | 27.5 | 8.6 | 19.4 | 11 | 16 | 31 | 32 | 3 | 39.92 | 0 | 0 | 1 | 0 | 0 | 0 | 0 | 1 | 1 | 1 | 0 | 1 | 100% | #N/A
1981-03-04 | 3 | 4 | 2018 | 2018-03-04 | 7 | 0 | 4:00 | 4 | 17 | 28 | 32 | 34.7 | 33.08 | 32 | 26.24 | 8.6 | 19.4 | 10 | 14 | 31 | 31 | 3 | 37.94 | 0 | 0 | 1 | 0 | 0 | 0 | 0 | 1 | 1 | 1 | 0 | 1 | 100% | #N/A
1981-03-04 | 3 | 4 | 2018 | 2018-03-04 | 7 | 0 | 5:00 | 5 | 16 | 29 | 30.92 | 33.8 | 30.92 | 30.92 | 24.8 | 6.8 | 19.4 | 10 | 16 | 31 | 31 | 1 | 39.02 | 0 | 0 | 1 | 0 | 0 | 0 | 0 | 1 | 1 | 1 | 0 | 1 | 100% | #N/A
1981-03-04 | 3 | 4 | 2018 | 2018-03-04 | 7 | 0 | 6:00 | 6 | 16 | 29 | 30.02 | 33.26 | 30.02 | 30.92 | 24.8 | 10.4 | 19.4 | 10 | 16 | 30 | 30 | 1 | 39.02 | 0 | 0 | 1 | 0 | 0 | 0 | 0 | 1 | 1 | 1 | 0 | 1 | 100% | #N/A
1981-03-04 | 3 | 4 | 2018 | 2018-03-04 | 7 | 0 | 7:00 | 7 | 20 | 30 | 30.92 | 33.08 | 30.92 | 32 | 27.68 | 12.2 | 19.4 | 9 | 14 | 28 | 30 | 1 | 37.94 | 0 | 0 | 1 | 0 | 0 | 0 | 0 | 1 | 1 | 1 | 0 | 1 | 100% | #N/A
1981-03-04 | 3 | 4 | 2018 | 2018-03-04 | 7 | 0 | 8:00 | 8 | 23 | 31 | 30.92 | 32.18 | 33.08 | 32 | 28.4 | 12.2 | 21.2 | 9 | 19 | 28 | 34 | 7 | 39.02 | 0 | 0 | 1 | 0 | 0 | 0 | 0 | 1 | 1 | 1 | 0 | 1 | 100% | #N/A
1981-03-04 | 3 | 4 | 2018 | 2018-03-04 | 7 | 0 | 9:00 | 9 | 25 | 31 | 33.08 | 33.44 | 33.98 | 32 | 30.2 | 15.8 | 21.2 | 10 | 22 | 28 | 34 | 9 | 39.92 | 0 | 0 | 1 | 0 | 0 | 0 | 0 | 1 | 1 | 1 | 0 | 1 | 100% | #N/A
1981-03-04 | 3 | 4 | 2018 | 2018-03-04 | 7 | 0 | 10:00 | 10 | 26 | 32 | 35.96 | 35.06 | 35.96 | 35.06 | 33.98 | 17.6 | 23 | 12 | 25 | 29 | 39 | 12 | 42.08 | 0 | 0 | 1 | 0 | 0 | 0 | 0 | 1 | 1 | 1 | 0 | 1 | 100% | #N/A
1981-03-04 | 3 | 4 | 2018 | 2018-03-04 | 7 | 0 | 11:00 | 11 | 28 | 33 | 37.94 | 37.04 | 37.04 | 35.96 | 33.8 | 19.4 | 24.8 | 14 | 27 | 29 | 39 | 18 | 44.96 | 0 | 0 | 1 | 0 | 0 | 0 | 0 | 1 | 1 | 1 | 0 | 1 | 100% | #N/A
1981-03-04 | 3 | 4 | 2018 | 2018-03-04 | 7 | 0 | 12:00 | 12 | 30 | 35 | 39.02 | 39.2 | 37.94 | 37.94 | 35.6 | 21.2 | 24.8 | 16 | 30 | 31 | 43 | 23 | 48.02 | 0 | 0 | 1 | 0 | 0 | 0 | 0 | 1 | 1 | 1 | 0 | 1 | 100% | #N/A
1981-03-04 | 3 | 4 | 2018 | 2018-03-04 | 7 | 0 | 13:00 | 13 | 30 | 36 | 39.92 | 38.3 | 37.94 | 39.02 | 36.5 | 23 | 28.4 | 16 | 31 | 32 | 43 | 27 | 48.92 | 0 | 0 | 1 | 0 | 0 | 0 | 0 | 1 | 1 | 1 | 0 | 1 | 100% | #N/A
1981-03-04 | 3 | 4 | 2018 | 2018-03-04 | 7 | 0 | 14:00 | 14 | 32 | 38 | 39.92 | 41.18 | 37.94 | 39.02 | 35.6 | 24.8 | 28.4 | 15 | 33 | 33 | 43 | 28 | 50 | 0 | 0 | 1 | 0 | 0 | 0 | 0 | 1 | 1 | 1 | 0 | 1 | 100% | #N/A
1981-03-04 | 3 | 4 | 2018 | 2018-03-04 | 7 | 0 | 15:00 | 15 | 32 | 39 | 41 | 39.74 | 37.94 | 37.04 | 37.94 | 26.6 | 28.4 | 16 | 34 | 33 | 45 | 30 | 50 | 0 | 0 | 1 | 0 | 0 | 0 | 0 | 1 | 1 | 1 | 0 | 1 | 100% | #N/A
1981-03-04 | 3 | 4 | 2018 | 2018-03-04 | 7 | 0 | 16:00 | 16 | 32 | 41 | 39.92 | 40.28 | 37.04 | 37.94 | 36.86 | 26.6 | 28.4 | 15 | 34 | 32 | 45 | 30 | 51.08 | 0 | 0 | 1 | 0 | 0 | 0 | 0 | 1 | 1 | 1 | 0 | 1 | 100% | #N/A
1981-03-04 | 3 | 4 | 2018 | 2018-03-04 | 7 | 0 | 17:00 | 17 | 33 | 41 | 37.94 | 40.1 | 35.96 | 35.96 | 34.52 | 26.6 | 26.6 | 14 | 34 | 34 | 43 | 30 | 50 | 0 | 0 | 1 | 0 | 0 | 0 | 0 | 1 | 1 | 1 | 0 | 1 | 100% | #N/A
1981-03-04 | 3 | 4 | 2018 | 2018-03-04 | 7 | 0 | 18:00 | 18 | 33 | 40 | 37.04 | 38.84 | 33.98 | 35.6 | 31.64 | 24.8 | 26.6 | 13 | 32 | 33 | 39 | 30 | 48.02 | 0 | 0 | 1 | 0 | 0 | 0 | 0 | 1 | 1 | 1 | 0 | 1 | 100% | #N/A
1981-03-04 | 3 | 4 | 2018 | 2018-03-04 | 7 | 0 | 19:00 | 19 | 33 | 40 | 35.96 | 37.22 | 33.8 | 33.8 | 31.28 | 21.2 | 24.8 | 12 | 32 | 33 | 37 | 28 | 44.96 | 0 | 0 | 1 | 0 | 0 | 0 | 0 | 1 | 1 | 1 | 0 | 1 | 100% | #N/A
1981-03-04 | 3 | 4 | 2018 | 2018-03-04 | 7 | 0 | 20:00 | 20 | 35 | 40 | 35.06 | 34.88 | 32 | 33.08 | 31.1 | 21.2 | 24.8 | 11 | 31 | 34 | 36 | 28 | 44.06 | 0 | 0 | 1 | 0 | 0 | 0 | 0 | 1 | 1 | 1 | 0 | 1 | 100% | #N/A
1981-03-04 | 3 | 4 | 2018 | 2018-03-04 | 7 | 0 | 21:00 | 21 | 35 | 39 | 35.06 | 34.52 | 33.08 | 33.08 | 30.74 | 21.2 | 24.8 | 11 | 29 | 34 | 35 | 28 | 42.08 | 0 | 0 | 1 | 0 | 0 | 0 | 0 | 1 | 1 | 1 | 0 | 1 | 100% | #N/A
1981-03-04 | 3 | 4 | 2018 | 2018-03-04 | 7 | 0 | 22:00 | 22 | 35 | 39 | 35.06 | 34.7 | 33.08 | 32 | 31.1 | 19.4 | 26.6 | 11 | 27 | 34 | 34 | 30 | 41 | 0 | 0 | 1 | 0 | 0 | 0 | 0 | 1 | 1 | 1 | 0 | 1 | 100% | #N/A
1981-03-04 | 3 | 4 | 2018 | 2018-03-04 | 7 | 0 | 23:00 | 23 | 35 | 40 | 35.06 | 34.88 | 30.92 | 32 | 30.56 | 19.4 | 26.6 | 10 | 26 | 34 | 33 | 30 | 39.2 | 0 | 0 | 1 | 0 | 0 | 0 | 0 | 1 | 1 | 1 | 0 | 1 | 100% | #N/A
1981-03-04 | 3 | 4 | 2018 | 2018-03-04 | 7 | 0 | 24:00 | 24 | 35 | 40 | 33.98 | 34.16 | 32 | 32 | 30.2 | 17.6 | 28.4 | 6 | 24 | 34 | 33 | 30 | 39.02 | 0 | 0 | 1 | 0 | 0 | 0 | 0 | 1 | 1 | 1 | 0 | 1 | 100% | #N/A
1981-03-05 | 3 | 5 | 2018 | 2018-03-05 | 1 | 0 | 1:00 | 1 | 34.1257 | 41 | 33.98 | 33.8 | 32 | 32 | 30.02 | 17.6 | 28.4 | 4 | 23 | 34 | 33 | 32 | 37.04 | 0 | 0 | 1 | 0 | 0 | 0 | 0 | 1 | 1 | 1 | 0 | 1 | 100% | #N/A
1981-03-05 | 3 | 5 | 2018 | 2018-03-05 | 1 | 0 | 2:00 | 2 | 35 | 41 | 33.98 | 33.98 | 32 | 32 | 28.58 | 17.6 | 28.4 | 2 | 17 | 34 | 33 | 32 | 35.6 | 0 | 0 | 1 | 0 | 0 | 0 | 0 | 1 | 1 | 1 | 0 | 1 | 100% | #N/A
1981-03-05 | 3 | 5 | 2018 | 2018-03-05 | 1 | 0 | 3:00 | 3 | 35 | 42 | 33.08 | 33.44 | 30.92 | 32 | 29.12 | 17.6 | 26.6 | 3 | 17 | 33 | 33 | 32 | 35.6 | 0 | 0 | 1 | 0 | 0 | 0 | 0 | 1 | 1 | 1 | 0 | 1 | 100% | #N/A
1981-03-05 | 3 | 5 | 2018 | 2018-03-05 | 1 | 0 | 4:00 | 4 | 35 | 42 | 33.08 | 33.44 | 30.92 | 32 | 27.32 | 17.6 | 26.6 | 4 | 13 | 33 | 33 | 32 | 37.04 | 0 | 0 | 1 | 0 | 0 | 0 | 0 | 1 | 1 | 1 | 0 | 1 | 100% | #N/A
1981-03-05 | 3 | 5 | 2018 | 2018-03-05 | 1 | 0 | 5:00 | 5 | 35.2019 | 42 | 33.08 | 33.08 | 32 | 32 | 27.14 | 15.8 | 26.6 | 5 | 14 | 33 | 33 | 32 | 37.94 | 0 | 0 | 1 | 0 | 0 | 0 | 0 | 1 | 1 | 1 | 0 | 1 | 100% | #N/A
1981-03-05 | 3 | 5 | 2018 | 2018-03-05 | 1 | 0 | 6:00 | 6 | 36 | 42 | 33.98 | 32.9 | 32 | 32 | 26.96 | 15.8 | 26.6 | 7 | 13 | 32 | 34 | 34 | 37.94 | 0 | 0 | 1 | 0 | 0 | 0 | 0 | 1 | 1 | 1 | 0 | 1 | 100% | #N/A
1981-03-05 | 3 | 5 | 2018 | 2018-03-05 | 1 | 0 | 7:00 | 7 | 36 | 42 | 33.08 | 33.08 | 32 | 32 | 29.84 | 15.8 | 28.4 | 8 | 12 | 32 | 34 | 34 | 39.02 | 0 | 0 | 1 | 0 | 0 | 0 | 0 | 1 | 1 | 1 | 0 | 1 | 100% | #N/A
1981-03-05 | 3 | 5 | 2018 | 2018-03-05 | 1 | 0 | 8:00 | 8 | 35.2019 | 43 | 33.98 | 33.44 | 33.98 | 33.98 | 31.28 | 17.6 | 30.2 | 10 | 23 | 34 | 36 | 34 | 39.92 | 0 | 1 | 0 | 0 | 0 | 0 | 0 | 1 | 1 | 1 | 0 | 1 | 100% | #N/A
1981-03-05 | 3 | 5 | 2018 | 2018-03-05 | 1 | 0 | 9:00 | 9 | 37 | 44 | 35.6 | 33.98 | 33.8 | 37.04 | 33.44 | 21.2 | 32 | 13 | 26 | 38 | 36 | 36 | 39.92 | 0 | 1 | 0 | 0 | 0 | 0 | 0 | 1 | 1 | 1 | 0 | 1 | 100% | #N/A
1981-03-05 | 3 | 5 | 2018 | 2018-03-05 | 1 | 0 | 10:00 | 10 | 37 | 45 | 39.02 | 35.78 | 35.6 | 37.4 | 36.5 | 24.8 | 33.8 | 18 | 29 | 42 | 37 | 36 | 42.98 | 0 | 1 | 0 | 0 | 0 | 0 | 0 | 1 | 1 | 1 | 0 | 1 | 100% | #N/A
1981-03-05 | 3 | 5 | 2018 | 2018-03-05 | 1 | 0 | 11:00 | 11 | 44 | 49 | 41 | 37.22 | 41 | 41 | 38.3 | 28.4 | 33.8 | 19 | 32 | 46 | 37 | 37 | 42.98 | 0 | 1 | 0 | 0 | 0 | 0 | 0 | 1 | 1 | 1 | 0 | 1 | 100% | #N/A
1981-03-05 | 3 | 5 | 2018 | 2018-03-05 | 1 | 0 | 12:00 | 12 | 50 | 52 | 41 | 39.74 | 42.98 | 44.96 | 39.92 | 32 | 33.8 | 20 | 35 | 47 | 37 | 37 | 44.06 | 0 | 1 | 0 | 0 | 0 | 0 | 0 | 1 | 1 | 1 | 0 | 1 | 100% | #N/A
1981-03-05 | 3 | 5 | 2018 | 2018-03-05 | 1 | 0 | 13:00 | 13 | 50 | 56 | 42.98 | 40.1 | 42.98 | 44.96 | 42.26 | 33.8 | 33.8 | 20 | 37 | 48 | 41 | 37 | 42.98 | 0 | 1 | 0 | 0 | 0 | 0 | 0 | 1 | 1 | 1 | 0 | 1 | 100% | #N/A
1981-03-05 | 3 | 5 | 2018 | 2018-03-05 | 1 | 0 | 14:00 | 14 | 50 | 57 | 44.06 | 41.18 | 42.98 | 44.96 | 44.6 | 33.8 | 35.6 | 21 | 40 | 48 | 43 | 34 | 42.8 | 0 | 1 | 0 | 0 | 0 | 0 | 0 | 1 | 1 | 1 | 0 | 1 | 100% | #N/A
1981-03-05 | 3 | 5 | 2018 | 2018-03-05 | 1 | 0 | 15:00 | 15 | 50 | 58 | 44.96 | 40.64 | 42.08 | 42.98 | 46.22 | 33.8 | 35.6 | 22 | 40 | 48 | 48 | 35 | 41 | 0 | 1 | 0 | 0 | 0 | 0 | 0 | 1 | 1 | 1 | 0 | 1 | 100% | #N/A
1981-03-05 | 3 | 5 | 2018 | 2018-03-05 | 1 | 0 | 16:00 | 16 | 50 | 59 | 42.98 | 41 | 42.8 | 44.96 | 45.68 | 35.6 | 35.6 | 23 | 39 | 48 | 43 | 35 | 41 | 0 | 1 | 0 | 0 | 0 | 0 | 0 | 1 | 1 | 1 | 0 | 1 | 100% | #N/A
1981-03-05 | 3 | 5 | 2018 | 2018-03-05 | 1 | 0 | 17:00 | 17 | 49 | 59 | 42.08 | 41.18 | 42.8 | 44.06 | 44.42 | 33.8 | 33.8 | 24 | 38 | 48 | 36 | 35 | 42.98 | 0 | 1 | 0 | 0 | 0 | 0 | 0 | 1 | 1 | 1 | 0 | 1 | 100% | #N/A
1981-03-05 | 3 | 5 | 2018 | 2018-03-05 | 1 | 0 | 18:00 | 18 | 45 | 59 | 39.02 | 41.18 | 39.02 | 39.92 | 42.26 | 30.2 | 32 | 23 | 35 | 46 | 36 | 34 | 42.98 | 0 | 1 | 0 | 0 | 0 | 0 | 0 | 1 | 1 | 1 | 0 | 1 | 100% | #N/A
1981-03-05 | 3 | 5 | 2018 | 2018-03-05 | 1 | 0 | 19:00 | 19 | 41 | 59 | 37.94 | 39.92 | 33.98 | 37.94 | 40.82 | 32 | 32 | 22 | 32 | 44 | 36 | 34 | 42.08 | 0 | 1 | 0 | 0 | 0 | 0 | 0 | 1 | 1 | 1 | 0 | 1 | 100% | #N/A
1981-03-05 | 3 | 5 | 2018 | 2018-03-05 | 1 | 0 | 20:00 | 20 | 40 | 59 | 35.06 | 39.92 | 32 | 33.98 | 37.58 | 30.2 | 33.8 | 22 | 31 | 43 | 36 | 34 | 42.98 | 0 | 1 | 0 | 0 | 0 | 0 | 0 | 1 | 1 | 1 | 0 | 1 | 100% | #N/A
1981-03-05 | 3 | 5 | 2018 | 2018-03-05 | 1 | 0 | 21:00 | 21 | 37 | 60 | 32 | 39.74 | 33.98 | 37.04 | 30.56 | 28.4 | 33.8 | 22 | 28 | 40 | 34 | 36 | 42.98 | 0 | 1 | 0 | 0 | 0 | 0 | 0 | 1 | 1 | 1 | 0 | 1 | 100% | #N/A
1981-03-05 | 3 | 5 | 2018 | 2018-03-05 | 1 | 0 | 22:00 | 22 | 36 | 60 | 35.06 | 39.92 | 33.98 | 33.98 | 34.52 | 28.4 | 35.6 | 20 | 28 | 39 | 32 | 36 | 44.06 | 0 | 1 | 0 | 0 | 0 | 0 | 0 | 1 | 1 | 1 | 0 | 1 | 100% | #N/A
1981-03-05 | 3 | 5 | 2018 | 2018-03-05 | 1 | 0 | 23:00 | 23 | 35 | 57 | 33.98 | 39.74 | 35.06 | 37.4 | 33.26 | 30.2 | 35.6 | 20 | 28 | 37 | 32 | 36 | 42.8 | 0 | 1 | 0 | 0 | 0 | 0 | 0 | 1 | 1 | 1 | 0 | 1 | 100% | #N/A
1981-03-05 | 3 | 5 | 2018 | 2018-03-05 | 1 | 0 | 24:00 | 24 | 34 | 54 | 35.6 | 40.1 | 35.6 | 37.4 | 35.24 | 30.2 | 35.6 | 20 | 25 | 37 | 32 | 36 | 42.98 | 0 | 0 | 1 | 0 | 0 | 0 | 0 | 1 | 1 | 1 | 0 | 1 | 100% | #N/A
1981-03-06 | 3 | 6 | 2018 | 2018-03-06 | 2 | 0 | 1:00 | 1 | 33 | 51 | 35.6 | 39.2 | 37.4 | 37.4 | 34.7 | 30.2 | 35.6 | 20 | 22 | 36 | 32 | 36 | 42.98 | 0 | 0 | 1 | 0 | 0 | 0 | 0 | 1 | 1 | 1 | 0 | 1 | 100% | #N/A
1981-03-06 | 3 | 6 | 2018 | 2018-03-06 | 2 | 0 | 2:00 | 2 | 33 | 49 | 37.4 | 38.3 | 37.4 | 37.4 | 32 | 30.2 | 37.4 | 20 | 29 | 37 | 32 | 34 | 42.98 | 0 | 0 | 1 | 0 | 0 | 0 | 0 | 1 | 1 | 1 | 0 | 1 | 100% | #N/A
1981-03-06 | 3 | 6 | 2018 | 2018-03-06 | 2 | 0 | 3:00 | 3 | 32 | 47 | 37.4 | 38.12 | 37.94 | 37.94 | 31.64 | 30.2 | 37.4 | 21 | 29 | 36 | 32 | 32 | 44.96 | 0 | 0 | 1 | 0 | 0 | 0 | 0 | 1 | 1 | 1 | 0 | 1 | 100% | #N/A
1981-03-06 | 3 | 6 | 2018 | 2018-03-06 | 2 | 0 | 4:00 | 4 | 31 | 45 | 37.4 | 38.84 | 37.4 | 37.04 | 35.6 | 32 | 37.4 | 20 | 29 | 36 | 33 | 28 | 51.08 | 0 | 0 | 1 | 0 | 0 | 0 | 0 | 1 | 1 | 1 | 0 | 1 | 100% | #N/A
1981-03-06 | 3 | 6 | 2018 | 2018-03-06 | 2 | 0 | 5:00 | 5 | 31 | 43 | 39.2 | 38.84 | 39.2 | 37.04 | 35.6 | 32 | 39.2 | 20 | 29 | 36 | 33 | 27 | 51.98 | 0 | 0 | 1 | 0 | 0 | 0 | 0 | 1 | 1 | 1 | 0 | 1 | 100% | #N/A
1981-03-06 | 3 | 6 | 2018 | 2018-03-06 | 2 | 0 | 6:00 | 6 | 31 | 40 | 37.4 | 38.84 | 37.94 | 37.4 | 37.4 | 33.8 | 39.2 | 20 | 29 | 34 | 34 | 27 | 51.98 | 0 | 0 | 1 | 0 | 0 | 0 | 0 | 1 | 1 | 1 | 0 | 1 | 100% | #N/A
1981-03-06 | 3 | 6 | 2018 | 2018-03-06 | 2 | 0 | 7:00 | 7 | 31 | 38 | 39.02 | 39.02 | 37.4 | 37.4 | 37.4 | 33.8 | 39.2 | 20 | 30 | 34 | 34 | 27 | 51.08 | 0 | 0 | 1 | 0 | 0 | 0 | 0 | 1 | 1 | 1 | 0 | 1 | 100% | #N/A
1981-03-06 | 3 | 6 | 2018 | 2018-03-06 | 2 | 0 | 8:00 | 8 | 32 | 40 | 39.2 | 38.48 | 39.2 | 37.4 | 37.4 | 35.6 | 42.8 | 21 | 30 | 33 | 34 | 27 | 51.98 | 0 | 1 | 0 | 0 | 0 | 0 | 0 | 1 | 1 | 1 | 0 | 1 | 100% | #N/A
1981-03-06 | 3 | 6 | 2018 | 2018-03-06 | 2 | 0 | 9:00 | 9 | 33 | 42 | 39.2 | 39.02 | 39.2 | 39.2 | 37.4 | 39.2 | 42.8 | 22 | 30 | 33 | 34 | 27 | 53.06 | 0 | 1 | 0 | 0 | 0 | 0 | 0 | 1 | 1 | 1 | 0 | 1 | 100% | #N/A
1981-03-06 | 3 | 6 | 2018 | 2018-03-06 | 2 | 0 | 10:00 | 10 | 36 | 44 | 39.2 | 39.02 | 39.2 | 39.2 | 39.2 | 42.8 | 42.8 | 23 | 31 | 32 | 34 | 28 | 55.94 | 0 | 1 | 0 | 0 | 0 | 0 | 0 | 1 | 1 | 1 | 0 | 1 | 100% | #N/A
1981-03-06 | 3 | 6 | 2018 | 2018-03-06 | 2 | 0 | 11:00 | 11 | 37 | 45 | 39.92 | 39.2 | 39.2 | 37.4 | 39.2 | 41 | 46.4 | 25 | 31 | 32 | 36 | 28 | 57.02 | 0 | 1 | 0 | 0 | 0 | 0 | 0 | 1 | 1 | 1 | 0 | 1 | 100% | #N/A
1981-03-06 | 3 | 6 | 2018 | 2018-03-06 | 2 | 0 | 12:00 | 12 | 37 | 45 | 39.2 | 39.38 | 39.92 | 37.4 | 39.2 | 42.8 | 46.4 | 26 | 33 | 30 | 39 | 28 | 57.02 | 0 | 1 | 0 | 0 | 0 | 0 | 0 | 1 | 1 | 1 | 0 | 1 | 100% | #N/A
1981-03-06 | 3 | 6 | 2018 | 2018-03-06 | 2 | 0 | 13:00 | 13 | 38 | 46 | 39.2 | 38.84 | 39.2 | 39.2 | 39.2 | 44.6 | 48.2 | 28 | 35 | 31 | 39 | 25 | 57.92 | 0 | 1 | 0 | 0 | 0 | 0 | 0 | 1 | 1 | 1 | 0 | 1 | 100% | #N/A
1981-03-06 | 3 | 6 | 2018 | 2018-03-06 | 2 | 0 | 14:00 | 14 | 36 | 44 | 37.4 | 38.12 | 37.4 | 39.02 | 40.1 | 48.2 | 44.6 | 28 | 38 | 32 | 43 | 23 | 57.2 | 0 | 1 | 0 | 0 | 0 | 0 | 0 | 1 | 1 | 1 | 0 | 1 | 100% | #N/A
1981-03-06 | 3 | 6 | 2018 | 2018-03-06 | 2 | 0 | 15:00 | 15 | 37 | 42 | 39.2 | 37.22 | 37.4 | 39.2 | 39.2 | 48.2 | 46.4 | 29 | 39 | 32 | 43 | 22 | 57.92 | 0 | 1 | 0 | 0 | 0 | 0 | 0 | 1 | 1 | 1 | 0 | 1 | 100% | #N/A
1981-03-06 | 3 | 6 | 2018 | 2018-03-06 | 2 | 0 | 16:00 | 16 | 35 | 40 | 37.4 | 37.04 | 37.04 | 39.2 | 37.4 | 48.2 | 44.6 | 29 | 39 | 31 | 43 | 21 | 57.92 | 0 | 1 | 0 | 0 | 0 | 0 | 0 | 1 | 1 | 1 | 0 | 1 | 100% | #N/A
1981-03-06 | 3 | 6 | 2018 | 2018-03-06 | 2 | 0 | 17:00 | 17 | 34 | 39 | 37.4 | 37.94 | 37.4 | 37.4 | 37.4 | 46.4 | 42.8 | 29 | 38 | 30 | 45 | 21 | 57.02 | 0 | 1 | 0 | 0 | 0 | 0 | 0 | 1 | 1 | 1 | 0 | 1 | 100% | #N/A
1981-03-06 | 3 | 6 | 2018 | 2018-03-06 | 2 | 0 | 18:00 | 18 | 36 | 38 | 37.4 | 36.86 | 35.6 | 37.4 | 35.6 | 42.8 | 42.8 | 27 | 37 | 30 | 37 | 21 | 53.96 | 0 | 1 | 0 | 0 | 0 | 0 | 0 | 1 | 1 | 1 | 0 | 1 | 100% | #N/A
1981-03-06 | 3 | 6 | 2018 | 2018-03-06 | 2 | 0 | 19:00 | 19 | 36 | 37 | 37.4 | 36.32 | 35.6 | 35.6 | 35.6 | 42.8 | 41 | 23 | 35 | 29 | 34 | 21 | 50 | 0 | 1 | 0 | 0 | 0 | 0 | 0 | 1 | 1 | 1 | 0 | 1 | 100% | #N/A
1981-03-06 | 3 | 6 | 2018 | 2018-03-06 | 2 | 0 | 20:00 | 20 | 35 | 35 | 35.6 | 37.04 | 35.6 | 35.6 | 35.6 | 42.8 | 42.8 | 20 | 35 | 30 | 30 | 19 | 46.04 | 0 | 1 | 0 | 0 | 0 | 0 | 0 | 1 | 1 | 1 | 0 | 1 | 100% | #N/A
1981-03-06 | 3 | 6 | 2018 | 2018-03-06 | 2 | 0 | 21:00 | 21 | 37 | 34 | 35.6 | 37.4 | 35.96 | 35.6 | 35.6 | 42.8 | 41 | 19 | 34 | 30 | 30 | 18 | 42.98 | 0 | 1 | 0 | 0 | 0 | 0 | 0 | 1 | 1 | 1 | 0 | 1 | 100% | #N/A
1981-03-06 | 3 | 6 | 2018 | 2018-03-06 | 2 | 0 | 22:00 | 22 | 37 | 32 | 37.4 | 37.22 | 37.04 | 35.6 | 34.88 | 44.6 | 42.8 | 19 | 34 | 30 | 30 | 16 | 42.08 | 0 | 1 | 0 | 0 | 0 | 0 | 0 | 1 | 1 | 1 | 0 | 1 | 100% | #N/A
1981-03-06 | 3 | 6 | 2018 | 2018-03-06 | 2 | 0 | 23:00 | 23 | 36 | 30 | 37.4 | 37.04 | 35.96 | 35.6 | 34.88 | 44.6 | 42.8 | 18 | 33 | 30 | 29 | 12 | 42.08 | 0 | 1 | 0 | 0 | 0 | 0 | 0 | 1 | 1 | 1 | 0 | 1 | 100% | #N/A
1981-03-06 | 3 | 6 | 2018 | 2018-03-06 | 2 | 0 | 24:00 | 24 | 36 | 29 | 37.4 | 36.86 | 37.04 | 33.8 | 34.88 | 46.4 | 42.8 | 17 | 34 | 30 | 29 | 12 | 39.92 | 0 | 0 | 1 | 0 | 0 | 0 | 0 | 1 | 1 | 1 | 0 | 1 | 100% | #N/A
1981-03-07 | 3 | 7 | 2018 | 2018-03-07 | 3 | 0 | 1:00 | 1 | 36 | 27 | 37.4 | 37.4 | 37.04 | 33.8 | 34.88 | 44.6 | 42.8 | 17 | 34 | 29 | 29 | 10 | 39.02 | 0 | 0 | 1 | 0 | 0 | 0 | 0 | 1 | 1 | 1 | 0 | 1 | 100% | #N/A
1981-03-07 | 3 | 7 | 2018 | 2018-03-07 | 3 | 0 | 2:00 | 2 | 35 | 27 | 37.04 | 37.4 | 37.4 | 33.8 | 33.8 | 44.6 | 42.8 | 16 | 34 | 28 | 29 | 7 | 37.94 | 0 | 0 | 1 | 0 | 0 | 0 | 0 | 1 | 1 | 1 | 0 | 1 | 100% | #N/A
1981-03-07 | 3 | 7 | 2018 | 2018-03-07 | 3 | 0 | 3:00 | 3 | 35 | 28 | 35.6 | 37.04 | 35.96 | 33.08 | 33.8 | 44.6 | 41 | 16 | 34 | 28 | 29 | 5 | 37.04 | 0 | 0 | 1 | 0 | 0 | 0 | 0 | 1 | 1 | 1 | 0 | 1 | 100% | #N/A
1981-03-07 | 3 | 7 | 2018 | 2018-03-07 | 3 | 0 | 4:00 | 4 | 35.2845 | 28 | 35.6 | 36.68 | 33.8 | 32 | 33.98 | 46.4 | 42.8 | 15 | 34 | 28 | 29 | 5 | 37.04 | 0 | 0 | 1 | 0 | 0 | 0 | 0 | 1 | 1 | 1 | 0 | 1 | 100% | #N/A
1981-03-07 | 3 | 7 | 2018 | 2018-03-07 | 3 | 0 | 5:00 | 5 | 36 | 27 | 33.8 | 34.52 | 33.8 | 32 | 33.8 | 46.4 | 42.8 | 14 | 34 | 25 | 30 | 3 | 35.96 | 0 | 0 | 1 | 0 | 0 | 0 | 0 | 1 | 1 | 1 | 0 | 1 | 100% | #N/A
1981-03-07 | 3 | 7 | 2018 | 2018-03-07 | 3 | 0 | 6:00 | 6 | 36 | 27 | 33.08 | 33.08 | 33.8 | 32 | 32 | 44.6 | 41 | 15 | 34 | 23 | 30 | 1 | 35.06 | 0 | 0 | 1 | 0 | 0 | 0 | 0 | 1 | 1 | 1 | 0 | 1 | 100% | #N/A
1981-03-07 | 3 | 7 | 2018 | 2018-03-07 | 3 | 0 | 7:00 | 7 | 35.2845 | 26 | 32 | 33.08 | 33.8 | 32 | 32 | 44.6 | 39.2 | 15 | 34 | 21 | 30 | 1 | 35.06 | 0 | 0 | 1 | 0 | 0 | 0 | 0 | 1 | 1 | 1 | 0 | 1 | 100% | #N/A
1981-03-07 | 3 | 7 | 2018 | 2018-03-07 | 3 | 0 | 8:00 | 8 | 35.2845 | 31 | 32 | 32.36 | 33.8 | 33.08 | 32 | 44.6 | 46.4 | 15 | 34 | 22 | 30 | 9 | 37.94 | 0 | 1 | 0 | 0 | 0 | 0 | 0 | 1 | 1 | 1 | 0 | 1 | 100% | #N/A
1981-03-07 | 3 | 7 | 2018 | 2018-03-07 | 3 | 0 | 9:00 | 9 | 37 | 37 | 32 | 31.82 | 33.8 | 33.08 | 32 | 46.4 | 57.2 | 16 | 34 | 24 | 34 | 12 | 39.92 | 0 | 1 | 0 | 0 | 0 | 0 | 0 | 1 | 1 | 1 | 0 | 1 | 100% | #N/A
1981-03-07 | 3 | 7 | 2018 | 2018-03-07 | 3 | 0 | 10:00 | 10 | 38 | 42 | 33.8 | 32.36 | 33.8 | 33.8 | 33.8 | 48.2 | 60.8 | 17 | 34 | 25 | 34 | 18 | 42.98 | 0 | 1 | 0 | 0 | 0 | 0 | 0 | 1 | 1 | 1 | 0 | 1 | 100% | #N/A
1981-03-07 | 3 | 7 | 2018 | 2018-03-07 | 3 | 0 | 11:00 | 11 | 37 | 43 | 33.8 | 32.9 | 33.98 | 33.8 | 35.6 | 51.8 | 60.8 | 18 | 35 | 26 | 34 | 21 | 44.06 | 0 | 1 | 0 | 0 | 0 | 0 | 0 | 1 | 1 | 1 | 0 | 1 | 100% | #N/A
1981-03-07 | 3 | 7 | 2018 | 2018-03-07 | 3 | 0 | 12:00 | 12 | 37 | 45 | 33.8 | 32.9 | 33.08 | 33.8 | 35.6 | 53.6 | 60.8 | 19 | 36 | 28 | 37 | 23 | 44.96 | 0 | 1 | 0 | 0 | 0 | 0 | 0 | 1 | 1 | 1 | 0 | 1 | 100% | #N/A
1981-03-07 | 3 | 7 | 2018 | 2018-03-07 | 3 | 0 | 13:00 | 13 | 37 | 46 | 33.8 | 33.62 | 33.8 | 33.8 | 35.6 | 53.6 | 57.2 | 20 | 37 | 29 | 38 | 23 | 46.94 | 0 | 1 | 0 | 0 | 0 | 0 | 0 | 1 | 1 | 1 | 0 | 1 | 100% | #N/A
1981-03-07 | 3 | 7 | 2018 | 2018-03-07 | 3 | 0 | 14:00 | 14 | 37 | 46 | 33.8 | 33.62 | 33.08 | 33.8 | 35.6 | 55.4 | 57.2 | 20 | 38 | 31 | 39 | 25 | 48.02 | 0 | 1 | 0 | 0 | 0 | 0 | 0 | 1 | 1 | 1 | 0 | 1 | 100% | #N/A
1981-03-07 | 3 | 7 | 2018 | 2018-03-07 | 3 | 0 | 15:00 | 15 | 36.2315 | 47 | 33.8 | 33.62 | 32 | 33.8 | 34.52 | 55.4 | 57.2 | 21 | 36 | 30 | 39 | 27 | 48.02 | 0 | 1 | 0 | 0 | 0 | 0 | 0 | 1 | 1 | 1 | 0 | 1 | 100% | #N/A
1981-03-07 | 3 | 7 | 2018 | 2018-03-07 | 3 | 0 | 16:00 | 16 | 38 | 47 | 33.8 | 33.08 | 33.8 | 33.8 | 33.8 | 55.4 | 53.6 | 20 | 37 | 32 | 39 | 27 | 46.94 | 0 | 1 | 0 | 0 | 0 | 0 | 0 | 1 | 1 | 1 | 0 | 1 | 100% | #N/A
1981-03-07 | 3 | 7 | 2018 | 2018-03-07 | 3 | 0 | 17:00 | 17 | 38 | 43 | 33.8 | 32.54 | 32 | 33.8 | 33.8 | 53.6 | 44.6 | 20 | 37 | 30 | 39 | 27 | 44.96 | 0 | 1 | 0 | 0 | 0 | 0 | 0 | 1 | 1 | 1 | 0 | 1 | 100% | #N/A
1981-03-07 | 3 | 7 | 2018 | 2018-03-07 | 3 | 0 | 18:00 | 18 | 38 | 39 | 33.8 | 32 | 32 | 33.8 | 33.8 | 51.8 | 41 | 20 | 36 | 26 | 37 | 25 | 42.08 | 0 | 1 | 0 | 0 | 0 | 0 | 0 | 1 | 1 | 1 | 0 | 1 | 100% | #N/A
1981-03-07 | 3 | 7 | 2018 | 2018-03-07 | 3 | 0 | 19:00 | 19 | 39 | 35 | 32 | 31.82 | 32 | 33.8 | 32 | 51.8 | 42.8 | 19 | 36 | 22 | 36 | 25 | 41 | 0 | 1 | 0 | 0 | 0 | 0 | 0 | 1 | 1 | 1 | 0 | 1 | 100% | #N/A
1981-03-07 | 3 | 7 | 2018 | 2018-03-07 | 3 | 0 | 20:00 | 20 | 37 | 34 | 32 | 31.28 | 32 | 33.08 | 33.26 | 51.8 | 42.8 | 19 | 35 | 22 | 34 | 25 | 39.02 | 0 | 1 | 0 | 0 | 0 | 0 | 0 | 1 | 1 | 1 | 0 | 1 | 100% | #N/A
1981-03-07 | 3 | 7 | 2018 | 2018-03-07 | 3 | 0 | 21:00 | 21 | 38 | 34 | 30.2 | 31.46 | 33.8 | 33.08 | 33.8 | 48.2 | 42.8 | 17 | 34 | 20 | 30 | 25 | 37.94 | 0 | 1 | 0 | 0 | 0 | 0 | 0 | 1 | 1 | 1 | 0 | 1 | 100% | #N/A
1981-03-07 | 3 | 7 | 2018 | 2018-03-07 | 3 | 0 | 22:00 | 22 | 37 | 33 | 30.2 | 31.82 | 33.8 | 33.08 | 33.08 | 48.2 | 41 | 17 | 35 | 19 | 30 | 25 | 37.94 | 0 | 1 | 0 | 0 | 0 | 0 | 0 | 1 | 1 | 1 | 0 | 1 | 100% | #N/A
1981-03-07 | 3 | 7 | 2018 | 2018-03-07 | 3 | 0 | 23:00 | 23 | 36 | 32 | 30.2 | 31.46 | 33.8 | 33.8 | 32.72 | 48.2 | 42.8 | 16 | 34 | 19 | 29 | 25 | 37.94 | 0 | 1 | 0 | 0 | 0 | 0 | 0 | 1 | 1 | 1 | 0 | 1 | 100% | #N/A
1981-03-07 | 3 | 7 | 2018 | 2018-03-07 | 3 | 0 | 24:00 | 24 | 35 | 30 | 30.92 | 31.28 | 32 | 32 | 32 | 48.2 | 42.8 | 16 | 34 | 21 | 28 | 25 | 37.94 | 0 | 0 | 1 | 0 | 0 | 0 | 0 | 1 | 1 | 1 | 0 | 1 | 100% | #N/A
1981-03-08 | 3 | 8 | 2018 | 2018-03-08 | 4 | 0 | 1:00 | 1 | 34 | 29 | 30.92 | 30.92 | 32 | 32 | 32 | 48.2 | 44.6 | 15 | 34 | 20 | 28 | 25 | 37.04 | 0 | 0 | 1 | 0 | 0 | 0 | 0 | 1 | 1 | 1 | 0 | 1 | 100% | #N/A
1981-03-08 | 3 | 8 | 2018 | 2018-03-08 | 4 | 0 | 2:00 | 2 | 34 | 29 | 30.2 | 30.74 | 30.92 | 30.2 | 32 | 50 | 42.8 | 14 | 34 | 18 | 27 | 27 | 35.96 | 0 | 0 | 1 | 0 | 0 | 0 | 0 | 1 | 1 | 1 | 0 | 1 | 100% | #N/A
1981-03-08 | 3 | 8 | 2018 | 2018-03-08 | 4 | 0 | 3:00 | 3 | 33 | 29 | 30.2 | 30.2 | 30.2 | 30.2 | 32 | 55.4 | 42.8 | 14 | 34 | 18 | 26 | 27 | 35.96 | 0 | 0 | 1 | 0 | 0 | 0 | 0 | 1 | 1 | 1 | 0 | 1 | 100% | #N/A
1981-03-08 | 3 | 8 | 2018 | 2018-03-08 | 4 | 0 | 4:00 | 4 | 33 | 29 | 30.2 | 30.02 | 30.2 | 30.2 | 32 | 53.6 | 42.8 | 14 | 34 | 18 | 26 | 25 | 35.96 | 0 | 0 | 1 | 0 | 0 | 0 | 0 | 1 | 1 | 1 | 0 | 1 | 100% | #N/A
1981-03-08 | 3 | 8 | 2018 | 2018-03-08 | 4 | 0 | 5:00 | 5 | 32 | 28 | 30.2 | 30.2 | 30.2 | 30.2 | 32 | 51.8 | 44.6 | 14 | 33 | 18 | 26 | 25 | 35.96 | 0 | 0 | 1 | 0 | 0 | 0 | 0 | 1 | 1 | 1 | 0 | 1 | 100% | #N/A
1981-03-08 | 3 | 8 | 2018 | 2018-03-08 | 4 | 0 | 6:00 | 6 | 32 | 28 | 30.2 | 30.02 | 30.2 | 30.2 | 32 | 51.8 | 44.6 | 14 | 33 | 18 | 25 | 27 | 35.96 | 0 | 0 | 1 | 0 | 0 | 0 | 0 | 1 | 1 | 1 | 0 | 1 | 100% | #N/A
1981-03-08 | 3 | 8 | 2018 | 2018-03-08 | 4 | 0 | 7:00 | 7 | 31 | 27 | 30.02 | 29.84 | 30.2 | 30.2 | 30.2 | 51.8 | 44.6 | 14 | 33 | 19 | 25 | 25 | 35.06 | 0 | 0 | 1 | 0 | 0 | 0 | 0 | 1 | 1 | 1 | 0 | 1 | 100% | #N/A
1981-03-08 | 3 | 8 | 2018 | 2018-03-08 | 4 | 0 | 8:00 | 8 | 32 | 29 | 30.2 | 29.84 | 30.02 | 30.02 | 32 | 48.2 | 44.6 | 14 | 33 | 23 | 27 | 28 | 35.06 | 0 | 1 | 0 | 0 | 0 | 0 | 0 | 1 | 1 | 1 | 0 | 1 | 100% | #N/A
1981-03-08 | 3 | 8 | 2018 | 2018-03-08 | 4 | 0 | 9:00 | 9 | 33 | 31 | 30.02 | 29.66 | 30.02 | 30.02 | 32 | 48.2 | 48.2 | 15 | 34 | 25 | 28 | 30 | 33.98 | 0 | 1 | 0 | 0 | 0 | 0 | 0 | 1 | 1 | 1 | 0 | 1 | 100% | #N/A
1981-03-08 | 3 | 8 | 2018 | 2018-03-08 | 4 | 0 | 10:00 | 10 | 33 | 33 | 30.92 | 29.48 | 30.02 | 30.92 | 32 | 46.4 | 46.4 | 16 | 35 | 26 | 34 | 36 | 33.08 | 0 | 1 | 0 | 0 | 0 | 0 | 0 | 1 | 1 | 1 | 0 | 1 | 100% | #N/A
1981-03-08 | 3 | 8 | 2018 | 2018-03-08 | 4 | 0 | 11:00 | 11 | 34 | 35 | 30.2 | 29.48 | 30.2 | 30.92 | 33.8 | 48.2 | 46.4 | 16 | 35 | 28 | 39 | 37 | 33.8 | 0 | 1 | 0 | 0 | 0 | 0 | 0 | 1 | 1 | 1 | 0 | 1 | 100% | #N/A
1981-03-08 | 3 | 8 | 2018 | 2018-03-08 | 4 | 0 | 12:00 | 12 | 35 | 36 | 30.92 | 29.66 | 30.92 | 32 | 33.8 | 50 | 53.6 | 17 | 36 | 28 | 41 | 39 | 33.98 | 0 | 1 | 0 | 0 | 0 | 0 | 0 | 1 | 1 | 1 | 0 | 1 | 100% | #N/A
1981-03-08 | 3 | 8 | 2018 | 2018-03-08 | 4 | 0 | 13:00 | 13 | 34 | 38 | 32 | 30.2 | 30.2 | 32 | 35.6 | 53.6 | 55.4 | 18 | 36 | 30 | 43 | 41 | 33.08 | 0 | 1 | 0 | 0 | 0 | 0 | 0 | 1 | 1 | 1 | 0 | 1 | 100% | #N/A
1981-03-08 | 3 | 8 | 2018 | 2018-03-08 | 4 | 0 | 14:00 | 14 | 34 | 37 | 33.08 | 30.92 | 33.8 | 37.4 | 37.4 | 51.8 | 51.8 | 18 | 36 | 30 | 43 | 41 | 33.8 | 0 | 1 | 0 | 0 | 0 | 0 | 0 | 1 | 1 | 1 | 0 | 1 | 100% | #N/A
1981-03-08 | 3 | 8 | 2018 | 2018-03-08 | 4 | 0 | 15:00 | 15 | 34 | 35 | 33.8 | 31.46 | 39.92 | 41 | 37.22 | 51.8 | 53.6 | 18 | 36 | 30 | 41 | 43 | 33.08 | 0 | 1 | 0 | 0 | 0 | 0 | 0 | 1 | 1 | 1 | 0 | 1 | 100% | #N/A
1981-03-08 | 3 | 8 | 2018 | 2018-03-08 | 4 | 0 | 16:00 | 16 | 34 | 34 | 35.6 | 32.72 | 41 | 42.08 | 37.94 | 51.8 | 42.8 | 15 | 36 | 32 | 41 | 37 | 30.2 | 0 | 1 | 0 | 0 | 0 | 0 | 0 | 1 | 1 | 1 | 0 | 1 | 100% | #N/A
1981-03-08 | 3 | 8 | 2018 | 2018-03-08 | 4 | 0 | 17:00 | 17 | 33 | 32 | 35.6 | 37.94 | 42.08 | 42.08 | 38.66 | 50 | 42.8 | 14 | 36 | 32 | 39 | 36 | 32 | 0 | 1 | 0 | 0 | 0 | 0 | 0 | 1 | 1 | 1 | 0 | 1 | 100% | #N/A
1981-03-08 | 3 | 8 | 2018 | 2018-03-08 | 4 | 0 | 18:00 | 18 | 31 | 31 | 41 | 41 | 42.98 | 42.98 | 39.56 | 48.2 | 41 | 13 | 35 | 30 | 39 | 36 | 30.2 | 0 | 1 | 0 | 0 | 0 | 0 | 0 | 1 | 1 | 1 | 0 | 1 | 100% | #N/A
1981-03-08 | 3 | 8 | 2018 | 2018-03-08 | 4 | 0 | 19:00 | 19 | 29 | 29 | 39.92 | 42.62 | 42.98 | 42.98 | 39.92 | 46.4 | 39.2 | 12 | 35 | 28 | 36 | 36 | 30.92 | 0 | 1 | 0 | 0 | 0 | 0 | 0 | 1 | 1 | 1 | 0 | 1 | 100% | #N/A
1981-03-08 | 3 | 8 | 2018 | 2018-03-08 | 4 | 0 | 20:00 | 20 | 28 | 28 | 39.02 | 42.62 | 42.98 | 42.08 | 39.56 | 46.4 | 39.2 | 12 | 35 | 28 | 34 | 36 | 30.92 | 0 | 1 | 0 | 0 | 0 | 0 | 0 | 1 | 1 | 1 | 0 | 1 | 100% | #N/A
1981-03-08 | 3 | 8 | 2018 | 2018-03-08 | 4 | 0 | 21:00 | 21 | 27 | 26 | 39.92 | 42.08 | 42.08 | 41 | 38.3 | 46.4 | 39.2 | 11 | 35 | 27 | 34 | 36 | 30.02 | 0 | 1 | 0 | 0 | 0 | 0 | 0 | 1 | 1 | 1 | 0 | 1 | 100% | #N/A
1981-03-08 | 3 | 8 | 2018 | 2018-03-08 | 4 | 0 | 22:00 | 22 | 27 | 25 | 39.92 | 42.08 | 41 | 39.92 | 37.58 | 44.6 | 41 | 10 | 34 | 24 | 36 | 36 | 30.02 | 0 | 1 | 0 | 0 | 0 | 0 | 0 | 1 | 1 | 1 | 0 | 1 | 100% | #N/A
1981-03-08 | 3 | 8 | 2018 | 2018-03-08 | 4 | 0 | 23:00 | 23 | 26 | 24 | 37.94 | 41.54 | 39.92 | 39.02 | 37.04 | 42.8 | 44.6 | 9 | 34 | 21 | 35 | 36 | 30.02 | 0 | 1 | 0 | 0 | 0 | 0 | 0 | 1 | 1 | 1 | 0 | 1 | 100% | #N/A
1981-03-08 | 3 | 8 | 2018 | 2018-03-08 | 4 | 0 | 24:00 | 24 | 26 | 22 | 37.94 | 41 | 37.94 | 39.02 | 36.32 | 41 | 41 | 8 | 34 | 19 | 35 | 36 | 28.04 | 0 | 0 | 1 | 0 | 0 | 0 | 0 | 1 | 1 | 1 | 0 | 1 | 100% | #N/A
1981-03-09 | 3 | 9 | 2018 | 2018-03-09 | 5 | 0 | 1:00 | 1 | 26 | 21 | 35.96 | 39.56 | 37.04 | 37.94 | 36.14 | 39.2 | 39.2 | 7 | 34 | 15 | 35 | 36 | 28.94 | 0 | 0 | 1 | 0 | 0 | 0 | 0 | 1 | 1 | 1 | 0 | 1 | 100% | #N/A
1981-03-09 | 3 | 9 | 2018 | 2018-03-09 | 5 | 0 | 2:00 | 2 | 26 | 20 | 35.06 | 38.3 | 37.04 | 37.04 | 35.6 | 37.4 | 41 | 6 | 34 | 13 | 35 | 36 | 28.94 | 0 | 0 | 1 | 0 | 0 | 0 | 0 | 1 | 1 | 1 | 0 | 1 | 100% | #N/A
1981-03-09 | 3 | 9 | 2018 | 2018-03-09 | 5 | 0 | 3:00 | 3 | 26 | 19 | 35.06 | 37.76 | 35.96 | 33.98 | 35.24 | 35.6 | 41 | 6 | 33 | 10 | 35 | 37 | 28.94 | 0 | 0 | 1 | 0 | 0 | 0 | 0 | 1 | 1 | 1 | 0 | 1 | 100% | #N/A
1981-03-09 | 3 | 9 | 2018 | 2018-03-09 | 5 | 0 | 4:00 | 4 | 26 | 18 | 33.98 | 37.04 | 35.06 | 35.06 | 32.54 | 33.8 | 39.2 | 6 | 32 | 10 | 35 | 37 | 28.94 | 0 | 0 | 1 | 0 | 0 | 0 | 0 | 1 | 1 | 1 | 0 | 1 | 100% | #N/A
1981-03-09 | 3 | 9 | 2018 | 2018-03-09 | 5 | 0 | 5:00 | 5 | 26 | 18 | 33.08 | 36.14 | 33.08 | 33.08 | 34.52 | 33.8 | 41 | 6 | 32 | 9 | 35 | 39 | 28.94 | 0 | 0 | 1 | 0 | 0 | 0 | 0 | 1 | 1 | 1 | 0 | 1 | 100% | #N/A
1981-03-09 | 3 | 9 | 2018 | 2018-03-09 | 5 | 0 | 6:00 | 6 | 26 | 17 | 32 | 35.6 | 33.08 | 32 | 33.98 | 32 | 39.2 | 6 | 31 | 9 | 36 | 41 | 28.94 | 0 | 0 | 1 | 0 | 0 | 0 | 0 | 1 | 1 | 1 | 0 | 1 | 100% | #N/A
1981-03-09 | 3 | 9 | 2018 | 2018-03-09 | 5 | 0 | 7:00 | 7 | 26 | 17 | 33.98 | 34.52 | 33.08 | 32 | 33.8 | 30.2 | 39.2 | 5 | 32 | 11 | 36 | 39 | 30.02 | 0 | 0 | 1 | 0 | 0 | 0 | 0 | 1 | 1 | 1 | 0 | 1 | 100% | #N/A
1981-03-09 | 3 | 9 | 2018 | 2018-03-09 | 5 | 0 | 8:00 | 8 | 27 | 20 | 35.96 | 34.34 | 35.96 | 35.06 | 36.32 | 30.2 | 39.2 | 4 | 33 | 15 | 36 | 41 | 30.92 | 0 | 1 | 0 | 0 | 0 | 0 | 0 | 1 | 1 | 1 | 0 | 1 | 100% | #N/A
1981-03-09 | 3 | 9 | 2018 | 2018-03-09 | 5 | 0 | 9:00 | 9 | 29 | 24 | 37.04 | 36.5 | 37.04 | 37.94 | 38.48 | 30.2 | 39.2 | 6 | 34 | 18 | 36 | 45 | 33.08 | 0 | 1 | 0 | 0 | 0 | 0 | 0 | 1 | 1 | 1 | 0 | 1 | 100% | #N/A
1981-03-09 | 3 | 9 | 2018 | 2018-03-09 | 5 | 0 | 10:00 | 10 | 30 | 27 | 37.94 | 37.76 | 37.04 | 41 | 41.36 | 30.2 | 37.4 | 9 | 35 | 20 | 37 | 45 | 33.98 | 0 | 1 | 0 | 0 | 0 | 0 | 0 | 1 | 1 | 1 | 0 | 1 | 100% | #N/A
1981-03-09 | 3 | 9 | 2018 | 2018-03-09 | 5 | 0 | 11:00 | 11 | 32 | 28 | 39.02 | 38.3 | 37.94 | 42.08 | 44.06 | 30.2 | 37.4 | 10 | 37 | 23 | 37 | 43 | 35.06 | 0 | 1 | 0 | 0 | 0 | 0 | 0 | 1 | 1 | 1 | 0 | 1 | 100% | #N/A
1981-03-09 | 3 | 9 | 2018 | 2018-03-09 | 5 | 0 | 12:00 | 12 | 33 | 30 | 39.92 | 38.3 | 37.94 | 42.98 | 48.02 | 30.2 | 37.4 | 10 | 41 | 25 | 39 | 39 | 35.06 | 0 | 1 | 0 | 0 | 0 | 0 | 0 | 1 | 1 | 1 | 0 | 1 | 100% | #N/A
1981-03-09 | 3 | 9 | 2018 | 2018-03-09 | 5 | 0 | 13:00 | 13 | 32 | 31 | 39.92 | 37.94 | 39.02 | 44.96 | 52.16 | 30.2 | 37.4 | 10 | 42 | 27 | 39 | 39 | 35.96 | 0 | 1 | 0 | 0 | 0 | 0 | 0 | 1 | 1 | 1 | 0 | 1 | 100% | #N/A
1981-03-09 | 3 | 9 | 2018 | 2018-03-09 | 5 | 0 | 14:00 | 14 | 31 | 31 | 39.92 | 39.56 | 39.02 | 44.96 | 55.4 | 30.2 | 37.4 | 11 | 43 | 28 | 40 | 41 | 35.96 | 0 | 1 | 0 | 0 | 0 | 0 | 0 | 1 | 1 | 1 | 0 | 1 | 100% | #N/A
1981-03-09 | 3 | 9 | 2018 | 2018-03-09 | 5 | 0 | 15:00 | 15 | 32 | 30 | 39.92 | 36.86 | 39.02 | 44.96 | 57.38 | 30.2 | 33.8 | 11 | 42 | 29 | 41 | 37 | 37.04 | 0 | 1 | 0 | 0 | 0 | 0 | 0 | 1 | 1 | 1 | 0 | 1 | 100% | #N/A
1981-03-09 | 3 | 9 | 2018 | 2018-03-09 | 5 | 0 | 16:00 | 16 | 34 | 30 | 39.02 | 36.86 | 39.02 | 42.98 | 57.56 | 28.4 | 33.8 | 11 | 41 | 30 | 41 | 36 | 35.96 | 0 | 1 | 0 | 0 | 0 | 0 | 0 | 1 | 1 | 1 | 0 | 1 | 100% | #N/A
1981-03-09 | 3 | 9 | 2018 | 2018-03-09 | 5 | 0 | 17:00 | 17 | 33 | 28 | 37.94 | 36.68 | 39.02 | 42.08 | 55.94 | 28.4 | 33.8 | 9 | 40 | 30 | 41 | 34 | 35.96 | 0 | 1 | 0 | 0 | 0 | 0 | 0 | 1 | 1 | 1 | 0 | 1 | 100% | #N/A
1981-03-09 | 3 | 9 | 2018 | 2018-03-09 | 5 | 0 | 18:00 | 18 | 32 | 27 | 35.96 | 36.86 | 35.96 | 39.02 | 48.74 | 28.4 | 35.6 | 7 | 39 | 29 | 41 | 30 | 35.06 | 0 | 1 | 0 | 0 | 0 | 0 | 0 | 1 | 1 | 1 | 0 | 1 | 100% | #N/A
1981-03-09 | 3 | 9 | 2018 | 2018-03-09 | 5 | 0 | 19:00 | 19 | 31 | 25 | 33.08 | 37.04 | 33.08 | 35.96 | 43.52 | 28.4 | 33.8 | 6 | 37 | 27 | 41 | 27 | 35.06 | 0 | 1 | 0 | 0 | 0 | 0 | 0 | 1 | 1 | 1 | 0 | 1 | 100% | #N/A
1981-03-09 | 3 | 9 | 2018 | 2018-03-09 | 5 | 0 | 20:00 | 20 | 31 | 25 | 28.04 | 36.68 | 30.92 | 33.08 | 41 | 28.4 | 35.6 | 6 | 37 | 27 | 39 | 23 | 33.8 | 0 | 1 | 0 | 0 | 0 | 0 | 0 | 1 | 1 | 1 | 0 | 1 | 100% | #N/A
1981-03-09 | 3 | 9 | 2018 | 2018-03-09 | 5 | 0 | 21:00 | 21 | 31 | 26 | 26.06 | 36.86 | 28.94 | 32 | 42.62 | 28.4 | 33.8 | 6 | 36 | 26 | 39 | 21 | 30.92 | 0 | 1 | 0 | 0 | 0 | 0 | 0 | 1 | 1 | 1 | 0 | 1 | 100% | #N/A
1981-03-09 | 3 | 9 | 2018 | 2018-03-09 | 5 | 0 | 22:00 | 22 | 29 | 26 | 26.96 | 37.22 | 28.94 | 32 | 39.92 | 28.4 | 37.4 | 7 | 36 | 26 | 37 | 19 | 32 | 0 | 1 | 0 | 0 | 0 | 0 | 0 | 1 | 1 | 1 | 0 | 1 | 100% | #N/A
1981-03-09 | 3 | 9 | 2018 | 2018-03-09 | 5 | 0 | 23:00 | 23 | 28 | 26 | 23 | 36.14 | 26.96 | 28.94 | 37.4 | 28.4 | 37.4 | 8 | 35 | 27 | 38 | 18 | 30.02 | 0 | 1 | 0 | 0 | 0 | 0 | 0 | 1 | 1 | 1 | 0 | 1 | 100% | #N/A
1981-03-09 | 3 | 9 | 2018 | 2018-03-09 | 5 | 0 | 24:00 | 24 | 26 | 25 | 24.8 | 35.96 | 26.96 | 28.94 | 27.5 | 28.4 | 37.4 | 9 | 35 | 27 | 39 | 16 | 28.94 | 0 | 0 | 1 | 0 | 0 | 0 | 0 | 1 | 1 | 1 | 0 | 1 | 100% | #N/A
1981-03-10 | 3 | 10 | 2018 | 2018-03-10 | 6 | 0 | 1:00 | 1 | 25 | 25 | 23 | 35.24 | 28.04 | 28.04 | 22.82 | 28.4 | 37.4 | 7 | 35 | 26 | 40 | 14 | 28.94 | 0 | 0 | 1 | 0 | 0 | 0 | 0 | 1 | 1 | 1 | 0 | 1 | 100% | #N/A
1981-03-10 | 3 | 10 | 2018 | 2018-03-10 | 6 | 0 | 2:00 | 2 | 24 | 25 | 24.08 | 34.34 | 24.98 | 26.6 | 24.8 | 28.4 | 37.4 | -6 | 34 | 27 | 41 | 14 | 26.06 | 0 | 0 | 1 | 0 | 0 | 0 | 0 | 1 | 1 | 1 | 0 | 1 | 100% | #N/A
1981-03-10 | 3 | 10 | 2018 | 2018-03-10 | 6 | 0 | 3:00 | 3 | 23 | 26 | 23 | 33.44 | 26.6 | 26.6 | 23.72 | 28.4 | 35.6 | -7 | 34 | 27 | 42 | 12 | 28.04 | 0 | 0 | 1 | 0 | 0 | 0 | 0 | 1 | 1 | 1 | 0 | 1 | 100% | #N/A
1981-03-10 | 3 | 10 | 2018 | 2018-03-10 | 6 | 0 | 4:00 | 4 | 22 | 26 | 24.8 | 33.44 | 26.96 | 24.08 | 24.8 | 26.6 | 35.6 | -10 | 34 | 26 | 44 | 12 | 26.06 | 0 | 0 | 1 | 0 | 0 | 0 | 0 | 1 | 1 | 1 | 0 | 1 | 100% | #N/A
1981-03-10 | 3 | 10 | 2018 | 2018-03-10 | 6 | 0 | 5:00 | 5 | 21 | 26 | 24.8 | 33.08 | 26.06 | 24.8 | 23.18 | 28.4 | 35.6 | -9 | 34 | 24 | 45 | 12 | 26.06 | 0 | 0 | 1 | 0 | 0 | 0 | 0 | 1 | 1 | 1 | 0 | 1 | 100% | #N/A
1981-03-10 | 3 | 10 | 2018 | 2018-03-10 | 6 | 0 | 6:00 | 6 | 20 | 26 | 23 | 32.54 | 26.6 | 23 | 22.1 | 28.4 | 35.6 | -11 | 33 | 23 | 46 | 10 | 26.96 | 0 | 0 | 1 | 0 | 0 | 0 | 0 | 1 | 1 | 1 | 0 | 1 | 100% | #N/A
1981-03-10 | 3 | 10 | 2018 | 2018-03-10 | 6 | 0 | 7:00 | 7 | 20 | 26 | 21.2 | 32.72 | 28.04 | 23 | 22.64 | 28.4 | 37.4 | -12 | 33 | 23 | 45 | 12 | 28.04 | 0 | 0 | 1 | 0 | 0 | 0 | 0 | 1 | 1 | 1 | 0 | 1 | 100% | #N/A
1981-03-10 | 3 | 10 | 2018 | 2018-03-10 | 6 | 0 | 8:00 | 8 | 25 | 28 | 28.94 | 33.98 | 30.92 | 26.96 | 29.48 | 30.2 | 39.2 | -2 | 35 | 25 | 45 | 16 | 32 | 0 | 0 | 1 | 0 | 0 | 0 | 0 | 1 | 1 | 1 | 0 | 1 | 100% | #N/A
1981-03-10 | 3 | 10 | 2018 | 2018-03-10 | 6 | 0 | 9:00 | 9 | 28 | 30 | 35.06 | 35.6 | 35.06 | 26.6 | 35.24 | 33.8 | 39.2 | 7 | 37 | 28 | 45 | 16 | 35.06 | 0 | 0 | 1 | 0 | 0 | 0 | 0 | 1 | 1 | 1 | 0 | 1 | 100% | #N/A
1981-03-10 | 3 | 10 | 2018 | 2018-03-10 | 6 | 0 | 10:00 | 10 | 31 | 32 | 37.94 | 36.5 | 37.94 | 37.04 | 40.28 | 35.6 | 41 | 14 | 39 | 31 | 46 | 19 | 39.02 | 0 | 0 | 1 | 0 | 0 | 0 | 0 | 1 | 1 | 1 | 0 | 1 | 100% | #N/A
1981-03-10 | 3 | 10 | 2018 | 2018-03-10 | 6 | 0 | 11:00 | 11 | 32 | 33 | 37.94 | 37.4 | 37.94 | 39.02 | 42.98 | 37.4 | 42.8 | 20 | 40 | 34 | 45 | 23 | 39.02 | 0 | 0 | 1 | 0 | 0 | 0 | 0 | 1 | 1 | 1 | 0 | 1 | 100% | #N/A
1981-03-10 | 3 | 10 | 2018 | 2018-03-10 | 6 | 0 | 12:00 | 12 | 34 | 34 | 39.02 | 37.4 | 39.02 | 42.8 | 45.5 | 39.2 | 44.6 | 22 | 42 | 37 | 43 | 21 | 39.92 | 0 | 0 | 1 | 0 | 0 | 0 | 0 | 1 | 1 | 1 | 0 | 1 | 100% | #N/A
1981-03-10 | 3 | 10 | 2018 | 2018-03-10 | 6 | 0 | 13:00 | 13 | 34 | 35 | 39.2 | 37.4 | 37.4 | 42.98 | 48.74 | 37.4 | 44.6 | 25 | 43 | 40 | 43 | 23 | 42.08 | 0 | 0 | 1 | 0 | 0 | 0 | 0 | 1 | 1 | 1 | 0 | 1 | 100% | #N/A
1981-03-10 | 3 | 10 | 2018 | 2018-03-10 | 6 | 0 | 14:00 | 14 | 35 | 35 | 41 | 37.76 | 37.94 | 44.06 | 51.8 | 39.2 | 44.6 | 26 | 41 | 42 | 39 | 21 | 42.98 | 0 | 0 | 1 | 0 | 0 | 0 | 0 | 1 | 1 | 1 | 0 | 1 | 100% | #N/A
1981-03-10 | 3 | 10 | 2018 | 2018-03-10 | 6 | 0 | 15:00 | 15 | 36 | 36 | 42.08 | 37.58 | 37.94 | 44.06 | 52.88 | 41 | 42.8 | 27 | 42 | 42 | 37 | 23 | 42.08 | 0 | 0 | 1 | 0 | 0 | 0 | 0 | 1 | 1 | 1 | 0 | 1 | 100% | #N/A
1981-03-10 | 3 | 10 | 2018 | 2018-03-10 | 6 | 0 | 16:00 | 16 | 35 | 36 | 42.08 | 37.58 | 37.04 | 44.06 | 52.88 | 41 | 39.2 | 27 | 41 | 43 | 36 | 21 | 39.92 | 0 | 0 | 1 | 0 | 0 | 0 | 0 | 1 | 1 | 1 | 0 | 1 | 100% | #N/A
1981-03-10 | 3 | 10 | 2018 | 2018-03-10 | 6 | 0 | 17:00 | 17 | 36 | 36 | 41 | 37.4 | 37.04 | 42.08 | 50 | 41 | 39.2 | 27 | 41 | 42 | 32 | 21 | 37.94 | 0 | 0 | 1 | 0 | 0 | 0 | 0 | 1 | 1 | 1 | 0 | 1 | 100% | #N/A
1981-03-10 | 3 | 10 | 2018 | 2018-03-10 | 6 | 0 | 18:00 | 18 | 33 | 35 | 37.04 | 36.86 | 35.96 | 37.94 | 47.66 | 39.2 | 37.4 | 25 | 37 | 40 | 28 | 19 | 35.96 | 0 | 0 | 1 | 0 | 0 | 0 | 0 | 1 | 1 | 1 | 0 | 1 | 100% | #N/A
1981-03-10 | 3 | 10 | 2018 | 2018-03-10 | 6 | 0 | 19:00 | 19 | 34 | 35 | 33.98 | 36.86 | 35.06 | 37.04 | 46.4 | 39.2 | 37.4 | 15 | 32 | 38 | 27 | 18 | 35.06 | 0 | 0 | 1 | 0 | 0 | 0 | 0 | 1 | 1 | 1 | 0 | 1 | 100% | #N/A
1981-03-10 | 3 | 10 | 2018 | 2018-03-10 | 6 | 0 | 20:00 | 20 | 35 | 35 | 35.06 | 36.68 | 35.06 | 35.96 | 42.98 | 37.4 | 37.4 | 9 | 29 | 37 | 25 | 18 | 33.98 | 0 | 0 | 1 | 0 | 0 | 0 | 0 | 1 | 1 | 1 | 0 | 1 | 100% | #N/A
1981-03-10 | 3 | 10 | 2018 | 2018-03-10 | 6 | 0 | 21:00 | 21 | 36 | 34 | 33.98 | 36.68 | 35.96 | 35.96 | 41 | 35.6 | 37.4 | 8 | 27 | 36 | 25 | 18 | 35.06 | 0 | 0 | 1 | 0 | 0 | 0 | 0 | 1 | 1 | 1 | 0 | 1 | 100% | #N/A
1981-03-10 | 3 | 10 | 2018 | 2018-03-10 | 6 | 0 | 22:00 | 22 | 36 | 34 | 35.6 | 35.96 | 35.96 | 35.96 | 38.84 | 35.6 | 37.4 | 5 | 26 | 34 | 23 | 16 | 35.06 | 0 | 0 | 1 | 0 | 0 | 0 | 0 | 1 | 1 | 1 | 0 | 1 | 100% | #N/A
1981-03-10 | 3 | 10 | 2018 | 2018-03-10 | 6 | 0 | 23:00 | 23 | 35 | 34 | 35.96 | 35.96 | 35.6 | 37.04 | 37.58 | 33.8 | 37.4 | 1 | 27 | 33 | 21 | 14 | 35.06 | 0 | 0 | 1 | 0 | 0 | 0 | 0 | 1 | 1 | 1 | 0 | 1 | 100% | #N/A
1981-03-10 | 3 | 10 | 2018 | 2018-03-10 | 6 | 0 | 24:00 | 24 | 35 | 34 | 35.6 | 36.32 | 35.6 | 37.04 | 37.04 | 33.8 | 37.4 | -3 | 29 | 32 | 20 | 14 | 35.06 | 0 | 0 | 1 | 0 | 0 | 0 | 0 | 1 | 1 | 1 | 0 | 1 | 100% | #N/A
1981-03-11 | 3 | 11 | 2018 | 2018-03-11 | 7 | 0 | 1:00 | 1 | 35 | 34 | 35.96 | 36.32 | 35.6 | 35.96 | 36.14 | 33.8 | 37.4 | -1 | 28 | 30 | 18 | 14 | 35.96 | 0 | 0 | 1 | 0 | 0 | 0 | 0 | 1 | 1 | 1 | 0 | 1 | 100% | #N/A
1981-03-11 | 3 | 11 | 2018 | 2018-03-11 | 7 | 0 | 2:00 | 2 | 35 | 34 | 37.04 | 36.32 | 35.96 | 37.04 | 35.6 | 32 | 37.4 | -6 | 27 | 30 | 17 | 12 | 35.96 | 0 | 0 | 1 | 0 | 0 | 0 | 0 | 1 | 1 | 1 | 0 | 1 | 100% | #N/A
1981-03-11 | 3 | 11 | 2018 | 2018-03-11 | 7 | 0 | 3:00 | 3 | 35 | 34 | 35.96 | 37.04 | 35.96 | 35.6 | 36.14 | 33.8 | 37.4 | -5 | 27 | 29 | 15 | 12 | 35.96 | 0 | 0 | 1 | 0 | 0 | 0 | 0 | 1 | 1 | 1 | 0 | 1 | 100% | #N/A
1981-03-11 | 3 | 11 | 2018 | 2018-03-11 | 7 | 0 | 4:00 | 4 | 35 | 34 | 37.04 | 36.5 | 35.96 | 35.96 | 35.6 | 33.8 | 37.4 | -7 | 27 | 28 | 14 | 10 | 33.98 | 0 | 0 | 1 | 0 | 0 | 0 | 0 | 1 | 1 | 1 | 0 | 1 | 100% | #N/A
1981-03-11 | 3 | 11 | 2018 | 2018-03-11 | 7 | 0 | 5:00 | 5 | 35 | 34 | 35.96 | 36.86 | 35.06 | 35.96 | 36.32 | 33.8 | 39.2 | -7 | 27 | 27 | 13 | 10 | 33.98 | 0 | 0 | 1 | 0 | 0 | 0 | 0 | 1 | 1 | 1 | 0 | 1 | 100% | #N/A
1981-03-11 | 3 | 11 | 2018 | 2018-03-11 | 7 | 0 | 6:00 | 6 | 35 | 35 | 37.04 | 36.32 | 35.06 | 35.96 | 36.32 | 33.8 | 39.2 | -8 | 24 | 26 | 12 | 12 | 33.08 | 0 | 0 | 1 | 0 | 0 | 0 | 0 | 1 | 1 | 1 | 0 | 1 | 100% | #N/A
1981-03-11 | 3 | 11 | 2018 | 2018-03-11 | 7 | 0 | 7:00 | 7 | 36 | 35 | 37.04 | 37.04 | 35.96 | 35.96 | 37.4 | 35.6 | 41 | -10 | 26 | 26 | 10 | 12 | 33.08 | 0 | 0 | 1 | 0 | 0 | 0 | 0 | 1 | 1 | 1 | 0 | 1 | 100% | #N/A
1981-03-11 | 3 | 11 | 2018 | 2018-03-11 | 7 | 0 | 8:00 | 8 | 39 | 37 | 37.94 | 37.22 | 35.6 | 37.04 | 37.4 | 37.4 | 42.8 | 0 | 30 | 28 | 12 | 16 | 33.98 | 0 | 0 | 1 | 0 | 0 | 0 | 0 | 1 | 1 | 1 | 0 | 1 | 100% | #N/A
1981-03-11 | 3 | 11 | 2018 | 2018-03-11 | 7 | 0 | 9:00 | 9 | 40 | 38 | 41 | 38.12 | 37.4 | 37.4 | 39.2 | 37.4 | 44.6 | 11 | 32 | 29 | 14 | 19 | 35.06 | 0 | 0 | 1 | 0 | 0 | 0 | 0 | 1 | 1 | 1 | 0 | 1 | 100% | #N/A
1981-03-11 | 3 | 11 | 2018 | 2018-03-11 | 7 | 0 | 10:00 | 10 | 40 | 40 | 42.8 | 40.28 | 41 | 42.98 | 42.8 | 39.2 | 44.6 | 23 | 34 | 30 | 16 | 23 | 37.04 | 0 | 0 | 1 | 0 | 0 | 0 | 0 | 1 | 1 | 1 | 0 | 1 | 100% | #N/A
1981-03-11 | 3 | 11 | 2018 | 2018-03-11 | 7 | 0 | 11:00 | 11 | 42 | 41 | 44.96 | 43.7 | 42.98 | 44.06 | 46.4 | 41 | 46.4 | 30 | 37 | 34 | 18 | 25 | 39.92 | 0 | 0 | 1 | 0 | 0 | 0 | 0 | 1 | 1 | 1 | 0 | 1 | 100% | #N/A
1981-03-11 | 3 | 11 | 2018 | 2018-03-11 | 7 | 0 | 12:00 | 12 | 44 | 41 | 46.94 | 45.5 | 46.04 | 46.94 | 46.22 | 42.8 | 48.2 | 32 | 35 | 34 | 18 | 27 | 41 | 0 | 0 | 1 | 0 | 0 | 0 | 0 | 1 | 1 | 1 | 0 | 1 | 100% | #N/A
1981-03-11 | 3 | 11 | 2018 | 2018-03-11 | 7 | 0 | 13:00 | 13 | 47 | 42 | 48.02 | 46.94 | 44.96 | 50 | 49.64 | 44.6 | 50 | 35 | 35 | 36 | 21 | 28 | 41 | 0 | 0 | 1 | 0 | 0 | 0 | 0 | 1 | 1 | 1 | 0 | 1 | 100% | #N/A
1981-03-11 | 3 | 11 | 2018 | 2018-03-11 | 7 | 0 | 14:00 | 14 | 47 | 41 | 48.92 | 47.84 | 46.94 | 51.98 | 50.72 | 48.2 | 51.8 | 36 | 32 | 37 | 21 | 28 | 42.98 | 0 | 0 | 1 | 0 | 0 | 0 | 0 | 1 | 1 | 1 | 0 | 1 | 100% | #N/A
1981-03-11 | 3 | 11 | 2018 | 2018-03-11 | 7 | 0 | 15:00 | 15 | 45 | 41 | 50 | 50.54 | 46.94 | 51.98 | 51.26 | 48.2 | 53.6 | 37 | 36 | 37 | 21 | 30 | 46.94 | 0 | 0 | 1 | 0 | 0 | 0 | 0 | 1 | 1 | 1 | 0 | 1 | 100% | #N/A
1981-03-11 | 3 | 11 | 2018 | 2018-03-11 | 7 | 0 | 16:00 | 16 | 44 | 40 | 48.92 | 50.72 | 48.02 | 53.06 | 51.44 | 48.2 | 53.6 | 38 | 38 | 37 | 21 | 30 | 46.94 | 0 | 0 | 1 | 0 | 0 | 0 | 0 | 1 | 1 | 1 | 0 | 1 | 100% | #N/A
1981-03-11 | 3 | 11 | 2018 | 2018-03-11 | 7 | 0 | 17:00 | 17 | 43 | 38 | 46.04 | 51.26 | 46.94 | 51.98 | 49.46 | 48.2 | 53.6 | 37 | 38 | 37 | 19 | 32 | 48.02 | 0 | 0 | 1 | 0 | 0 | 0 | 0 | 1 | 1 | 1 | 0 | 1 | 100% | #N/A
1981-03-11 | 3 | 11 | 2018 | 2018-03-11 | 7 | 0 | 18:00 | 18 | 46 | 36 | 44.96 | 49.82 | 44.96 | 50 | 47.3 | 48.2 | 51.8 | 29 | 36 | 34 | 18 | 32 | 46.04 | 0 | 0 | 1 | 0 | 0 | 0 | 0 | 1 | 1 | 1 | 0 | 1 | 100% | #N/A
1981-03-11 | 3 | 11 | 2018 | 2018-03-11 | 7 | 0 | 19:00 | 19 | 47 | 34 | 42.98 | 46.94 | 44.06 | 46.94 | 46.4 | 48.2 | 50 | 22 | 36 | 35 | 18 | 30 | 42.98 | 0 | 0 | 1 | 0 | 0 | 0 | 0 | 1 | 1 | 1 | 0 | 1 | 100% | #N/A
1981-03-11 | 3 | 11 | 2018 | 2018-03-11 | 7 | 0 | 20:00 | 20 | 44 | 33 | 42.08 | 45.68 | 42.98 | 46.04 | 46.22 | 48.2 | 44.6 | 20 | 31 | 33 | 18 | 30 | 39.92 | 0 | 0 | 1 | 0 | 0 | 0 | 0 | 1 | 1 | 1 | 0 | 1 | 100% | #N/A
1981-03-11 | 3 | 11 | 2018 | 2018-03-11 | 7 | 0 | 21:00 | 21 | 44 | 31 | 42.08 | 44.78 | 42.98 | 44.96 | 45.5 | 44.6 | 44.6 | 14 | 31 | 34 | 14 | 28 | 37.94 | 0 | 0 | 1 | 0 | 0 | 0 | 0 | 1 | 1 | 1 | 0 | 1 | 100% | #N/A
1981-03-11 | 3 | 11 | 2018 | 2018-03-11 | 7 | 0 | 22:00 | 22 | 44 | 30 | 41 | 44.06 | 42.08 | 44.6 | 44.6 | 39.2 | 44.6 | 12 | 30 | 32 | 13 | 30 | 35.06 | 0 | 0 | 1 | 0 | 0 | 0 | 0 | 1 | 1 | 1 | 0 | 1 | 100% | #N/A
1981-03-11 | 3 | 11 | 2018 | 2018-03-11 | 7 | 0 | 23:00 | 23 | 43 | 29 | 41 | 44.42 | 42.8 | 44.6 | 46.04 | 37.4 | 44.6 | 9 | 27 | 29 | 12 | 28 | 37.04 | 0 | 0 | 1 | 0 | 0 | 0 | 0 | 1 | 1 | 1 | 0 | 1 | 100% | #N/A
1981-03-11 | 3 | 11 | 2018 | 2018-03-11 | 7 | 0 | 24:00 | 24 | 43 | 27 | 39.02 | 43.88 | 42.8 | 44.6 | 46.4 | 35.6 | 42.8 | 9 | 27 | 27 | 12 | 28 | 35.96 | 0 | 0 | 1 | 0 | 0 | 0 | 0 | 1 | 1 | 1 | 0 | 1 | 100% | #N/A
1981-03-12 | 3 | 12 | 2018 | 2018-03-12 | 1 | 0 | 1:00 | 1 | 42.0282 | 26 | 39.02 | 42.98 | 42.08 | 44.06 | 46.94 | 32 | 41 | 7 | 26 | 23 | 11 | 28 | 35.06 | 0 | 0 | 1 | 0 | 0 | 0 | 0 | 1 | 1 | 1 | 0 | 1 | 100% | #N/A
1981-03-12 | 3 | 12 | 2018 | 2018-03-12 | 1 | 0 | 2:00 | 2 | 42 | 24 | 41 | 43.16 | 42.08 | 44.6 | 46.4 | 30.2 | 39.2 | 5 | 23 | 21 | 11 | 28 | 33.98 | 0 | 0 | 1 | 0 | 0 | 0 | 0 | 1 | 1 | 1 | 0 | 1 | 100% | #N/A
1981-03-12 | 3 | 12 | 2018 | 2018-03-12 | 1 | 0 | 3:00 | 3 | 42 | 23 | 42.08 | 43.16 | 41 | 44.06 | 45.32 | 28.4 | 39.2 | 1 | 21 | 17 | 10 | 28 | 35.06 | 0 | 0 | 1 | 0 | 0 | 0 | 0 | 1 | 1 | 1 | 0 | 1 | 100% | #N/A
1981-03-12 | 3 | 12 | 2018 | 2018-03-12 | 1 | 0 | 4:00 | 4 | 42 | 21 | 42.98 | 43.52 | 42.8 | 44.06 | 44.6 | 26.6 | 37.4 | 4 | 22 | 16 | 10 | 28 | 35.96 | 0 | 0 | 1 | 0 | 0 | 0 | 0 | 1 | 1 | 1 | 0 | 1 | 100% | #N/A
1981-03-12 | 3 | 12 | 2018 | 2018-03-12 | 1 | 0 | 5:00 | 5 | 42 | 21 | 44.06 | 44.42 | 42.08 | 44.06 | 44.6 | 26.6 | 35.6 | 1 | 16 | 15 | 9 | 30 | 33.98 | 0 | 0 | 1 | 0 | 0 | 0 | 0 | 1 | 1 | 1 | 0 | 1 | 100% | #N/A
1981-03-12 | 3 | 12 | 2018 | 2018-03-12 | 1 | 0 | 6:00 | 6 | 42 | 22 | 42.08 | 45.14 | 42.08 | 44.6 | 49.46 | 24.8 | 35.6 | 1 | 14 | 14 | 9 | 30 | 30.92 | 0 | 0 | 1 | 0 | 0 | 0 | 0 | 1 | 1 | 1 | 0 | 1 | 100% | #N/A
1981-03-12 | 3 | 12 | 2018 | 2018-03-12 | 1 | 0 | 7:00 | 7 | 42 | 22 | 44.06 | 46.04 | 42.08 | 44.6 | 50 | 24.8 | 35.6 | 2 | 15 | 14 | 10 | 32 | 33.08 | 0 | 0 | 1 | 0 | 0 | 0 | 0 | 1 | 1 | 1 | 0 | 1 | 100% | #N/A
1981-03-12 | 3 | 12 | 2018 | 2018-03-12 | 1 | 0 | 8:00 | 8 | 42 | 25 | 48.02 | 46.58 | 42.8 | 46.4 | 49.28 | 24.8 | 35.6 | 8 | 23 | 17 | 12 | 34 | 37.04 | 0 | 1 | 0 | 0 | 0 | 0 | 0 | 1 | 1 | 1 | 0 | 1 | 100% | #N/A
1981-03-12 | 3 | 12 | 2018 | 2018-03-12 | 1 | 0 | 9:00 | 9 | 45 | 29 | 50 | 48.56 | 44.96 | 48.2 | 50 | 26.6 | 37.4 | 16 | 30 | 22 | 14 | 36 | 46.04 | 0 | 1 | 0 | 0 | 0 | 0 | 0 | 1 | 1 | 1 | 0 | 1 | 100% | #N/A
1981-03-12 | 3 | 12 | 2018 | 2018-03-12 | 1 | 0 | 10:00 | 10 | 43 | 32 | 51.08 | 50 | 46.04 | 51.8 | 51.8 | 26.6 | 37.4 | 27 | 33 | 23 | 16 | 39 | 50 | 0 | 1 | 0 | 0 | 0 | 0 | 0 | 1 | 1 | 1 | 0 | 1 | 100% | #N/A
1981-03-12 | 3 | 12 | 2018 | 2018-03-12 | 1 | 0 | 11:00 | 11 | 45 | 33 | 51.98 | 50.72 | 46.94 | 53.06 | 53.6 | 28.4 | 37.4 | 35 | 36 | 25 | 18 | 39 | 46.94 | 0 | 1 | 0 | 0 | 0 | 0 | 0 | 1 | 1 | 1 | 0 | 1 | 100% | #N/A
1981-03-12 | 3 | 12 | 2018 | 2018-03-12 | 1 | 0 | 12:00 | 12 | 48 | 35 | 53.96 | 51.8 | 46.4 | 53.6 | 53.6 | 30.2 | 37.4 | 41 | 36 | 27 | 16 | 45 | 42.08 | 0 | 1 | 0 | 0 | 0 | 0 | 0 | 1 | 1 | 1 | 0 | 1 | 100% | #N/A
1981-03-12 | 3 | 12 | 2018 | 2018-03-12 | 1 | 0 | 13:00 | 13 | 49 | 36 | 57.02 | 53.06 | 46.94 | 53.96 | 53.6 | 30.2 | 37.4 | 43 | 38 | 29 | 18 | 45 | 41 | 0 | 1 | 0 | 0 | 0 | 0 | 0 | 1 | 1 | 1 | 0 | 1 | 100% | #N/A
1981-03-12 | 3 | 12 | 2018 | 2018-03-12 | 1 | 0 | 14:00 | 14 | 49 | 36 | 57.02 | 55.04 | 48.02 | 53.6 | 53.6 | 33.8 | 39.2 | 45 | 37 | 30 | 18 | 46 | 41 | 0 | 1 | 0 | 0 | 0 | 0 | 0 | 1 | 1 | 1 | 0 | 1 | 100% | #N/A
1981-03-12 | 3 | 12 | 2018 | 2018-03-12 | 1 | 0 | 15:00 | 15 | 50 | 36 | 55.04 | 55.58 | 48.92 | 53.96 | 53.78 | 33.8 | 39.2 | 46 | 37 | 31 | 17 | 46 | 42.98 | 0 | 1 | 0 | 0 | 0 | 0 | 0 | 1 | 1 | 1 | 0 | 1 | 100% | #N/A
1981-03-12 | 3 | 12 | 2018 | 2018-03-12 | 1 | 0 | 16:00 | 16 | 51 | 36 | 53.96 | 55.4 | 48.2 | 53.6 | 54.14 | 30.2 | 37.4 | 46 | 39 | 32 | 16 | 46 | 41 | 0 | 1 | 0 | 0 | 0 | 0 | 0 | 1 | 1 | 1 | 0 | 1 | 100% | #N/A
1981-03-12 | 3 | 12 | 2018 | 2018-03-12 | 1 | 0 | 17:00 | 17 | 53 | 33 | 53.06 | 54.5 | 46.4 | 53.06 | 53.6 | 30.2 | 35.6 | 45 | 35 | 31 | 12 | 45 | 37.94 | 0 | 1 | 0 | 0 | 0 | 0 | 0 | 1 | 1 | 1 | 0 | 1 | 100% | #N/A
1981-03-12 | 3 | 12 | 2018 | 2018-03-12 | 1 | 0 | 18:00 | 18 | 50 | 31 | 53.96 | 53.6 | 46.4 | 53.6 | 53.6 | 28.4 | 35.6 | 38 | 34 | 25 | 12 | 43 | 35.96 | 0 | 1 | 0 | 0 | 0 | 0 | 0 | 1 | 1 | 1 | 0 | 1 | 100% | #N/A
1981-03-12 | 3 | 12 | 2018 | 2018-03-12 | 1 | 0 | 19:00 | 19 | 47 | 28 | 55.04 | 53.96 | 46.4 | 53.6 | 53.24 | 26.6 | 35.6 | 32 | 32 | 20 | 10 | 41 | 35.96 | 0 | 1 | 0 | 0 | 0 | 0 | 0 | 1 | 1 | 1 | 0 | 1 | 100% | #N/A
1981-03-12 | 3 | 12 | 2018 | 2018-03-12 | 1 | 0 | 20:00 | 20 | 44 | 29 | 55.04 | 54.68 | 48.2 | 53.6 | 53.6 | 24.8 | 35.6 | 27 | 28 | 16 | 9 | 41 | 35.06 | 0 | 1 | 0 | 0 | 0 | 0 | 0 | 1 | 1 | 1 | 0 | 1 | 100% | #N/A
1981-03-12 | 3 | 12 | 2018 | 2018-03-12 | 1 | 0 | 21:00 | 21 | 44 | 29 | 53.96 | 54.32 | 50 | 53.6 | 51.8 | 24.8 | 33.8 | 23 | 28 | 16 | 8 | 39 | 33.98 | 0 | 1 | 0 | 0 | 0 | 0 | 0 | 1 | 1 | 1 | 0 | 1 | 100% | #N/A
1981-03-12 | 3 | 12 | 2018 | 2018-03-12 | 1 | 0 | 22:00 | 22 | 43 | 30 | 53.06 | 55.04 | 48.2 | 55.4 | 44.6 | 24.8 | 33.8 | 18 | 30 | 15 | 7 | 37 | 33.98 | 0 | 1 | 0 | 0 | 0 | 0 | 0 | 1 | 1 | 1 | 0 | 1 | 100% | #N/A
1981-03-12 | 3 | 12 | 2018 | 2018-03-12 | 1 | 0 | 23:00 | 23 | 42 | 30 | 51.98 | 54.32 | 51.8 | 53.6 | 42.98 | 21.2 | 33.8 | 20 | 32 | 13 | 5 | 39 | 33.98 | 0 | 1 | 0 | 0 | 0 | 0 | 0 | 1 | 1 | 1 | 0 | 1 | 100% | #N/A
1981-03-12 | 3 | 12 | 2018 | 2018-03-12 | 1 | 0 | 24:00 | 24 | 41 | 31 | 51.98 | 53.24 | 51.08 | 53.6 | 41.54 | 21.2 | 32 | 19 | 32 | 12 | 3 | 38 | 33.08 | 0 | 0 | 1 | 0 | 0 | 0 | 0 | 1 | 1 | 1 | 0 | 1 | 100% | #N/A
1981-03-13 | 3 | 13 | 2018 | 2018-03-13 | 2 | 0 | 1:00 | 1 | 40 | 31 | 48.02 | 52.88 | 51.8 | 53.6 | 39.74 | 21.2 | 32 | 17 | 31 | 12 | 1 | 37 | 32 | 0 | 0 | 1 | 0 | 0 | 0 | 0 | 1 | 1 | 1 | 0 | 1 | 100% | #N/A
1981-03-13 | 3 | 13 | 2018 | 2018-03-13 | 2 | 0 | 2:00 | 2 | 39 | 32 | 46.04 | 52.34 | 48.2 | 46.4 | 35.6 | 19.4 | 32 | 13 | 30 | 15 | 0 | 36 | 30.92 | 0 | 0 | 1 | 0 | 0 | 0 | 0 | 1 | 1 | 1 | 0 | 1 | 100% | #N/A
1981-03-13 | 3 | 13 | 2018 | 2018-03-13 | 2 | 0 | 3:00 | 3 | 38 | 33 | 44.06 | 47.84 | 42.98 | 42.98 | 33.44 | 19.4 | 30.2 | 14 | 31 | 15 | -2 | 34 | 30.92 | 0 | 0 | 1 | 0 | 0 | 0 | 0 | 1 | 1 | 1 | 0 | 1 | 100% | #N/A
1981-03-13 | 3 | 13 | 2018 | 2018-03-13 | 2 | 0 | 4:00 | 4 | 38 | 34 | 42.98 | 45.68 | 41 | 42.8 | 33.26 | 19.4 | 28.4 | 13 | 28 | 14 | -4 | 32 | 30.02 | 0 | 0 | 1 | 0 | 0 | 0 | 0 | 1 | 1 | 1 | 0 | 1 | 100% | #N/A
1981-03-13 | 3 | 13 | 2018 | 2018-03-13 | 2 | 0 | 5:00 | 5 | 37 | 34 | 41 | 44.96 | 39.02 | 41 | 32.9 | 19.4 | 28.4 | 12 | 29 | 12 | -6 | 32 | 30.02 | 0 | 0 | 1 | 0 | 0 | 0 | 0 | 1 | 1 | 1 | 0 | 1 | 100% | #N/A
1981-03-13 | 3 | 13 | 2018 | 2018-03-13 | 2 | 0 | 6:00 | 6 | 37 | 34 | 39.02 | 42.44 | 37.94 | 39.2 | 28.94 | 19.4 | 26.6 | 10 | 25 | 11 | -7 | 30 | 28.94 | 0 | 0 | 1 | 0 | 0 | 0 | 0 | 1 | 1 | 1 | 0 | 1 | 100% | #N/A
1981-03-13 | 3 | 13 | 2018 | 2018-03-13 | 2 | 0 | 7:00 | 7 | 36 | 34 | 39.92 | 41.54 | 39.02 | 39.02 | 32.36 | 19.4 | 30.2 | 13 | 25 | 10 | -6 | 30 | 30.02 | 0 | 0 | 1 | 0 | 0 | 0 | 0 | 1 | 1 | 1 | 0 | 1 | 100% | #N/A
1981-03-13 | 3 | 13 | 2018 | 2018-03-13 | 2 | 0 | 8:00 | 8 | 36 | 35 | 42.08 | 41.72 | 41 | 42.08 | 37.94 | 21.2 | 30.2 | 19 | 32 | 12 | 3 | 30 | 32 | 0 | 1 | 0 | 0 | 0 | 0 | 0 | 1 | 1 | 1 | 0 | 1 | 100% | #N/A
1981-03-13 | 3 | 13 | 2018 | 2018-03-13 | 2 | 0 | 9:00 | 9 | 39 | 35 | 44.06 | 44.96 | 42.98 | 44.96 | 41.18 | 23 | 32 | 25 | 38 | 15 | 9 | 30 | 33.98 | 0 | 1 | 0 | 0 | 0 | 0 | 0 | 1 | 1 | 1 | 0 | 1 | 100% | #N/A
1981-03-13 | 3 | 13 | 2018 | 2018-03-13 | 2 | 0 | 10:00 | 10 | 40 | 36 | 44.96 | 44.6 | 44.96 | 46.94 | 43.34 | 24.8 | 32 | 36 | 44 | 15 | 11 | 30 | 35.96 | 0 | 1 | 0 | 0 | 0 | 0 | 0 | 1 | 1 | 1 | 0 | 1 | 100% | #N/A
1981-03-13 | 3 | 13 | 2018 | 2018-03-13 | 2 | 0 | 11:00 | 11 | 40 | 42 | 46.94 | 46.4 | 48.02 | 50 | 45.32 | 26.6 | 33.8 | 41 | 48 | 15 | 18 | 30 | 37.94 | 0 | 1 | 0 | 0 | 0 | 0 | 0 | 1 | 1 | 1 | 0 | 1 | 100% | #N/A
1981-03-13 | 3 | 13 | 2018 | 2018-03-13 | 2 | 0 | 12:00 | 12 | 39 | 48 | 50 | 48.74 | 48.92 | 50 | 47.48 | 30.2 | 33.8 | 45 | 50 | 16 | 19 | 30 | 39.02 | 0 | 1 | 0 | 0 | 0 | 0 | 0 | 1 | 1 | 1 | 0 | 1 | 100% | #N/A
1981-03-13 | 3 | 13 | 2018 | 2018-03-13 | 2 | 0 | 13:00 | 13 | 40 | 54 | 50 | 49.82 | 51.08 | 51.08 | 48.2 | 30.2 | 33.8 | 48 | 51 | 15 | 20 | 30 | 41 | 0 | 1 | 0 | 0 | 0 | 0 | 0 | 1 | 1 | 1 | 0 | 1 | 100% | #N/A
1981-03-13 | 3 | 13 | 2018 | 2018-03-13 | 2 | 0 | 14:00 | 14 | 39 | 53 | 50 | 51.98 | 51.08 | 51.08 | 48.2 | 33.8 | 33.8 | 50 | 46 | 13 | 21 | 28 | 42.98 | 0 | 1 | 0 | 0 | 0 | 0 | 0 | 1 | 1 | 1 | 0 | 1 | 100% | #N/A
1981-03-13 | 3 | 13 | 2018 | 2018-03-13 | 2 | 0 | 15:00 | 15 | 44 | 53 | 51.08 | 52.52 | 51.08 | 50 | 48.02 | 33.8 | 33.8 | 52 | 40 | 14 | 22 | 27 | 42.98 | 0 | 1 | 0 | 0 | 0 | 0 | 0 | 1 | 1 | 1 | 0 | 1 | 100% | #N/A
1981-03-13 | 3 | 13 | 2018 | 2018-03-13 | 2 | 0 | 16:00 | 16 | 44 | 52 | 51.08 | 51.98 | 50 | 50 | 47.84 | 33.8 | 33.8 | 52 | 45 | 14 | 24 | 25 | 42.98 | 0 | 1 | 0 | 0 | 0 | 0 | 0 | 1 | 1 | 1 | 0 | 1 | 100% | #N/A
1981-03-13 | 3 | 13 | 2018 | 2018-03-13 | 2 | 0 | 17:00 | 17 | 45 | 49 | 48.92 | 52.16 | 48.02 | 48.92 | 47.84 | 33.8 | 32 | 50 | 40 | 15 | 23 | 25 | 41 | 0 | 1 | 0 | 0 | 0 | 0 | 0 | 1 | 1 | 1 | 0 | 1 | 100% | #N/A
1981-03-13 | 3 | 13 | 2018 | 2018-03-13 | 2 | 0 | 18:00 | 18 | 44 | 47 | 46.94 | 49.28 | 44.96 | 46.04 | 40.82 | 30.2 | 28.4 | 37 | 39 | 15 | 24 | 25 | 37.94 | 0 | 1 | 0 | 0 | 0 | 0 | 0 | 1 | 1 | 1 | 0 | 1 | 100% | #N/A
1981-03-13 | 3 | 13 | 2018 | 2018-03-13 | 2 | 0 | 19:00 | 19 | 41 | 44 | 44.06 | 48.74 | 42.98 | 44.06 | 39.2 | 28.4 | 30.2 | 33 | 40 | 14 | 25 | 25 | 35.06 | 0 | 1 | 0 | 0 | 0 | 0 | 0 | 1 | 1 | 1 | 0 | 1 | 100% | #N/A
1981-03-13 | 3 | 13 | 2018 | 2018-03-13 | 2 | 0 | 20:00 | 20 | 42.22 | 42 | 42.08 | 47.12 | 41 | 41 | 37.4 | 28.4 | 30.2 | 29 | 38 | 14 | 26 | 25 | 33.98 | 0 | 1 | 0 | 0 | 0 | 0 | 0 | 1 | 1 | 1 | 0 | 1 | 100% | #N/A
1981-03-13 | 3 | 13 | 2018 | 2018-03-13 | 2 | 0 | 21:00 | 21 | 42.22 | 39 | 39.02 | 44.78 | 39.02 | 39.02 | 41 | 26.6 | 32 | 26 | 31 | 11 | 28 | 23 | 33.08 | 0 | 1 | 0 | 0 | 0 | 0 | 0 | 1 | 1 | 1 | 0 | 1 | 100% | #N/A
1981-03-13 | 3 | 13 | 2018 | 2018-03-13 | 2 | 0 | 22:00 | 22 | 42 | 37 | 35.06 | 44.6 | 37.04 | 37.94 | 39.2 | 26.6 | 32 | 26 | 33 | 11 | 29 | 23 | 30.92 | 0 | 1 | 0 | 0 | 0 | 0 | 0 | 1 | 1 | 1 | 0 | 1 | 100% | #N/A
1981-03-13 | 3 | 13 | 2018 | 2018-03-13 | 2 | 0 | 23:00 | 23 | 42 | 36 | 32 | 43.16 | 35.96 | 35.06 | 36.86 | 24.8 | 32 | 25 | 32 | 10 | 31 | 19 | 30.02 | 0 | 1 | 0 | 0 | 0 | 0 | 0 | 1 | 1 | 1 | 0 | 1 | 100% | #N/A
1981-03-13 | 3 | 13 | 2018 | 2018-03-13 | 2 | 0 | 24:00 | 24 | 42 | 35 | 37.94 | 42.44 | 33.98 | 35.06 | 35.24 | 23 | 30.2 | 23 | 32 | 7 | 29 | 18 | 28.94 | 0 | 0 | 1 | 0 | 0 | 0 | 0 | 1 | 1 | 1 | 0 | 1 | 100% | #N/A
1981-03-14 | 3 | 14 | 2018 | 2018-03-14 | 3 | 0 | 1:00 | 1 | 42 | 34 | 33.98 | 41.36 | 33.98 | 33.08 | 33.62 | 21.2 | 30.2 | 22 | 32 | 7 | 30 | 18 | 28.04 | 0 | 0 | 1 | 0 | 0 | 0 | 0 | 1 | 1 | 1 | 0 | 1 | 100% | #N/A
1981-03-14 | 3 | 14 | 2018 | 2018-03-14 | 3 | 0 | 2:00 | 2 | 42 | 34 | 33.08 | 39.92 | 33.08 | 33.08 | 30.02 | 23 | 28.4 | 21 | 35 | 4 | 30 | 18 | 28.04 | 0 | 0 | 1 | 0 | 0 | 0 | 0 | 1 | 1 | 1 | 0 | 1 | 100% | #N/A
1981-03-14 | 3 | 14 | 2018 | 2018-03-14 | 3 | 0 | 3:00 | 3 | 42 | 33 | 33.08 | 38.3 | 33.98 | 33.98 | 32.36 | 21.2 | 28.4 | 22 | 33 | 3 | 28 | 16 | 26.96 | 0 | 0 | 1 | 0 | 0 | 0 | 0 | 1 | 1 | 1 | 0 | 1 | 100% | #N/A
1981-03-14 | 3 | 14 | 2018 | 2018-03-14 | 3 | 0 | 4:00 | 4 | 43 | 33 | 33.08 | 38.3 | 33.98 | 33.08 | 31.46 | 23 | 26.6 | 25 | 30 | 0 | 27 | 12 | 26.06 | 0 | 0 | 1 | 0 | 0 | 0 | 0 | 1 | 1 | 1 | 0 | 1 | 100% | #N/A
1981-03-14 | 3 | 14 | 2018 | 2018-03-14 | 3 | 0 | 5:00 | 5 | 43 | 32 | 32 | 37.4 | 32 | 32 | 30.02 | 21.2 | 26.6 | 26 | 30 | 0 | 25 | 10 | 26.06 | 0 | 0 | 1 | 0 | 0 | 0 | 0 | 1 | 1 | 1 | 0 | 1 | 100% | #N/A
1981-03-14 | 3 | 14 | 2018 | 2018-03-14 | 3 | 0 | 6:00 | 6 | 44 | 32 | 33.08 | 36.68 | 32 | 33.08 | 30.38 | 23 | 26.6 | 26 | 29 | -1 | 28 | 10 | 24.08 | 0 | 0 | 1 | 0 | 0 | 0 | 0 | 1 | 1 | 1 | 0 | 1 | 100% | #N/A
1981-03-14 | 3 | 14 | 2018 | 2018-03-14 | 3 | 0 | 7:00 | 7 | 46 | 31 | 33.08 | 35.42 | 32 | 33.08 | 29.84 | 24.8 | 30.2 | 27 | 28 | 1 | 36 | 10 | 24.98 | 0 | 0 | 1 | 0 | 0 | 0 | 0 | 1 | 1 | 1 | 0 | 1 | 100% | #N/A
1981-03-14 | 3 | 14 | 2018 | 2018-03-14 | 3 | 0 | 8:00 | 8 | 48 | 33 | 33.98 | 35.06 | 33.08 | 33.08 | 29.66 | 28.4 | 33.8 | 30 | 29 | 7 | 34 | 14 | 28.94 | 0 | 1 | 0 | 0 | 0 | 0 | 0 | 1 | 1 | 1 | 0 | 1 | 100% | #N/A
1981-03-14 | 3 | 14 | 2018 | 2018-03-14 | 3 | 0 | 9:00 | 9 | 51 | 36 | 33.98 | 35.06 | 33.08 | 33.98 | 29.66 | 33.8 | 35.6 | 33 | 30 | 9 | 36 | 16 | 32 | 0 | 1 | 0 | 0 | 0 | 0 | 0 | 1 | 1 | 1 | 0 | 1 | 100% | #N/A
1981-03-14 | 3 | 14 | 2018 | 2018-03-14 | 3 | 0 | 10:00 | 10 | 51 | 38 | 33.98 | 34.88 | 33.98 | 33.98 | 29.84 | 37.4 | 37.4 | 39 | 27 | 11 | 37 | 19 | 33.98 | 0 | 1 | 0 | 0 | 0 | 0 | 0 | 1 | 1 | 1 | 0 | 1 | 100% | #N/A
1981-03-14 | 3 | 14 | 2018 | 2018-03-14 | 3 | 0 | 11:00 | 11 | 53 | 40 | 35.06 | 35.06 | 35.06 | 37.04 | 33.26 | 39.2 | 39.2 | 43 | 29 | 14 | 36 | 21 | 37.04 | 0 | 1 | 0 | 0 | 0 | 0 | 0 | 1 | 1 | 1 | 0 | 1 | 100% | #N/A
1981-03-14 | 3 | 14 | 2018 | 2018-03-14 | 3 | 0 | 12:00 | 12 | 54 | 43 | 33.98 | 36.5 | 35.06 | 35.06 | 33.44 | 42.8 | 39.2 | 49 | 28 | 18 | 36 | 23 | 37.94 | 0 | 1 | 0 | 0 | 0 | 0 | 0 | 1 | 1 | 1 | 0 | 1 | 100% | #N/A
1981-03-14 | 3 | 14 | 2018 | 2018-03-14 | 3 | 0 | 13:00 | 13 | 55 | 45 | 33.98 | 36.5 | 33.98 | 35.96 | 32 | 44.6 | 41 | 52 | 27 | 20 | 36 | 23 | 37.94 | 0 | 1 | 0 | 0 | 0 | 0 | 0 | 1 | 1 | 1 | 0 | 1 | 100% | #N/A
1981-03-14 | 3 | 14 | 2018 | 2018-03-14 | 3 | 0 | 14:00 | 14 | 55 | 47 | 33.98 | 35.42 | 35.06 | 33.98 | 29.12 | 46.4 | 41 | 53 | 25 | 22 | 37 | 25 | 37.94 | 0 | 1 | 0 | 0 | 0 | 0 | 0 | 1 | 1 | 1 | 0 | 1 | 100% | #N/A
1981-03-14 | 3 | 14 | 2018 | 2018-03-14 | 3 | 0 | 15:00 | 15 | 55 | 48 | 33.08 | 35.24 | 33.98 | 35.06 | 28.22 | 46.4 | 39.2 | 52 | 26 | 25 | 36 | 25 | 39.02 | 0 | 1 | 0 | 0 | 0 | 0 | 0 | 1 | 1 | 1 | 0 | 1 | 100% | #N/A
1981-03-14 | 3 | 14 | 2018 | 2018-03-14 | 3 | 0 | 16:00 | 16 | 54 | 50 | 33.08 | 34.52 | 33.08 | 33.98 | 28.04 | 46.4 | 39.2 | 53 | 26 | 25 | 36 | 27 | 37.94 | 0 | 1 | 0 | 0 | 0 | 0 | 0 | 1 | 1 | 1 | 0 | 1 | 100% | #N/A
1981-03-14 | 3 | 14 | 2018 | 2018-03-14 | 3 | 0 | 17:00 | 17 | 53 | 47 | 30.92 | 35.42 | 32 | 32 | 27.68 | 44.6 | 37.4 | 52 | 25 | 26 | 36 | 27 | 35.96 | 0 | 1 | 0 | 0 | 0 | 0 | 0 | 1 | 1 | 1 | 0 | 1 | 100% | #N/A
1981-03-14 | 3 | 14 | 2018 | 2018-03-14 | 3 | 0 | 18:00 | 18 | 51 | 45 | 28.94 | 34.52 | 28.94 | 30.02 | 27.14 | 42.8 | 37.4 | 43 | 23 | 26 | 36 | 25 | 35.06 | 0 | 1 | 0 | 0 | 0 | 0 | 0 | 1 | 1 | 1 | 0 | 1 | 100% | #N/A
1981-03-14 | 3 | 14 | 2018 | 2018-03-14 | 3 | 0 | 19:00 | 19 | 48 | 42 | 28.04 | 32 | 28.04 | 28.94 | 25.34 | 41 | 37.4 | 47 | 21 | 23 | 36 | 23 | 35.06 | 0 | 1 | 0 | 0 | 0 | 0 | 0 | 1 | 1 | 1 | 0 | 1 | 100% | #N/A
1981-03-14 | 3 | 14 | 2018 | 2018-03-14 | 3 | 0 | 20:00 | 20 | 46 | 40 | 26.96 | 30.38 | 26.96 | 26.96 | 25.7 | 39.2 | 37.4 | 47 | 20 | 20 | 36 | 21 | 35.96 | 0 | 1 | 0 | 0 | 0 | 0 | 0 | 1 | 1 | 1 | 0 | 1 | 100% | #N/A
1981-03-14 | 3 | 14 | 2018 | 2018-03-14 | 3 | 0 | 21:00 | 21 | 45 | 38 | 24.98 | 28.94 | 26.06 | 24.98 | 25.88 | 37.4 | 37.4 | 46 | 20 | 18 | 36 | 25 | 35.96 | 0 | 1 | 0 | 0 | 0 | 0 | 0 | 1 | 1 | 1 | 0 | 1 | 100% | #N/A
1981-03-14 | 3 | 14 | 2018 | 2018-03-14 | 3 | 0 | 22:00 | 22 | 44 | 36 | 24.98 | 27.32 | 24.08 | 24.08 | 25.52 | 37.4 | 37.4 | 43 | 20 | 17 | 36 | 25 | 37.04 | 0 | 1 | 0 | 0 | 0 | 0 | 0 | 1 | 1 | 1 | 0 | 1 | 100% | #N/A
1981-03-14 | 3 | 14 | 2018 | 2018-03-14 | 3 | 0 | 23:00 | 23 | 42 | 36 | 24.08 | 26.24 | 23 | 23 | 26.06 | 37.4 | 37.4 | 36 | 21 | 19 | 36 | 23 | 39.02 | 0 | 1 | 0 | 0 | 0 | 0 | 0 | 1 | 1 | 1 | 0 | 1 | 100% | #N/A
1981-03-14 | 3 | 14 | 2018 | 2018-03-14 | 3 | 0 | 24:00 | 24 | 41 | 35 | 24.08 | 25.16 | 21.92 | 21.92 | 24.98 | 37.4 | 37.4 | 35 | 21 | 20 | 36 | 25 | 39.92 | 0 | 0 | 1 | 0 | 0 | 0 | 0 | 1 | 1 | 1 | 0 | 1 | 100% | #N/A
1981-03-15 | 3 | 15 | 2018 | 2018-03-15 | 4 | 0 | 1:00 | 1 | 40 | 35 | 24.08 | 24.98 | 21.92 | 21.92 | 24.8 | 35.6 | 37.4 | 33 | 22 | 19 | 36 | 25 | 41 | 0 | 0 | 1 | 0 | 0 | 0 | 0 | 1 | 1 | 1 | 0 | 1 | 100% | #N/A
1981-03-15 | 3 | 15 | 2018 | 2018-03-15 | 4 | 0 | 2:00 | 2 | 38 | 34 | 24.08 | 24.26 | 21.02 | 21.92 | 25.34 | 35.6 | 37.4 | 35 | 24 | 21 | 36 | 25 | 42.08 | 0 | 0 | 1 | 0 | 0 | 0 | 0 | 1 | 1 | 1 | 0 | 1 | 100% | #N/A
1981-03-15 | 3 | 15 | 2018 | 2018-03-15 | 4 | 0 | 3:00 | 3 | 37 | 34 | 24.08 | 23.9 | 21.02 | 21.02 | 24.44 | 35.6 | 37.4 | 36 | 22 | 23 | 36 | 25 | 42.8 | 0 | 0 | 1 | 0 | 0 | 0 | 0 | 1 | 1 | 1 | 0 | 1 | 100% | #N/A
1981-03-15 | 3 | 15 | 2018 | 2018-03-15 | 4 | 0 | 4:00 | 4 | 37 | 33 | 23 | 23.72 | 19.94 | 19.94 | 23 | 35.6 | 37.4 | 35 | 22 | 23 | 34 | 23 | 44.06 | 0 | 0 | 1 | 0 | 0 | 0 | 0 | 1 | 1 | 1 | 0 | 1 | 100% | #N/A
1981-03-15 | 3 | 15 | 2018 | 2018-03-15 | 4 | 0 | 5:00 | 5 | 36 | 33 | 21.92 | 23.36 | 19.94 | 19.94 | 21.92 | 33.8 | 37.4 | 36 | 21 | 24 | 34 | 23 | 44.06 | 0 | 0 | 1 | 0 | 0 | 0 | 0 | 1 | 1 | 1 | 0 | 1 | 100% | #N/A
1981-03-15 | 3 | 15 | 2018 | 2018-03-15 | 4 | 0 | 6:00 | 6 | 35 | 34 | 21.02 | 22.1 | 19.94 | 19.94 | 22.1 | 33.8 | 37.4 | 35 | 21 | 24 | 34 | 23 | 42.08 | 0 | 0 | 1 | 0 | 0 | 0 | 0 | 1 | 1 | 1 | 0 | 1 | 100% | #N/A
1981-03-15 | 3 | 15 | 2018 | 2018-03-15 | 4 | 0 | 7:00 | 7 | 37 | 34 | 23 | 22.64 | 21.02 | 19.94 | 21.92 | 35.6 | 39.2 | 33 | 23 | 27 | 34 | 22 | 44.96 | 0 | 0 | 1 | 0 | 0 | 0 | 0 | 1 | 1 | 1 | 0 | 1 | 100% | #N/A
1981-03-15 | 3 | 15 | 2018 | 2018-03-15 | 4 | 0 | 8:00 | 8 | 39 | 39 | 24.08 | 23 | 23 | 23 | 24.8 | 39.2 | 39.2 | 42 | 26 | 34 | 36 | 21 | 46.94 | 0 | 1 | 0 | 0 | 0 | 0 | 0 | 1 | 1 | 1 | 0 | 1 | 100% | #N/A
1981-03-15 | 3 | 15 | 2018 | 2018-03-15 | 4 | 0 | 9:00 | 9 | 42 | 43 | 26.06 | 25.88 | 24.98 | 24.08 | 28.04 | 46.4 | 42.8 | 43 | 33 | 36 | 37 | 23 | 50 | 0 | 1 | 0 | 0 | 0 | 0 | 0 | 1 | 1 | 1 | 0 | 1 | 100% | #N/A
1981-03-15 | 3 | 15 | 2018 | 2018-03-15 | 4 | 0 | 10:00 | 10 | 43 | 48 | 28.04 | 26.24 | 26.96 | 28.04 | 32.18 | 48.2 | 42.8 | 44 | 38 | 39 | 39 | 27 | 51.98 | 0 | 1 | 0 | 0 | 0 | 0 | 0 | 1 | 1 | 1 | 0 | 1 | 100% | #N/A
1981-03-15 | 3 | 15 | 2018 | 2018-03-15 | 4 | 0 | 11:00 | 11 | 45 | 49 | 30.02 | 29.12 | 30.02 | 30.02 | 33.98 | 50 | 42.8 | 45 | 41 | 39 | 41 | 27 | 53.06 | 0 | 1 | 0 | 0 | 0 | 0 | 0 | 1 | 1 | 1 | 0 | 1 | 100% | #N/A
1981-03-15 | 3 | 15 | 2018 | 2018-03-15 | 4 | 0 | 12:00 | 12 | 47 | 49 | 35.06 | 29.3 | 33.08 | 33.08 | 36.86 | 51.8 | 44.6 | 45 | 44 | 42 | 45 | 28 | 53.96 | 0 | 1 | 0 | 0 | 0 | 0 | 0 | 1 | 1 | 1 | 0 | 1 | 100% | #N/A
1981-03-15 | 3 | 15 | 2018 | 2018-03-15 | 4 | 0 | 13:00 | 13 | 47 | 50 | 37.04 | 33.98 | 35.06 | 37.04 | 39.2 | 53.6 | 44.6 | 46 | 46 | 43 | 45 | 30 | 53.96 | 0 | 1 | 0 | 0 | 0 | 0 | 0 | 1 | 1 | 1 | 0 | 1 | 100% | #N/A
1981-03-15 | 3 | 15 | 2018 | 2018-03-15 | 4 | 0 | 14:00 | 14 | 43 | 50 | 37.94 | 36.86 | 39.02 | 39.92 | 41.18 | 53.6 | 44.6 | 46 | 50 | 43 | 46 | 30 | 55.94 | 0 | 1 | 0 | 0 | 0 | 0 | 0 | 1 | 1 | 1 | 0 | 1 | 100% | #N/A
1981-03-15 | 3 | 15 | 2018 | 2018-03-15 | 4 | 0 | 15:00 | 15 | 43 | 49 | 39.02 | 39.2 | 39.92 | 41 | 40.46 | 55.4 | 46.4 | 46 | 51 | 46 | 45 | 30 | 55.04 | 0 | 1 | 0 | 0 | 0 | 0 | 0 | 1 | 1 | 1 | 0 | 1 | 100% | #N/A
1981-03-15 | 3 | 15 | 2018 | 2018-03-15 | 4 | 0 | 16:00 | 16 | 44 | 49 | 39.92 | 40.1 | 39.02 | 39.92 | 41 | 55.4 | 42.8 | 44 | 51 | 45 | 45 | 30 | 53.96 | 0 | 1 | 0 | 0 | 0 | 0 | 0 | 1 | 1 | 1 | 0 | 1 | 100% | #N/A
1981-03-15 | 3 | 15 | 2018 | 2018-03-15 | 4 | 0 | 17:00 | 17 | 41 | 46 | 41 | 41.54 | 39.92 | 39.92 | 39.2 | 53.6 | 41 | 42 | 50 | 42 | 45 | 32 | 51.98 | 0 | 1 | 0 | 0 | 0 | 0 | 0 | 1 | 1 | 1 | 0 | 1 | 100% | #N/A
1981-03-15 | 3 | 15 | 2018 | 2018-03-15 | 4 | 0 | 18:00 | 18 | 40 | 44 | 39.02 | 41.36 | 37.94 | 37.94 | 35.6 | 51.8 | 37.4 | 39 | 47 | 37 | 41 | 30 | 50 | 0 | 1 | 0 | 0 | 0 | 0 | 0 | 1 | 1 | 1 | 0 | 1 | 100% | #N/A
1981-03-15 | 3 | 15 | 2018 | 2018-03-15 | 4 | 0 | 19:00 | 19 | 37 | 41 | 39.02 | 40.28 | 37.04 | 37.04 | 34.7 | 48.2 | 37.4 | 36 | 43 | 30 | 37 | 27 | 48.02 | 0 | 1 | 0 | 0 | 0 | 0 | 0 | 1 | 1 | 1 | 0 | 1 | 100% | #N/A
1981-03-15 | 3 | 15 | 2018 | 2018-03-15 | 4 | 0 | 20:00 | 20 | 37 | 38 | 37.04 | 40.1 | 35.96 | 37.04 | 33.26 | 46.4 | 35.6 | 35 | 41 | 27 | 34 | 25 | 44.96 | 0 | 1 | 0 | 0 | 0 | 0 | 0 | 1 | 1 | 1 | 0 | 1 | 100% | #N/A
1981-03-15 | 3 | 15 | 2018 | 2018-03-15 | 4 | 0 | 21:00 | 21 | 40 | 36 | 37.04 | 40.1 | 35.96 | 35.96 | 34.52 | 42.8 | 37.4 | 34 | 37 | 24 | 32 | 25 | 42.08 | 0 | 1 | 0 | 0 | 0 | 0 | 0 | 1 | 1 | 1 | 0 | 1 | 100% | #N/A
1981-03-15 | 3 | 15 | 2018 | 2018-03-15 | 4 | 0 | 22:00 | 22 | 39 | 33 | 35.96 | 39.02 | 35.06 | 35.06 | 35.6 | 42.8 | 33.8 | 33 | 37 | 23 | 30 | 21 | 41 | 0 | 1 | 0 | 0 | 0 | 0 | 0 | 1 | 1 | 1 | 0 | 1 | 100% | #N/A
1981-03-15 | 3 | 15 | 2018 | 2018-03-15 | 4 | 0 | 23:00 | 23 | 37 | 32 | 35.06 | 38.84 | 33.98 | 33.98 | 34.16 | 41 | 35.6 | 31 | 37 | 20 | 28 | 25 | 37.94 | 0 | 1 | 0 | 0 | 0 | 0 | 0 | 1 | 1 | 1 | 0 | 1 | 100% | #N/A
1981-03-15 | 3 | 15 | 2018 | 2018-03-15 | 4 | 0 | 24:00 | 24 | 37 | 31 | 33.98 | 37.58 | 33.98 | 33.08 | 33.44 | 41 | 35.6 | 28 | 36 | 17 | 27 | 21 | 37.94 | 0 | 0 | 1 | 0 | 0 | 0 | 0 | 1 | 1 | 1 | 0 | 1 | 100% | #N/A
1981-03-16 | 3 | 16 | 2018 | 2018-03-16 | 5 | 0 | 1:00 | 1 | 35 | 30 | 35.06 | 37.04 | 32 | 32 | 33.8 | 42.8 | 28.4 | 27 | 38 | 15 | 23 | 21 | 37.04 | 0 | 0 | 1 | 0 | 0 | 0 | 0 | 1 | 1 | 1 | 0 | 1 | 100% | #N/A
1981-03-16 | 3 | 16 | 2018 | 2018-03-16 | 5 | 0 | 2:00 | 2 | 35 | 30 | 33.98 | 35.78 | 30.92 | 32 | 32 | 42.8 | 26.6 | 25 | 38 | 13 | 25 | 21 | 35.06 | 0 | 0 | 1 | 0 | 0 | 0 | 0 | 1 | 1 | 1 | 0 | 1 | 100% | #N/A
1981-03-16 | 3 | 16 | 2018 | 2018-03-16 | 5 | 0 | 3:00 | 3 | 34 | 31 | 32 | 34.52 | 30.02 | 30.92 | 26.78 | 42.8 | 32 | 23 | 37 | 10 | 21 | 18 | 33.98 | 0 | 0 | 1 | 0 | 0 | 0 | 0 | 1 | 1 | 1 | 0 | 1 | 100% | #N/A
1981-03-16 | 3 | 16 | 2018 | 2018-03-16 | 5 | 0 | 4:00 | 4 | 33 | 31 | 30.92 | 33.44 | 30.02 | 30.02 | 26.24 | 37.4 | 30.2 | 23 | 32 | 9 | 19 | 19 | 33.08 | 0 | 0 | 1 | 0 | 0 | 0 | 0 | 1 | 1 | 1 | 0 | 1 | 100% | #N/A
1981-03-16 | 3 | 16 | 2018 | 2018-03-16 | 5 | 0 | 5:00 | 5 | 32 | 30 | 30.02 | 32.72 | 28.94 | 28.94 | 27.68 | 30.2 | 30.2 | 22 | 31 | 8 | 18 | 19 | 32 | 0 | 0 | 1 | 0 | 0 | 0 | 0 | 1 | 1 | 1 | 0 | 1 | 100% | #N/A
1981-03-16 | 3 | 16 | 2018 | 2018-03-16 | 5 | 0 | 6:00 | 6 | 32 | 30 | 28.94 | 32.18 | 28.04 | 28.04 | 24.44 | 30.2 | 35.6 | 21 | 30 | 7 | 18 | 19 | 30.92 | 0 | 0 | 1 | 0 | 0 | 0 | 0 | 1 | 1 | 1 | 0 | 1 | 100% | #N/A
1981-03-16 | 3 | 16 | 2018 | 2018-03-16 | 5 | 0 | 7:00 | 7 | 34 | 29 | 30.02 | 31.64 | 28.94 | 28.94 | 26.6 | 32 | 39.2 | 22 | 35 | 4 | 18 | 18 | 33.08 | 0 | 0 | 1 | 0 | 0 | 0 | 0 | 1 | 1 | 1 | 0 | 1 | 100% | #N/A
1981-03-16 | 3 | 16 | 2018 | 2018-03-16 | 5 | 0 | 8:00 | 8 | 37 | 30 | 30.92 | 31.28 | 30.92 | 30.02 | 29.3 | 33.8 | 41 | 22 | 39 | 8 | 25 | 23 | 37.04 | 0 | 1 | 0 | 0 | 0 | 0 | 0 | 1 | 1 | 1 | 0 | 1 | 100% | #N/A
1981-03-16 | 3 | 16 | 2018 | 2018-03-16 | 5 | 0 | 9:00 | 9 | 40 | 31 | 33.08 | 32.72 | 33.08 | 32 | 30.2 | 33.8 | 42.8 | 23 | 44 | 13 | 34 | 32 | 37.04 | 0 | 1 | 0 | 0 | 0 | 0 | 0 | 1 | 1 | 1 | 0 | 1 | 100% | #N/A
1981-03-16 | 3 | 16 | 2018 | 2018-03-16 | 5 | 0 | 10:00 | 10 | 41 | 32 | 33.08 | 33.26 | 33.08 | 33.98 | 30.74 | 33.8 | 44.6 | 25 | 43 | 20 | 34 | 37 | 39.92 | 0 | 1 | 0 | 0 | 0 | 0 | 0 | 1 | 1 | 1 | 0 | 1 | 100% | #N/A
1981-03-16 | 3 | 16 | 2018 | 2018-03-16 | 5 | 0 | 11:00 | 11 | 41 | 33 | 33.98 | 33.98 | 33.08 | 33.98 | 32.72 | 35.6 | 44.6 | 23 | 41 | 25 | 36 | 39 | 39.02 | 0 | 1 | 0 | 0 | 0 | 0 | 0 | 1 | 1 | 1 | 0 | 1 | 100% | #N/A
1981-03-16 | 3 | 16 | 2018 | 2018-03-16 | 5 | 0 | 12:00 | 12 | 42 | 33 | 35.96 | 33.98 | 35.06 | 35.06 | 33.08 | 35.6 | 42.8 | 26 | 41 | 26 | 37 | 41 | 39.02 | 0 | 1 | 0 | 0 | 0 | 0 | 0 | 1 | 1 | 1 | 0 | 1 | 100% | #N/A
1981-03-16 | 3 | 16 | 2018 | 2018-03-16 | 5 | 0 | 13:00 | 13 | 45 | 34 | 35.96 | 35.06 | 35.96 | 35.96 | 36.68 | 37.4 | 42.8 | 28 | 38 | 27 | 39 | 41 | 37.04 | 0 | 1 | 0 | 0 | 0 | 0 | 0 | 1 | 1 | 1 | 0 | 1 | 100% | #N/A
1981-03-16 | 3 | 16 | 2018 | 2018-03-16 | 5 | 0 | 14:00 | 14 | 46 | 33 | 39.02 | 36.14 | 37.04 | 39.02 | 36.86 | 37.4 | 41 | 28 | 35 | 27 | 41 | 41 | 32 | 0 | 1 | 0 | 0 | 0 | 0 | 0 | 1 | 1 | 1 | 0 | 1 | 100% | #N/A
1981-03-16 | 3 | 16 | 2018 | 2018-03-16 | 5 | 0 | 15:00 | 15 | 44 | 33 | 39.02 | 37.94 | 37.94 | 37.04 | 38.12 | 37.4 | 41 | 29 | 35 | 27 | 41 | 41 | 30.02 | 0 | 1 | 0 | 0 | 0 | 0 | 0 | 1 | 1 | 1 | 0 | 1 | 100% | #N/A
1981-03-16 | 3 | 16 | 2018 | 2018-03-16 | 5 | 0 | 16:00 | 16 | 43 | 32 | 39.92 | 37.58 | 37.94 | 37.94 | 38.3 | 37.4 | 37.4 | 28 | 32 | 27 | 39 | 41 | 30.02 | 0 | 1 | 0 | 0 | 0 | 0 | 0 | 1 | 1 | 1 | 0 | 1 | 100% | #N/A
1981-03-16 | 3 | 16 | 2018 | 2018-03-16 | 5 | 0 | 17:00 | 17 | 42 | 31 | 39.92 | 39.02 | 37.04 | 37.04 | 36.86 | 37.4 | 35.6 | 27 | 31 | 27 | 39 | 39 | 28.4 | 0 | 1 | 0 | 0 | 0 | 0 | 0 | 1 | 1 | 1 | 0 | 1 | 100% | #N/A
1981-03-16 | 3 | 16 | 2018 | 2018-03-16 | 5 | 0 | 18:00 | 18 | 39 | 30 | 39.02 | 38.12 | 35.96 | 35.96 | 35.78 | 35.6 | 35.6 | 25 | 29 | 26 | 37 | 37 | 28.94 | 0 | 1 | 0 | 0 | 0 | 0 | 0 | 1 | 1 | 1 | 0 | 1 | 100% | #N/A
1981-03-16 | 3 | 16 | 2018 | 2018-03-16 | 5 | 0 | 19:00 | 19 | 39 | 29 | 37.94 | 38.66 | 35.06 | 35.96 | 35.24 | 33.8 | 35.6 | 25 | 28 | 25 | 30 | 36 | 28.94 | 0 | 1 | 0 | 0 | 0 | 0 | 0 | 1 | 1 | 1 | 0 | 1 | 100% | #N/A
1981-03-16 | 3 | 16 | 2018 | 2018-03-16 | 5 | 0 | 20:00 | 20 | 38 | 28 | 35.96 | 38.3 | 33.98 | 33.98 | 34.52 | 32 | 35.6 | 24 | 27 | 25 | 34 | 36 | 28.94 | 0 | 1 | 0 | 0 | 0 | 0 | 0 | 1 | 1 | 1 | 0 | 1 | 100% | #N/A
1981-03-16 | 3 | 16 | 2018 | 2018-03-16 | 5 | 0 | 21:00 | 21 | 37 | 27 | 35.06 | 36.14 | 33.08 | 33.08 | 33.62 | 30.2 | 35.6 | 24 | 25 | 25 | 28 | 34 | 28.94 | 0 | 1 | 0 | 0 | 0 | 0 | 0 | 1 | 1 | 1 | 0 | 1 | 100% | #N/A
1981-03-16 | 3 | 16 | 2018 | 2018-03-16 | 5 | 0 | 22:00 | 22 | 37 | 26 | 35.06 | 35.78 | 33.08 | 33.08 | 33.26 | 30.2 | 35.6 | 24 | 24 | 26 | 30 | 34 | 28.94 | 0 | 1 | 0 | 0 | 0 | 0 | 0 | 1 | 1 | 1 | 0 | 1 | 100% | #N/A
1981-03-16 | 3 | 16 | 2018 | 2018-03-16 | 5 | 0 | 23:00 | 23 | 36 | 26 | 33.98 | 35.06 | 30.92 | 28.94 | 30.56 | 28.4 | 35.6 | 23 | 22 | 27 | 28 | 33 | 28.94 | 0 | 1 | 0 | 0 | 0 | 0 | 0 | 1 | 1 | 1 | 0 | 1 | 100% | #N/A
1981-03-16 | 3 | 16 | 2018 | 2018-03-16 | 5 | 0 | 24:00 | 24 | 36 | 25 | 30.02 | 34.88 | 28.94 | 26.96 | 30.02 | 28.4 | 35.6 | 23 | 21 | 26 | 28 | 32 | 28.94 | 0 | 0 | 1 | 0 | 0 | 0 | 0 | 1 | 1 | 1 | 0 | 1 | 100% | #N/A
1981-03-17 | 3 | 17 | 2018 | 2018-03-17 | 6 | 0 | 1:00 | 1 | 35 | 25 | 30.02 | 33.44 | 28.04 | 28.04 | 27.86 | 28.4 | 33.8 | 22 | 21 | 26 | 28 | 31 | 30.02 | 0 | 0 | 1 | 0 | 0 | 0 | 0 | 1 | 1 | 1 | 0 | 1 | 100% | #N/A
1981-03-17 | 3 | 17 | 2018 | 2018-03-17 | 6 | 0 | 2:00 | 2 | 35 | 25 | 28.04 | 32.54 | 24.08 | 26.06 | 26.06 | 28.4 | 33.8 | 21 | 20 | 27 | 28 | 31 | 30.02 | 0 | 0 | 1 | 0 | 0 | 0 | 0 | 1 | 1 | 1 | 0 | 1 | 100% | #N/A
1981-03-17 | 3 | 17 | 2018 | 2018-03-17 | 6 | 0 | 3:00 | 3 | 35 | 24 | 26.96 | 32.18 | 24.98 | 24.98 | 24.8 | 28.4 | 33.8 | 20 | 18 | 27 | 27 | 31 | 30.02 | 0 | 0 | 1 | 0 | 0 | 0 | 0 | 1 | 1 | 1 | 0 | 1 | 100% | #N/A
1981-03-17 | 3 | 17 | 2018 | 2018-03-17 | 6 | 0 | 4:00 | 4 | 35 | 24 | 26.06 | 31.46 | 23 | 24.98 | 23.9 | 28.4 | 35.6 | 19 | 17 | 28 | 25 | 30 | 30.02 | 0 | 0 | 1 | 0 | 0 | 0 | 0 | 1 | 1 | 1 | 0 | 1 | 100% | #N/A
1981-03-17 | 3 | 17 | 2018 | 2018-03-17 | 6 | 0 | 5:00 | 5 | 35 | 24 | 26.06 | 31.1 | 24.08 | 23 | 22.46 | 28.4 | 33.8 | 19 | 16 | 29 | 25 | 30 | 30.92 | 0 | 0 | 1 | 0 | 0 | 0 | 0 | 1 | 1 | 1 | 0 | 1 | 100% | #N/A
1981-03-17 | 3 | 17 | 2018 | 2018-03-17 | 6 | 0 | 6:00 | 6 | 35 | 25 | 24.08 | 30.56 | 21.92 | 24.08 | 22.82 | 26.6 | 33.8 | 18 | 16 | 29 | 19 | 30 | 30.92 | 0 | 0 | 1 | 0 | 0 | 0 | 0 | 1 | 1 | 1 | 0 | 1 | 100% | #N/A
1981-03-17 | 3 | 17 | 2018 | 2018-03-17 | 6 | 0 | 7:00 | 7 | 35 | 25 | 26.96 | 29.48 | 26.06 | 26.06 | 23.9 | 28.4 | 37.4 | 20 | 16 | 32 | 25 | 32 | 30.02 | 0 | 0 | 1 | 0 | 0 | 0 | 0 | 1 | 1 | 1 | 0 | 1 | 100% | #N/A
1981-03-17 | 3 | 17 | 2018 | 2018-03-17 | 6 | 0 | 8:00 | 8 | 36 | 26 | 30.02 | 30.74 | 28.94 | 28.04 | 26.6 | 30.2 | 37.4 | 21 | 18 | 36 | 27 | 36 | 28.04 | 0 | 0 | 1 | 0 | 0 | 0 | 0 | 1 | 1 | 1 | 0 | 1 | 100% | #N/A
1981-03-17 | 3 | 17 | 2018 | 2018-03-17 | 6 | 0 | 9:00 | 9 | 37 | 27 | 30.92 | 31.1 | 30.92 | 30.92 | 29.48 | 33.8 | 41 | 24 | 22 | 39 | 28 | 39 | 26.96 | 0 | 0 | 1 | 0 | 0 | 0 | 0 | 1 | 1 | 1 | 0 | 1 | 100% | #N/A
1981-03-17 | 3 | 17 | 2018 | 2018-03-17 | 6 | 0 | 10:00 | 10 | 36 | 28 | 33.98 | 32 | 33.08 | 33.08 | 32.72 | 37.4 | 42.8 | 27 | 25 | 42 | 32 | 46 | 26.06 | 0 | 0 | 1 | 0 | 0 | 0 | 0 | 1 | 1 | 1 | 0 | 1 | 100% | #N/A
1981-03-17 | 3 | 17 | 2018 | 2018-03-17 | 6 | 0 | 11:00 | 11 | 37 | 29 | 35.96 | 35.42 | 35.06 | 33.98 | 35.6 | 39.2 | 42.8 | 30 | 29 | 45 | 36 | 50 | 26.96 | 0 | 0 | 1 | 0 | 0 | 0 | 0 | 1 | 1 | 1 | 0 | 1 | 100% | #N/A
1981-03-17 | 3 | 17 | 2018 | 2018-03-17 | 6 | 0 | 12:00 | 12 | 38 | 30 | 37.04 | 35.06 | 35.06 | 37.04 | 36.5 | 42.8 | 42.8 | 33 | 31 | 48 | 37 | 50 | 28.04 | 0 | 0 | 1 | 0 | 0 | 0 | 0 | 1 | 1 | 1 | 0 | 1 | 100% | #N/A
1981-03-17 | 3 | 17 | 2018 | 2018-03-17 | 6 | 0 | 13:00 | 13 | 38 | 31 | 37.94 | 35.96 | 35.96 | 37.04 | 37.4 | 44.6 | 44.6 | 35 | 34 | 50 | 39 | 50 | 28.04 | 0 | 0 | 1 | 0 | 0 | 0 | 0 | 1 | 1 | 1 | 0 | 1 | 100% | #N/A
1981-03-17 | 3 | 17 | 2018 | 2018-03-17 | 6 | 0 | 14:00 | 14 | 35 | 30 | 37.94 | 36.5 | 35.96 | 35.96 | 35.96 | 48.2 | 44.6 | 38 | 34 | 52 | 43 | 48 | 28.94 | 0 | 0 | 1 | 0 | 0 | 0 | 0 | 1 | 1 | 1 | 0 | 1 | 100% | #N/A
1981-03-17 | 3 | 17 | 2018 | 2018-03-17 | 6 | 0 | 15:00 | 15 | 37 | 29 | 37.04 | 36.32 | 37.04 | 35.96 | 37.4 | 50 | 42.8 | 39 | 35 | 54 | 43 | 45 | 28.94 | 0 | 0 | 1 | 0 | 0 | 0 | 0 | 1 | 1 | 1 | 0 | 1 | 100% | #N/A
1981-03-17 | 3 | 17 | 2018 | 2018-03-17 | 6 | 0 | 16:00 | 16 | 37 | 28 | 37.94 | 35.96 | 35.06 | 35.06 | 37.58 | 50 | 42.8 | 39 | 35 | 55 | 43 | 42 | 28.04 | 0 | 0 | 1 | 0 | 0 | 0 | 0 | 1 | 1 | 1 | 0 | 1 | 100% | #N/A
1981-03-17 | 3 | 17 | 2018 | 2018-03-17 | 6 | 0 | 17:00 | 17 | 37 | 26 | 37.04 | 36.32 | 33.98 | 33.98 | 36.14 | 50 | 39.2 | 38 | 34 | 56 | 41 | 39 | 28.94 | 0 | 0 | 1 | 0 | 0 | 0 | 0 | 1 | 1 | 1 | 0 | 1 | 100% | #N/A
1981-03-17 | 3 | 17 | 2018 | 2018-03-17 | 6 | 0 | 18:00 | 18 | 37 | 25 | 33.98 | 35.24 | 32 | 32 | 33.26 | 48.2 | 35.6 | 36 | 31 | 50 | 39 | 37 | 28.94 | 0 | 0 | 1 | 0 | 0 | 0 | 0 | 1 | 1 | 1 | 0 | 1 | 100% | #N/A
1981-03-17 | 3 | 17 | 2018 | 2018-03-17 | 6 | 0 | 19:00 | 19 | 38 | 23 | 30.92 | 34.88 | 28.94 | 30.92 | 29.66 | 44.6 | 35.6 | 34 | 30 | 44 | 36 | 37 | 28.94 | 0 | 0 | 1 | 0 | 0 | 0 | 0 | 1 | 1 | 1 | 0 | 1 | 100% | #N/A
1981-03-17 | 3 | 17 | 2018 | 2018-03-17 | 6 | 0 | 20:00 | 20 | 38 | 22 | 28.94 | 33.8 | 28.94 | 28.94 | 27.5 | 41 | 33.8 | 33 | 29 | 39 | 37 | 36 | 28.94 | 0 | 0 | 1 | 0 | 0 | 0 | 0 | 1 | 1 | 1 | 0 | 1 | 100% | #N/A
1981-03-17 | 3 | 17 | 2018 | 2018-03-17 | 6 | 0 | 21:00 | 21 | 35 | 21 | 30.02 | 32.72 | 26.96 | 28.04 | 26.6 | 37.4 | 33.8 | 32 | 28 | 37 | 36 | 37 | 28.94 | 0 | 0 | 1 | 0 | 0 | 0 | 0 | 1 | 1 | 1 | 0 | 1 | 100% | #N/A
1981-03-17 | 3 | 17 | 2018 | 2018-03-17 | 6 | 0 | 22:00 | 22 | 34 | 20 | 28.94 | 32 | 26.06 | 26.06 | 25.34 | 35.6 | 32 | 30 | 27 | 38 | 36 | 36 | 28.94 | 0 | 0 | 1 | 0 | 0 | 0 | 0 | 1 | 1 | 1 | 0 | 1 | 100% | #N/A
1981-03-17 | 3 | 17 | 2018 | 2018-03-17 | 6 | 0 | 23:00 | 23 | 33 | 19 | 28.04 | 30.74 | 24.98 | 24.98 | 22.28 | 33.8 | 30.2 | 30 | 25 | 40 | 36 | 35 | 28.94 | 0 | 0 | 1 | 0 | 0 | 0 | 0 | 1 | 1 | 1 | 0 | 1 | 100% | #N/A
1981-03-17 | 3 | 17 | 2018 | 2018-03-17 | 6 | 0 | 24:00 | 24 | 33 | 17 | 26.96 | 28.76 | 23 | 24.08 | 22.1 | 33.8 | 30.2 | 25 | 22 | 41 | 34 | 34 | 28.94 | 0 | 0 | 1 | 0 | 0 | 0 | 0 | 1 | 1 | 1 | 0 | 1 | 100% | #N/A
1981-03-18 | 3 | 18 | 2018 | 2018-03-18 | 7 | 0 | 1:00 | 1 | 32 | 16 | 24.98 | 27.5 | 21.92 | 21.92 | 21.38 | 35.6 | 33.8 | 23 | 20 | 39 | 33 | 33 | 28.04 | 0 | 0 | 1 | 0 | 0 | 0 | 0 | 1 | 1 | 1 | 0 | 1 | 100% | #N/A
1981-03-18 | 3 | 18 | 2018 | 2018-03-18 | 7 | 0 | 2:00 | 2 | 31 | 16 | 24.08 | 25.7 | 21.02 | 21.02 | 21.56 | 35.6 | 35.6 | 22 | 19 | 37 | 32 | 31 | 28.04 | 0 | 0 | 1 | 0 | 0 | 0 | 0 | 1 | 1 | 1 | 0 | 1 | 100% | #N/A
1981-03-18 | 3 | 18 | 2018 | 2018-03-18 | 7 | 0 | 3:00 | 3 | 31 | 15 | 21.92 | 24.98 | 19.04 | 19.94 | 16.34 | 33.8 | 35.6 | 20 | 18 | 35 | 30 | 31 | 26.96 | 0 | 0 | 1 | 0 | 0 | 0 | 0 | 1 | 1 | 1 | 0 | 1 | 100% | #N/A
1981-03-18 | 3 | 18 | 2018 | 2018-03-18 | 7 | 0 | 4:00 | 4 | 30 | 15 | 21.92 | 24.08 | 17.06 | 17.96 | 13.64 | 33.8 | 35.6 | 17 | 18 | 33 | 29 | 30 | 26.96 | 0 | 0 | 1 | 0 | 0 | 0 | 0 | 1 | 1 | 1 | 0 | 1 | 100% | #N/A
1981-03-18 | 3 | 18 | 2018 | 2018-03-18 | 7 | 0 | 5:00 | 5 | 30 | 15 | 19.94 | 23.18 | 17.06 | 19.04 | 15.44 | 33.8 | 35.6 | 15 | 17 | 32 | 28 | 29 | 26.96 | 0 | 0 | 1 | 0 | 0 | 0 | 0 | 1 | 1 | 1 | 0 | 1 | 100% | #N/A
1981-03-18 | 3 | 18 | 2018 | 2018-03-18 | 7 | 0 | 6:00 | 6 | 30 | 15 | 19.04 | 22.46 | 15.98 | 17.96 | 15.26 | 33.8 | 37.4 | 13 | 18 | 29 | 28 | 29 | 26.06 | 0 | 0 | 1 | 0 | 0 | 0 | 0 | 1 | 1 | 1 | 0 | 1 | 100% | #N/A
1981-03-18 | 3 | 18 | 2018 | 2018-03-18 | 7 | 0 | 7:00 | 7 | 34 | 15 | 21.02 | 22.28 | 19.94 | 19.94 | 17.78 | 33.8 | 39.2 | 17 | 19 | 28 | 28 | 30 | 26.96 | 0 | 0 | 1 | 0 | 0 | 0 | 0 | 1 | 1 | 1 | 0 | 1 | 100% | #N/A
1981-03-18 | 3 | 18 | 2018 | 2018-03-18 | 7 | 0 | 8:00 | 8 | 39 | 17 | 24.98 | 23 | 24.08 | 23 | 22.64 | 39.2 | 37.4 | 25 | 22 | 30 | 28 | 33 | 28.4 | 0 | 0 | 1 | 0 | 0 | 0 | 0 | 1 | 1 | 1 | 0 | 1 | 100% | #N/A
1981-03-18 | 3 | 18 | 2018 | 2018-03-18 | 7 | 0 | 9:00 | 9 | 42 | 20 | 26.06 | 26.24 | 26.96 | 26.06 | 26.06 | 46.4 | 42.8 | 34 | 24 | 31 | 34 | 36 | 30.2 | 0 | 0 | 1 | 0 | 0 | 0 | 0 | 1 | 1 | 1 | 0 | 1 | 100% | #N/A
1981-03-18 | 3 | 18 | 2018 | 2018-03-18 | 7 | 0 | 10:00 | 10 | 47 | 22 | 28.94 | 25.7 | 28.94 | 28.94 | 28.4 | 48.2 | 44.6 | 37 | 27 | 32 | 34 | 39 | 30.92 | 0 | 0 | 1 | 0 | 0 | 0 | 0 | 1 | 1 | 1 | 0 | 1 | 100% | #N/A
1981-03-18 | 3 | 18 | 2018 | 2018-03-18 | 7 | 0 | 11:00 | 11 | 47 | 25 | 30.02 | 26.96 | 32 | 33.08 | 31.46 | 51.8 | 44.6 | 40 | 28 | 33 | 36 | 45 | 30.92 | 0 | 0 | 1 | 0 | 0 | 0 | 0 | 1 | 1 | 1 | 0 | 1 | 100% | #N/A
1981-03-18 | 3 | 18 | 2018 | 2018-03-18 | 7 | 0 | 12:00 | 12 | 47 | 27 | 33.08 | 27.32 | 32 | 33.08 | 34.16 | 53.6 | 44.6 | 41 | 31 | 34 | 36 | 46 | 30.92 | 0 | 0 | 1 | 0 | 0 | 0 | 0 | 1 | 1 | 1 | 0 | 1 | 100% | #N/A
1981-03-18 | 3 | 18 | 2018 | 2018-03-18 | 7 | 0 | 13:00 | 13 | 45 | 30 | 35.96 | 29.48 | 33.08 | 37.04 | 36.5 | 55.4 | 46.4 | 43 | 32 | 37 | 37 | 43 | 30.92 | 0 | 0 | 1 | 0 | 0 | 0 | 0 | 1 | 1 | 1 | 0 | 1 | 100% | #N/A
1981-03-18 | 3 | 18 | 2018 | 2018-03-18 | 7 | 0 | 14:00 | 14 | 47 | 31 | 37.04 | 30.56 | 33.08 | 37.94 | 37.4 | 55.4 | 44.6 | 45 | 32 | 39 | 37 | 41 | 32 | 0 | 0 | 1 | 0 | 0 | 0 | 0 | 1 | 1 | 1 | 0 | 1 | 100% | #N/A
1981-03-18 | 3 | 18 | 2018 | 2018-03-18 | 7 | 0 | 15:00 | 15 | 48 | 33 | 37.94 | 31.46 | 32 | 39.02 | 38.12 | 55.4 | 44.6 | 46 | 33 | 43 | 37 | 41 | 32 | 0 | 0 | 1 | 0 | 0 | 0 | 0 | 1 | 1 | 1 | 0 | 1 | 100% | #N/A
1981-03-18 | 3 | 18 | 2018 | 2018-03-18 | 7 | 0 | 16:00 | 16 | 46 | 34 | 37.94 | 31.28 | 32 | 37.04 | 37.4 | 53.6 | 44.6 | 46 | 32 | 42 | 36 | 39 | 32 | 0 | 0 | 1 | 0 | 0 | 0 | 0 | 1 | 1 | 1 | 0 | 1 | 100% | #N/A
1981-03-18 | 3 | 18 | 2018 | 2018-03-18 | 7 | 0 | 17:00 | 17 | 45 | 33 | 35.96 | 31.64 | 32 | 33.98 | 37.22 | 51.8 | 42.8 | 46 | 32 | 42 | 36 | 37 | 32 | 0 | 0 | 1 | 0 | 0 | 0 | 0 | 1 | 1 | 1 | 0 | 1 | 100% | #N/A
1981-03-18 | 3 | 18 | 2018 | 2018-03-18 | 7 | 0 | 18:00 | 18 | 44 | 32 | 35.96 | 32.54 | 32 | 33.08 | 36.32 | 50 | 42.8 | 40 | 30 | 40 | 34 | 36 | 30.92 | 0 | 0 | 1 | 0 | 0 | 0 | 0 | 1 | 1 | 1 | 0 | 1 | 100% | #N/A
1981-03-18 | 3 | 18 | 2018 | 2018-03-18 | 7 | 0 | 19:00 | 19 | 42 | 31 | 33.98 | 33.62 | 33.08 | 33.08 | 34.16 | 48.2 | 42.8 | 30 | 29 | 37 | 32 | 36 | 30.92 | 0 | 0 | 1 | 0 | 0 | 0 | 0 | 1 | 1 | 1 | 0 | 1 | 100% | #N/A
1981-03-18 | 3 | 18 | 2018 | 2018-03-18 | 7 | 0 | 20:00 | 20 | 39 | 31 | 33.08 | 33.8 | 33.08 | 33.08 | 32 | 46.4 | 46.4 | 25 | 27 | 35 | 34 | 34 | 32 | 0 | 0 | 1 | 0 | 0 | 0 | 0 | 1 | 1 | 1 | 0 | 1 | 100% | #N/A
1981-03-18 | 3 | 18 | 2018 | 2018-03-18 | 7 | 0 | 21:00 | 21 | 39 | 31 | 30.2 | 33.62 | 33.08 | 33.98 | 32.36 | 46.4 | 46.4 | 26 | 26 | 33 | 30 | 37 | 32 | 0 | 0 | 1 | 0 | 0 | 0 | 0 | 1 | 1 | 1 | 0 | 1 | 100% | #N/A
1981-03-18 | 3 | 18 | 2018 | 2018-03-18 | 7 | 0 | 22:00 | 22 | 39 | 31 | 30.2 | 32.9 | 33.08 | 33.08 | 30.2 | 44.6 | 46.4 | 22 | 25 | 29 | 32 | 37 | 32 | 0 | 0 | 1 | 0 | 0 | 0 | 0 | 1 | 1 | 1 | 0 | 1 | 100% | #N/A
1981-03-18 | 3 | 18 | 2018 | 2018-03-18 | 7 | 0 | 23:00 | 23 | 38 | 31 | 30.02 | 29.3 | 30.2 | 30.2 | 28.4 | 44.6 | 46.4 | 21 | 23 | 28 | 34 | 36 | 30.2 | 0 | 0 | 1 | 0 | 0 | 0 | 0 | 1 | 1 | 1 | 0 | 1 | 100% | #N/A
1981-03-18 | 3 | 18 | 2018 | 2018-03-18 | 7 | 0 | 24:00 | 24 | 38 | 31 | 30.2 | 29.3 | 30.2 | 30.2 | 28.4 | 44.6 | 46.4 | 21 | 21 | 27 | 30 | 34 | 32 | 0 | 0 | 1 | 0 | 0 | 0 | 0 | 1 | 1 | 1 | 0 | 1 | 100% | #N/A
1981-03-19 | 3 | 19 | 2018 | 2018-03-19 | 1 | 0 | 1:00 | 1 | 38 | 31 | 30.2 | 30.02 | 30.02 | 30.2 | 28.4 | 42.8 | 44.6 | 20 | 19 | 26 | 28 | 32 | 30.92 | 0 | 0 | 1 | 0 | 0 | 0 | 0 | 1 | 1 | 1 | 0 | 1 | 100% | #N/A
1981-03-19 | 3 | 19 | 2018 | 2018-03-19 | 1 | 0 | 2:00 | 2 | 38 | 31 | 30.2 | 30.56 | 30.92 | 30.02 | 28.4 | 44.6 | 44.6 | 19 | 15 | 25 | 25 | 30 | 30.92 | 0 | 0 | 1 | 0 | 0 | 0 | 0 | 1 | 1 | 1 | 0 | 1 | 100% | #N/A
1981-03-19 | 3 | 19 | 2018 | 2018-03-19 | 1 | 0 | 3:00 | 3 | 38 | 31 | 30.92 | 30.92 | 30.92 | 30.2 | 28.4 | 42.8 | 46.4 | 18 | 10 | 25 | 28 | 30 | 30.2 | 0 | 0 | 1 | 0 | 0 | 0 | 0 | 1 | 1 | 1 | 0 | 1 | 100% | #N/A
1981-03-19 | 3 | 19 | 2018 | 2018-03-19 | 1 | 0 | 4:00 | 4 | 38 | 31 | 30.2 | 30.92 | 30.2 | 30.2 | 28.4 | 42.8 | 46.4 | 16 | 9 | 23 | 28 | 28 | 30.02 | 0 | 0 | 1 | 0 | 0 | 0 | 0 | 1 | 1 | 1 | 0 | 1 | 100% | #N/A
1981-03-19 | 3 | 19 | 2018 | 2018-03-19 | 1 | 0 | 5:00 | 5 | 38 | 32 | 32 | 31.64 | 30.2 | 30.2 | 28.4 | 44.6 | 44.6 | 16 | 11 | 23 | 30 | 27 | 30.92 | 0 | 0 | 1 | 0 | 0 | 0 | 0 | 1 | 1 | 1 | 0 | 1 | 100% | #N/A
1981-03-19 | 3 | 19 | 2018 | 2018-03-19 | 1 | 0 | 6:00 | 6 | 39 | 34 | 32 | 31.82 | 32 | 30.2 | 30.2 | 42.8 | 44.6 | 16 | 14 | 23 | 30 | 27 | 30.92 | 0 | 0 | 1 | 0 | 0 | 0 | 0 | 1 | 1 | 1 | 0 | 1 | 100% | #N/A
1981-03-19 | 3 | 19 | 2018 | 2018-03-19 | 1 | 0 | 7:00 | 7 | 40 | 35 | 33.8 | 31.82 | 32 | 32 | 31.82 | 42.8 | 44.6 | 18 | 15 | 21 | 30 | 27 | 30.02 | 0 | 0 | 1 | 0 | 0 | 0 | 0 | 1 | 1 | 1 | 0 | 1 | 100% | #N/A
1981-03-19 | 3 | 19 | 2018 | 2018-03-19 | 1 | 0 | 8:00 | 8 | 43 | 38 | 33.8 | 32.36 | 33.08 | 33.8 | 32 | 39.2 | 46.4 | 24 | 20 | 27 | 29 | 28 | 30.92 | 0 | 1 | 0 | 0 | 0 | 0 | 0 | 1 | 1 | 1 | 0 | 1 | 100% | #N/A
1981-03-19 | 3 | 19 | 2018 | 2018-03-19 | 1 | 0 | 9:00 | 9 | 48 | 40 | 33.8 | 33.8 | 33.08 | 33.8 | 33.62 | 39.2 | 46.4 | 31 | 23 | 32 | 31 | 30 | 30.92 | 0 | 1 | 0 | 0 | 0 | 0 | 0 | 1 | 1 | 1 | 0 | 1 | 100% | #N/A
1981-03-19 | 3 | 19 | 2018 | 2018-03-19 | 1 | 0 | 10:00 | 10 | 48 | 43 | 35.6 | 34.7 | 33.98 | 33.8 | 33.8 | 37.4 | 48.2 | 39 | 26 | 41 | 31 | 32 | 30.92 | 0 | 1 | 0 | 0 | 0 | 0 | 0 | 1 | 1 | 1 | 0 | 1 | 100% | #N/A
1981-03-19 | 3 | 19 | 2018 | 2018-03-19 | 1 | 0 | 11:00 | 11 | 49 | 47 | 35.6 | 34.7 | 33.8 | 35.6 | 35.24 | 37.4 | 48.2 | 44 | 28 | 43 | 32 | 34 | 30.92 | 0 | 1 | 0 | 0 | 0 | 0 | 0 | 1 | 1 | 1 | 0 | 1 | 100% | #N/A
1981-03-19 | 3 | 19 | 2018 | 2018-03-19 | 1 | 0 | 12:00 | 12 | 50 | 50 | 37.04 | 35.06 | 35.06 | 35.6 | 35.6 | 37.4 | 48.2 | 50 | 30 | 44 | 32 | 34 | 30.92 | 0 | 1 | 0 | 0 | 0 | 0 | 0 | 1 | 1 | 1 | 0 | 1 | 100% | #N/A
1981-03-19 | 3 | 19 | 2018 | 2018-03-19 | 1 | 0 | 13:00 | 13 | 50 | 54 | 37.4 | 35.6 | 35.6 | 35.06 | 33.8 | 37.4 | 46.4 | 51 | 31 | 46 | 33 | 32 | 33.08 | 0 | 1 | 0 | 0 | 0 | 0 | 0 | 1 | 1 | 1 | 0 | 1 | 100% | #N/A
1981-03-19 | 3 | 19 | 2018 | 2018-03-19 | 1 | 0 | 14:00 | 14 | 50 | 57 | 37.94 | 36.14 | 35.06 | 33.8 | 33.8 | 39.2 | 41 | 51 | 34 | 50 | 33 | 32 | 33.98 | 0 | 1 | 0 | 0 | 0 | 0 | 0 | 1 | 1 | 1 | 0 | 1 | 100% | #N/A
1981-03-19 | 3 | 19 | 2018 | 2018-03-19 | 1 | 0 | 15:00 | 15 | 50 | 59 | 37.4 | 36.86 | 33.8 | 33.8 | 35.6 | 39.2 | 39.2 | 51 | 35 | 51 | 32 | 32 | 35.06 | 0 | 1 | 0 | 0 | 0 | 0 | 0 | 1 | 1 | 1 | 0 | 1 | 100% | #N/A
1981-03-19 | 3 | 19 | 2018 | 2018-03-19 | 1 | 0 | 16:00 | 16 | 50 | 62 | 35.6 | 35.42 | 33.8 | 33.8 | 34.88 | 39.2 | 39.2 | 50 | 35 | 51 | 30 | 32 | 35.06 | 0 | 1 | 0 | 0 | 0 | 0 | 0 | 1 | 1 | 1 | 0 | 1 | 100% | #N/A
1981-03-19 | 3 | 19 | 2018 | 2018-03-19 | 1 | 0 | 17:00 | 17 | 48 | 59 | 35.96 | 33.8 | 33.8 | 33.8 | 33.8 | 42.8 | 39.2 | 48 | 33 | 49 | 29 | 30 | 33.98 | 0 | 1 | 0 | 0 | 0 | 0 | 0 | 1 | 1 | 1 | 0 | 1 | 100% | #N/A
1981-03-19 | 3 | 19 | 2018 | 2018-03-19 | 1 | 0 | 18:00 | 18 | 46 | 57 | 35.6 | 35.06 | 33.8 | 33.8 | 33.8 | 41 | 39.2 | 45 | 32 | 46 | 26 | 28 | 32 | 0 | 1 | 0 | 0 | 0 | 0 | 0 | 1 | 1 | 1 | 0 | 1 | 100% | #N/A
1981-03-19 | 3 | 19 | 2018 | 2018-03-19 | 1 | 0 | 19:00 | 19 | 45 | 54 | 35.6 | 35.06 | 33.8 | 33.98 | 33.8 | 39.2 | 37.4 | 43 | 28 | 40 | 19 | 27 | 32 | 0 | 1 | 0 | 0 | 0 | 0 | 0 | 1 | 1 | 1 | 0 | 1 | 100% | #N/A
1981-03-19 | 3 | 19 | 2018 | 2018-03-19 | 1 | 0 | 20:00 | 20 | 43 | 52 | 33.8 | 34.88 | 33.8 | 33.8 | 32 | 37.4 | 39.2 | 41 | 27 | 37 | 10 | 27 | 30.02 | 0 | 1 | 0 | 0 | 0 | 0 | 0 | 1 | 1 | 1 | 0 | 1 | 100% | #N/A
1981-03-19 | 3 | 19 | 2018 | 2018-03-19 | 1 | 0 | 21:00 | 21 | 43 | 51 | 33.8 | 34.7 | 33.8 | 30.2 | 32 | 37.4 | 37.4 | 41 | 27 | 35 | 10 | 27 | 30.02 | 0 | 1 | 0 | 0 | 0 | 0 | 0 | 1 | 1 | 1 | 0 | 1 | 100% | #N/A
1981-03-19 | 3 | 19 | 2018 | 2018-03-19 | 1 | 0 | 22:00 | 22 | 43 | 49 | 33.8 | 33.26 | 28.4 | 28.04 | 32 | 37.4 | 37.4 | 38 | 27 | 33 | 9 | 25 | 28.04 | 0 | 1 | 0 | 0 | 0 | 0 | 0 | 1 | 1 | 1 | 0 | 1 | 100% | #N/A
1981-03-19 | 3 | 19 | 2018 | 2018-03-19 | 1 | 0 | 23:00 | 23 | 41 | 48 | 30.2 | 30.92 | 28.4 | 28.4 | 32 | 37.4 | 37.4 | 39 | 26 | 33 | 7 | 25 | 26.06 | 0 | 1 | 0 | 0 | 0 | 0 | 0 | 1 | 1 | 1 | 0 | 1 | 100% | #N/A
1981-03-19 | 3 | 19 | 2018 | 2018-03-19 | 1 | 0 | 24:00 | 24 | 39 | 46 | 30.2 | 30.2 | 26.06 | 26.6 | 29.12 | 35.6 | 39.2 | 39 | 26 | 31 | 10 | 25 | 24.08 | 0 | 0 | 1 | 0 | 0 | 0 | 0 | 1 | 1 | 1 | 0 | 1 | 100% | #N/A
1981-03-20 | 3 | 20 | 2018 | 2018-03-20 | 2 | 0 | 1:00 | 1 | 40 | 45 | 28.4 | 29.3 | 26.96 | 26.96 | 28.94 | 33.8 | 37.4 | 40 | 24 | 27 | 8 | 23 | 24.08 | 0 | 0 | 1 | 0 | 0 | 0 | 0 | 1 | 1 | 1 | 0 | 1 | 100% | #N/A
1981-03-20 | 3 | 20 | 2018 | 2018-03-20 | 2 | 0 | 2:00 | 2 | 39 | 43 | 28.4 | 28.04 | 26.06 | 26.96 | 27.86 | 32 | 37.4 | 40 | 22 | 27 | 9 | 23 | 24.08 | 0 | 0 | 1 | 0 | 0 | 0 | 0 | 1 | 1 | 1 | 0 | 1 | 100% | #N/A
1981-03-20 | 3 | 20 | 2018 | 2018-03-20 | 2 | 0 | 3:00 | 3 | 39 | 41 | 26.6 | 27.86 | 24.98 | 24.98 | 27.86 | 30.2 | 37.4 | 39 | 18 | 27 | 9 | 23 | 24.08 | 0 | 0 | 1 | 0 | 0 | 0 | 0 | 1 | 1 | 1 | 0 | 1 | 100% | #N/A
1981-03-20 | 3 | 20 | 2018 | 2018-03-20 | 2 | 0 | 4:00 | 4 | 37 | 39 | 26.96 | 28.04 | 26.06 | 26.96 | 25.16 | 30.2 | 35.6 | 39 | 20 | 25 | 10 | 21 | 24.08 | 0 | 0 | 1 | 0 | 0 | 0 | 0 | 1 | 1 | 1 | 0 | 1 | 100% | #N/A
1981-03-20 | 3 | 20 | 2018 | 2018-03-20 | 2 | 0 | 5:00 | 5 | 37 | 40 | 26.96 | 28.94 | 26.6 | 28.04 | 24.8 | 28.4 | 35.6 | 38 | 18 | 27 | 8 | 21 | 23 | 0 | 0 | 1 | 0 | 0 | 0 | 0 | 1 | 1 | 1 | 0 | 1 | 100% | #N/A
1981-03-20 | 3 | 20 | 2018 | 2018-03-20 | 2 | 0 | 6:00 | 6 | 37 | 42 | 26.96 | 30.02 | 28.04 | 28.04 | 23.9 | 28.4 | 35.6 | 34 | 14 | 27 | 8 | 21 | 21.92 | 0 | 0 | 1 | 0 | 0 | 0 | 0 | 1 | 1 | 1 | 0 | 1 | 100% | #N/A
1981-03-20 | 3 | 20 | 2018 | 2018-03-20 | 2 | 0 | 7:00 | 7 | 38 | 43 | 28.94 | 29.48 | 26.96 | 28.04 | 24.44 | 28.4 | 35.6 | 32 | 18 | 28 | 11 | 23 | 24.08 | 0 | 0 | 1 | 0 | 0 | 0 | 0 | 1 | 1 | 1 | 0 | 1 | 100% | #N/A
1981-03-20 | 3 | 20 | 2018 | 2018-03-20 | 2 | 0 | 8:00 | 8 | 42 | 50 | 30.92 | 29.84 | 28.94 | 28.04 | 28.22 | 30.2 | 37.4 | 33 | 27 | 28 | 21 | 28 | 28.94 | 0 | 1 | 0 | 0 | 0 | 0 | 0 | 1 | 1 | 1 | 0 | 1 | 100% | #N/A
1981-03-20 | 3 | 20 | 2018 | 2018-03-20 | 2 | 0 | 9:00 | 9 | 48 | 58 | 33.08 | 31.1 | 30.92 | 30.02 | 30.2 | 30.2 | 39.2 | 33 | 30 | 31 | 27 | 30 | 33.08 | 0 | 1 | 0 | 0 | 0 | 0 | 0 | 1 | 1 | 1 | 0 | 1 | 100% | #N/A
1981-03-20 | 3 | 20 | 2018 | 2018-03-20 | 2 | 0 | 10:00 | 10 | 47 | 65 | 33.98 | 33.26 | 32 | 32 | 30.2 | 32 | 37.4 | 33 | 31 | 35 | 34 | 34 | 37.04 | 0 | 1 | 0 | 0 | 0 | 0 | 0 | 1 | 1 | 1 | 0 | 1 | 100% | #N/A
1981-03-20 | 3 | 20 | 2018 | 2018-03-20 | 2 | 0 | 11:00 | 11 | 45 | 68 | 35.06 | 33.26 | 33.08 | 33.08 | 32.18 | 33.8 | 37.4 | 33 | 33 | 36 | 37 | 36 | 35.96 | 0 | 1 | 0 | 0 | 0 | 0 | 0 | 1 | 1 | 1 | 0 | 1 | 100% | #N/A
1981-03-20 | 3 | 20 | 2018 | 2018-03-20 | 2 | 0 | 12:00 | 12 | 47 | 70 | 35.96 | 35.78 | 33.98 | 35.06 | 33.62 | 33.8 | 39.2 | 34 | 34 | 36 | 43 | 36 | 37.04 | 0 | 1 | 0 | 0 | 0 | 0 | 0 | 1 | 1 | 1 | 0 | 1 | 100% | #N/A
1981-03-20 | 3 | 20 | 2018 | 2018-03-20 | 2 | 0 | 13:00 | 13 | 47 | 73 | 37.04 | 36.14 | 35.06 | 35.96 | 34.7 | 37.4 | 37.4 | 34 | 34 | 36 | 45 | 36 | 41 | 0 | 1 | 0 | 0 | 0 | 0 | 0 | 1 | 1 | 1 | 0 | 1 | 100% | #N/A
1981-03-20 | 3 | 20 | 2018 | 2018-03-20 | 2 | 0 | 14:00 | 14 | 49 | 72 | 37.94 | 37.4 | 37.04 | 37.04 | 35.78 | 37.4 | 35.6 | 36 | 34 | 36 | 46 | 36 | 39.92 | 0 | 1 | 0 | 0 | 0 | 0 | 0 | 1 | 1 | 1 | 0 | 1 | 100% | #N/A
1981-03-20 | 3 | 20 | 2018 | 2018-03-20 | 2 | 0 | 15:00 | 15 | 49 | 72 | 39.02 | 38.48 | 37.04 | 35.96 | 37.22 | 37.4 | 35.6 | 34 | 33 | 35 | 48 | 36 | 39.92 | 0 | 1 | 0 | 0 | 0 | 0 | 0 | 1 | 1 | 1 | 0 | 1 | 100% | #N/A
1981-03-20 | 3 | 20 | 2018 | 2018-03-20 | 2 | 0 | 16:00 | 16 | 49 | 71 | 39.02 | 39.74 | 37.04 | 37.94 | 37.76 | 37.4 | 33.8 | 34 | 33 | 35 | 48 | 36 | 39.92 | 0 | 1 | 0 | 0 | 0 | 0 | 0 | 1 | 1 | 1 | 0 | 1 | 100% | #N/A
1981-03-20 | 3 | 20 | 2018 | 2018-03-20 | 2 | 0 | 17:00 | 17 | 49 | 68 | 37.94 | 40.1 | 37.04 | 37.04 | 37.4 | 37.4 | 32 | 33 | 32 | 31 | 48 | 36 | 39.02 | 0 | 1 | 0 | 0 | 0 | 0 | 0 | 1 | 1 | 1 | 0 | 1 | 100% | #N/A
1981-03-20 | 3 | 20 | 2018 | 2018-03-20 | 2 | 0 | 18:00 | 18 | 46 | 64 | 37.04 | 39.2 | 35.96 | 35.96 | 33.98 | 37.4 | 30.2 | 33 | 30 | 31 | 36 | 36 | 37.94 | 0 | 1 | 0 | 0 | 0 | 0 | 0 | 1 | 1 | 1 | 0 | 1 | 100% | #N/A
1981-03-20 | 3 | 20 | 2018 | 2018-03-20 | 2 | 0 | 19:00 | 19 | 44 | 61 | 35.06 | 38.66 | 33.98 | 35.06 | 32.9 | 33.8 | 26.6 | 33 | 29 | 30 | 32 | 36 | 37.94 | 0 | 1 | 0 | 0 | 0 | 0 | 0 | 1 | 1 | 1 | 0 | 1 | 100% | #N/A
1981-03-20 | 3 | 20 | 2018 | 2018-03-20 | 2 | 0 | 20:00 | 20 | 42 | 58 | 32 | 38.3 | 32 | 33.08 | 27.86 | 33.8 | 30.2 | 33 | 29 | 30 | 30 | 36 | 37.04 | 0 | 1 | 0 | 0 | 0 | 0 | 0 | 1 | 1 | 1 | 0 | 1 | 100% | #N/A
1981-03-20 | 3 | 20 | 2018 | 2018-03-20 | 2 | 0 | 21:00 | 21 | 41 | 55 | 30.02 | 36.86 | 30.92 | 30.92 | 24.62 | 28.4 | 28.4 | 34 | 29 | 29 | 27 | 36 | 37.94 | 0 | 1 | 0 | 0 | 0 | 0 | 0 | 1 | 1 | 1 | 0 | 1 | 100% | #N/A
1981-03-20 | 3 | 20 | 2018 | 2018-03-20 | 2 | 0 | 22:00 | 22 | 39 | 52 | 26.06 | 36.32 | 28.94 | 28.94 | 21.38 | 28.4 | 30.2 | 34 | 29 | 29 | 27 | 36 | 37.94 | 0 | 1 | 0 | 0 | 0 | 0 | 0 | 1 | 1 | 1 | 0 | 1 | 100% | #N/A
1981-03-20 | 3 | 20 | 2018 | 2018-03-20 | 2 | 0 | 23:00 | 23 | 38 | 51 | 26.96 | 35.06 | 26.06 | 30.02 | 22.28 | 28.4 | 30.2 | 35 | 29 | 31 | 25 | 36 | 39.02 | 0 | 1 | 0 | 0 | 0 | 0 | 0 | 1 | 1 | 1 | 0 | 1 | 100% | #N/A
1981-03-20 | 3 | 20 | 2018 | 2018-03-20 | 2 | 0 | 24:00 | 24 | 38 | 50 | 24.98 | 34.7 | 28.04 | 28.94 | 21.38 | 28.4 | 30.2 | 34 | 29 | 30 | 25 | 36 | 39.02 | 0 | 0 | 1 | 0 | 0 | 0 | 0 | 1 | 1 | 1 | 0 | 1 | 100% | #N/A
1981-03-21 | 3 | 21 | 2018 | 2018-03-21 | 3 | 0 | 1:00 | 1 | 37 | 49 | 24.08 | 34.52 | 26.96 | 28.04 | 20.3 | 26.6 | 30.2 | 33 | 29 | 32 | 25 | 37 | 39.02 | 0 | 0 | 1 | 0 | 0 | 0 | 0 | 1 | 1 | 1 | 0 | 1 | 100% | #N/A
1981-03-21 | 3 | 21 | 2018 | 2018-03-21 | 3 | 0 | 2:00 | 2 | 37 | 50 | 24.98 | 33.8 | 26.06 | 26.96 | 17.96 | 26.6 | 32 | 35 | 29 | 31 | 21 | 37 | 39.02 | 0 | 0 | 1 | 0 | 0 | 0 | 0 | 1 | 1 | 1 | 0 | 1 | 100% | #N/A
1981-03-21 | 3 | 21 | 2018 | 2018-03-21 | 3 | 0 | 3:00 | 3 | 37 | 51 | 24.98 | 32.9 | 26.96 | 26.06 | 17.96 | 26.6 | 32 | 33 | 29 | 31 | 23 | 39 | 39.02 | 0 | 0 | 1 | 0 | 0 | 0 | 0 | 1 | 1 | 1 | 0 | 1 | 100% | #N/A
1981-03-21 | 3 | 21 | 2018 | 2018-03-21 | 3 | 0 | 4:00 | 4 | 37 | 52 | 26.06 | 33.44 | 26.96 | 26.06 | 19.4 | 26.6 | 33.8 | 33 | 29 | 31 | 25 | 39 | 39.92 | 0 | 0 | 1 | 0 | 0 | 0 | 0 | 1 | 1 | 1 | 0 | 1 | 100% | #N/A
1981-03-21 | 3 | 21 | 2018 | 2018-03-21 | 3 | 0 | 5:00 | 5 | 38 | 52 | 26.96 | 32.36 | 26.96 | 24.98 | 19.04 | 24.8 | 33.8 | 34 | 29 | 30 | 25 | 39 | 39.02 | 0 | 0 | 1 | 0 | 0 | 0 | 0 | 1 | 1 | 1 | 0 | 1 | 100% | #N/A
1981-03-21 | 3 | 21 | 2018 | 2018-03-21 | 3 | 0 | 6:00 | 6 | 40 | 53 | 28.94 | 31.82 | 26.06 | 24.08 | 19.22 | 24.8 | 33.8 | 33 | 29 | 28 | 21 | 39 | 39.92 | 0 | 0 | 1 | 0 | 0 | 0 | 0 | 1 | 1 | 1 | 0 | 1 | 100% | #N/A
1981-03-21 | 3 | 21 | 2018 | 2018-03-21 | 3 | 0 | 7:00 | 7 | 40 | 53 | 28.94 | 31.82 | 28.04 | 26.06 | 20.3 | 26.6 | 35.6 | 34 | 29 | 28 | 23 | 40 | 41 | 0 | 0 | 1 | 0 | 0 | 0 | 0 | 1 | 1 | 1 | 0 | 1 | 100% | #N/A
1981-03-21 | 3 | 21 | 2018 | 2018-03-21 | 3 | 0 | 8:00 | 8 | 42 | 56 | 33.08 | 31.82 | 28.94 | 28.94 | 24.44 | 28.4 | 37.4 | 35 | 30 | 29 | 27 | 43 | 41 | 0 | 1 | 0 | 0 | 0 | 0 | 0 | 1 | 1 | 1 | 0 | 1 | 100% | #N/A
1981-03-21 | 3 | 21 | 2018 | 2018-03-21 | 3 | 0 | 9:00 | 9 | 43 | 59 | 33.08 | 33.8 | 30.92 | 30.92 | 28.76 | 30.2 | 39.2 | 35 | 33 | 32 | 32 | 46 | 44.06 | 0 | 1 | 0 | 0 | 0 | 0 | 0 | 1 | 1 | 1 | 0 | 1 | 100% | #N/A
1981-03-21 | 3 | 21 | 2018 | 2018-03-21 | 3 | 0 | 10:00 | 10 | 43 | 62 | 33.98 | 33.26 | 33.98 | 33.08 | 31.28 | 32 | 39.2 | 38 | 34 | 35 | 37 | 48 | 44.96 | 0 | 1 | 0 | 0 | 0 | 0 | 0 | 1 | 1 | 1 | 0 | 1 | 100% | #N/A
1981-03-21 | 3 | 21 | 2018 | 2018-03-21 | 3 | 0 | 11:00 | 11 | 40 | 62 | 35.06 | 33.8 | 33.08 | 35.06 | 31.28 | 33.8 | 41 | 39 | 34 | 37 | 41 | 50 | 48.92 | 0 | 1 | 0 | 0 | 0 | 0 | 0 | 1 | 1 | 1 | 0 | 1 | 100% | #N/A
1981-03-21 | 3 | 21 | 2018 | 2018-03-21 | 3 | 0 | 12:00 | 12 | 41 | 62 | 35.06 | 33.44 | 32 | 35.06 | 32.72 | 37.4 | 41 | 40 | 35 | 38 | 43 | 54 | 50 | 0 | 1 | 0 | 0 | 0 | 0 | 0 | 1 | 1 | 1 | 0 | 1 | 100% | #N/A
1981-03-21 | 3 | 21 | 2018 | 2018-03-21 | 3 | 0 | 13:00 | 13 | 40 | 62 | 33.98 | 33.62 | 33.98 | 37.04 | 34.7 | 39.2 | 41 | 38 | 37 | 40 | 45 | 55 | 44.06 | 0 | 1 | 0 | 0 | 0 | 0 | 0 | 1 | 1 | 1 | 0 | 1 | 100% | #N/A
1981-03-21 | 3 | 21 | 2018 | 2018-03-21 | 3 | 0 | 14:00 | 14 | 40 | 62 | 35.06 | 32 | 33.98 | 37.04 | 36.5 | 41 | 39.2 | 38 | 39 | 41 | 45 | 55 | 46.94 | 0 | 1 | 0 | 0 | 0 | 0 | 0 | 1 | 1 | 1 | 0 | 1 | 100% | #N/A
1981-03-21 | 3 | 21 | 2018 | 2018-03-21 | 3 | 0 | 15:00 | 15 | 40 | 61 | 35.96 | 34.16 | 33.98 | 37.94 | 36.86 | 42.8 | 39.2 | 38 | 38 | 41 | 46 | 55 | 46.94 | 0 | 1 | 0 | 0 | 0 | 0 | 0 | 1 | 1 | 1 | 0 | 1 | 100% | #N/A
1981-03-21 | 3 | 21 | 2018 | 2018-03-21 | 3 | 0 | 16:00 | 16 | 41 | 61 | 35.96 | 33.08 | 33.08 | 37.94 | 37.76 | 44.6 | 39.2 | 35 | 41 | 42 | 46 | 54 | 46.94 | 0 | 1 | 0 | 0 | 0 | 0 | 0 | 1 | 1 | 1 | 0 | 1 | 100% | #N/A
1981-03-21 | 3 | 21 | 2018 | 2018-03-21 | 3 | 0 | 17:00 | 17 | 41 | 56 | 33.98 | 32.54 | 33.8 | 35.96 | 37.58 | 42.8 | 37.4 | 35 | 40 | 40 | 46 | 54 | 46.04 | 0 | 1 | 0 | 0 | 0 | 0 | 0 | 1 | 1 | 1 | 0 | 1 | 100% | #N/A
1981-03-21 | 3 | 21 | 2018 | 2018-03-21 | 3 | 0 | 18:00 | 18 | 41 | 52 | 33.8 | 31.28 | 32 | 33.08 | 36.68 | 39.2 | 33.8 | 34 | 38 | 37 | 43 | 50 | 42.98 | 0 | 1 | 0 | 0 | 0 | 0 | 0 | 1 | 1 | 1 | 0 | 1 | 100% | #N/A
1981-03-21 | 3 | 21 | 2018 | 2018-03-21 | 3 | 0 | 19:00 | 19 | 42.1336 | 47 | 32 | 31.1 | 30.2 | 32 | 33.8 | 37.4 | 28.4 | 33 | 38 | 34 | 37 | 48 | 39.92 | 0 | 1 | 0 | 0 | 0 | 0 | 0 | 1 | 1 | 1 | 0 | 1 | 100% | #N/A
1981-03-21 | 3 | 21 | 2018 | 2018-03-21 | 3 | 0 | 20:00 | 20 | 42.1336 | 46 | 30.2 | 30.56 | 30.2 | 32 | 32.54 | 35.6 | 26.6 | 32 | 37 | 33 | 34 | 45 | 35.96 | 0 | 1 | 0 | 0 | 0 | 0 | 0 | 1 | 1 | 1 | 0 | 1 | 100% | #N/A
1981-03-21 | 3 | 21 | 2018 | 2018-03-21 | 3 | 0 | 21:00 | 21 | 42.1336 | 46 | 30.2 | 30.56 | 30.92 | 32 | 31.64 | 30.2 | 26.6 | 32 | 36 | 33 | 30 | 44 | 33.98 | 0 | 1 | 0 | 0 | 0 | 0 | 0 | 1 | 1 | 1 | 0 | 1 | 100% | #N/A
1981-03-21 | 3 | 21 | 2018 | 2018-03-21 | 3 | 0 | 22:00 | 22 | 41 | 45 | 32 | 31.1 | 30.2 | 32 | 30.02 | 30.2 | 26.6 | 32 | 36 | 34 | 36 | 42 | 32 | 0 | 1 | 0 | 0 | 0 | 0 | 0 | 1 | 1 | 1 | 0 | 1 | 100% | #N/A
1981-03-21 | 3 | 21 | 2018 | 2018-03-21 | 3 | 0 | 23:00 | 23 | 40 | 44 | 32 | 32 | 30.02 | 30.92 | 28.76 | 30.2 | 30.2 | 30 | 34 | 34 | 30 | 41 | 30.92 | 0 | 1 | 0 | 0 | 0 | 0 | 0 | 1 | 1 | 1 | 0 | 1 | 100% | #N/A
1981-03-21 | 3 | 21 | 2018 | 2018-03-21 | 3 | 0 | 24:00 | 24 | 40 | 43 | 30.92 | 33.44 | 28.94 | 30.2 | 28.22 | 30.2 | 32 | 31 | 33 | 35 | 28 | 40 | 30.92 | 0 | 0 | 1 | 0 | 0 | 0 | 0 | 1 | 1 | 1 | 0 | 1 | 100% | #N/A
1981-03-22 | 3 | 22 | 2018 | 2018-03-22 | 4 | 0 | 1:00 | 1 | 40 | 42 | 30.92 | 33.08 | 30.02 | 30.02 | 26.24 | 30.2 | 33.8 | 31 | 35 | 35 | 27 | 40 | 28.94 | 0 | 0 | 1 | 0 | 0 | 0 | 0 | 1 | 1 | 1 | 0 | 1 | 100% | #N/A
1981-03-22 | 3 | 22 | 2018 | 2018-03-22 | 4 | 0 | 2:00 | 2 | 39 | 40 | 32 | 32.9 | 30.02 | 30.92 | 23.9 | 28.4 | 33.8 | 31 | 35 | 36 | 23 | 40 | 28.04 | 0 | 0 | 1 | 0 | 0 | 0 | 0 | 1 | 1 | 1 | 0 | 1 | 100% | #N/A
1981-03-22 | 3 | 22 | 2018 | 2018-03-22 | 4 | 0 | 3:00 | 3 | 41 | 38 | 30.92 | 32.72 | 30.02 | 30.92 | 22.82 | 28.4 | 35.6 | 31 | 35 | 34 | 25 | 41 | 26.96 | 0 | 0 | 1 | 0 | 0 | 0 | 0 | 1 | 1 | 1 | 0 | 1 | 100% | #N/A
1981-03-22 | 3 | 22 | 2018 | 2018-03-22 | 4 | 0 | 4:00 | 4 | 41 | 36 | 30.92 | 31.82 | 30.02 | 30.92 | 22.1 | 28.4 | 35.6 | 31 | 34 | 33 | 21 | 39 | 26.06 | 0 | 0 | 1 | 0 | 0 | 0 | 0 | 1 | 1 | 1 | 0 | 1 | 100% | #N/A
1981-03-22 | 3 | 22 | 2018 | 2018-03-22 | 4 | 0 | 5:00 | 5 | 40 | 33 | 30.02 | 31.46 | 30.02 | 30.92 | 22.64 | 28.4 | 35.6 | 31 | 34 | 31 | 19 | 37 | 24.98 | 0 | 0 | 1 | 0 | 0 | 0 | 0 | 1 | 1 | 1 | 0 | 1 | 100% | #N/A
1981-03-22 | 3 | 22 | 2018 | 2018-03-22 | 4 | 0 | 6:00 | 6 | 41 | 31 | 28.94 | 31.28 | 30.02 | 30.02 | 20.66 | 30.2 | 35.6 | 31 | 34 | 29 | 18 | 35 | 24.08 | 0 | 0 | 1 | 0 | 0 | 0 | 0 | 1 | 1 | 1 | 0 | 1 | 100% | #N/A
1981-03-22 | 3 | 22 | 2018 | 2018-03-22 | 4 | 0 | 7:00 | 7 | 41 | 28 | 28.94 | 31.1 | 28.94 | 28.94 | 21.74 | 30.2 | 39.2 | 32 | 36 | 29 | 21 | 36 | 24.98 | 0 | 0 | 1 | 0 | 0 | 0 | 0 | 1 | 1 | 1 | 0 | 1 | 100% | #N/A
1981-03-22 | 3 | 22 | 2018 | 2018-03-22 | 4 | 0 | 8:00 | 8 | 46 | 30 | 30.92 | 30.92 | 30.02 | 30.92 | 27.5 | 33.8 | 42.8 | 32 | 38 | 29 | 28 | 39 | 26.06 | 0 | 1 | 0 | 0 | 0 | 0 | 0 | 1 | 1 | 1 | 0 | 1 | 100% | #N/A
1981-03-22 | 3 | 22 | 2018 | 2018-03-22 | 4 | 0 | 9:00 | 9 | 47 | 31 | 33.08 | 33.26 | 33.08 | 33.08 | 30.38 | 37.4 | 44.6 | 32 | 39 | 31 | 34 | 43 | 28.94 | 0 | 1 | 0 | 0 | 0 | 0 | 0 | 1 | 1 | 1 | 0 | 1 | 100% | #N/A
1981-03-22 | 3 | 22 | 2018 | 2018-03-22 | 4 | 0 | 10:00 | 10 | 48 | 33 | 35.06 | 33.98 | 35.06 | 33.98 | 32.9 | 39.2 | 44.6 | 35 | 40 | 32 | 41 | 46 | 30.92 | 0 | 1 | 0 | 0 | 0 | 0 | 0 | 1 | 1 | 1 | 0 | 1 | 100% | #N/A
1981-03-22 | 3 | 22 | 2018 | 2018-03-22 | 4 | 0 | 11:00 | 11 | 50 | 34 | 37.04 | 37.22 | 35.06 | 35.96 | 35.24 | 42.8 | 44.6 | 35 | 42 | 32 | 44 | 46 | 30.92 | 0 | 1 | 0 | 0 | 0 | 0 | 0 | 1 | 1 | 1 | 0 | 1 | 100% | #N/A
1981-03-22 | 3 | 22 | 2018 | 2018-03-22 | 4 | 0 | 12:00 | 12 | 52 | 36 | 37.94 | 37.4 | 37.04 | 37.94 | 35.6 | 42.8 | 44.6 | 37 | 42 | 33 | 47 | 50 | 33.98 | 0 | 1 | 0 | 0 | 0 | 0 | 0 | 1 | 1 | 1 | 0 | 1 | 100% | #N/A
1981-03-22 | 3 | 22 | 2018 | 2018-03-22 | 4 | 0 | 13:00 | 13 | 53 | 37 | 39.92 | 39.2 | 37.04 | 39.02 | 36.86 | 42.8 | 44.6 | 37 | 43 | 33 | 48 | 50 | 33.98 | 0 | 1 | 0 | 0 | 0 | 0 | 0 | 1 | 1 | 1 | 0 | 1 | 100% | #N/A
1981-03-22 | 3 | 22 | 2018 | 2018-03-22 | 4 | 0 | 14:00 | 14 | 52 | 38 | 39.02 | 39.92 | 37.94 | 39.92 | 36.32 | 42.8 | 42.8 | 37 | 44 | 37 | 48 | 50 | 33.98 | 0 | 1 | 0 | 0 | 0 | 0 | 0 | 1 | 1 | 1 | 0 | 1 | 100% | #N/A
1981-03-22 | 3 | 22 | 2018 | 2018-03-22 | 4 | 0 | 15:00 | 15 | 53 | 38 | 39.92 | 39.92 | 37.4 | 41 | 36.86 | 42.8 | 42.8 | 37 | 45 | 37 | 48 | 50 | 33.98 | 0 | 1 | 0 | 0 | 0 | 0 | 0 | 1 | 1 | 1 | 0 | 1 | 100% | #N/A
1981-03-22 | 3 | 22 | 2018 | 2018-03-22 | 4 | 0 | 16:00 | 16 | 53 | 39 | 39.92 | 41.18 | 37.94 | 39.02 | 37.4 | 42.8 | 42.8 | 36 | 45 | 36 | 48 | 48 | 33.08 | 0 | 1 | 0 | 0 | 0 | 0 | 0 | 1 | 1 | 1 | 0 | 1 | 100% | #N/A
1981-03-22 | 3 | 22 | 2018 | 2018-03-22 | 4 | 0 | 17:00 | 17 | 52 | 37 | 37.94 | 39.56 | 37.94 | 39.02 | 35.6 | 37.4 | 41 | 35 | 44 | 36 | 48 | 46 | 32 | 0 | 1 | 0 | 0 | 0 | 0 | 0 | 1 | 1 | 1 | 0 | 1 | 100% | #N/A
1981-03-22 | 3 | 22 | 2018 | 2018-03-22 | 4 | 0 | 18:00 | 18 | 49 | 34 | 37.04 | 39.74 | 35.96 | 37.04 | 35.6 | 35.6 | 41 | 34 | 40 | 36 | 43 | 43 | 30.02 | 0 | 1 | 0 | 0 | 0 | 0 | 0 | 1 | 1 | 1 | 0 | 1 | 100% | #N/A
1981-03-22 | 3 | 22 | 2018 | 2018-03-22 | 4 | 0 | 19:00 | 19 | 46 | 32 | 35.96 | 39.38 | 35.06 | 35.96 | 33.8 | 33.8 | 37.4 | 33 | 38 | 32 | 37 | 41 | 28.94 | 0 | 1 | 0 | 0 | 0 | 0 | 0 | 1 | 1 | 1 | 0 | 1 | 100% | #N/A
1981-03-22 | 3 | 22 | 2018 | 2018-03-22 | 4 | 0 | 20:00 | 20 | 44 | 30 | 35.06 | 38.3 | 33.98 | 33.98 | 32 | 32 | 35.6 | 32 | 36 | 32 | 39 | 41 | 28.04 | 0 | 1 | 0 | 0 | 0 | 0 | 0 | 1 | 1 | 1 | 0 | 1 | 100% | #N/A
1981-03-22 | 3 | 22 | 2018 | 2018-03-22 | 4 | 0 | 21:00 | 21 | 43 | 29 | 33.98 | 37.22 | 33.08 | 33.98 | 30.56 | 30.2 | 35.6 | 32 | 33 | 28 | 37 | 41 | 26.06 | 0 | 1 | 0 | 0 | 0 | 0 | 0 | 1 | 1 | 1 | 0 | 1 | 100% | #N/A
1981-03-22 | 3 | 22 | 2018 | 2018-03-22 | 4 | 0 | 22:00 | 22 | 40 | 27 | 33.08 | 36.32 | 33.08 | 33.98 | 31.46 | 30.2 | 35.6 | 31 | 27 | 28 | 36 | 39 | 24.98 | 0 | 1 | 0 | 0 | 0 | 0 | 0 | 1 | 1 | 1 | 0 | 1 | 100% | #N/A
1981-03-22 | 3 | 22 | 2018 | 2018-03-22 | 4 | 0 | 23:00 | 23 | 40 | 26 | 32 | 35.06 | 32 | 32 | 30.92 | 28.4 | 35.6 | 30 | 27 | 27 | 28 | 39 | 24.08 | 0 | 1 | 0 | 0 | 0 | 0 | 0 | 1 | 1 | 1 | 0 | 1 | 100% | #N/A
1981-03-22 | 3 | 22 | 2018 | 2018-03-22 | 4 | 0 | 24:00 | 24 | 39 | 24 | 32 | 33.98 | 30.02 | 32 | 30.38 | 26.6 | 33.8 | 29 | 25 | 26 | 27 | 39 | 23 | 0 | 0 | 1 | 0 | 0 | 0 | 0 | 1 | 1 | 1 | 0 | 1 | 100% | #N/A
1981-03-23 | 3 | 23 | 2018 | 2018-03-23 | 5 | 0 | 1:00 | 1 | 38 | 23 | 30.92 | 33.26 | 30.02 | 30.02 | 30.38 | 24.8 | 33.8 | 28 | 23 | 22 | 30 | 39 | 21.92 | 0 | 0 | 1 | 0 | 0 | 0 | 0 | 1 | 1 | 1 | 0 | 1 | 100% | #N/A
1981-03-23 | 3 | 23 | 2018 | 2018-03-23 | 5 | 0 | 2:00 | 2 | 36 | 23 | 30.92 | 32.36 | 28.94 | 28.94 | 30.92 | 24.8 | 32 | 26 | 20 | 20 | 28 | 41 | 21.02 | 0 | 0 | 1 | 0 | 0 | 0 | 0 | 1 | 1 | 1 | 0 | 1 | 100% | #N/A
1981-03-23 | 3 | 23 | 2018 | 2018-03-23 | 5 | 0 | 3:00 | 3 | 35 | 22 | 30.02 | 32 | 28.04 | 28.94 | 32.72 | 21.2 | 32 | 25 | 20 | 20 | 27 | 43 | 19.94 | 0 | 0 | 1 | 0 | 0 | 0 | 0 | 1 | 1 | 1 | 0 | 1 | 100% | #N/A
1981-03-23 | 3 | 23 | 2018 | 2018-03-23 | 5 | 0 | 4:00 | 4 | 33 | 22 | 30.02 | 31.46 | 28.04 | 28.04 | 32.9 | 21.2 | 30.2 | 24 | 22 | 19 | 25 | 41 | 17.96 | 0 | 0 | 1 | 0 | 0 | 0 | 0 | 1 | 1 | 1 | 0 | 1 | 100% | #N/A
1981-03-23 | 3 | 23 | 2018 | 2018-03-23 | 5 | 0 | 5:00 | 5 | 33 | 23 | 30.02 | 31.64 | 28.04 | 28.04 | 32.54 | 21.2 | 30.2 | 25 | 21 | 17 | 28 | 39 | 19.04 | 0 | 0 | 1 | 0 | 0 | 0 | 0 | 1 | 1 | 1 | 0 | 1 | 100% | #N/A
1981-03-23 | 3 | 23 | 2018 | 2018-03-23 | 5 | 0 | 6:00 | 6 | 34 | 23 | 30.02 | 32 | 28.04 | 28.04 | 32 | 19.4 | 30.2 | 24 | 21 | 16 | 28 | 36 | 17.96 | 0 | 0 | 1 | 0 | 0 | 0 | 0 | 1 | 1 | 1 | 0 | 1 | 100% | #N/A
1981-03-23 | 3 | 23 | 2018 | 2018-03-23 | 5 | 0 | 7:00 | 7 | 36 | 24 | 33.08 | 32.18 | 30.92 | 30.02 | 32 | 21.2 | 30.2 | 24 | 23 | 17 | 30 | 39 | 21.02 | 0 | 0 | 1 | 0 | 0 | 0 | 0 | 1 | 1 | 1 | 0 | 1 | 100% | #N/A
1981-03-23 | 3 | 23 | 2018 | 2018-03-23 | 5 | 0 | 8:00 | 8 | 39 | 29 | 35.96 | 33.98 | 33.98 | 33.08 | 33.62 | 21.2 | 32 | 25 | 28 | 25 | 30 | 45 | 26.06 | 0 | 1 | 0 | 0 | 0 | 0 | 0 | 1 | 1 | 1 | 0 | 1 | 100% | #N/A
1981-03-23 | 3 | 23 | 2018 | 2018-03-23 | 5 | 0 | 9:00 | 9 | 42 | 34 | 37.04 | 36.32 | 35.96 | 35.96 | 35.24 | 23 | 33.8 | 26 | 33 | 30 | 32 | 46 | 30.02 | 0 | 1 | 0 | 0 | 0 | 0 | 0 | 1 | 1 | 1 | 0 | 1 | 100% | #N/A
1981-03-23 | 3 | 23 | 2018 | 2018-03-23 | 5 | 0 | 10:00 | 10 | 46 | 39 | 37.04 | 38.12 | 37.04 | 37.04 | 35.6 | 24.8 | 33.8 | 26 | 38 | 33 | 34 | 48 | 33.08 | 0 | 1 | 0 | 0 | 0 | 0 | 0 | 1 | 1 | 1 | 0 | 1 | 100% | #N/A
1981-03-23 | 3 | 23 | 2018 | 2018-03-23 | 5 | 0 | 11:00 | 11 | 48 | 42 | 39.92 | 38.84 | 37.94 | 39.02 | 38.3 | 24.8 | 32 | 27 | 41 | 34 | 34 | 50 | 33.98 | 0 | 1 | 0 | 0 | 0 | 0 | 0 | 1 | 1 | 1 | 0 | 1 | 100% | #N/A
1981-03-23 | 3 | 23 | 2018 | 2018-03-23 | 5 | 0 | 12:00 | 12 | 47 | 46 | 39.92 | 39.02 | 39.02 | 39.02 | 40.28 | 26.6 | 32 | 28 | 44 | 37 | 36 | 48 | 35.06 | 0 | 1 | 0 | 0 | 0 | 0 | 0 | 1 | 1 | 1 | 0 | 1 | 100% | #N/A
1981-03-23 | 3 | 23 | 2018 | 2018-03-23 | 5 | 0 | 13:00 | 13 | 48 | 49 | 41 | 40.64 | 39.92 | 39.92 | 42.26 | 28.4 | 32 | 30 | 45 | 40 | 37 | 52 | 37.94 | 0 | 1 | 0 | 0 | 0 | 0 | 0 | 1 | 1 | 1 | 0 | 1 | 100% | #N/A
1981-03-23 | 3 | 23 | 2018 | 2018-03-23 | 5 | 0 | 14:00 | 14 | 49 | 50 | 42.98 | 41.54 | 39.92 | 41 | 41.72 | 28.4 | 32 | 29 | 45 | 39 | 39 | 52 | 39.02 | 0 | 1 | 0 | 0 | 0 | 0 | 0 | 1 | 1 | 1 | 0 | 1 | 100% | #N/A
1981-03-23 | 3 | 23 | 2018 | 2018-03-23 | 5 | 0 | 15:00 | 15 | 48 | 51 | 42.08 | 42.62 | 42.08 | 42.08 | 41.18 | 28.4 | 30.2 | 29 | 47 | 40 | 39 | 50 | 39.02 | 0 | 1 | 0 | 0 | 0 | 0 | 0 | 1 | 1 | 1 | 0 | 1 | 100% | #N/A
1981-03-23 | 3 | 23 | 2018 | 2018-03-23 | 5 | 0 | 16:00 | 16 | 48 | 52 | 42.98 | 44.6 | 42.08 | 42.08 | 41 | 26.6 | 30.2 | 28 | 48 | 39 | 37 | 50 | 39.02 | 0 | 1 | 0 | 0 | 0 | 0 | 0 | 1 | 1 | 1 | 0 | 1 | 100% | #N/A
1981-03-23 | 3 | 23 | 2018 | 2018-03-23 | 5 | 0 | 17:00 | 17 | 47 | 49 | 42.98 | 45.14 | 41 | 42.08 | 40.46 | 26.6 | 28.4 | 27 | 48 | 39 | 39 | 50 | 37.94 | 0 | 1 | 0 | 0 | 0 | 0 | 0 | 1 | 1 | 1 | 0 | 1 | 100% | #N/A
1981-03-23 | 3 | 23 | 2018 | 2018-03-23 | 5 | 0 | 18:00 | 18 | 45 | 47 | 41 | 43.16 | 39.02 | 39.92 | 37.76 | 26.6 | 28.4 | 24 | 44 | 37 | 37 | 45 | 35.06 | 0 | 1 | 0 | 0 | 0 | 0 | 0 | 1 | 1 | 1 | 0 | 1 | 100% | #N/A
1981-03-23 | 3 | 23 | 2018 | 2018-03-23 | 5 | 0 | 19:00 | 19 | 42 | 44 | 39.92 | 42.08 | 37.94 | 39.02 | 36.32 | 24.8 | 28.4 | 23 | 39 | 34 | 34 | 43 | 33.98 | 0 | 1 | 0 | 0 | 0 | 0 | 0 | 1 | 1 | 1 | 0 | 1 | 100% | #N/A
1981-03-23 | 3 | 23 | 2018 | 2018-03-23 | 5 | 0 | 20:00 | 20 | 41 | 43 | 37.94 | 40.64 | 37.94 | 39.02 | 35.78 | 21.2 | 28.4 | 22 | 36 | 30 | 34 | 41 | 33.98 | 0 | 1 | 0 | 0 | 0 | 0 | 0 | 1 | 1 | 1 | 0 | 1 | 100% | #N/A
1981-03-23 | 3 | 23 | 2018 | 2018-03-23 | 5 | 0 | 21:00 | 21 | 38 | 41 | 37.94 | 39.56 | 37.04 | 37.04 | 34.16 | 19.4 | 28.4 | 21 | 33 | 30 | 32 | 37 | 33.98 | 0 | 1 | 0 | 0 | 0 | 0 | 0 | 1 | 1 | 1 | 0 | 1 | 100% | #N/A
1981-03-23 | 3 | 23 | 2018 | 2018-03-23 | 5 | 0 | 22:00 | 22 | 37 | 40 | 37.04 | 38.66 | 35.96 | 35.96 | 35.06 | 19.4 | 26.6 | 21 | 28 | 32 | 32 | 36 | 33.08 | 0 | 1 | 0 | 0 | 0 | 0 | 0 | 1 | 1 | 1 | 0 | 1 | 100% | #N/A
1981-03-23 | 3 | 23 | 2018 | 2018-03-23 | 5 | 0 | 23:00 | 23 | 36 | 38 | 35.96 | 38.84 | 33.98 | 35.06 | 33.8 | 19.4 | 24.8 | 21 | 27 | 32 | 34 | 34 | 33.98 | 0 | 1 | 0 | 0 | 0 | 0 | 0 | 1 | 1 | 1 | 0 | 1 | 100% | #N/A
1981-03-23 | 3 | 23 | 2018 | 2018-03-23 | 5 | 0 | 24:00 | 24 | 34 | 37 | 33.98 | 37.76 | 33.98 | 35.06 | 33.08 | 19.4 | 26.6 | 21 | 28 | 30 | 34 | 32 | 33.08 | 0 | 0 | 1 | 0 | 0 | 0 | 0 | 1 | 1 | 1 | 0 | 1 | 100% | #N/A
1981-03-24 | 3 | 24 | 2018 | 2018-03-24 | 6 | 0 | 1:00 | 1 | 33 | 35 | 33.98 | 36.86 | 33.08 | 33.98 | 32.36 | 19.4 | 26.6 | 21 | 28 | 28 | 34 | 31 | 30.92 | 0 | 0 | 1 | 0 | 0 | 0 | 0 | 1 | 1 | 1 | 0 | 1 | 100% | #N/A
1981-03-24 | 3 | 24 | 2018 | 2018-03-24 | 6 | 0 | 2:00 | 2 | 33 | 34 | 33.08 | 36.5 | 33.08 | 35.06 | 30.74 | 19.4 | 26.6 | 20 | 25 | 25 | 34 | 30 | 32 | 0 | 0 | 1 | 0 | 0 | 0 | 0 | 1 | 1 | 1 | 0 | 1 | 100% | #N/A
1981-03-24 | 3 | 24 | 2018 | 2018-03-24 | 6 | 0 | 3:00 | 3 | 33 | 34 | 33.08 | 35.78 | 32 | 35.06 | 28.94 | 19.4 | 26.6 | 19 | 24 | 21 | 32 | 30 | 32 | 0 | 0 | 1 | 0 | 0 | 0 | 0 | 1 | 1 | 1 | 0 | 1 | 100% | #N/A
1981-03-24 | 3 | 24 | 2018 | 2018-03-24 | 6 | 0 | 4:00 | 4 | 32 | 33 | 32 | 35.24 | 32 | 33.98 | 28.4 | 19.4 | 26.6 | 19 | 22 | 19 | 30 | 30 | 33.08 | 0 | 0 | 1 | 0 | 0 | 0 | 0 | 1 | 1 | 1 | 0 | 1 | 100% | #N/A
1981-03-24 | 3 | 24 | 2018 | 2018-03-24 | 6 | 0 | 5:00 | 5 | 33 | 34 | 30.92 | 34.7 | 32 | 33.98 | 29.84 | 19.4 | 28.4 | 20 | 22 | 18 | 30 | 28 | 32 | 0 | 0 | 1 | 0 | 0 | 0 | 0 | 1 | 1 | 1 | 0 | 1 | 100% | #N/A
1981-03-24 | 3 | 24 | 2018 | 2018-03-24 | 6 | 0 | 6:00 | 6 | 33 | 36 | 32 | 34.7 | 32 | 33.08 | 30.74 | 21.2 | 30.2 | 19 | 24 | 19 | 30 | 28 | 33.98 | 0 | 0 | 1 | 0 | 0 | 0 | 0 | 1 | 1 | 1 | 0 | 1 | 100% | #N/A
1981-03-24 | 3 | 24 | 2018 | 2018-03-24 | 6 | 0 | 7:00 | 7 | 35 | 37 | 35.06 | 34.34 | 33.98 | 35.06 | 33.62 | 23 | 30.2 | 20 | 27 | 21 | 32 | 32 | 33.98 | 0 | 0 | 1 | 0 | 0 | 0 | 0 | 1 | 1 | 1 | 0 | 1 | 100% | #N/A
1981-03-24 | 3 | 24 | 2018 | 2018-03-24 | 6 | 0 | 8:00 | 8 | 41 | 43 | 37.94 | 37.76 | 35.96 | 37.04 | 36.32 | 26.6 | 32 | 21 | 32 | 25 | 32 | 36 | 39.02 | 0 | 0 | 1 | 0 | 0 | 0 | 0 | 1 | 1 | 1 | 0 | 1 | 100% | #N/A
1981-03-24 | 3 | 24 | 2018 | 2018-03-24 | 6 | 0 | 9:00 | 9 | 41 | 49 | 41 | 39.38 | 37.94 | 39.02 | 38.84 | 30.2 | 32 | 22 | 38 | 28 | 34 | 43 | 42.98 | 0 | 0 | 1 | 0 | 0 | 0 | 0 | 1 | 1 | 1 | 0 | 1 | 100% | #N/A
1981-03-24 | 3 | 24 | 2018 | 2018-03-24 | 6 | 0 | 10:00 | 10 | 43 | 55 | 42.98 | 40.1 | 39.92 | 41 | 40.82 | 33.8 | 33.8 | 25 | 44 | 36 | 36 | 45 | 44.96 | 0 | 0 | 1 | 0 | 0 | 0 | 0 | 1 | 1 | 1 | 0 | 1 | 100% | #N/A
1981-03-24 | 3 | 24 | 2018 | 2018-03-24 | 6 | 0 | 11:00 | 11 | 44 | 58 | 46.04 | 41.54 | 42.08 | 42.08 | 42.44 | 37.4 | 33.8 | 28 | 48 | 39 | 37 | 46 | 46.94 | 0 | 0 | 1 | 0 | 0 | 0 | 0 | 1 | 1 | 1 | 0 | 1 | 100% | #N/A
1981-03-24 | 3 | 24 | 2018 | 2018-03-24 | 6 | 0 | 12:00 | 12 | 46 | 62 | 46.04 | 42.98 | 42.98 | 42.98 | 43.52 | 37.4 | 35.6 | 31 | 48 | 43 | 37 | 46 | 48.92 | 0 | 0 | 1 | 0 | 0 | 0 | 0 | 1 | 1 | 1 | 0 | 1 | 100% | #N/A
1981-03-24 | 3 | 24 | 2018 | 2018-03-24 | 6 | 0 | 13:00 | 13 | 48 | 65 | 46.04 | 43.34 | 42.08 | 42.98 | 45.32 | 39.2 | 35.6 | 33 | 47 | 46 | 41 | 48 | 48.02 | 0 | 0 | 1 | 0 | 0 | 0 | 0 | 1 | 1 | 1 | 0 | 1 | 100% | #N/A
1981-03-24 | 3 | 24 | 2018 | 2018-03-24 | 6 | 0 | 14:00 | 14 | 50 | 64 | 48.02 | 43.88 | 42.98 | 44.06 | 45.68 | 41 | 37.4 | 34 | 48 | 50 | 41 | 48 | 46.94 | 0 | 0 | 1 | 0 | 0 | 0 | 0 | 1 | 1 | 1 | 0 | 1 | 100% | #N/A
1981-03-24 | 3 | 24 | 2018 | 2018-03-24 | 6 | 0 | 15:00 | 15 | 50 | 62 | 48.92 | 44.42 | 44.96 | 44.96 | 46.04 | 42.8 | 35.6 | 35 | 47 | 52 | 43 | 45 | 44.96 | 0 | 0 | 1 | 0 | 0 | 0 | 0 | 1 | 1 | 1 | 0 | 1 | 100% | #N/A
1981-03-24 | 3 | 24 | 2018 | 2018-03-24 | 6 | 0 | 16:00 | 16 | 49 | 61 | 46.94 | 45.14 | 42.08 | 44.96 | 45.68 | 42.8 | 37.4 | 34 | 48 | 54 | 43 | 41 | 44.06 | 0 | 0 | 1 | 0 | 0 | 0 | 0 | 1 | 1 | 1 | 0 | 1 | 100% | #N/A
1981-03-24 | 3 | 24 | 2018 | 2018-03-24 | 6 | 0 | 17:00 | 17 | 47 | 57 | 46.04 | 44.78 | 39.02 | 44.06 | 44.24 | 41 | 39.2 | 33 | 45 | 54 | 45 | 37 | 41 | 0 | 0 | 1 | 0 | 0 | 0 | 0 | 1 | 1 | 1 | 0 | 1 | 100% | #N/A
1981-03-24 | 3 | 24 | 2018 | 2018-03-24 | 6 | 0 | 18:00 | 18 | 44 | 54 | 44.06 | 41 | 39.02 | 44.96 | 41.18 | 39.2 | 37.4 | 31 | 45 | 45 | 39 | 37 | 39.92 | 0 | 0 | 1 | 0 | 0 | 0 | 0 | 1 | 1 | 1 | 0 | 1 | 100% | #N/A
1981-03-24 | 3 | 24 | 2018 | 2018-03-24 | 6 | 0 | 19:00 | 19 | 42 | 50 | 39.92 | 40.1 | 37.04 | 42.98 | 38.66 | 37.4 | 37.4 | 31 | 41 | 37 | 36 | 36 | 37.94 | 0 | 0 | 1 | 0 | 0 | 0 | 0 | 1 | 1 | 1 | 0 | 1 | 100% | #N/A
1981-03-24 | 3 | 24 | 2018 | 2018-03-24 | 6 | 0 | 20:00 | 20 | 40 | 48 | 33.98 | 40.1 | 37.04 | 39.92 | 37.4 | 37.4 | 37.4 | 31 | 40 | 36 | 36 | 36 | 37.94 | 0 | 0 | 1 | 0 | 0 | 0 | 0 | 1 | 1 | 1 | 0 | 1 | 100% | #N/A
1981-03-24 | 3 | 24 | 2018 | 2018-03-24 | 6 | 0 | 21:00 | 21 | 40 | 46 | 37.04 | 39.02 | 35.96 | 39.02 | 34.52 | 35.6 | 37.4 | 30 | 34 | 36 | 34 | 36 | 39.02 | 0 | 0 | 1 | 0 | 0 | 0 | 0 | 1 | 1 | 1 | 0 | 1 | 100% | #N/A
1981-03-24 | 3 | 24 | 2018 | 2018-03-24 | 6 | 0 | 22:00 | 22 | 41 | 44 | 37.04 | 39.38 | 35.06 | 37.94 | 33.08 | 33.8 | 37.4 | 28 | 30 | 34 | 32 | 34 | 39.02 | 0 | 0 | 1 | 0 | 0 | 0 | 0 | 1 | 1 | 1 | 0 | 1 | 100% | #N/A
1981-03-24 | 3 | 24 | 2018 | 2018-03-24 | 6 | 0 | 23:00 | 23 | 40 | 44 | 35.96 | 39.74 | 33.98 | 35.96 | 33.44 | 33.8 | 37.4 | 28 | 30 | 32 | 30 | 34 | 39.02 | 0 | 0 | 1 | 0 | 0 | 0 | 0 | 1 | 1 | 1 | 0 | 1 | 100% | #N/A
1981-03-24 | 3 | 24 | 2018 | 2018-03-24 | 6 | 0 | 24:00 | 24 | 40 | 43 | 35.96 | 39.2 | 30.92 | 33.98 | 32.36 | 33.8 | 37.4 | 28 | 28 | 34 | 28 | 34 | 39.92 | 0 | 0 | 1 | 0 | 0 | 0 | 0 | 1 | 1 | 1 | 0 | 1 | 100% | #N/A
1981-03-25 | 3 | 25 | 2018 | 2018-03-25 | 7 | 0 | 1:00 | 1 | 40 | 43 | 32 | 39.56 | 32 | 32 | 29.66 | 33.8 | 37.4 | 29 | 28 | 34 | 27 | 33 | 39.92 | 0 | 0 | 1 | 0 | 0 | 0 | 0 | 1 | 1 | 1 | 0 | 1 | 100% | #N/A
1981-03-25 | 3 | 25 | 2018 | 2018-03-25 | 7 | 0 | 2:00 | 2 | 39 | 42 | 32 | 39.2 | 30.92 | 32 | 30.2 | 33.8 | 37.4 | 28 | 28 | 34 | 27 | 33 | 39.92 | 0 | 0 | 1 | 0 | 0 | 0 | 0 | 1 | 1 | 1 | 0 | 1 | 100% | #N/A
1981-03-25 | 3 | 25 | 2018 | 2018-03-25 | 7 | 0 | 3:00 | 3 | 39 | 40 | 30.92 | 37.76 | 32 | 30.02 | 28.76 | 32 | 37.4 | 29 | 27 | 34 | 28 | 34 | 41 | 0 | 0 | 1 | 0 | 0 | 0 | 0 | 1 | 1 | 1 | 0 | 1 | 100% | #N/A
1981-03-25 | 3 | 25 | 2018 | 2018-03-25 | 7 | 0 | 4:00 | 4 | 38 | 39 | 32 | 37.76 | 30.92 | 30.92 | 29.12 | 32 | 35.6 | 29 | 28 | 34 | 28 | 34 | 39.92 | 0 | 0 | 1 | 0 | 0 | 0 | 0 | 1 | 1 | 1 | 0 | 1 | 100% | #N/A
1981-03-25 | 3 | 25 | 2018 | 2018-03-25 | 7 | 0 | 5:00 | 5 | 38 | 40 | 33.08 | 36.68 | 30.92 | 30.92 | 29.48 | 32 | 35.6 | 29 | 29 | 36 | 28 | 34 | 41 | 0 | 0 | 1 | 0 | 0 | 0 | 0 | 1 | 1 | 1 | 0 | 1 | 100% | #N/A
1981-03-25 | 3 | 25 | 2018 | 2018-03-25 | 7 | 0 | 6:00 | 6 | 38 | 42 | 33.98 | 35.78 | 30.92 | 32 | 29.84 | 32 | 35.6 | 28 | 30 | 36 | 30 | 34 | 41 | 0 | 0 | 1 | 0 | 0 | 0 | 0 | 1 | 1 | 1 | 0 | 1 | 100% | #N/A
1981-03-25 | 3 | 25 | 2018 | 2018-03-25 | 7 | 0 | 7:00 | 7 | 38 | 43 | 35.06 | 35.24 | 32 | 33.08 | 30.2 | 33.8 | 37.4 | 29 | 34 | 36 | 30 | 35 | 42.08 | 0 | 0 | 1 | 0 | 0 | 0 | 0 | 1 | 1 | 1 | 0 | 1 | 100% | #N/A
1981-03-25 | 3 | 25 | 2018 | 2018-03-25 | 7 | 0 | 8:00 | 8 | 41 | 47 | 39.02 | 35.78 | 37.04 | 35.06 | 33.8 | 35.6 | 39.2 | 30 | 36 | 37 | 34 | 38 | 42.08 | 0 | 0 | 1 | 0 | 0 | 0 | 0 | 1 | 1 | 1 | 0 | 1 | 100% | #N/A
1981-03-25 | 3 | 25 | 2018 | 2018-03-25 | 7 | 0 | 9:00 | 9 | 41 | 50 | 39.2 | 37.94 | 37.4 | 37.94 | 38.48 | 37.4 | 41 | 35 | 35 | 45 | 37 | 41 | 42.98 | 0 | 0 | 1 | 0 | 0 | 0 | 0 | 1 | 1 | 1 | 0 | 1 | 100% | #N/A
1981-03-25 | 3 | 25 | 2018 | 2018-03-25 | 7 | 0 | 10:00 | 10 | 41 | 54 | 41 | 39.74 | 39.2 | 39.2 | 42.44 | 39.2 | 42.8 | 40 | 36 | 46 | 39 | 43 | 42.98 | 0 | 0 | 1 | 0 | 0 | 0 | 0 | 1 | 1 | 1 | 0 | 1 | 100% | #N/A
1981-03-25 | 3 | 25 | 2018 | 2018-03-25 | 7 | 0 | 11:00 | 11 | 42 | 57 | 42.98 | 40.46 | 39.92 | 39.92 | 43.52 | 42.8 | 42.8 | 45 | 37 | 48 | 39 | 45 | 46.94 | 0 | 0 | 1 | 0 | 0 | 0 | 0 | 1 | 1 | 1 | 0 | 1 | 100% | #N/A
1981-03-25 | 3 | 25 | 2018 | 2018-03-25 | 7 | 0 | 12:00 | 12 | 45 | 59 | 42.8 | 40.28 | 39.92 | 39.92 | 46.4 | 44.6 | 44.6 | 47 | 38 | 48 | 41 | 48 | 53.06 | 0 | 0 | 1 | 0 | 0 | 0 | 0 | 1 | 1 | 1 | 0 | 1 | 100% | #N/A
1981-03-25 | 3 | 25 | 2018 | 2018-03-25 | 7 | 0 | 13:00 | 13 | 48 | 62 | 42.98 | 40.82 | 39.92 | 39.02 | 43.88 | 46.4 | 44.6 | 51 | 37 | 48 | 41 | 50 | 53.06 | 0 | 0 | 1 | 0 | 0 | 0 | 0 | 1 | 1 | 1 | 0 | 1 | 100% | #N/A
1981-03-25 | 3 | 25 | 2018 | 2018-03-25 | 7 | 0 | 14:00 | 14 | 50 | 61 | 41 | 40.82 | 41 | 41 | 43.52 | 48.2 | 42.8 | 51 | 39 | 45 | 41 | 50 | 53.06 | 0 | 0 | 1 | 0 | 0 | 0 | 0 | 1 | 1 | 1 | 0 | 1 | 100% | #N/A
1981-03-25 | 3 | 25 | 2018 | 2018-03-25 | 7 | 0 | 15:00 | 15 | 47 | 61 | 41 | 40.46 | 39.92 | 39.92 | 42.62 | 51.8 | 42.8 | 51 | 39 | 44 | 43 | 52 | 51.08 | 0 | 0 | 1 | 0 | 0 | 0 | 0 | 1 | 1 | 1 | 0 | 1 | 100% | #N/A
1981-03-25 | 3 | 25 | 2018 | 2018-03-25 | 7 | 0 | 16:00 | 16 | 48 | 60 | 37.94 | 39.56 | 39.02 | 39.92 | 42.62 | 51.8 | 42.8 | 48 | 39 | 44 | 43 | 50 | 50 | 0 | 0 | 1 | 0 | 0 | 0 | 0 | 1 | 1 | 1 | 0 | 1 | 100% | #N/A
1981-03-25 | 3 | 25 | 2018 | 2018-03-25 | 7 | 0 | 17:00 | 17 | 48 | 58 | 39.02 | 40.1 | 39.2 | 39.92 | 42.26 | 50 | 41 | 46 | 37 | 46 | 41 | 48 | 48.02 | 0 | 0 | 1 | 0 | 0 | 0 | 0 | 1 | 1 | 1 | 0 | 1 | 100% | #N/A
1981-03-25 | 3 | 25 | 2018 | 2018-03-25 | 7 | 0 | 18:00 | 18 | 45 | 57 | 39.2 | 39.38 | 39.2 | 39.2 | 40.46 | 48.2 | 37.4 | 45 | 35 | 46 | 39 | 46 | 48.02 | 0 | 0 | 1 | 0 | 0 | 0 | 0 | 1 | 1 | 1 | 0 | 1 | 100% | #N/A
1981-03-25 | 3 | 25 | 2018 | 2018-03-25 | 7 | 0 | 19:00 | 19 | 44 | 55 | 39.02 | 39.2 | 37.94 | 37.94 | 39.38 | 44.6 | 35.6 | 43 | 32 | 46 | 36 | 43 | 44.96 | 0 | 0 | 1 | 0 | 0 | 0 | 0 | 1 | 1 | 1 | 0 | 1 | 100% | #N/A
1981-03-25 | 3 | 25 | 2018 | 2018-03-25 | 7 | 0 | 20:00 | 20 | 42 | 52 | 39.02 | 38.84 | 39.02 | 37.04 | 39.2 | 44.6 | 33.8 | 42 | 32 | 44 | 34 | 41 | 44.06 | 0 | 0 | 1 | 0 | 0 | 0 | 0 | 1 | 1 | 1 | 0 | 1 | 100% | #N/A
1981-03-25 | 3 | 25 | 2018 | 2018-03-25 | 7 | 0 | 21:00 | 21 | 43 | 50 | 39.2 | 39.02 | 37.94 | 37.04 | 39.02 | 37.4 | 30.2 | 41 | 27 | 44 | 30 | 46 | 44.96 | 0 | 0 | 1 | 0 | 0 | 0 | 0 | 1 | 1 | 1 | 0 | 1 | 100% | #N/A
1981-03-25 | 3 | 25 | 2018 | 2018-03-25 | 7 | 0 | 22:00 | 22 | 42 | 47 | 39.02 | 39.38 | 37.94 | 37.04 | 38.3 | 37.4 | 33.8 | 40 | 24 | 42 | 27 | 45 | 46.94 | 0 | 0 | 1 | 0 | 0 | 0 | 0 | 1 | 1 | 1 | 0 | 1 | 100% | #N/A
1981-03-25 | 3 | 25 | 2018 | 2018-03-25 | 7 | 0 | 23:00 | 23 | 43 | 45 | 39.2 | 39.74 | 37.04 | 37.04 | 38.12 | 35.6 | 33.8 | 37 | 24 | 38 | 27 | 43 | 46.94 | 0 | 0 | 1 | 0 | 0 | 0 | 0 | 1 | 1 | 1 | 0 | 1 | 100% | #N/A
1981-03-25 | 3 | 25 | 2018 | 2018-03-25 | 7 | 0 | 24:00 | 24 | 44 | 44 | 37.4 | 38.48 | 35.6 | 37.04 | 37.4 | 35.6 | 32 | 36 | 24 | 36 | 23 | 43 | 46.94 | 0 | 0 | 1 | 0 | 0 | 0 | 0 | 1 | 1 | 1 | 0 | 1 | 100% | #N/A
1981-03-26 | 3 | 26 | 2018 | 2018-03-26 | 1 | 0 | 1:00 | 1 | 44 | 42 | 35.6 | 37.22 | 35.6 | 37.4 | 36.86 | 33.8 | 32 | 35 | 22 | 36 | 21 | 41 | 44.96 | 0 | 0 | 1 | 0 | 0 | 0 | 0 | 1 | 1 | 1 | 0 | 1 | 100% | #N/A
1981-03-26 | 3 | 26 | 2018 | 2018-03-26 | 1 | 0 | 2:00 | 2 | 42 | 42 | 35.6 | 35.78 | 33.8 | 37.4 | 35.96 | 33.8 | 30.2 | 36 | 20 | 36 | 21 | 41 | 44.06 | 0 | 0 | 1 | 0 | 0 | 0 | 0 | 1 | 1 | 1 | 0 | 1 | 100% | #N/A
1981-03-26 | 3 | 26 | 2018 | 2018-03-26 | 1 | 0 | 3:00 | 3 | 41 | 42 | 35.6 | 34.16 | 35.6 | 37.04 | 35.24 | 33.8 | 30.2 | 37 | 21 | 36 | 19 | 39 | 42.98 | 0 | 0 | 1 | 0 | 0 | 0 | 0 | 1 | 1 | 1 | 0 | 1 | 100% | #N/A
1981-03-26 | 3 | 26 | 2018 | 2018-03-26 | 1 | 0 | 4:00 | 4 | 39 | 42 | 35.6 | 35.78 | 32 | 35.06 | 36.32 | 32 | 33.8 | 38 | 19 | 36 | 18 | 39 | 44.06 | 0 | 0 | 1 | 0 | 0 | 0 | 0 | 1 | 1 | 1 | 0 | 1 | 100% | #N/A
1981-03-26 | 3 | 26 | 2018 | 2018-03-26 | 1 | 0 | 5:00 | 5 | 41 | 43 | 35.06 | 36.68 | 32 | 35.06 | 36.68 | 32 | 33.8 | 37 | 18 | 37 | 18 | 39 | 42.98 | 0 | 0 | 1 | 0 | 0 | 0 | 0 | 1 | 1 | 1 | 0 | 1 | 100% | #N/A
1981-03-26 | 3 | 26 | 2018 | 2018-03-26 | 1 | 0 | 6:00 | 6 | 42 | 45 | 35.96 | 36.14 | 33.08 | 35.96 | 35.6 | 30.2 | 30.2 | 36 | 20 | 37 | 16 | 36 | 42.98 | 0 | 0 | 1 | 0 | 0 | 0 | 0 | 1 | 1 | 1 | 0 | 1 | 100% | #N/A
1981-03-26 | 3 | 26 | 2018 | 2018-03-26 | 1 | 0 | 7:00 | 7 | 44 | 46 | 37.04 | 36.5 | 35.96 | 37.04 | 35.6 | 32 | 37.4 | 37 | 23 | 39 | 19 | 39 | 44.06 | 0 | 0 | 1 | 0 | 0 | 0 | 0 | 1 | 1 | 1 | 0 | 1 | 100% | #N/A
1981-03-26 | 3 | 26 | 2018 | 2018-03-26 | 1 | 0 | 8:00 | 8 | 45.0969 | 48 | 39.02 | 36.86 | 37.94 | 39.92 | 37.58 | 37.4 | 42.8 | 39 | 27 | 43 | 25 | 43 | 44.96 | 0 | 1 | 0 | 0 | 0 | 0 | 0 | 1 | 1 | 1 | 0 | 1 | 100% | #N/A
1981-03-26 | 3 | 26 | 2018 | 2018-03-26 | 1 | 0 | 9:00 | 9 | 45.0088 | 50 | 41 | 38.12 | 41 | 41 | 37.94 | 42.8 | 44.6 | 42 | 31 | 46 | 28 | 43 | 46.94 | 0 | 1 | 0 | 0 | 0 | 0 | 0 | 1 | 1 | 1 | 0 | 1 | 100% | #N/A
1981-03-26 | 3 | 26 | 2018 | 2018-03-26 | 1 | 0 | 10:00 | 10 | 45 | 52 | 42.98 | 41.18 | 42.08 | 42.98 | 38.84 | 44.6 | 44.6 | 43 | 40 | 56 | 32 | 54 | 50 | 0 | 1 | 0 | 0 | 0 | 0 | 0 | 1 | 1 | 1 | 0 | 1 | 100% | #N/A
1981-03-26 | 3 | 26 | 2018 | 2018-03-26 | 1 | 0 | 11:00 | 11 | 44 | 56 | 44.06 | 42.62 | 44.06 | 44.96 | 40.46 | 44.6 | 44.6 | 42 | 45 | 63 | 36 | 55 | 51.08 | 0 | 1 | 0 | 0 | 0 | 0 | 0 | 1 | 1 | 1 | 0 | 1 | 100% | #N/A
1981-03-26 | 3 | 26 | 2018 | 2018-03-26 | 1 | 0 | 12:00 | 12 | 43 | 59 | 44.96 | 42.62 | 46.04 | 46.04 | 43.34 | 44.6 | 44.6 | 44 | 49 | 69 | 37 | 61 | 55.04 | 0 | 1 | 0 | 0 | 0 | 0 | 0 | 1 | 1 | 1 | 0 | 1 | 100% | #N/A
1981-03-26 | 3 | 26 | 2018 | 2018-03-26 | 1 | 0 | 13:00 | 13 | 42 | 63 | 44.96 | 44.06 | 48.02 | 48.02 | 43.16 | 44.6 | 44.6 | 45 | 51 | 71 | 41 | 63 | 55.94 | 0 | 1 | 0 | 0 | 0 | 0 | 0 | 1 | 1 | 1 | 0 | 1 | 100% | #N/A
1981-03-26 | 3 | 26 | 2018 | 2018-03-26 | 1 | 0 | 14:00 | 14 | 46 | 64 | 48.02 | 46.22 | 48.92 | 48.92 | 43.7 | 44.6 | 44.6 | 44 | 52 | 73 | 43 | 63 | 53.96 | 0 | 1 | 0 | 0 | 0 | 0 | 0 | 1 | 1 | 1 | 0 | 1 | 100% | #N/A
1981-03-26 | 3 | 26 | 2018 | 2018-03-26 | 1 | 0 | 15:00 | 15 | 45 | 65 | 48.92 | 46.04 | 50 | 50 | 44.42 | 44.6 | 42.8 | 45 | 54 | 76 | 45 | 61 | 55.04 | 0 | 1 | 0 | 0 | 0 | 0 | 0 | 1 | 1 | 1 | 0 | 1 | 100% | #N/A
1981-03-26 | 3 | 26 | 2018 | 2018-03-26 | 1 | 0 | 16:00 | 16 | 46 | 66 | 48.92 | 48.02 | 48.92 | 48.92 | 45.14 | 44.6 | 42.8 | 45 | 53 | 73 | 45 | 57 | 50 | 0 | 1 | 0 | 0 | 0 | 0 | 0 | 1 | 1 | 1 | 0 | 1 | 100% | #N/A
1981-03-26 | 3 | 26 | 2018 | 2018-03-26 | 1 | 0 | 17:00 | 17 | 46 | 64 | 48.92 | 48.38 | 46.94 | 48.92 | 45.5 | 39.2 | 46.4 | 42 | 52 | 71 | 45 | 52 | 48.92 | 0 | 1 | 0 | 0 | 0 | 0 | 0 | 1 | 1 | 1 | 0 | 1 | 100% | #N/A
1981-03-26 | 3 | 26 | 2018 | 2018-03-26 | 1 | 0 | 18:00 | 18 | 44 | 61 | 46.04 | 48.02 | 44.96 | 46.94 | 44.42 | 39.2 | 41 | 39 | 49 | 57 | 39 | 50 | 44.96 | 0 | 1 | 0 | 0 | 0 | 0 | 0 | 1 | 1 | 1 | 0 | 1 | 100% | #N/A
1981-03-26 | 3 | 26 | 2018 | 2018-03-26 | 1 | 0 | 19:00 | 19 | 43 | 59 | 42.98 | 48.38 | 44.06 | 44.96 | 39.02 | 39.2 | 39.2 | 36 | 42 | 50 | 30 | 50 | 44.06 | 0 | 1 | 0 | 0 | 0 | 0 | 0 | 1 | 1 | 1 | 0 | 1 | 100% | #N/A
1981-03-26 | 3 | 26 | 2018 | 2018-03-26 | 1 | 0 | 20:00 | 20 | 40 | 56 | 41 | 47.48 | 42.08 | 42.98 | 35.96 | 37.4 | 41 | 32 | 36 | 45 | 28 | 46 | 44.06 | 0 | 1 | 0 | 0 | 0 | 0 | 0 | 1 | 1 | 1 | 0 | 1 | 100% | #N/A
1981-03-26 | 3 | 26 | 2018 | 2018-03-26 | 1 | 0 | 21:00 | 21 | 38 | 54 | 41 | 45.86 | 41 | 42.08 | 28.94 | 37.4 | 41 | 31 | 31 | 42 | 27 | 45 | 44.96 | 0 | 1 | 0 | 0 | 0 | 0 | 0 | 1 | 1 | 1 | 0 | 1 | 100% | #N/A
1981-03-26 | 3 | 26 | 2018 | 2018-03-26 | 1 | 0 | 22:00 | 22 | 36 | 51 | 39.02 | 44.6 | 39.02 | 39.92 | 27.5 | 37.4 | 39.2 | 29 | 41 | 37 | 25 | 45 | 46.04 | 0 | 1 | 0 | 0 | 0 | 0 | 0 | 1 | 1 | 1 | 0 | 1 | 100% | #N/A
1981-03-26 | 3 | 26 | 2018 | 2018-03-26 | 1 | 0 | 23:00 | 23 | 35 | 50 | 37.94 | 42.8 | 37.94 | 37.94 | 24.62 | 37.4 | 39.2 | 27 | 38 | 37 | 25 | 43 | 46.04 | 0 | 1 | 0 | 0 | 0 | 0 | 0 | 1 | 1 | 1 | 0 | 1 | 100% | #N/A
1981-03-26 | 3 | 26 | 2018 | 2018-03-26 | 1 | 0 | 24:00 | 24 | 33 | 48 | 37.94 | 42.44 | 35.96 | 35.06 | 25.7 | 37.4 | 39.2 | 25 | 35 | 35 | 21 | 41 | 46.04 | 0 | 0 | 1 | 0 | 0 | 0 | 0 | 1 | 1 | 1 | 0 | 1 | 100% | #N/A
1981-03-27 | 3 | 27 | 2018 | 2018-03-27 | 2 | 0 | 1:00 | 1 | 32 | 47 | 30.02 | 40.46 | 35.06 | 33.98 | 24.44 | 37.4 | 39.2 | 22 | 38 | 34 | 21 | 41 | 48.02 | 0 | 0 | 1 | 0 | 0 | 0 | 0 | 1 | 1 | 1 | 0 | 1 | 100% | #N/A
1981-03-27 | 3 | 27 | 2018 | 2018-03-27 | 2 | 0 | 2:00 | 2 | 32 | 46 | 30.02 | 39.74 | 33.98 | 35.06 | 23.18 | 37.4 | 42.8 | 21 | 34 | 33 | 19 | 41 | 48.92 | 0 | 0 | 1 | 0 | 0 | 0 | 0 | 1 | 1 | 1 | 0 | 1 | 100% | #N/A
1981-03-27 | 3 | 27 | 2018 | 2018-03-27 | 2 | 0 | 3:00 | 3 | 31 | 44 | 28.94 | 40.28 | 33.08 | 33.08 | 23.54 | 37.4 | 42.8 | 19 | 35 | 32 | 19 | 41 | 48.02 | 0 | 0 | 1 | 0 | 0 | 0 | 0 | 1 | 1 | 1 | 0 | 1 | 100% | #N/A
1981-03-27 | 3 | 27 | 2018 | 2018-03-27 | 2 | 0 | 4:00 | 4 | 31 | 43 | 26.96 | 39.56 | 32 | 30.92 | 21.2 | 37.4 | 44.6 | 17 | 36 | 31 | 19 | 41 | 46.04 | 0 | 0 | 1 | 0 | 0 | 0 | 0 | 1 | 1 | 1 | 0 | 1 | 100% | #N/A
1981-03-27 | 3 | 27 | 2018 | 2018-03-27 | 2 | 0 | 5:00 | 5 | 30 | 43 | 26.06 | 39.02 | 32 | 30.92 | 20.84 | 37.4 | 44.6 | 17 | 37 | 30 | 18 | 37 | 46.04 | 0 | 0 | 1 | 0 | 0 | 0 | 0 | 1 | 1 | 1 | 0 | 1 | 100% | #N/A
1981-03-27 | 3 | 27 | 2018 | 2018-03-27 | 2 | 0 | 6:00 | 6 | 30 | 43 | 26.06 | 38.3 | 32 | 30.02 | 21.02 | 37.4 | 42.8 | 17 | 34 | 29 | 19 | 37 | 46.04 | 0 | 0 | 1 | 0 | 0 | 0 | 0 | 1 | 1 | 1 | 0 | 1 | 100% | #N/A
1981-03-27 | 3 | 27 | 2018 | 2018-03-27 | 2 | 0 | 7:00 | 7 | 31 | 43 | 35.96 | 38.12 | 35.96 | 35.96 | 25.52 | 39.2 | 42.8 | 16 | 35 | 31 | 21 | 39 | 46.94 | 0 | 0 | 1 | 0 | 0 | 0 | 0 | 1 | 1 | 1 | 0 | 1 | 100% | #N/A
1981-03-27 | 3 | 27 | 2018 | 2018-03-27 | 2 | 0 | 8:00 | 8 | 32 | 49 | 44.06 | 39.56 | 41 | 42.08 | 34.34 | 39.2 | 42.8 | 17 | 33 | 36 | 28 | 43 | 46.94 | 0 | 1 | 0 | 0 | 0 | 0 | 0 | 1 | 1 | 1 | 0 | 1 | 100% | #N/A
1981-03-27 | 3 | 27 | 2018 | 2018-03-27 | 2 | 0 | 9:00 | 9 | 33 | 55 | 48.02 | 43.88 | 44.96 | 46.04 | 42.8 | 42.8 | 42.8 | 18 | 33 | 45 | 34 | 46 | 48.92 | 0 | 1 | 0 | 0 | 0 | 0 | 0 | 1 | 1 | 1 | 0 | 1 | 100% | #N/A
1981-03-27 | 3 | 27 | 2018 | 2018-03-27 | 2 | 0 | 10:00 | 10 | 35 | 61 | 48.92 | 47.66 | 46.94 | 48.92 | 47.12 | 46.4 | 46.4 | 20 | 33 | 48 | 39 | 50 | 46.94 | 0 | 1 | 0 | 0 | 0 | 0 | 0 | 1 | 1 | 1 | 0 | 1 | 100% | #N/A
1981-03-27 | 3 | 27 | 2018 | 2018-03-27 | 2 | 0 | 11:00 | 11 | 34 | 62 | 51.98 | 47.66 | 50 | 51.08 | 50.18 | 48.2 | 42.8 | 20 | 34 | 53 | 45 | 54 | 48.2 | 0 | 1 | 0 | 0 | 0 | 0 | 0 | 1 | 1 | 1 | 0 | 1 | 100% | #N/A
1981-03-27 | 3 | 27 | 2018 | 2018-03-27 | 2 | 0 | 12:00 | 12 | 35 | 64 | 53.96 | 49.46 | 51.98 | 53.06 | 50.72 | 53.6 | 46.4 | 20 | 35 | 57 | 48 | 54 | 51.98 | 0 | 1 | 0 | 0 | 0 | 0 | 0 | 1 | 1 | 1 | 0 | 1 | 100% | #N/A
1981-03-27 | 3 | 27 | 2018 | 2018-03-27 | 2 | 0 | 13:00 | 13 | 33 | 65 | 51.98 | 51.26 | 50 | 53.96 | 52.88 | 55.4 | 46.4 | 20 | 38 | 59 | 50 | 55 | 59 | 0 | 1 | 0 | 0 | 0 | 0 | 0 | 1 | 1 | 1 | 0 | 1 | 100% | #N/A
1981-03-27 | 3 | 27 | 2018 | 2018-03-27 | 2 | 0 | 14:00 | 14 | 37 | 64 | 53.06 | 51.62 | 51.98 | 53.96 | 54.5 | 57.2 | 44.6 | 22 | 41 | 58 | 52 | 57 | 57.02 | 0 | 1 | 0 | 0 | 0 | 0 | 0 | 1 | 1 | 1 | 0 | 1 | 100% | #N/A
1981-03-27 | 3 | 27 | 2018 | 2018-03-27 | 2 | 0 | 15:00 | 15 | 37 | 63 | 53.06 | 51.44 | 50 | 53.6 | 50.72 | 59 | 48.2 | 22 | 44 | 58 | 52 | 57 | 55.94 | 0 | 1 | 0 | 0 | 0 | 0 | 0 | 1 | 1 | 1 | 0 | 1 | 100% | #N/A
1981-03-27 | 3 | 27 | 2018 | 2018-03-27 | 2 | 0 | 16:00 | 16 | 36 | 62 | 51.98 | 52.16 | 53.06 | 51.98 | 52.34 | 59 | 46.4 | 22 | 44 | 58 | 52 | 57 | 55.4 | 0 | 1 | 0 | 0 | 0 | 0 | 0 | 1 | 1 | 1 | 0 | 1 | 100% | #N/A
1981-03-27 | 3 | 27 | 2018 | 2018-03-27 | 2 | 0 | 17:00 | 17 | 35 | 61 | 51.08 | 51.08 | 50 | 50 | 48.2 | 57.2 | 42.8 | 22 | 45 | 58 | 50 | 55 | 55.94 | 0 | 1 | 0 | 0 | 0 | 0 | 0 | 1 | 1 | 1 | 0 | 1 | 100% | #N/A
1981-03-27 | 3 | 27 | 2018 | 2018-03-27 | 2 | 0 | 18:00 | 18 | 33 | 59 | 48.92 | 51.08 | 46.04 | 48.02 | 46.4 | 55.4 | 42.8 | 20 | 43 | 55 | 46 | 52 | 51.98 | 0 | 1 | 0 | 0 | 0 | 0 | 0 | 1 | 1 | 1 | 0 | 1 | 100% | #N/A
1981-03-27 | 3 | 27 | 2018 | 2018-03-27 | 2 | 0 | 19:00 | 19 | 30 | 58 | 46.94 | 49.64 | 44.96 | 46.04 | 44.78 | 53.6 | 39.2 | 18 | 41 | 55 | 43 | 50 | 50 | 0 | 1 | 0 | 0 | 0 | 0 | 0 | 1 | 1 | 1 | 0 | 1 | 100% | #N/A
1981-03-27 | 3 | 27 | 2018 | 2018-03-27 | 2 | 0 | 20:00 | 20 | 29 | 58 | 46.04 | 48.74 | 44.06 | 44.96 | 43.16 | 51.8 | 39.2 | 17 | 40 | 55 | 39 | 45 | 50 | 0 | 1 | 0 | 0 | 0 | 0 | 0 | 1 | 1 | 1 | 0 | 1 | 100% | #N/A
1981-03-27 | 3 | 27 | 2018 | 2018-03-27 | 2 | 0 | 21:00 | 21 | 28 | 57 | 46.04 | 47.12 | 42.08 | 42.98 | 41.54 | 48.2 | 39.2 | 16 | 38 | 53 | 36 | 45 | 48.92 | 0 | 1 | 0 | 0 | 0 | 0 | 0 | 1 | 1 | 1 | 0 | 1 | 100% | #N/A
1981-03-27 | 3 | 27 | 2018 | 2018-03-27 | 2 | 0 | 22:00 | 22 | 27 | 57 | 44.96 | 45.68 | 41 | 42.08 | 41.9 | 46.4 | 37.4 | 15 | 38 | 51 | 34 | 39 | 48.02 | 0 | 1 | 0 | 0 | 0 | 0 | 0 | 1 | 1 | 1 | 0 | 1 | 100% | #N/A
1981-03-27 | 3 | 27 | 2018 | 2018-03-27 | 2 | 0 | 23:00 | 23 | 27 | 58 | 42.98 | 44.24 | 39.92 | 41 | 41 | 44.6 | 37.4 | 15 | 38 | 49 | 34 | 37 | 46.94 | 0 | 1 | 0 | 0 | 0 | 0 | 0 | 1 | 1 | 1 | 0 | 1 | 100% | #N/A
1981-03-27 | 3 | 27 | 2018 | 2018-03-27 | 2 | 0 | 24:00 | 24 | 27 | 58 | 42.08 | 42.8 | 39.2 | 39.92 | 39.56 | 44.6 | 39.2 | 12 | 37 | 47 | 34 | 36 | 46.94 | 0 | 0 | 1 | 0 | 0 | 0 | 0 | 1 | 1 | 1 | 0 | 1 | 100% | #N/A
1981-03-28 | 3 | 28 | 2018 | 2018-03-28 | 3 | 0 | 1:00 | 1 | 27 | 59 | 41 | 41.36 | 37.94 | 39.02 | 36.86 | 44.6 | 39.2 | 10 | 35 | 47 | 36 | 36 | 46.94 | 0 | 0 | 1 | 0 | 0 | 0 | 0 | 1 | 1 | 1 | 0 | 1 | 100% | #N/A
1981-03-28 | 3 | 28 | 2018 | 2018-03-28 | 3 | 0 | 2:00 | 2 | 26 | 57 | 39.02 | 39.74 | 37.4 | 39.2 | 29.84 | 42.8 | 39.2 | 10 | 29 | 49 | 34 | 36 | 46.94 | 0 | 0 | 1 | 0 | 0 | 0 | 0 | 1 | 1 | 1 | 0 | 1 | 100% | #N/A
1981-03-28 | 3 | 28 | 2018 | 2018-03-28 | 3 | 0 | 3:00 | 3 | 24 | 56 | 37.94 | 39.2 | 37.4 | 37.4 | 36.86 | 42.8 | 39.2 | 10 | 28 | 54 | 34 | 32 | 46.04 | 0 | 0 | 1 | 0 | 0 | 0 | 0 | 1 | 1 | 1 | 0 | 1 | 100% | #N/A
1981-03-28 | 3 | 28 | 2018 | 2018-03-28 | 3 | 0 | 4:00 | 4 | 22 | 54 | 37.4 | 38.84 | 37.04 | 37.04 | 33.08 | 41 | 39.2 | 10 | 25 | 45 | 34 | 32 | 44.96 | 0 | 0 | 1 | 0 | 0 | 0 | 0 | 1 | 1 | 1 | 0 | 1 | 100% | #N/A
1981-03-28 | 3 | 28 | 2018 | 2018-03-28 | 3 | 0 | 5:00 | 5 | 22 | 53 | 37.94 | 38.84 | 37.4 | 37.94 | 33.62 | 41 | 39.2 | 9 | 24 | 45 | 34 | 30 | 44.06 | 0 | 0 | 1 | 0 | 0 | 0 | 0 | 1 | 1 | 1 | 0 | 1 | 100% | #N/A
1981-03-28 | 3 | 28 | 2018 | 2018-03-28 | 3 | 0 | 6:00 | 6 | 21 | 52 | 37.94 | 38.66 | 37.4 | 37.04 | 35.6 | 41 | 39.2 | 9 | 22 | 48 | 34 | 30 | 44.06 | 0 | 0 | 1 | 0 | 0 | 0 | 0 | 1 | 1 | 1 | 0 | 1 | 100% | #N/A
1981-03-28 | 3 | 28 | 2018 | 2018-03-28 | 3 | 0 | 7:00 | 7 | 23 | 51 | 37.4 | 39.02 | 39.02 | 39.02 | 36.32 | 41 | 39.2 | 13 | 27 | 48 | 34 | 34 | 42.98 | 0 | 0 | 1 | 0 | 0 | 0 | 0 | 1 | 1 | 1 | 0 | 1 | 100% | #N/A
1981-03-28 | 3 | 28 | 2018 | 2018-03-28 | 3 | 0 | 8:00 | 8 | 27 | 50 | 39.92 | 39.2 | 42.08 | 42.98 | 37.4 | 42.8 | 41 | 19 | 35 | 52 | 34 | 41 | 42.08 | 0 | 1 | 0 | 0 | 0 | 0 | 0 | 1 | 1 | 1 | 0 | 1 | 100% | #N/A
1981-03-28 | 3 | 28 | 2018 | 2018-03-28 | 3 | 0 | 9:00 | 9 | 32 | 50 | 41 | 40.46 | 44.06 | 44.96 | 37.4 | 44.6 | 42.8 | 21 | 39 | 53 | 34 | 50 | 42.08 | 0 | 1 | 0 | 0 | 0 | 0 | 0 | 1 | 1 | 1 | 0 | 1 | 100% | #N/A
1981-03-28 | 3 | 28 | 2018 | 2018-03-28 | 3 | 0 | 10:00 | 10 | 34 | 49 | 46.04 | 43.52 | 46.94 | 46.94 | 43.34 | 51.8 | 42.8 | 24 | 44 | 53 | 34 | 52 | 41 | 0 | 1 | 0 | 0 | 0 | 0 | 0 | 1 | 1 | 1 | 0 | 1 | 100% | #N/A
1981-03-28 | 3 | 28 | 2018 | 2018-03-28 | 3 | 0 | 11:00 | 11 | 35 | 48 | 46.04 | 44.78 | 46.04 | 46.94 | 47.3 | 53.6 | 42.8 | 27 | 46 | 57 | 36 | 52 | 41 | 0 | 1 | 0 | 0 | 0 | 0 | 0 | 1 | 1 | 1 | 0 | 1 | 100% | #N/A
1981-03-28 | 3 | 28 | 2018 | 2018-03-28 | 3 | 0 | 12:00 | 12 | 36 | 46 | 46.94 | 45.32 | 46.04 | 48.02 | 47.84 | 55.4 | 42.8 | 29 | 49 | 56 | 36 | 52 | 39.92 | 0 | 1 | 0 | 0 | 0 | 0 | 0 | 1 | 1 | 1 | 0 | 1 | 100% | #N/A
1981-03-28 | 3 | 28 | 2018 | 2018-03-28 | 3 | 0 | 13:00 | 13 | 38 | 45 | 46.04 | 43.88 | 46.04 | 46.94 | 49.64 | 57.2 | 46.4 | 32 | 52 | 55 | 36 | 54 | 39.92 | 0 | 1 | 0 | 0 | 0 | 0 | 0 | 1 | 1 | 1 | 0 | 1 | 100% | #N/A
1981-03-28 | 3 | 28 | 2018 | 2018-03-28 | 3 | 0 | 14:00 | 14 | 40 | 46 | 46.94 | 43.88 | 46.04 | 46.94 | 51.62 | 60.8 | 46.4 | 34 | 55 | 53 | 36 | 52 | 41 | 0 | 1 | 0 | 0 | 0 | 0 | 0 | 1 | 1 | 1 | 0 | 1 | 100% | #N/A
1981-03-28 | 3 | 28 | 2018 | 2018-03-28 | 3 | 0 | 15:00 | 15 | 41 | 48 | 46.04 | 44.24 | 46.04 | 46.04 | 48.74 | 59 | 46.4 | 36 | 56 | 51 | 36 | 50 | 41 | 0 | 1 | 0 | 0 | 0 | 0 | 0 | 1 | 1 | 1 | 0 | 1 | 100% | #N/A
1981-03-28 | 3 | 28 | 2018 | 2018-03-28 | 3 | 0 | 16:00 | 16 | 41 | 49 | 46.04 | 42.62 | 46.04 | 46.04 | 48.2 | 57.2 | 46.4 | 36 | 56 | 46 | 37 | 50 | 39.92 | 0 | 1 | 0 | 0 | 0 | 0 | 0 | 1 | 1 | 1 | 0 | 1 | 100% | #N/A
1981-03-28 | 3 | 28 | 2018 | 2018-03-28 | 3 | 0 | 17:00 | 17 | 41 | 47 | 44.96 | 42.98 | 46.04 | 46.94 | 47.84 | 55.4 | 46.4 | 35 | 55 | 44 | 37 | 48 | 39.02 | 0 | 1 | 0 | 0 | 0 | 0 | 0 | 1 | 1 | 1 | 0 | 1 | 100% | #N/A
1981-03-28 | 3 | 28 | 2018 | 2018-03-28 | 3 | 0 | 18:00 | 18 | 39 | 44 | 44.06 | 42.98 | 44.96 | 46.94 | 46.4 | 53.6 | 46.4 | 32 | 53 | 44 | 36 | 50 | 39.92 | 0 | 1 | 0 | 0 | 0 | 0 | 0 | 1 | 1 | 1 | 0 | 1 | 100% | #N/A
1981-03-28 | 3 | 28 | 2018 | 2018-03-28 | 3 | 0 | 19:00 | 19 | 36 | 42 | 41 | 44.96 | 42.98 | 44.96 | 46.4 | 51.8 | 42.8 | 30 | 51 | 38 | 37 | 50 | 37.04 | 0 | 1 | 0 | 0 | 0 | 0 | 0 | 1 | 1 | 1 | 0 | 1 | 100% | #N/A
1981-03-28 | 3 | 28 | 2018 | 2018-03-28 | 3 | 0 | 20:00 | 20 | 35 | 41 | 42.08 | 45.86 | 42.98 | 42.98 | 46.4 | 48.2 | 46.4 | 28 | 47 | 36 | 36 | 48 | 35.96 | 0 | 1 | 0 | 0 | 0 | 0 | 0 | 1 | 1 | 1 | 0 | 1 | 100% | #N/A
1981-03-28 | 3 | 28 | 2018 | 2018-03-28 | 3 | 0 | 21:00 | 21 | 34 | 40 | 41 | 46.22 | 42.08 | 44.06 | 44.6 | 44.6 | 42.8 | 26 | 45 | 36 | 36 | 45 | 33.98 | 0 | 1 | 0 | 0 | 0 | 0 | 0 | 1 | 1 | 1 | 0 | 1 | 100% | #N/A
1981-03-28 | 3 | 28 | 2018 | 2018-03-28 | 3 | 0 | 22:00 | 22 | 32 | 39 | 39.02 | 46.22 | 42.08 | 44.06 | 44.06 | 42.8 | 42.8 | 22 | 43 | 38 | 36 | 45 | 33.08 | 0 | 1 | 0 | 0 | 0 | 0 | 0 | 1 | 1 | 1 | 0 | 1 | 100% | #N/A
1981-03-28 | 3 | 28 | 2018 | 2018-03-28 | 3 | 0 | 23:00 | 23 | 31 | 38 | 39.92 | 46.04 | 41 | 42.98 | 42.44 | 42.8 | 42.8 | 21 | 43 | 38 | 36 | 45 | 33.08 | 0 | 1 | 0 | 0 | 0 | 0 | 0 | 1 | 1 | 1 | 0 | 1 | 100% | #N/A
1981-03-28 | 3 | 28 | 2018 | 2018-03-28 | 3 | 0 | 24:00 | 24 | 30 | 38 | 39.92 | 46.04 | 39.92 | 39.92 | 39.92 | 41 | 41 | 20 | 44 | 36 | 37 | 43 | 32 | 0 | 0 | 1 | 0 | 0 | 0 | 0 | 1 | 1 | 1 | 0 | 1 | 100% | #N/A
1981-03-29 | 3 | 29 | 2018 | 2018-03-29 | 4 | 0 | 1:00 | 1 | 29 | 37 | 37.04 | 45.68 | 39.02 | 39.92 | 36.14 | 39.2 | 42.8 | 17 | 44 | 36 | 37 | 43 | 32 | 0 | 0 | 1 | 0 | 0 | 0 | 0 | 1 | 1 | 1 | 0 | 1 | 100% | #N/A
1981-03-29 | 3 | 29 | 2018 | 2018-03-29 | 4 | 0 | 2:00 | 2 | 28 | 36 | 32 | 45.14 | 37.94 | 37.94 | 35.96 | 39.2 | 42.8 | 17 | 44 | 36 | 36 | 43 | 33.08 | 0 | 0 | 1 | 0 | 0 | 0 | 0 | 1 | 1 | 1 | 0 | 1 | 100% | #N/A
1981-03-29 | 3 | 29 | 2018 | 2018-03-29 | 4 | 0 | 3:00 | 3 | 27 | 35 | 32 | 44.42 | 37.94 | 35.06 | 34.88 | 39.2 | 44.6 | 17 | 44 | 36 | 37 | 43 | 32 | 0 | 0 | 1 | 0 | 0 | 0 | 0 | 1 | 1 | 1 | 0 | 1 | 100% | #N/A
1981-03-29 | 3 | 29 | 2018 | 2018-03-29 | 4 | 0 | 4:00 | 4 | 26 | 34 | 30.02 | 43.88 | 37.94 | 35.96 | 31.46 | 39.2 | 42.8 | 14 | 43 | 36 | 36 | 43 | 30.92 | 0 | 0 | 1 | 0 | 0 | 0 | 0 | 1 | 1 | 1 | 0 | 1 | 100% | #N/A
1981-03-29 | 3 | 29 | 2018 | 2018-03-29 | 4 | 0 | 5:00 | 5 | 26 | 35 | 30.02 | 42.98 | 35.96 | 33.08 | 29.66 | 37.4 | 44.6 | 14 | 45 | 36 | 36 | 43 | 32 | 0 | 0 | 1 | 0 | 0 | 0 | 0 | 1 | 1 | 1 | 0 | 1 | 100% | #N/A
1981-03-29 | 3 | 29 | 2018 | 2018-03-29 | 4 | 0 | 6:00 | 6 | 26 | 37 | 30.02 | 42.08 | 35.96 | 35.96 | 27.32 | 37.4 | 44.6 | 14 | 44 | 34 | 37 | 41 | 32 | 0 | 0 | 1 | 0 | 0 | 0 | 0 | 1 | 1 | 1 | 0 | 1 | 100% | #N/A
1981-03-29 | 3 | 29 | 2018 | 2018-03-29 | 4 | 0 | 7:00 | 7 | 29 | 38 | 37.94 | 41.72 | 39.92 | 41 | 34.34 | 37.4 | 44.6 | 17 | 48 | 35 | 37 | 43 | 33.98 | 0 | 0 | 1 | 0 | 0 | 0 | 0 | 1 | 1 | 1 | 0 | 1 | 100% | #N/A
1981-03-29 | 3 | 29 | 2018 | 2018-03-29 | 4 | 0 | 8:00 | 8 | 35 | 43 | 46.94 | 43.16 | 46.04 | 46.94 | 44.06 | 37.4 | 44.6 | 23 | 52 | 40 | 39 | 43 | 37.04 | 0 | 1 | 0 | 0 | 0 | 0 | 0 | 1 | 1 | 1 | 0 | 1 | 100% | #N/A
1981-03-29 | 3 | 29 | 2018 | 2018-03-29 | 4 | 0 | 9:00 | 9 | 37 | 47 | 51.08 | 46.4 | 48.02 | 46.94 | 47.12 | 37.4 | 46.4 | 29 | 54 | 46 | 39 | 46 | 37.94 | 0 | 1 | 0 | 0 | 0 | 0 | 0 | 1 | 1 | 1 | 0 | 1 | 100% | #N/A
1981-03-29 | 3 | 29 | 2018 | 2018-03-29 | 4 | 0 | 10:00 | 10 | 41 | 52 | 51.98 | 49.28 | 48.02 | 48.02 | 50.36 | 37.4 | 48.2 | 33 | 59 | 48 | 41 | 54 | 42.98 | 0 | 1 | 0 | 0 | 0 | 0 | 0 | 1 | 1 | 1 | 0 | 1 | 100% | #N/A
1981-03-29 | 3 | 29 | 2018 | 2018-03-29 | 4 | 0 | 11:00 | 11 | 42 | 56 | 53.96 | 48.74 | 48.92 | 51.98 | 54.14 | 37.4 | 50 | 36 | 67 | 48 | 41 | 57 | 44.96 | 0 | 1 | 0 | 0 | 0 | 0 | 0 | 1 | 1 | 1 | 0 | 1 | 100% | #N/A
1981-03-29 | 3 | 29 | 2018 | 2018-03-29 | 4 | 0 | 12:00 | 12 | 45 | 61 | 57.02 | 50.54 | 53.96 | 55.04 | 53.96 | 37.4 | 53.6 | 40 | 71 | 52 | 45 | 64 | 48.02 | 0 | 1 | 0 | 0 | 0 | 0 | 0 | 1 | 1 | 1 | 0 | 1 | 100% | #N/A
1981-03-29 | 3 | 29 | 2018 | 2018-03-29 | 4 | 0 | 13:00 | 13 | 46 | 65 | 55.94 | 51.8 | 55.04 | 57.02 | 54.68 | 39.2 | 55.4 | 42 | 73 | 45 | 45 | 63 | 48.92 | 0 | 1 | 0 | 0 | 0 | 0 | 0 | 1 | 1 | 1 | 0 | 1 | 100% | #N/A
1981-03-29 | 3 | 29 | 2018 | 2018-03-29 | 4 | 0 | 14:00 | 14 | 51 | 65 | 55.04 | 53.6 | 51.08 | 55.94 | 54.32 | 39.2 | 48.2 | 45 | 75 | 46 | 46 | 68 | 50 | 0 | 1 | 0 | 0 | 0 | 0 | 0 | 1 | 1 | 1 | 0 | 1 | 100% | #N/A
1981-03-29 | 3 | 29 | 2018 | 2018-03-29 | 4 | 0 | 15:00 | 15 | 51 | 64 | 55.94 | 51.8 | 51.98 | 55.04 | 53.06 | 39.2 | 57.2 | 45 | 76 | 48 | 46 | 66 | 48.92 | 0 | 1 | 0 | 0 | 0 | 0 | 0 | 1 | 1 | 1 | 0 | 1 | 100% | #N/A
1981-03-29 | 3 | 29 | 2018 | 2018-03-29 | 4 | 0 | 16:00 | 16 | 48 | 64 | 55.04 | 53.24 | 51.98 | 53.96 | 52.16 | 39.2 | 55.4 | 47 | 74 | 46 | 46 | 64 | 46.94 | 0 | 1 | 0 | 0 | 0 | 0 | 0 | 1 | 1 | 1 | 0 | 1 | 100% | #N/A
1981-03-29 | 3 | 29 | 2018 | 2018-03-29 | 4 | 0 | 17:00 | 17 | 45 | 61 | 53.06 | 51.62 | 50 | 51.98 | 50.72 | 39.2 | 48.2 | 46 | 75 | 46 | 45 | 61 | 46.04 | 0 | 1 | 0 | 0 | 0 | 0 | 0 | 1 | 1 | 1 | 0 | 1 | 100% | #N/A
1981-03-29 | 3 | 29 | 2018 | 2018-03-29 | 4 | 0 | 18:00 | 18 | 43 | 58 | 51.98 | 50.36 | 50 | 51.98 | 47.84 | 37.4 | 48.2 | 42 | 73 | 46 | 45 | 66 | 41 | 0 | 1 | 0 | 0 | 0 | 0 | 0 | 1 | 1 | 1 | 0 | 1 | 100% | #N/A
1981-03-29 | 3 | 29 | 2018 | 2018-03-29 | 4 | 0 | 19:00 | 19 | 41 | 55 | 48.02 | 51.26 | 48.92 | 48.92 | 46.4 | 37.4 | 50 | 36 | 68 | 45 | 43 | 64 | 37.04 | 0 | 1 | 0 | 0 | 0 | 0 | 0 | 1 | 1 | 1 | 0 | 1 | 100% | #N/A
1981-03-29 | 3 | 29 | 2018 | 2018-03-29 | 4 | 0 | 20:00 | 20 | 39 | 53 | 46.94 | 50.9 | 46.04 | 46.04 | 44.42 | 37.4 | 50 | 30 | 69 | 44 | 39 | 55 | 33.98 | 0 | 1 | 0 | 0 | 0 | 0 | 0 | 1 | 1 | 1 | 0 | 1 | 100% | #N/A
1981-03-29 | 3 | 29 | 2018 | 2018-03-29 | 4 | 0 | 21:00 | 21 | 37 | 51 | 46.94 | 50.9 | 42.98 | 46.04 | 43.16 | 37.4 | 42.8 | 29 | 68 | 42 | 39 | 54 | 32 | 0 | 1 | 0 | 0 | 0 | 0 | 0 | 1 | 1 | 1 | 0 | 1 | 100% | #N/A
1981-03-29 | 3 | 29 | 2018 | 2018-03-29 | 4 | 0 | 22:00 | 22 | 35 | 49 | 46.04 | 48.38 | 44.96 | 44.96 | 43.7 | 37.4 | 42.8 | 25 | 65 | 42 | 36 | 54 | 32 | 0 | 1 | 0 | 0 | 0 | 0 | 0 | 1 | 1 | 1 | 0 | 1 | 100% | #N/A
1981-03-29 | 3 | 29 | 2018 | 2018-03-29 | 4 | 0 | 23:00 | 23 | 35 | 47 | 44.96 | 47.12 | 44.06 | 44.06 | 42.8 | 37.4 | 48.2 | 32 | 65 | 42 | 30 | 54 | 32 | 0 | 1 | 0 | 0 | 0 | 0 | 0 | 1 | 1 | 1 | 0 | 1 | 100% | #N/A
1981-03-29 | 3 | 29 | 2018 | 2018-03-29 | 4 | 0 | 24:00 | 24 | 34 | 45 | 44.96 | 46.4 | 44.06 | 44.06 | 41.72 | 37.4 | 50 | 31 | 64 | 42 | 30 | 52 | 32 | 0 | 0 | 1 | 0 | 0 | 0 | 0 | 1 | 1 | 1 | 0 | 1 | 100% | #N/A
1981-03-30 | 3 | 30 | 2018 | 2018-03-30 | 5 | 0 | 1:00 | 1 | 34 | 43 | 44.06 | 45.68 | 42.98 | 42.98 | 40.82 | 37.4 | 48.2 | 29 | 61 | 41 | 34 | 52 | 32 | 0 | 0 | 1 | 0 | 0 | 0 | 0 | 1 | 1 | 1 | 0 | 1 | 100% | #N/A
1981-03-30 | 3 | 30 | 2018 | 2018-03-30 | 5 | 0 | 2:00 | 2 | 32 | 42 | 44.06 | 45.14 | 42.08 | 42.08 | 39.74 | 37.4 | 48.2 | 23 | 56 | 42 | 34 | 50 | 32 | 0 | 0 | 1 | 0 | 0 | 0 | 0 | 1 | 1 | 1 | 0 | 1 | 100% | #N/A
1981-03-30 | 3 | 30 | 2018 | 2018-03-30 | 5 | 0 | 3:00 | 3 | 31 | 40 | 42.98 | 44.42 | 39.92 | 39.92 | 34.88 | 39.2 | 41 | 28 | 53 | 41 | 32 | 48 | 32 | 0 | 0 | 1 | 0 | 0 | 0 | 0 | 1 | 1 | 1 | 0 | 1 | 100% | #N/A
1981-03-30 | 3 | 30 | 2018 | 2018-03-30 | 5 | 0 | 4:00 | 4 | 30 | 39 | 42.08 | 44.06 | 39.02 | 39.02 | 32.9 | 39.2 | 41 | 26 | 52 | 42 | 34 | 48 | 32 | 0 | 0 | 1 | 0 | 0 | 0 | 0 | 1 | 1 | 1 | 0 | 1 | 100% | #N/A
1981-03-30 | 3 | 30 | 2018 | 2018-03-30 | 5 | 0 | 5:00 | 5 | 30 | 40 | 39.02 | 43.34 | 37.94 | 39.02 | 29.84 | 39.2 | 41 | 25 | 50 | 42 | 27 | 46 | 32 | 0 | 0 | 1 | 0 | 0 | 0 | 0 | 1 | 1 | 1 | 0 | 1 | 100% | #N/A
1981-03-30 | 3 | 30 | 2018 | 2018-03-30 | 5 | 0 | 6:00 | 6 | 31 | 40 | 33.98 | 42.98 | 37.04 | 37.94 | 26.06 | 39.2 | 42.8 | 24 | 47 | 42 | 27 | 46 | 32 | 0 | 0 | 1 | 0 | 0 | 0 | 0 | 1 | 1 | 1 | 0 | 1 | 100% | #N/A
1981-03-30 | 3 | 30 | 2018 | 2018-03-30 | 5 | 0 | 7:00 | 7 | 33 | 41 | 42.08 | 42.26 | 39.92 | 42.08 | 34.16 | 39.2 | 42.8 | 26 | 54 | 43 | 30 | 45 | 32 | 0 | 0 | 1 | 0 | 0 | 0 | 0 | 1 | 1 | 1 | 0 | 1 | 100% | #N/A
1981-03-30 | 3 | 30 | 2018 | 2018-03-30 | 5 | 0 | 8:00 | 8 | 38 | 44 | 46.04 | 45.14 | 44.96 | 44.96 | 41.18 | 39.2 | 42.8 | 29 | 61 | 46 | 39 | 43 | 33.08 | 0 | 1 | 0 | 0 | 0 | 0 | 0 | 1 | 1 | 1 | 0 | 1 | 100% | #N/A
1981-03-30 | 3 | 30 | 2018 | 2018-03-30 | 5 | 0 | 9:00 | 9 | 41 | 48 | 50 | 46.22 | 48.92 | 48.92 | 46.94 | 41 | 44.6 | 31 | 63 | 49 | 43 | 43 | 33.98 | 0 | 1 | 0 | 0 | 0 | 0 | 0 | 1 | 1 | 1 | 0 | 1 | 100% | #N/A
1981-03-30 | 3 | 30 | 2018 | 2018-03-30 | 5 | 0 | 10:00 | 10 | 43 | 51 | 53.06 | 47.84 | 50 | 51.08 | 50.18 | 41 | 42.8 | 33 | 68 | 51 | 46 | 43 | 35.06 | 0 | 1 | 0 | 0 | 0 | 0 | 0 | 1 | 1 | 1 | 0 | 1 | 100% | #N/A
1981-03-30 | 3 | 30 | 2018 | 2018-03-30 | 5 | 0 | 11:00 | 11 | 50 | 54 | 55.04 | 49.64 | 50 | 51.98 | 51.62 | 39.2 | 50 | 34 | 70 | 54 | 48 | 43 | 35.96 | 0 | 1 | 0 | 0 | 0 | 0 | 0 | 1 | 1 | 1 | 0 | 1 | 100% | #N/A
1981-03-30 | 3 | 30 | 2018 | 2018-03-30 | 5 | 0 | 12:00 | 12 | 54 | 56 | 55.04 | 51.08 | 53.06 | 53.06 | 53.78 | 39.2 | 48.2 | 36 | 67 | 56 | 54 | 43 | 37.94 | 0 | 1 | 0 | 0 | 0 | 0 | 0 | 1 | 1 | 1 | 0 | 1 | 100% | #N/A
1981-03-30 | 3 | 30 | 2018 | 2018-03-30 | 5 | 0 | 13:00 | 13 | 51 | 59 | 55.94 | 51.98 | 48.92 | 55.94 | 55.94 | 37.4 | 44.6 | 37 | 70 | 56 | 55 | 41 | 39.02 | 0 | 1 | 0 | 0 | 0 | 0 | 0 | 1 | 1 | 1 | 0 | 1 | 100% | #N/A
1981-03-30 | 3 | 30 | 2018 | 2018-03-30 | 5 | 0 | 14:00 | 14 | 50 | 59 | 57.02 | 53.24 | 51.08 | 55.94 | 55.4 | 37.4 | 42.8 | 37 | 68 | 57 | 57 | 41 | 41 | 0 | 1 | 0 | 0 | 0 | 0 | 0 | 1 | 1 | 1 | 0 | 1 | 100% | #N/A
1981-03-30 | 3 | 30 | 2018 | 2018-03-30 | 5 | 0 | 15:00 | 15 | 52 | 60 | 57.92 | 48.92 | 50 | 55.94 | 55.04 | 39.2 | 42.8 | 37 | 65 | 58 | 59 | 39 | 42.98 | 0 | 1 | 0 | 0 | 0 | 0 | 0 | 1 | 1 | 1 | 0 | 1 | 100% | #N/A
1981-03-30 | 3 | 30 | 2018 | 2018-03-30 | 5 | 0 | 16:00 | 16 | 52 | 60 | 57.02 | 47.48 | 48.92 | 55.04 | 56.12 | 41 | 42.8 | 36 | 65 | 58 | 57 | 39 | 44.06 | 0 | 1 | 0 | 0 | 0 | 0 | 0 | 1 | 1 | 1 | 0 | 1 | 100% | #N/A
1981-03-30 | 3 | 30 | 2018 | 2018-03-30 | 5 | 0 | 17:00 | 17 | 47 | 58 | 55.94 | 46.58 | 46.94 | 55.04 | 55.04 | 39.2 | 44.6 | 35 | 61 | 56 | 55 | 37 | 44.06 | 0 | 1 | 0 | 0 | 0 | 0 | 0 | 1 | 1 | 1 | 0 | 1 | 100% | #N/A
1981-03-30 | 3 | 30 | 2018 | 2018-03-30 | 5 | 0 | 18:00 | 18 | 45 | 56 | 53.06 | 47.84 | 44.96 | 53.06 | 51.8 | 39.2 | 44.6 | 33 | 58 | 50 | 45 | 36 | 42.98 | 0 | 1 | 0 | 0 | 0 | 0 | 0 | 1 | 1 | 1 | 0 | 1 | 100% | #N/A
1981-03-30 | 3 | 30 | 2018 | 2018-03-30 | 5 | 0 | 19:00 | 19 | 45 | 54 | 48.02 | 47.48 | 44.06 | 50 | 46.76 | 37.4 | 44.6 | 31 | 56 | 48 | 37 | 36 | 42.08 | 0 | 1 | 0 | 0 | 0 | 0 | 0 | 1 | 1 | 1 | 0 | 1 | 100% | #N/A
1981-03-30 | 3 | 30 | 2018 | 2018-03-30 | 5 | 0 | 20:00 | 20 | 44 | 51 | 39.92 | 47.84 | 42.08 | 44.06 | 44.78 | 35.6 | 44.6 | 30 | 56 | 47 | 36 | 36 | 42.08 | 0 | 1 | 0 | 0 | 0 | 0 | 0 | 1 | 1 | 1 | 0 | 1 | 100% | #N/A
1981-03-30 | 3 | 30 | 2018 | 2018-03-30 | 5 | 0 | 21:00 | 21 | 42 | 47 | 35.96 | 46.4 | 35.96 | 41 | 43.52 | 35.6 | 42.8 | 30 | 57 | 46 | 34 | 34 | 39.92 | 0 | 1 | 0 | 0 | 0 | 0 | 0 | 1 | 1 | 1 | 0 | 1 | 100% | #N/A
1981-03-30 | 3 | 30 | 2018 | 2018-03-30 | 5 | 0 | 22:00 | 22 | 40 | 44 | 33.08 | 47.48 | 35.06 | 39.92 | 41 | 35.6 | 42.8 | 27 | 56 | 46 | 34 | 34 | 37.94 | 0 | 1 | 0 | 0 | 0 | 0 | 0 | 1 | 1 | 1 | 0 | 1 | 100% | #N/A
1981-03-30 | 3 | 30 | 2018 | 2018-03-30 | 5 | 0 | 23:00 | 23 | 39 | 42 | 33.08 | 45.5 | 33.08 | 37.04 | 34.7 | 35.6 | 42.8 | 27 | 56 | 45 | 34 | 32 | 37.4 | 0 | 1 | 0 | 0 | 0 | 0 | 0 | 1 | 1 | 1 | 0 | 1 | 100% | #N/A
1981-03-30 | 3 | 30 | 2018 | 2018-03-30 | 5 | 0 | 24:00 | 24 | 38 | 41 | 30.92 | 44.24 | 30.02 | 35.96 | 31.28 | 35.6 | 41 | 29 | 53 | 44 | 30 | 32 | 37.4 | 0 | 0 | 1 | 0 | 0 | 0 | 0 | 1 | 1 | 1 | 0 | 1 | 100% | #N/A
1981-03-31 | 3 | 31 | 2018 | 2018-03-31 | 6 | 0 | 1:00 | 1 | 38 | 39 | 28.94 | 44.24 | 30.02 | 35.06 | 29.12 | 33.8 | 41 | 28 | 53 | 42 | 30 | 32 | 37.94 | 0 | 0 | 1 | 0 | 0 | 0 | 0 | 1 | 1 | 1 | 0 | 1 | 100% | #N/A
1981-03-31 | 3 | 31 | 2018 | 2018-03-31 | 6 | 0 | 2:00 | 2 | 39 | 39 | 28.04 | 48.02 | 30.92 | 33.08 | 25.7 | 33.8 | 39.2 | 27 | 54 | 41 | 30 | 32 | 37.94 | 0 | 0 | 1 | 0 | 0 | 0 | 0 | 1 | 1 | 1 | 0 | 1 | 100% | #N/A
1981-03-31 | 3 | 31 | 2018 | 2018-03-31 | 6 | 0 | 3:00 | 3 | 39 | 40 | 28.94 | 41.54 | 28.94 | 32 | 24.98 | 35.6 | 41 | 26 | 53 | 40 | 30 | 32 | 37.94 | 0 | 0 | 1 | 0 | 0 | 0 | 0 | 1 | 1 | 1 | 0 | 1 | 100% | #N/A
1981-03-31 | 3 | 31 | 2018 | 2018-03-31 | 6 | 0 | 4:00 | 4 | 39 | 40 | 26.96 | 40.46 | 28.04 | 30.92 | 25.7 | 33.8 | 41 | 25 | 52 | 39 | 30 | 32 | 37.94 | 0 | 0 | 1 | 0 | 0 | 0 | 0 | 1 | 1 | 1 | 0 | 1 | 100% | #N/A
1981-03-31 | 3 | 31 | 2018 | 2018-03-31 | 6 | 0 | 5:00 | 5 | 44 | 41 | 26.06 | 41 | 28.04 | 30.02 | 25.34 | 35.6 | 39.2 | 21 | 53 | 39 | 28 | 32 | 39.02 | 0 | 0 | 1 | 0 | 0 | 0 | 0 | 1 | 1 | 1 | 0 | 1 | 100% | #N/A
1981-03-31 | 3 | 31 | 2018 | 2018-03-31 | 6 | 0 | 6:00 | 6 | 42 | 41 | 26.06 | 40.28 | 26.96 | 30.02 | 23.72 | 33.8 | 39.2 | 24 | 53 | 38 | 28 | 32 | 39.02 | 0 | 0 | 1 | 0 | 0 | 0 | 0 | 1 | 1 | 1 | 0 | 1 | 100% | #N/A
1981-03-31 | 3 | 31 | 2018 | 2018-03-31 | 6 | 0 | 7:00 | 7 | 44 | 42 | 33.08 | 38.84 | 33.08 | 33.98 | 30.2 | 35.6 | 39.2 | 25 | 54 | 39 | 30 | 30 | 39.92 | 0 | 0 | 1 | 0 | 0 | 0 | 0 | 1 | 1 | 1 | 0 | 1 | 100% | #N/A
1981-03-31 | 3 | 31 | 2018 | 2018-03-31 | 6 | 0 | 8:00 | 8 | 48 | 44 | 41 | 40.46 | 42.08 | 39.92 | 37.22 | 39.2 | 46.4 | 29 | 56 | 39 | 37 | 30 | 41 | 0 | 0 | 1 | 0 | 0 | 0 | 0 | 1 | 1 | 1 | 0 | 1 | 100% | #N/A
1981-03-31 | 3 | 31 | 2018 | 2018-03-31 | 6 | 0 | 9:00 | 9 | 51 | 45 | 50 | 43.16 | 46.94 | 48.02 | 42.44 | 42.8 | 50 | 32 | 60 | 38 | 45 | 30 | 42.08 | 0 | 0 | 1 | 0 | 0 | 0 | 0 | 1 | 1 | 1 | 0 | 1 | 100% | #N/A
1981-03-31 | 3 | 31 | 2018 | 2018-03-31 | 6 | 0 | 10:00 | 10 | 50 | 47 | 55.94 | 44.42 | 50 | 51.98 | 51.44 | 44.6 | 44.6 | 35 | 60 | 38 | 48 | 28 | 42.8 | 0 | 0 | 1 | 0 | 0 | 0 | 0 | 1 | 1 | 1 | 0 | 1 | 100% | #N/A
1981-03-31 | 3 | 31 | 2018 | 2018-03-31 | 6 | 0 | 11:00 | 11 | 48 | 49 | 59 | 47.3 | 53.06 | 57.02 | 55.04 | 48.2 | 46.4 | 38 | 60 | 37 | 52 | 30 | 44.06 | 0 | 0 | 1 | 0 | 0 | 0 | 0 | 1 | 1 | 1 | 0 | 1 | 100% | #N/A
1981-03-31 | 3 | 31 | 2018 | 2018-03-31 | 6 | 0 | 12:00 | 12 | 47 | 50 | 59 | 50.54 | 53.06 | 57.92 | 57.2 | 51.8 | 46.4 | 41 | 61 | 36 | 54 | 34 | 44.06 | 0 | 0 | 1 | 0 | 0 | 0 | 0 | 1 | 1 | 1 | 0 | 1 | 100% | #N/A
1981-03-31 | 3 | 31 | 2018 | 2018-03-31 | 6 | 0 | 13:00 | 13 | 48 | 52 | 59 | 49.64 | 51.98 | 60.98 | 56.12 | 51.8 | 46.4 | 43 | 62 | 39 | 54 | 36 | 42.98 | 0 | 0 | 1 | 0 | 0 | 0 | 0 | 1 | 1 | 1 | 0 | 1 | 100% | #N/A
1981-03-31 | 3 | 31 | 2018 | 2018-03-31 | 6 | 0 | 14:00 | 14 | 48 | 52 | 59 | 58.28 | 51.98 | 60.08 | 57.02 | 51.8 | 44.6 | 44 | 58 | 41 | 55 | 34 | 42.98 | 0 | 0 | 1 | 0 | 0 | 0 | 0 | 1 | 1 | 1 | 0 | 1 | 100% | #N/A
1981-03-31 | 3 | 31 | 2018 | 2018-03-31 | 6 | 0 | 15:00 | 15 | 47 | 53 | 57.02 | 58.1 | 57.02 | 60.08 | 56.3 | 53.6 | 44.6 | 46 | 59 | 45 | 55 | 34 | 42.08 | 0 | 0 | 1 | 0 | 0 | 0 | 0 | 1 | 1 | 1 | 0 | 1 | 100% | #N/A
1981-03-31 | 3 | 31 | 2018 | 2018-03-31 | 6 | 0 | 16:00 | 16 | 47 | 53 | 55.04 | 57.2 | 55.04 | 57.92 | 53.78 | 53.6 | 42.8 | 46 | 58 | 44 | 55 | 34 | 42.8 | 0 | 0 | 1 | 0 | 0 | 0 | 0 | 1 | 1 | 1 | 0 | 1 | 100% | #N/A
1981-03-31 | 3 | 31 | 2018 | 2018-03-31 | 6 | 0 | 17:00 | 17 | 46 | 53 | 53.06 | 55.58 | 53.06 | 57.02 | 50 | 51.8 | 42.8 | 45 | 55 | 41 | 54 | 34 | 41 | 0 | 0 | 1 | 0 | 0 | 0 | 0 | 1 | 1 | 1 | 0 | 1 | 100% | #N/A
1981-03-31 | 3 | 31 | 2018 | 2018-03-31 | 6 | 0 | 18:00 | 18 | 48 | 53 | 51.08 | 53.96 | 51.98 | 53.96 | 45.32 | 48.2 | 39.2 | 42 | 52 | 41 | 52 | 32 | 41 | 0 | 0 | 1 | 0 | 0 | 0 | 0 | 1 | 1 | 1 | 0 | 1 | 100% | #N/A
1981-03-31 | 3 | 31 | 2018 | 2018-03-31 | 6 | 0 | 19:00 | 19 | 49 | 53 | 48.92 | 51.08 | 46.94 | 50.54 | 45.5 | 41.36 | 37.04 | 33 | 51 | 32 | 50 | 30 | 39.92 | 0 | 0 | 1 | 0 | 0 | 0 | 0 | 1 | 1 | 1 | 0 | 1 | 100% | #N/A
1981-03-31 | 3 | 31 | 2018 | 2018-03-31 | 6 | 0 | 20:00 | 20 | 48 | 52 | 48.02 | 50.36 | 45.5 | 48.74 | 46.04 | 38.84 | 36.5 | 29 | 50 | 24 | 48 | 28 | 39.2 | 0 | 0 | 1 | 0 | 0 | 0 | 0 | 1 | 1 | 1 | 0 | 1 | 100% | #N/A
1981-03-31 | 3 | 31 | 2018 | 2018-03-31 | 6 | 0 | 21:00 | 21 | 49 | 52 | 47.3 | 49.46 | 44.06 | 47.48 | 46.04 | 37.04 | 35.96 | 26 | 50 | 20 | 46 | 28 | 39.92 | 0 | 0 | 1 | 0 | 0 | 0 | 0 | 1 | 1 | 1 | 0 | 1 | 100% | #N/A
1981-03-31 | 3 | 31 | 2018 | 2018-03-31 | 6 | 0 | 22:00 | 22 | 47 | 49 | 44.06 | 46.58 | 41 | 42.98 | 41.72 | 35.42 | 35.96 | 28 | 47 | 21 | 45 | 28 | 39.38 | 0 | 0 | 1 | 0 | 0 | 0 | 0 | 1 | 1 | 1 | 0 | 1 | 100% | #N/A
1981-03-31 | 3 | 31 | 2018 | 2018-03-31 | 6 | 0 | 23:00 | 23 | 46 | 46 | 40.64 | 43.7 | 37.94 | 38.48 | 37.94 | 33.8 | 37.04 | 29 | 45 | 22 | 44 | 27 | 38.84 | 0 | 0 | 1 | 0 | 0 | 0 | 0 | 1 | 1 | 1 | 0 | 1 | 100% | #N/A
1981-03-31 | 3 | 31 | 2018 | 2018-03-31 | 6 | 0 | 24:00 | 24 | 45 | 43 | 37.22 | 40.46 | 34.7 | 34.52 | 34.16 | 32.36 | 37.4 | 30 | 42 | 23 | 43 | 26 | 38.3 | 0 | 0 | 1 | 0 | 0 | 0 | 0 | 1 | 1 | 1 | 0 | 1 | 100% | #N/A
1990-04-01 | 4 | 1 | 2018 | 2018-04-01 | 7 | 0 | 1:00 | 1 | 43 | 40 | 33.8 | 37.04 | 30.74 | 30.2 | 30.56 | 30.74 | 37.4 | 32 | 39 | 24 | 41 | 26 | 37.58 | 0 | 0 | 1 | 0 | 0 | 0 | 0 | 1 | 1 | 1 | 0 | 1 | 100% | #N/A
1990-04-01 | 4 | 1 | 2018 | 2018-04-01 | 7 | 0 | 2:00 | 2 | 42 | 38 | 32.36 | 35.6 | 28.94 | 28.76 | 30.2 | 29.48 | 37.04 | 33 | 36 | 25 | 40 | 25 | 37.04 | 0 | 0 | 1 | 0 | 0 | 0 | 0 | 1 | 1 | 1 | 0 | 1 | 100% | #N/A
1990-04-01 | 4 | 1 | 2018 | 2018-04-01 | 7 | 0 | 3:00 | 3 | 41 | 35 | 30.92 | 34.16 | 27.14 | 27.68 | 29.3 | 28.4 | 35.6 | 34 | 34 | 26 | 39 | 24 | 36.5 | 0 | 0 | 1 | 0 | 0 | 0 | 0 | 1 | 1 | 1 | 0 | 1 | 100% | #N/A
1990-04-01 | 4 | 1 | 2018 | 2018-04-01 | 7 | 0 | 4:00 | 4 | 39 | 32 | 30.74 | 32.9 | 26.96 | 27.68 | 29.66 | 28.22 | 34.7 | 36 | 31 | 27 | 37 | 23 | 35.96 | 0 | 0 | 1 | 0 | 0 | 0 | 0 | 1 | 1 | 1 | 0 | 1 | 100% | #N/A
1990-04-01 | 4 | 1 | 2018 | 2018-04-01 | 7 | 0 | 5:00 | 5 | 40 | 32 | 31.28 | 32.54 | 28.58 | 29.12 | 30.74 | 28.94 | 34.7 | 36 | 32 | 27 | 37 | 23 | 33.98 | 0 | 0 | 1 | 0 | 0 | 0 | 0 | 1 | 1 | 1 | 0 | 1 | 100% | #N/A
1990-04-01 | 4 | 1 | 2018 | 2018-04-01 | 7 | 0 | 6:00 | 6 | 40 | 33 | 32.9 | 33.08 | 30.92 | 31.46 | 32.72 | 30.2 | 34.7 | 36 | 32 | 27 | 37 | 25 | 35.06 | 0 | 0 | 1 | 0 | 0 | 0 | 0 | 1 | 1 | 1 | 0 | 1 | 100% | #N/A
1990-04-01 | 4 | 1 | 2018 | 2018-04-01 | 7 | 0 | 7:00 | 7 | 40 | 33 | 32 | 31.82 | 30.02 | 30.02 | 32.36 | 28.94 | 33.8 | 37 | 32 | 28 | 39 | 27 | 37.94 | 0 | 0 | 1 | 0 | 0 | 0 | 0 | 1 | 1 | 1 | 0 | 1 | 100% | #N/A
1990-04-01 | 4 | 1 | 2018 | 2018-04-01 | 7 | 0 | 8:00 | 8 | 41 | 33 | 33.98 | 33.44 | 33.08 | 33.08 | 34.52 | 32 | 35.6 | 39 | 33 | 36 | 39 | 28 | 41 | 0 | 0 | 1 | 0 | 0 | 0 | 0 | 1 | 1 | 1 | 0 | 1 | 100% | #N/A
1990-04-01 | 4 | 1 | 2018 | 2018-04-01 | 7 | 0 | 9:00 | 9 | 41 | 34 | 37.04 | 35.24 | 35.96 | 35.96 | 35.96 | 33.08 | 35.6 | 39 | 34 | 43 | 39 | 30 | 44.06 | 0 | 0 | 1 | 0 | 0 | 0 | 0 | 1 | 1 | 1 | 0 | 1 | 100% | #N/A
1990-04-01 | 4 | 1 | 2018 | 2018-04-01 | 7 | 0 | 10:00 | 10 | 41 | 35 | 39.92 | 36.5 | 37.94 | 37.94 | 37.94 | 35.96 | 37.4 | 41 | 34 | 48 | 41 | 34 | 46.94 | 0 | 0 | 1 | 0 | 0 | 0 | 0 | 1 | 1 | 1 | 0 | 1 | 100% | #N/A
1990-04-01 | 4 | 1 | 2018 | 2018-04-01 | 7 | 0 | 11:00 | 11 | 43 | 35 | 41 | 39.2 | 41 | 39.02 | 39.92 | 35.96 | 39.2 | 43 | 35 | 54 | 43 | 36 | 48.92 | 0 | 0 | 1 | 0 | 0 | 0 | 0 | 1 | 1 | 1 | 0 | 1 | 100% | #N/A
1990-04-01 | 4 | 1 | 2018 | 2018-04-01 | 7 | 0 | 12:00 | 12 | 42 | 36 | 42.08 | 39.56 | 41 | 39.92 | 41.72 | 37.94 | 39.2 | 45 | 36 | 55 | 45 | 37 | 48.02 | 0 | 0 | 1 | 0 | 0 | 0 | 0 | 1 | 1 | 1 | 0 | 1 | 100% | #N/A
1990-04-01 | 4 | 1 | 2018 | 2018-04-01 | 7 | 0 | 13:00 | 13 | 43 | 37 | 44.06 | 40.46 | 42.98 | 42.08 | 44.6 | 42.08 | 39.2 | 43 | 35 | 57 | 46 | 39 | 51.98 | 0 | 0 | 1 | 0 | 0 | 0 | 0 | 1 | 1 | 1 | 0 | 1 | 100% | #N/A
1990-04-01 | 4 | 1 | 2018 | 2018-04-01 | 7 | 0 | 14:00 | 14 | 43 | 38 | 46.04 | 42.08 | 42.98 | 42.98 | 44.6 | 42.08 | 41 | 43 | 35 | 59 | 48 | 39 | 50 | 0 | 0 | 1 | 0 | 0 | 0 | 0 | 1 | 1 | 1 | 0 | 1 | 100% | #N/A
1990-04-01 | 4 | 1 | 2018 | 2018-04-01 | 7 | 0 | 15:00 | 15 | 43 | 40 | 46.94 | 42.98 | 44.06 | 42.98 | 46.4 | 42.98 | 42.8 | 43 | 35 | 61 | 50 | 39 | 46.94 | 0 | 0 | 1 | 0 | 0 | 0 | 0 | 1 | 1 | 1 | 0 | 1 | 100% | #N/A
1990-04-01 | 4 | 1 | 2018 | 2018-04-01 | 7 | 0 | 16:00 | 16 | 42 | 42 | 46.94 | 46.58 | 44.06 | 44.06 | 46.4 | 42.08 | 42.8 | 43 | 36 | 61 | 52 | 39 | 48.02 | 0 | 0 | 1 | 0 | 0 | 0 | 0 | 1 | 1 | 1 | 0 | 1 | 100% | #N/A
1990-04-01 | 4 | 1 | 2018 | 2018-04-01 | 7 | 0 | 17:00 | 17 | 42 | 40 | 46.04 | 45.86 | 44.06 | 42.98 | 46.04 | 42.08 | 41 | 41 | 35 | 59 | 52 | 39 | 46.04 | 0 | 0 | 1 | 0 | 0 | 0 | 0 | 1 | 1 | 1 | 0 | 1 | 100% | #N/A
1990-04-01 | 4 | 1 | 2018 | 2018-04-01 | 7 | 0 | 18:00 | 18 | 43 | 39 | 42.98 | 45.32 | 41 | 41 | 43.88 | 39.02 | 37.4 | 43 | 35 | 57 | 46 | 37 | 46.04 | 0 | 0 | 1 | 0 | 0 | 0 | 0 | 1 | 1 | 1 | 0 | 1 | 100% | #N/A
1990-04-01 | 4 | 1 | 2018 | 2018-04-01 | 7 | 0 | 19:00 | 19 | 43 | 38 | 39.92 | 44.78 | 37.04 | 37.94 | 37.76 | 33.98 | 33.8 | 41 | 35 | 48 | 39 | 32 | 44.06 | 0 | 0 | 1 | 0 | 0 | 0 | 0 | 1 | 1 | 1 | 0 | 1 | 100% | #N/A
1990-04-01 | 4 | 1 | 2018 | 2018-04-01 | 7 | 0 | 20:00 | 20 | 42 | 36 | 30.92 | 42.62 | 37.04 | 35.06 | 37.94 | 33.98 | 32 | 43 | 34 | 45 | 37 | 32 | 42.08 | 0 | 0 | 1 | 0 | 0 | 0 | 0 | 1 | 1 | 1 | 0 | 1 | 100% | #N/A
1990-04-01 | 4 | 1 | 2018 | 2018-04-01 | 7 | 0 | 21:00 | 21 | 42 | 37 | 28.04 | 41.72 | 32 | 30.02 | 34.52 | 33.08 | 30.2 | 43 | 34 | 39 | 37 | 32 | 39.02 | 0 | 0 | 1 | 0 | 0 | 0 | 0 | 1 | 1 | 1 | 0 | 1 | 100% | #N/A
1990-04-01 | 4 | 1 | 2018 | 2018-04-01 | 7 | 0 | 22:00 | 22 | 41 | 37 | 28.04 | 40.46 | 30.02 | 30.02 | 30.2 | 32 | 26.6 | 43 | 34 | 37 | 36 | 32 | 39.02 | 0 | 0 | 1 | 0 | 0 | 0 | 0 | 1 | 1 | 1 | 0 | 1 | 100% | #N/A
1990-04-01 | 4 | 1 | 2018 | 2018-04-01 | 7 | 0 | 23:00 | 23 | 41 | 36 | 26.96 | 40.1 | 26.06 | 28.04 | 29.3 | 30.92 | 24.8 | 39 | 34 | 36 | 41 | 32 | 37.04 | 0 | 0 | 1 | 0 | 0 | 0 | 0 | 1 | 1 | 1 | 0 | 1 | 100% | #N/A
1990-04-01 | 4 | 1 | 2018 | 2018-04-01 | 7 | 0 | 24:00 | 24 | 40 | 36 | 26.06 | 39.56 | 26.96 | 26.96 | 25.52 | 30.02 | 23 | 39 | 34 | 36 | 37 | 34 | 37.04 | 0 | 0 | 1 | 0 | 0 | 0 | 0 | 1 | 1 | 1 | 0 | 1 | 100% | #N/A
1990-04-02 | 4 | 2 | 2018 | 2018-04-02 | 1 | 0 | 1:00 | 1 | 40 | 35 | 24.98 | 40.28 | 26.96 | 26.06 | 26.06 | 28.94 | 21.2 | 37 | 34 | 36 | 37 | 34 | 35.96 | 0 | 0 | 1 | 0 | 0 | 0 | 0 | 1 | 1 | 1 | 0 | 1 | 100% | #N/A
1990-04-02 | 4 | 2 | 2018 | 2018-04-02 | 1 | 0 | 2:00 | 2 | 40 | 35 | 24.98 | 38.48 | 24.98 | 26.06 | 21.92 | 30.92 | 23 | 36 | 33 | 36 | 39 | 34 | 35.06 | 0 | 0 | 1 | 0 | 0 | 0 | 0 | 1 | 1 | 1 | 0 | 1 | 100% | #N/A
1990-04-02 | 4 | 2 | 2018 | 2018-04-02 | 1 | 0 | 3:00 | 3 | 39 | 36 | 21.92 | 38.84 | 23 | 24.98 | 23.54 | 30.92 | 21.2 | 36 | 31 | 36 | 37 | 34 | 33.98 | 0 | 0 | 1 | 0 | 0 | 0 | 0 | 1 | 1 | 1 | 0 | 1 | 100% | #N/A
1990-04-02 | 4 | 2 | 2018 | 2018-04-02 | 1 | 0 | 4:00 | 4 | 39.0914 | 34 | 23 | 37.4 | 26.06 | 26.06 | 21.92 | 30.92 | 21.2 | 36 | 29 | 37 | 37 | 32 | 33.98 | 0 | 0 | 1 | 0 | 0 | 0 | 0 | 1 | 1 | 1 | 0 | 1 | 100% | #N/A
1990-04-02 | 4 | 2 | 2018 | 2018-04-02 | 1 | 0 | 5:00 | 5 | 40.0731 | 34 | 21.92 | 36.32 | 24.08 | 24.98 | 20.12 | 30.02 | 23 | 36 | 31 | 37 | 37 | 32 | 33.08 | 0 | 0 | 1 | 0 | 0 | 0 | 0 | 1 | 1 | 1 | 0 | 1 | 100% | #N/A
1990-04-02 | 4 | 2 | 2018 | 2018-04-02 | 1 | 0 | 6:00 | 6 | 41 | 34 | 23 | 36.5 | 26.96 | 26.96 | 23.72 | 30.92 | 21.2 | 36 | 31 | 36 | 37 | 32 | 33.08 | 0 | 0 | 1 | 0 | 0 | 0 | 0 | 1 | 1 | 1 | 0 | 1 | 100% | #N/A
1990-04-02 | 4 | 2 | 2018 | 2018-04-02 | 1 | 0 | 7:00 | 7 | 41 | 34 | 30.02 | 33.98 | 30.92 | 30.02 | 27.68 | 33.08 | 23 | 36 | 32 | 39 | 37 | 34 | 35.96 | 0 | 0 | 1 | 0 | 0 | 0 | 0 | 1 | 1 | 1 | 0 | 1 | 100% | #N/A
1990-04-02 | 4 | 2 | 2018 | 2018-04-02 | 1 | 0 | 8:00 | 8 | 41 | 38 | 33.08 | 35.24 | 33.98 | 32 | 34.88 | 35.06 | 32 | 36 | 35 | 43 | 37 | 34 | 37.04 | 0 | 1 | 0 | 0 | 0 | 0 | 0 | 1 | 1 | 1 | 0 | 1 | 100% | #N/A
1990-04-02 | 4 | 2 | 2018 | 2018-04-02 | 1 | 0 | 9:00 | 9 | 42 | 41 | 41 | 36.32 | 37.04 | 33.98 | 40.82 | 39.02 | 39.2 | 36 | 38 | 48 | 37 | 37 | 39.92 | 0 | 1 | 0 | 0 | 0 | 0 | 0 | 1 | 1 | 1 | 0 | 1 | 100% | #N/A
1990-04-02 | 4 | 2 | 2018 | 2018-04-02 | 1 | 0 | 10:00 | 10 | 42 | 41 | 44.06 | 39.02 | 39.02 | 37.04 | 45.68 | 44.06 | 44.6 | 36 | 40 | 52 | 37 | 39 | 42.08 | 0 | 1 | 0 | 0 | 0 | 0 | 0 | 1 | 1 | 1 | 0 | 1 | 100% | #N/A
1990-04-02 | 4 | 2 | 2018 | 2018-04-02 | 1 | 0 | 11:00 | 11 | 42 | 39 | 48.92 | 41.36 | 42.98 | 41 | 51.62 | 48.02 | 46.4 | 36 | 41 | 54 | 37 | 41 | 44.96 | 0 | 1 | 0 | 0 | 0 | 0 | 0 | 1 | 1 | 1 | 0 | 1 | 100% | #N/A
1990-04-02 | 4 | 2 | 2018 | 2018-04-02 | 1 | 0 | 12:00 | 12 | 42 | 40 | 53.06 | 45.86 | 46.94 | 46.04 | 56.3 | 51.08 | 50 | 37 | 41 | 57 | 37 | 43 | 46.94 | 0 | 1 | 0 | 0 | 0 | 0 | 0 | 1 | 1 | 1 | 0 | 1 | 100% | #N/A
1990-04-02 | 4 | 2 | 2018 | 2018-04-02 | 1 | 0 | 13:00 | 13 | 43 | 41 | 57.02 | 50.36 | 48.02 | 50 | 60.44 | 53.96 | 51.8 | 37 | 42 | 57 | 37 | 43 | 48.02 | 0 | 1 | 0 | 0 | 0 | 0 | 0 | 1 | 1 | 1 | 0 | 1 | 100% | #N/A
1990-04-02 | 4 | 2 | 2018 | 2018-04-02 | 1 | 0 | 14:00 | 14 | 44.1241 | 43 | 60.08 | 55.22 | 48.92 | 55.94 | 61.7 | 57.02 | 53.6 | 36 | 43 | 57 | 37 | 43 | 48.92 | 0 | 1 | 0 | 0 | 0 | 0 | 0 | 1 | 1 | 1 | 0 | 1 | 100% | #N/A
1990-04-02 | 4 | 2 | 2018 | 2018-04-02 | 1 | 0 | 15:00 | 15 | 43 | 41 | 57.92 | 58.46 | 53.96 | 59 | 62.6 | 57.02 | 53.6 | 36 | 42 | 57 | 39 | 41 | 48.92 | 0 | 1 | 0 | 0 | 0 | 0 | 0 | 1 | 1 | 1 | 0 | 1 | 100% | #N/A
1990-04-02 | 4 | 2 | 2018 | 2018-04-02 | 1 | 0 | 16:00 | 16 | 43 | 38 | 60.08 | 59.72 | 57.02 | 60.08 | 60.98 | 55.94 | 51.8 | 36 | 42 | 61 | 39 | 41 | 44.96 | 0 | 1 | 0 | 0 | 0 | 0 | 0 | 1 | 1 | 1 | 0 | 1 | 100% | #N/A
1990-04-02 | 4 | 2 | 2018 | 2018-04-02 | 1 | 0 | 17:00 | 17 | 43 | 39 | 57.92 | 59.72 | 57.92 | 60.08 | 57.56 | 53.96 | 50 | 36 | 41 | 63 | 39 | 39 | 44.06 | 0 | 1 | 0 | 0 | 0 | 0 | 0 | 1 | 1 | 1 | 0 | 1 | 100% | #N/A
1990-04-02 | 4 | 2 | 2018 | 2018-04-02 | 1 | 0 | 18:00 | 18 | 43 | 38 | 55.04 | 59.18 | 53.96 | 55.04 | 54.68 | 51.08 | 46.4 | 34 | 40 | 61 | 41 | 37 | 41 | 0 | 1 | 0 | 0 | 0 | 0 | 0 | 1 | 1 | 1 | 0 | 1 | 100% | #N/A
1990-04-02 | 4 | 2 | 2018 | 2018-04-02 | 1 | 0 | 19:00 | 19 | 43 | 37 | 53.96 | 57.92 | 53.06 | 53.96 | 53.06 | 48.92 | 44.6 | 34 | 39 | 61 | 43 | 36 | 39.02 | 0 | 1 | 0 | 0 | 0 | 0 | 0 | 1 | 1 | 1 | 0 | 1 | 100% | #N/A
1990-04-02 | 4 | 2 | 2018 | 2018-04-02 | 1 | 0 | 20:00 | 20 | 42 | 36 | 53.06 | 55.4 | 51.98 | 51.98 | 51.62 | 48.02 | 44.6 | 34 | 38 | 54 | 45 | 36 | 37.94 | 0 | 1 | 0 | 0 | 0 | 0 | 0 | 1 | 1 | 1 | 0 | 1 | 100% | #N/A
1990-04-02 | 4 | 2 | 2018 | 2018-04-02 | 1 | 0 | 21:00 | 21 | 42 | 35 | 51.98 | 54.32 | 51.98 | 51.98 | 51.8 | 48.02 | 50 | 34 | 38 | 54 | 50 | 36 | 37.04 | 0 | 1 | 0 | 0 | 0 | 0 | 0 | 1 | 1 | 1 | 0 | 1 | 100% | #N/A
1990-04-02 | 4 | 2 | 2018 | 2018-04-02 | 1 | 0 | 22:00 | 22 | 41.0228 | 35 | 53.06 | 53.96 | 51.98 | 51.08 | 51.8 | 46.04 | 48.2 | 34 | 37 | 52 | 48 | 36 | 35.96 | 0 | 1 | 0 | 0 | 0 | 0 | 0 | 1 | 1 | 1 | 0 | 1 | 100% | #N/A
1990-04-02 | 4 | 2 | 2018 | 2018-04-02 | 1 | 0 | 23:00 | 23 | 41 | 35 | 51.08 | 53.96 | 50 | 51.08 | 50 | 46.04 | 48.2 | 34 | 36 | 52 | 48 | 36 | 35.06 | 0 | 1 | 0 | 0 | 0 | 0 | 0 | 1 | 1 | 1 | 0 | 1 | 100% | #N/A
1990-04-02 | 4 | 2 | 2018 | 2018-04-02 | 1 | 0 | 24:00 | 24 | 41 | 32 | 51.08 | 52.7 | 51.08 | 51.98 | 46.4 | 44.96 | 44.6 | 34 | 35 | 48 | 52 | 36 | 33.08 | 0 | 0 | 1 | 0 | 0 | 0 | 0 | 1 | 1 | 1 | 0 | 1 | 100% | #N/A
1990-04-03 | 4 | 3 | 2018 | 2018-04-03 | 2 | 0 | 1:00 | 1 | 40 | 30 | 53.06 | 52.7 | 51.08 | 51.08 | 49.64 | 44.96 | 44.6 | 34 | 33 | 48 | 52 | 36 | 33.98 | 0 | 0 | 1 | 0 | 0 | 0 | 0 | 1 | 1 | 1 | 0 | 1 | 100% | #N/A
1990-04-03 | 4 | 3 | 2018 | 2018-04-03 | 2 | 0 | 2:00 | 2 | 40 | 29 | 51.98 | 51.44 | 51.08 | 51.08 | 50 | 46.04 | 46.4 | 34 | 29 | 50 | 51 | 36 | 33.98 | 0 | 0 | 1 | 0 | 0 | 0 | 0 | 1 | 1 | 1 | 0 | 1 | 100% | #N/A
1990-04-03 | 4 | 3 | 2018 | 2018-04-03 | 2 | 0 | 3:00 | 3 | 40 | 26 | 53.06 | 53.78 | 51.98 | 50 | 50 | 48.92 | 46.4 | 34 | 26 | 48 | 50 | 36 | 33.08 | 0 | 0 | 1 | 0 | 0 | 0 | 0 | 1 | 1 | 1 | 0 | 1 | 100% | #N/A
1990-04-03 | 4 | 3 | 2018 | 2018-04-03 | 2 | 0 | 4:00 | 4 | 40 | 25 | 53.06 | 53.78 | 51.08 | 50 | 50.36 | 48.92 | 46.4 | 34 | 25 | 48 | 50 | 36 | 32 | 0 | 0 | 1 | 0 | 0 | 0 | 0 | 1 | 1 | 1 | 0 | 1 | 100% | #N/A
1990-04-03 | 4 | 3 | 2018 | 2018-04-03 | 2 | 0 | 5:00 | 5 | 41 | 25 | 51.98 | 54.68 | 51.08 | 50 | 49.82 | 48.92 | 46.4 | 34 | 23 | 48 | 52 | 36 | 30.92 | 0 | 0 | 1 | 0 | 0 | 0 | 0 | 1 | 1 | 1 | 0 | 1 | 100% | #N/A
1990-04-03 | 4 | 3 | 2018 | 2018-04-03 | 2 | 0 | 6:00 | 6 | 41 | 28 | 51.98 | 54.5 | 51.08 | 50 | 50.36 | 48.92 | 46.4 | 33 | 23 | 48 | 50 | 36 | 30.92 | 0 | 0 | 1 | 0 | 0 | 0 | 0 | 1 | 1 | 1 | 0 | 1 | 100% | #N/A
1990-04-03 | 4 | 3 | 2018 | 2018-04-03 | 2 | 0 | 7:00 | 7 | 41 | 31 | 53.06 | 53.24 | 51.08 | 51.08 | 50.72 | 50 | 44.6 | 34 | 31 | 50 | 48 | 37 | 35.06 | 0 | 0 | 1 | 0 | 0 | 0 | 0 | 1 | 1 | 1 | 0 | 1 | 100% | #N/A
1990-04-03 | 4 | 3 | 2018 | 2018-04-03 | 2 | 0 | 8:00 | 8 | 42 | 35 | 53.96 | 53.78 | 51.98 | 53.06 | 50.54 | 51.08 | 44.6 | 36 | 36 | 50 | 48 | 37 | 39.92 | 0 | 1 | 0 | 0 | 0 | 0 | 0 | 1 | 1 | 1 | 0 | 1 | 100% | #N/A
1990-04-03 | 4 | 3 | 2018 | 2018-04-03 | 2 | 0 | 9:00 | 9 | 42 | 38 | 53.96 | 55.04 | 51.98 | 55.04 | 50 | 51.98 | 44.6 | 37 | 39 | 50 | 48 | 41 | 42.08 | 0 | 1 | 0 | 0 | 0 | 0 | 0 | 1 | 1 | 1 | 0 | 1 | 100% | #N/A
1990-04-03 | 4 | 3 | 2018 | 2018-04-03 | 2 | 0 | 10:00 | 10 | 42 | 40 | 55.04 | 54.14 | 51.08 | 55.94 | 52.34 | 50 | 46.4 | 39 | 42 | 52 | 50 | 41 | 44.06 | 0 | 1 | 0 | 0 | 0 | 0 | 0 | 1 | 1 | 1 | 0 | 1 | 100% | #N/A
1990-04-03 | 4 | 3 | 2018 | 2018-04-03 | 2 | 0 | 11:00 | 11 | 43 | 41 | 55.04 | 54.86 | 53.96 | 57.02 | 55.22 | 53.06 | 46.4 | 39 | 44 | 52 | 50 | 39 | 46.04 | 0 | 1 | 0 | 0 | 0 | 0 | 0 | 1 | 1 | 1 | 0 | 1 | 100% | #N/A
1990-04-03 | 4 | 3 | 2018 | 2018-04-03 | 2 | 0 | 12:00 | 12 | 42.1336 | 43 | 57.02 | 53.42 | 57.02 | 59 | 59.18 | 53.96 | 50 | 41 | 44 | 50 | 50 | 39 | 48.02 | 0 | 1 | 0 | 0 | 0 | 0 | 0 | 1 | 1 | 1 | 0 | 1 | 100% | #N/A
1990-04-03 | 4 | 3 | 2018 | 2018-04-03 | 2 | 0 | 13:00 | 13 | 43 | 42 | 57.92 | 55.94 | 59 | 62.06 | 60.62 | 55.94 | 46.4 | 43 | 44 | 52 | 50 | 39 | 51.08 | 0 | 1 | 0 | 0 | 0 | 0 | 0 | 1 | 1 | 1 | 0 | 1 | 100% | #N/A
1990-04-03 | 4 | 3 | 2018 | 2018-04-03 | 2 | 0 | 14:00 | 14 | 44 | 43 | 57.92 | 58.64 | 60.98 | 62.96 | 61.16 | 57.02 | 48.2 | 43 | 43 | 52 | 48 | 37 | 51.08 | 0 | 1 | 0 | 0 | 0 | 0 | 0 | 1 | 1 | 1 | 0 | 1 | 100% | #N/A
1990-04-03 | 4 | 3 | 2018 | 2018-04-03 | 2 | 0 | 15:00 | 15 | 44 | 41 | 57.92 | 59 | 62.06 | 62.96 | 61.88 | 55.94 | 46.4 | 43 | 42 | 52 | 48 | 37 | 46.94 | 0 | 1 | 0 | 0 | 0 | 0 | 0 | 1 | 1 | 1 | 0 | 1 | 100% | #N/A
1990-04-03 | 4 | 3 | 2018 | 2018-04-03 | 2 | 0 | 16:00 | 16 | 44.1924 | 38 | 55.94 | 59.54 | 60.98 | 62.96 | 59.9 | 55.94 | 46.4 | 43 | 40 | 52 | 48 | 36 | 48.02 | 0 | 1 | 0 | 0 | 0 | 0 | 0 | 1 | 1 | 1 | 0 | 1 | 100% | #N/A
1990-04-03 | 4 | 3 | 2018 | 2018-04-03 | 2 | 0 | 17:00 | 17 | 44 | 37 | 55.94 | 57.56 | 57.92 | 62.06 | 59.36 | 55.04 | 44.6 | 43 | 37 | 50 | 46 | 36 | 44.96 | 0 | 1 | 0 | 0 | 0 | 0 | 0 | 1 | 1 | 1 | 0 | 1 | 100% | #N/A
1990-04-03 | 4 | 3 | 2018 | 2018-04-03 | 2 | 0 | 18:00 | 18 | 44 | 37 | 55.04 | 58.28 | 57.02 | 60.08 | 56.3 | 53.06 | 44.6 | 41 | 37 | 50 | 43 | 34 | 42.08 | 0 | 1 | 0 | 0 | 0 | 0 | 0 | 1 | 1 | 1 | 0 | 1 | 100% | #N/A
1990-04-03 | 4 | 3 | 2018 | 2018-04-03 | 2 | 0 | 19:00 | 19 | 43 | 37 | 51.98 | 57.56 | 53.96 | 55.94 | 53.78 | 50 | 44.6 | 37 | 36 | 48 | 39 | 34 | 39.92 | 0 | 1 | 0 | 0 | 0 | 0 | 0 | 1 | 1 | 1 | 0 | 1 | 100% | #N/A
1990-04-03 | 4 | 3 | 2018 | 2018-04-03 | 2 | 0 | 20:00 | 20 | 43 | 38 | 51.08 | 55.76 | 53.06 | 53.96 | 53.6 | 50 | 44.6 | 37 | 34 | 48 | 39 | 34 | 39.92 | 0 | 1 | 0 | 0 | 0 | 0 | 0 | 1 | 1 | 1 | 0 | 1 | 100% | #N/A
1990-04-03 | 4 | 3 | 2018 | 2018-04-03 | 2 | 0 | 21:00 | 21 | 43 | 38 | 48.92 | 55.22 | 51.08 | 53.96 | 53.6 | 48.92 | 44.6 | 36 | 34 | 48 | 39 | 34 | 39.92 | 0 | 1 | 0 | 0 | 0 | 0 | 0 | 1 | 1 | 1 | 0 | 1 | 100% | #N/A
1990-04-03 | 4 | 3 | 2018 | 2018-04-03 | 2 | 0 | 22:00 | 22 | 42 | 38 | 50 | 55.04 | 51.08 | 51.08 | 51.8 | 48.92 | 44.6 | 34 | 35 | 46 | 39 | 34 | 39.02 | 0 | 1 | 0 | 0 | 0 | 0 | 0 | 1 | 1 | 1 | 0 | 1 | 100% | #N/A
1990-04-03 | 4 | 3 | 2018 | 2018-04-03 | 2 | 0 | 23:00 | 23 | 42 | 38 | 50 | 53.24 | 48.92 | 51.08 | 51.8 | 50 | 46.4 | 34 | 35 | 46 | 37 | 34 | 39.92 | 0 | 1 | 0 | 0 | 0 | 0 | 0 | 1 | 1 | 1 | 0 | 1 | 100% | #N/A
1990-04-03 | 4 | 3 | 2018 | 2018-04-03 | 2 | 0 | 24:00 | 24 | 42 | 39 | 48.02 | 51.98 | 46.04 | 48.92 | 50 | 48.02 | 46.4 | 34 | 35 | 46 | 37 | 34 | 42.08 | 0 | 0 | 1 | 0 | 0 | 0 | 0 | 1 | 1 | 1 | 0 | 1 | 100% | #N/A
1990-04-04 | 4 | 4 | 2018 | 2018-04-04 | 3 | 0 | 1:00 | 1 | 42 | 39 | 48.92 | 51.8 | 46.94 | 48.92 | 50 | 46.94 | 46.4 | 34 | 34 | 45 | 37 | 34 | 44.06 | 0 | 0 | 1 | 0 | 0 | 0 | 0 | 1 | 1 | 1 | 0 | 1 | 100% | #N/A
1990-04-04 | 4 | 4 | 2018 | 2018-04-04 | 3 | 0 | 2:00 | 2 | 42 | 39 | 48.02 | 50.36 | 46.94 | 46.94 | 50 | 46.94 | 46.4 | 34 | 34 | 45 | 37 | 30 | 44.96 | 0 | 0 | 1 | 0 | 0 | 0 | 0 | 1 | 1 | 1 | 0 | 1 | 100% | #N/A
1990-04-04 | 4 | 4 | 2018 | 2018-04-04 | 3 | 0 | 3:00 | 3 | 42 | 36 | 48.02 | 48.2 | 44.96 | 48.92 | 50 | 46.94 | 46.4 | 34 | 33 | 45 | 37 | 30 | 44.96 | 0 | 0 | 1 | 0 | 0 | 0 | 0 | 1 | 1 | 1 | 0 | 1 | 100% | #N/A
1990-04-04 | 4 | 4 | 2018 | 2018-04-04 | 3 | 0 | 4:00 | 4 | 42 | 35 | 46.94 | 49.28 | 44.06 | 48.92 | 48.2 | 46.94 | 48.2 | 34 | 36 | 45 | 36 | 28 | 44.06 | 0 | 0 | 1 | 0 | 0 | 0 | 0 | 1 | 1 | 1 | 0 | 1 | 100% | #N/A
1990-04-04 | 4 | 4 | 2018 | 2018-04-04 | 3 | 0 | 5:00 | 5 | 41 | 36 | 46.04 | 49.1 | 44.06 | 48.92 | 44.6 | 46.94 | 50 | 32 | 35 | 45 | 37 | 26 | 44.96 | 0 | 0 | 1 | 0 | 0 | 0 | 0 | 1 | 1 | 1 | 0 | 1 | 100% | #N/A
1990-04-04 | 4 | 4 | 2018 | 2018-04-04 | 3 | 0 | 6:00 | 6 | 41 | 33 | 46.04 | 48.74 | 44.96 | 46.94 | 44.6 | 44.96 | 50 | 34 | 35 | 46 | 37 | 25 | 46.04 | 0 | 0 | 1 | 0 | 0 | 0 | 0 | 1 | 1 | 1 | 0 | 1 | 100% | #N/A
1990-04-04 | 4 | 4 | 2018 | 2018-04-04 | 3 | 0 | 7:00 | 7 | 43 | 40 | 46.94 | 48.74 | 46.94 | 46.94 | 44.6 | 42.8 | 46.4 | 34 | 38 | 46 | 37 | 26 | 46.94 | 0 | 0 | 1 | 0 | 0 | 0 | 0 | 1 | 1 | 1 | 0 | 1 | 100% | #N/A
1990-04-04 | 4 | 4 | 2018 | 2018-04-04 | 3 | 0 | 8:00 | 8 | 43 | 42 | 48.02 | 48.2 | 44.96 | 44.96 | 46.4 | 42.08 | 44.6 | 37 | 42 | 48 | 37 | 27 | 50 | 0 | 1 | 0 | 0 | 0 | 0 | 0 | 1 | 1 | 1 | 0 | 1 | 100% | #N/A
1990-04-04 | 4 | 4 | 2018 | 2018-04-04 | 3 | 0 | 9:00 | 9 | 44 | 45 | 48.02 | 48.02 | 48.02 | 48.02 | 45.86 | 42.98 | 46.4 | 39 | 44 | 50 | 37 | 28 | 51.08 | 0 | 1 | 0 | 0 | 0 | 0 | 0 | 1 | 1 | 1 | 0 | 1 | 100% | #N/A
1990-04-04 | 4 | 4 | 2018 | 2018-04-04 | 3 | 0 | 10:00 | 10 | 44 | 47 | 51.08 | 50.9 | 48.92 | 48.02 | 46.94 | 44.96 | 50 | 43 | 43 | 52 | 39 | 28 | 51.08 | 0 | 1 | 0 | 0 | 0 | 0 | 0 | 1 | 1 | 1 | 0 | 1 | 100% | #N/A
1990-04-04 | 4 | 4 | 2018 | 2018-04-04 | 3 | 0 | 11:00 | 11 | 44 | 51 | 51.98 | 51.26 | 48.92 | 48.02 | 47.12 | 44.96 | 51.8 | 43 | 46 | 55 | 41 | 28 | 53.06 | 0 | 1 | 0 | 0 | 0 | 0 | 0 | 1 | 1 | 1 | 0 | 1 | 100% | #N/A
1990-04-04 | 4 | 4 | 2018 | 2018-04-04 | 3 | 0 | 12:00 | 12 | 45 | 53 | 51.08 | 52.7 | 50 | 48.92 | 45.68 | 44.96 | 53.6 | 45 | 48 | 61 | 43 | 30 | 53.06 | 0 | 1 | 0 | 0 | 0 | 0 | 0 | 1 | 1 | 1 | 0 | 1 | 100% | #N/A
1990-04-04 | 4 | 4 | 2018 | 2018-04-04 | 3 | 0 | 13:00 | 13 | 46 | 55 | 48.92 | 50.72 | 48.92 | 46.04 | 44.6 | 42.98 | 53.6 | 45 | 45 | 61 | 43 | 30 | 59 | 0 | 1 | 0 | 0 | 0 | 0 | 0 | 1 | 1 | 1 | 0 | 1 | 100% | #N/A
1990-04-04 | 4 | 4 | 2018 | 2018-04-04 | 3 | 0 | 14:00 | 14 | 45 | 55 | 48.92 | 48.74 | 46.04 | 44.96 | 48.38 | 42.98 | 51.8 | 45 | 45 | 63 | 43 | 28 | 62.06 | 0 | 1 | 0 | 0 | 0 | 0 | 0 | 1 | 1 | 1 | 0 | 1 | 100% | #N/A
1990-04-04 | 4 | 4 | 2018 | 2018-04-04 | 3 | 0 | 15:00 | 15 | 45 | 56 | 48.02 | 49.82 | 44.96 | 44.96 | 46.4 | 42.08 | 51.8 | 43 | 46 | 63 | 45 | 28 | 48.02 | 0 | 1 | 0 | 0 | 0 | 0 | 0 | 1 | 1 | 1 | 0 | 1 | 100% | #N/A
1990-04-04 | 4 | 4 | 2018 | 2018-04-04 | 3 | 0 | 16:00 | 16 | 44 | 58 | 46.94 | 49.1 | 44.06 | 44.06 | 44.96 | 42.08 | 51.8 | 43 | 49 | 63 | 45 | 28 | 48.92 | 0 | 1 | 0 | 0 | 0 | 0 | 0 | 1 | 1 | 1 | 0 | 1 | 100% | #N/A
1990-04-04 | 4 | 4 | 2018 | 2018-04-04 | 3 | 0 | 17:00 | 17 | 44 | 56 | 46.04 | 47.66 | 42.98 | 42.08 | 42.98 | 41 | 48.2 | 39 | 47 | 57 | 45 | 28 | 50 | 0 | 1 | 0 | 0 | 0 | 0 | 0 | 1 | 1 | 1 | 0 | 1 | 100% | #N/A
1990-04-04 | 4 | 4 | 2018 | 2018-04-04 | 3 | 0 | 18:00 | 18 | 43 | 53 | 44.06 | 44.96 | 41 | 39.92 | 40.46 | 37.94 | 46.4 | 39 | 45 | 55 | 45 | 28 | 44.96 | 0 | 1 | 0 | 0 | 0 | 0 | 0 | 1 | 1 | 1 | 0 | 1 | 100% | #N/A
1990-04-04 | 4 | 4 | 2018 | 2018-04-04 | 3 | 0 | 19:00 | 19 | 43 | 49 | 39.92 | 43.34 | 37.94 | 37.94 | 36.86 | 35.96 | 42.8 | 37 | 38 | 54 | 43 | 28 | 39.92 | 0 | 1 | 0 | 0 | 0 | 0 | 0 | 1 | 1 | 1 | 0 | 1 | 100% | #N/A
1990-04-04 | 4 | 4 | 2018 | 2018-04-04 | 3 | 0 | 20:00 | 20 | 42 | 49 | 39.92 | 41.36 | 37.04 | 37.04 | 36.68 | 35.06 | 41 | 36 | 36 | 52 | 43 | 27 | 35.96 | 0 | 1 | 0 | 0 | 0 | 0 | 0 | 1 | 1 | 1 | 0 | 1 | 100% | #N/A
1990-04-04 | 4 | 4 | 2018 | 2018-04-04 | 3 | 0 | 21:00 | 21 | 42 | 49 | 39.92 | 40.46 | 35.06 | 35.96 | 35.42 | 33.08 | 35.6 | 36 | 34 | 54 | 39 | 27 | 33.08 | 0 | 1 | 0 | 0 | 0 | 0 | 0 | 1 | 1 | 1 | 0 | 1 | 100% | #N/A
1990-04-04 | 4 | 4 | 2018 | 2018-04-04 | 3 | 0 | 22:00 | 22 | 41 | 49 | 37.94 | 39.92 | 33.98 | 33.98 | 33.8 | 32 | 33.8 | 34 | 35 | 52 | 41 | 27 | 30.02 | 0 | 1 | 0 | 0 | 0 | 0 | 0 | 1 | 1 | 1 | 0 | 1 | 100% | #N/A
1990-04-04 | 4 | 4 | 2018 | 2018-04-04 | 3 | 0 | 23:00 | 23 | 41 | 48 | 35.96 | 39.92 | 30.02 | 30.92 | 34.52 | 30.92 | 37.4 | 32 | 36 | 48 | 39 | 25 | 28.04 | 0 | 1 | 0 | 0 | 0 | 0 | 0 | 1 | 1 | 1 | 0 | 1 | 100% | #N/A
1990-04-04 | 4 | 4 | 2018 | 2018-04-04 | 3 | 0 | 24:00 | 24 | 41 | 47 | 33.98 | 39.92 | 30.92 | 30.92 | 30.92 | 30.02 | 35.6 | 30 | 38 | 46 | 37 | 25 | 26.06 | 0 | 0 | 1 | 0 | 0 | 0 | 0 | 1 | 1 | 1 | 0 | 1 | 100% | #N/A
1990-04-05 | 4 | 5 | 2018 | 2018-04-05 | 4 | 0 | 1:00 | 1 | 40 | 47 | 33.08 | 38.3 | 30.02 | 30.92 | 30.02 | 30.92 | 35.6 | 28 | 39 | 45 | 36 | 25 | 24.98 | 0 | 0 | 1 | 0 | 0 | 0 | 0 | 1 | 1 | 1 | 0 | 1 | 100% | #N/A
1990-04-05 | 4 | 5 | 2018 | 2018-04-05 | 4 | 0 | 2:00 | 2 | 40 | 45 | 30.02 | 38.66 | 32 | 30.92 | 26.42 | 30.02 | 33.8 | 27 | 39 | 43 | 39 | 25 | 24.08 | 0 | 0 | 1 | 0 | 0 | 0 | 0 | 1 | 1 | 1 | 0 | 1 | 100% | #N/A
1990-04-05 | 4 | 5 | 2018 | 2018-04-05 | 4 | 0 | 3:00 | 3 | 40 | 45 | 32 | 35.96 | 30.02 | 30.02 | 27.86 | 30.02 | 33.8 | 25 | 36 | 41 | 39 | 27 | 23 | 0 | 0 | 1 | 0 | 0 | 0 | 0 | 1 | 1 | 1 | 0 | 1 | 100% | #N/A
1990-04-05 | 4 | 5 | 2018 | 2018-04-05 | 4 | 0 | 4:00 | 4 | 40 | 46 | 30.92 | 35.06 | 30.92 | 30.92 | 25.16 | 28.94 | 32 | 23 | 36 | 39 | 39 | 27 | 21.92 | 0 | 0 | 1 | 0 | 0 | 0 | 0 | 1 | 1 | 1 | 0 | 1 | 100% | #N/A
1990-04-05 | 4 | 5 | 2018 | 2018-04-05 | 4 | 0 | 5:00 | 5 | 41 | 45 | 30.92 | 34.88 | 30.92 | 30.02 | 25.7 | 28.94 | 33.8 | 21 | 36 | 39 | 36 | 25 | 21.02 | 0 | 0 | 1 | 0 | 0 | 0 | 0 | 1 | 1 | 1 | 0 | 1 | 100% | #N/A
1990-04-05 | 4 | 5 | 2018 | 2018-04-05 | 4 | 0 | 6:00 | 6 | 41 | 45 | 33.08 | 35.42 | 32 | 32 | 29.84 | 30.02 | 32 | 21 | 38 | 37 | 34 | 28 | 21.02 | 0 | 0 | 1 | 0 | 0 | 0 | 0 | 1 | 1 | 1 | 0 | 1 | 100% | #N/A
1990-04-05 | 4 | 5 | 2018 | 2018-04-05 | 4 | 0 | 7:00 | 7 | 43 | 47 | 37.04 | 34.88 | 35.06 | 33.98 | 36.5 | 33.08 | 35.6 | 21 | 38 | 37 | 36 | 30 | 21.92 | 0 | 0 | 1 | 0 | 0 | 0 | 0 | 1 | 1 | 1 | 0 | 1 | 100% | #N/A
1990-04-05 | 4 | 5 | 2018 | 2018-04-05 | 4 | 0 | 8:00 | 8 | 46 | 48 | 39.92 | 36.32 | 39.02 | 39.02 | 39.92 | 35.06 | 41 | 21 | 40 | 37 | 43 | 30 | 24.08 | 0 | 1 | 0 | 0 | 0 | 0 | 0 | 1 | 1 | 1 | 0 | 1 | 100% | #N/A
1990-04-05 | 4 | 5 | 2018 | 2018-04-05 | 4 | 0 | 9:00 | 9 | 49 | 51 | 42.08 | 40.28 | 42.08 | 42.08 | 42.08 | 37.94 | 42.8 | 21 | 41 | 39 | 46 | 32 | 26.96 | 0 | 1 | 0 | 0 | 0 | 0 | 0 | 1 | 1 | 1 | 0 | 1 | 100% | #N/A
1990-04-05 | 4 | 5 | 2018 | 2018-04-05 | 4 | 0 | 10:00 | 10 | 50 | 58 | 44.96 | 43.34 | 44.06 | 42.98 | 44.78 | 39.92 | 46.4 | 21 | 41 | 39 | 48 | 32 | 28.04 | 0 | 1 | 0 | 0 | 0 | 0 | 0 | 1 | 1 | 1 | 0 | 1 | 100% | #N/A
1990-04-05 | 4 | 5 | 2018 | 2018-04-05 | 4 | 0 | 11:00 | 11 | 50 | 61 | 46.94 | 44.06 | 46.04 | 44.06 | 45.5 | 39.92 | 48.2 | 21 | 42 | 39 | 52 | 32 | 30.02 | 0 | 1 | 0 | 0 | 0 | 0 | 0 | 1 | 1 | 1 | 0 | 1 | 100% | #N/A
1990-04-05 | 4 | 5 | 2018 | 2018-04-05 | 4 | 0 | 12:00 | 12 | 50 | 65 | 48.92 | 46.58 | 46.04 | 44.96 | 44.06 | 39.92 | 50 | 23 | 43 | 39 | 54 | 34 | 30.92 | 0 | 1 | 0 | 0 | 0 | 0 | 0 | 1 | 1 | 1 | 0 | 1 | 100% | #N/A
1990-04-05 | 4 | 5 | 2018 | 2018-04-05 | 4 | 0 | 13:00 | 13 | 51 | 67 | 46.04 | 48.2 | 46.04 | 44.06 | 42.8 | 39.02 | 46.4 | 21 | 43 | 43 | 55 | 32 | 30.92 | 0 | 1 | 0 | 0 | 0 | 0 | 0 | 1 | 1 | 1 | 0 | 1 | 100% | #N/A
1990-04-05 | 4 | 5 | 2018 | 2018-04-05 | 4 | 0 | 14:00 | 14 | 53 | 70 | 46.94 | 47.12 | 46.94 | 44.96 | 42.8 | 37.94 | 48.2 | 19 | 43 | 41 | 55 | 28 | 30.92 | 0 | 1 | 0 | 0 | 0 | 0 | 0 | 1 | 1 | 1 | 0 | 1 | 100% | #N/A
1990-04-05 | 4 | 5 | 2018 | 2018-04-05 | 4 | 0 | 15:00 | 15 | 54 | 73 | 46.04 | 45.32 | 46.04 | 44.06 | 42.8 | 37.94 | 46.4 | 19 | 42 | 39 | 55 | 28 | 33.08 | 0 | 1 | 0 | 0 | 0 | 0 | 0 | 1 | 1 | 1 | 0 | 1 | 100% | #N/A
1990-04-05 | 4 | 5 | 2018 | 2018-04-05 | 4 | 0 | 16:00 | 16 | 55 | 73 | 44.6 | 46.4 | 44.06 | 42.98 | 41 | 37.04 | 46.4 | 21 | 41 | 39 | 55 | 28 | 30.92 | 0 | 1 | 0 | 0 | 0 | 0 | 0 | 1 | 1 | 1 | 0 | 1 | 100% | #N/A
1990-04-05 | 4 | 5 | 2018 | 2018-04-05 | 4 | 0 | 17:00 | 17 | 54 | 69 | 42.98 | 44.96 | 42.98 | 42.08 | 37.94 | 35.96 | 44.6 | 21 | 40 | 37 | 55 | 28 | 30.92 | 0 | 1 | 0 | 0 | 0 | 0 | 0 | 1 | 1 | 1 | 0 | 1 | 100% | #N/A
1990-04-05 | 4 | 5 | 2018 | 2018-04-05 | 4 | 0 | 18:00 | 18 | 52 | 67 | 39.02 | 43.7 | 42.08 | 42.08 | 36.68 | 33.98 | 42.8 | 21 | 39 | 37 | 54 | 28 | 28.94 | 0 | 1 | 0 | 0 | 0 | 0 | 0 | 1 | 1 | 1 | 0 | 1 | 100% | #N/A
1990-04-05 | 4 | 5 | 2018 | 2018-04-05 | 4 | 0 | 19:00 | 19 | 49 | 60 | 37.94 | 42.8 | 39.02 | 39.92 | 34.34 | 33.08 | 39.2 | 23 | 39 | 37 | 41 | 28 | 28.04 | 0 | 1 | 0 | 0 | 0 | 0 | 0 | 1 | 1 | 1 | 0 | 1 | 100% | #N/A
1990-04-05 | 4 | 5 | 2018 | 2018-04-05 | 4 | 0 | 20:00 | 20 | 47 | 57 | 37.04 | 42.26 | 39.02 | 39.02 | 33.8 | 32 | 37.4 | 23 | 39 | 36 | 36 | 28 | 28.04 | 0 | 1 | 0 | 0 | 0 | 0 | 0 | 1 | 1 | 1 | 0 | 1 | 100% | #N/A
1990-04-05 | 4 | 5 | 2018 | 2018-04-05 | 4 | 0 | 21:00 | 21 | 45 | 56 | 37.04 | 40.46 | 37.94 | 37.04 | 33.98 | 32 | 39.2 | 23 | 39 | 37 | 36 | 27 | 26.96 | 0 | 1 | 0 | 0 | 0 | 0 | 0 | 1 | 1 | 1 | 0 | 1 | 100% | #N/A
1990-04-05 | 4 | 5 | 2018 | 2018-04-05 | 4 | 0 | 22:00 | 22 | 45 | 55 | 37.94 | 39.56 | 37.04 | 35.96 | 35.06 | 32 | 39.2 | 25 | 38 | 37 | 34 | 28 | 26.96 | 0 | 1 | 0 | 0 | 0 | 0 | 0 | 1 | 1 | 1 | 0 | 1 | 100% | #N/A
1990-04-05 | 4 | 5 | 2018 | 2018-04-05 | 4 | 0 | 23:00 | 23 | 46 | 55 | 37.94 | 39.02 | 35.96 | 35.06 | 35.24 | 33.08 | 37.4 | 25 | 38 | 37 | 36 | 28 | 26.96 | 0 | 1 | 0 | 0 | 0 | 0 | 0 | 1 | 1 | 1 | 0 | 1 | 100% | #N/A
1990-04-05 | 4 | 5 | 2018 | 2018-04-05 | 4 | 0 | 24:00 | 24 | 45 | 55 | 37.94 | 39.56 | 35.96 | 33.98 | 33.8 | 33.08 | 37.4 | 25 | 38 | 37 | 37 | 28 | 26.06 | 0 | 0 | 1 | 0 | 0 | 0 | 0 | 1 | 1 | 1 | 0 | 1 | 100% | #N/A
1990-04-06 | 4 | 6 | 2018 | 2018-04-06 | 5 | 0 | 1:00 | 1 | 46 | 55 | 37.94 | 40.1 | 33.98 | 32 | 30.38 | 33.08 | 37.4 | 25 | 38 | 37 | 37 | 28 | 26.06 | 0 | 0 | 1 | 0 | 0 | 0 | 0 | 1 | 1 | 1 | 0 | 1 | 100% | #N/A
1990-04-06 | 4 | 6 | 2018 | 2018-04-06 | 5 | 0 | 2:00 | 2 | 47 | 54 | 35.96 | 39.2 | 33.08 | 33.08 | 30.2 | 33.08 | 37.4 | 23 | 38 | 36 | 37 | 28 | 24.98 | 0 | 0 | 1 | 0 | 0 | 0 | 0 | 1 | 1 | 1 | 0 | 1 | 100% | #N/A
1990-04-06 | 4 | 6 | 2018 | 2018-04-06 | 5 | 0 | 3:00 | 3 | 47 | 55 | 35.96 | 39.56 | 33.98 | 32 | 31.28 | 32 | 37.4 | 23 | 37 | 36 | 37 | 28 | 24.98 | 0 | 0 | 1 | 0 | 0 | 0 | 0 | 1 | 1 | 1 | 0 | 1 | 100% | #N/A
1990-04-06 | 4 | 6 | 2018 | 2018-04-06 | 5 | 0 | 4:00 | 4 | 45 | 56 | 33.08 | 39.02 | 33.98 | 33.08 | 31.28 | 30.02 | 37.4 | 21 | 38 | 34 | 36 | 30 | 24.08 | 0 | 0 | 1 | 0 | 0 | 0 | 0 | 1 | 1 | 1 | 0 | 1 | 100% | #N/A
1990-04-06 | 4 | 6 | 2018 | 2018-04-06 | 5 | 0 | 5:00 | 5 | 47 | 57 | 33.08 | 38.66 | 33.08 | 33.98 | 32 | 30.92 | 37.4 | 21 | 38 | 32 | 36 | 28 | 24.08 | 0 | 0 | 1 | 0 | 0 | 0 | 0 | 1 | 1 | 1 | 0 | 1 | 100% | #N/A
1990-04-06 | 4 | 6 | 2018 | 2018-04-06 | 5 | 0 | 6:00 | 6 | 47 | 60 | 33.08 | 38.48 | 33.08 | 33.98 | 32 | 32 | 37.4 | 21 | 38 | 28 | 36 | 28 | 24.08 | 0 | 0 | 1 | 0 | 0 | 0 | 0 | 1 | 1 | 1 | 0 | 1 | 100% | #N/A
1990-04-06 | 4 | 6 | 2018 | 2018-04-06 | 5 | 0 | 7:00 | 7 | 45 | 60 | 35.96 | 39.02 | 37.04 | 35.96 | 32 | 33.08 | 35.6 | 21 | 38 | 34 | 37 | 28 | 26.96 | 0 | 0 | 1 | 0 | 0 | 0 | 0 | 1 | 1 | 1 | 0 | 1 | 100% | #N/A
1990-04-06 | 4 | 6 | 2018 | 2018-04-06 | 5 | 0 | 8:00 | 8 | 46 | 61 | 41 | 38.84 | 37.94 | 37.04 | 32 | 35.96 | 39.2 | 21 | 39 | 36 | 43 | 30 | 30.02 | 0 | 1 | 0 | 0 | 0 | 0 | 0 | 1 | 1 | 1 | 0 | 1 | 100% | #N/A
1990-04-06 | 4 | 6 | 2018 | 2018-04-06 | 5 | 0 | 9:00 | 9 | 46 | 61 | 42.98 | 40.1 | 39.92 | 39.02 | 42.98 | 39.02 | 42.8 | 21 | 40 | 37 | 46 | 30 | 32 | 0 | 1 | 0 | 0 | 0 | 0 | 0 | 1 | 1 | 1 | 0 | 1 | 100% | #N/A
1990-04-06 | 4 | 6 | 2018 | 2018-04-06 | 5 | 0 | 10:00 | 10 | 50 | 64 | 44.96 | 40.82 | 42.08 | 42.08 | 46.58 | 41 | 44.6 | 23 | 40 | 37 | 52 | 32 | 35.06 | 0 | 1 | 0 | 0 | 0 | 0 | 0 | 1 | 1 | 1 | 0 | 1 | 100% | #N/A
1990-04-06 | 4 | 6 | 2018 | 2018-04-06 | 5 | 0 | 11:00 | 11 | 50 | 62 | 48.02 | 40.1 | 42.98 | 42.98 | 49.1 | 42.98 | 46.4 | 27 | 45 | 37 | 55 | 34 | 37.94 | 0 | 1 | 0 | 0 | 0 | 0 | 0 | 1 | 1 | 1 | 0 | 1 | 100% | #N/A
1990-04-06 | 4 | 6 | 2018 | 2018-04-06 | 5 | 0 | 12:00 | 12 | 51 | 57 | 50 | 39.74 | 44.06 | 46.04 | 51.98 | 46.04 | 48.2 | 28 | 46 | 37 | 61 | 34 | 42.08 | 0 | 1 | 0 | 0 | 0 | 0 | 0 | 1 | 1 | 1 | 0 | 1 | 100% | #N/A
1990-04-06 | 4 | 6 | 2018 | 2018-04-06 | 5 | 0 | 13:00 | 13 | 50 | 60 | 48.92 | 40.64 | 42.98 | 46.04 | 54.68 | 48.92 | 48.2 | 28 | 46 | 39 | 63 | 36 | 44.96 | 0 | 1 | 0 | 0 | 0 | 0 | 0 | 1 | 1 | 1 | 0 | 1 | 100% | #N/A
1990-04-06 | 4 | 6 | 2018 | 2018-04-06 | 5 | 0 | 14:00 | 14 | 49 | 65 | 50 | 39.92 | 42.98 | 50 | 57.92 | 51.98 | 48.2 | 28 | 50 | 43 | 64 | 37 | 46.04 | 0 | 1 | 0 | 0 | 0 | 0 | 0 | 1 | 1 | 1 | 0 | 1 | 100% | #N/A
1990-04-06 | 4 | 6 | 2018 | 2018-04-06 | 5 | 0 | 15:00 | 15 | 49 | 68 | 48.92 | 40.1 | 44.06 | 48.92 | 59.9 | 53.06 | 50 | 28 | 52 | 48 | 66 | 37 | 46.94 | 0 | 1 | 0 | 0 | 0 | 0 | 0 | 1 | 1 | 1 | 0 | 1 | 100% | #N/A
1990-04-06 | 4 | 6 | 2018 | 2018-04-06 | 5 | 0 | 16:00 | 16 | 51 | 64 | 48.92 | 39.92 | 42.98 | 46.94 | 60.26 | 55.04 | 48.2 | 30 | 51 | 52 | 68 | 37 | 46.94 | 0 | 1 | 0 | 0 | 0 | 0 | 0 | 1 | 1 | 1 | 0 | 1 | 100% | #N/A
1990-04-06 | 4 | 6 | 2018 | 2018-04-06 | 5 | 0 | 17:00 | 17 | 50 | 64 | 46.94 | 40.28 | 42.08 | 46.04 | 59.72 | 53.96 | 46.4 | 32 | 59 | 52 | 66 | 37 | 44.06 | 0 | 1 | 0 | 0 | 0 | 0 | 0 | 1 | 1 | 1 | 0 | 1 | 100% | #N/A
1990-04-06 | 4 | 6 | 2018 | 2018-04-06 | 5 | 0 | 18:00 | 18 | 49 | 61 | 42.98 | 40.64 | 41 | 42.08 | 57.02 | 51.08 | 44.6 | 32 | 55 | 48 | 57 | 36 | 41 | 0 | 1 | 0 | 0 | 0 | 0 | 0 | 1 | 1 | 1 | 0 | 1 | 100% | #N/A
1990-04-06 | 4 | 6 | 2018 | 2018-04-06 | 5 | 0 | 19:00 | 19 | 48 | 59 | 42.08 | 40.46 | 39.02 | 37.94 | 53.42 | 44.06 | 41 | 32 | 50 | 48 | 46 | 34 | 39.92 | 0 | 1 | 0 | 0 | 0 | 0 | 0 | 1 | 1 | 1 | 0 | 1 | 100% | #N/A
1990-04-06 | 4 | 6 | 2018 | 2018-04-06 | 5 | 0 | 20:00 | 20 | 46 | 57 | 37.94 | 39.74 | 37.94 | 37.94 | 51.98 | 41 | 41 | 28 | 52 | 43 | 48 | 30 | 39.02 | 0 | 1 | 0 | 0 | 0 | 0 | 0 | 1 | 1 | 1 | 0 | 1 | 100% | #N/A
1990-04-06 | 4 | 6 | 2018 | 2018-04-06 | 5 | 0 | 21:00 | 21 | 46 | 53 | 41 | 40.1 | 39.02 | 37.04 | 50.54 | 37.94 | 39.2 | 32 | 53 | 41 | 52 | 30 | 39.02 | 0 | 1 | 0 | 0 | 0 | 0 | 0 | 1 | 1 | 1 | 0 | 1 | 100% | #N/A
1990-04-06 | 4 | 6 | 2018 | 2018-04-06 | 5 | 0 | 22:00 | 22 | 44 | 52 | 39.92 | 39.92 | 39.02 | 37.94 | 51.44 | 37.94 | 42.8 | 34 | 54 | 39 | 41 | 30 | 39.02 | 0 | 1 | 0 | 0 | 0 | 0 | 0 | 1 | 1 | 1 | 0 | 1 | 100% | #N/A
1990-04-06 | 4 | 6 | 2018 | 2018-04-06 | 5 | 0 | 23:00 | 23 | 42 | 52 | 39.92 | 40.46 | 39.02 | 37.94 | 43.16 | 37.04 | 42.8 | 34 | 51 | 46 | 43 | 28 | 39.02 | 0 | 1 | 0 | 0 | 0 | 0 | 0 | 1 | 1 | 1 | 0 | 1 | 100% | #N/A
1990-04-06 | 4 | 6 | 2018 | 2018-04-06 | 5 | 0 | 24:00 | 24 | 40 | 50 | 39.02 | 40.64 | 39.02 | 37.04 | 44.24 | 35.96 | 44.6 | 34 | 50 | 50 | 39 | 28 | 39.02 | 0 | 0 | 1 | 0 | 0 | 0 | 0 | 1 | 1 | 1 | 0 | 1 | 100% | #N/A
1990-04-07 | 4 | 7 | 2018 | 2018-04-07 | 6 | 0 | 1:00 | 1 | 38 | 49 | 37.94 | 41 | 39.02 | 37.04 | 43.34 | 35.96 | 46.4 | 34 | 48 | 48 | 43 | 27 | 37.94 | 0 | 0 | 1 | 0 | 0 | 0 | 0 | 1 | 1 | 1 | 0 | 1 | 100% | #N/A
1990-04-07 | 4 | 7 | 2018 | 2018-04-07 | 6 | 0 | 2:00 | 2 | 37 | 48 | 39.02 | 40.64 | 37.94 | 37.04 | 42.08 | 35.06 | 50 | 30 | 46 | 48 | 43 | 23 | 37.94 | 0 | 0 | 1 | 0 | 0 | 0 | 0 | 1 | 1 | 1 | 0 | 1 | 100% | #N/A
1990-04-07 | 4 | 7 | 2018 | 2018-04-07 | 6 | 0 | 3:00 | 3 | 35 | 47 | 39.92 | 40.1 | 37.94 | 37.04 | 41.18 | 35.06 | 50 | 30 | 46 | 48 | 41 | 21 | 37.94 | 0 | 0 | 1 | 0 | 0 | 0 | 0 | 1 | 1 | 1 | 0 | 1 | 100% | #N/A
1990-04-07 | 4 | 7 | 2018 | 2018-04-07 | 6 | 0 | 4:00 | 4 | 34 | 45 | 39.92 | 39.56 | 37.04 | 37.04 | 40.46 | 35.06 | 48.2 | 25 | 46 | 48 | 39 | 25 | 37.94 | 0 | 0 | 1 | 0 | 0 | 0 | 0 | 1 | 1 | 1 | 0 | 1 | 100% | #N/A
1990-04-07 | 4 | 7 | 2018 | 2018-04-07 | 6 | 0 | 5:00 | 5 | 33 | 45 | 39.92 | 39.38 | 37.04 | 35.96 | 39.74 | 33.98 | 46.4 | 22 | 45 | 46 | 39 | 23 | 39.02 | 0 | 0 | 1 | 0 | 0 | 0 | 0 | 1 | 1 | 1 | 0 | 1 | 100% | #N/A
1990-04-07 | 4 | 7 | 2018 | 2018-04-07 | 6 | 0 | 6:00 | 6 | 32 | 44 | 39.02 | 38.84 | 37.04 | 35.96 | 39.74 | 33.98 | 41 | 21 | 43 | 46 | 39 | 23 | 39.92 | 0 | 0 | 1 | 0 | 0 | 0 | 0 | 1 | 1 | 1 | 0 | 1 | 100% | #N/A
1990-04-07 | 4 | 7 | 2018 | 2018-04-07 | 6 | 0 | 7:00 | 7 | 32 | 46 | 39.92 | 39.02 | 37.04 | 37.04 | 40.64 | 35.06 | 41 | 27 | 44 | 46 | 43 | 39 | 41 | 0 | 0 | 1 | 0 | 0 | 0 | 0 | 1 | 1 | 1 | 0 | 1 | 100% | #N/A
1990-04-07 | 4 | 7 | 2018 | 2018-04-07 | 6 | 0 | 8:00 | 8 | 33 | 48 | 39.92 | 38.84 | 37.94 | 37.94 | 42.08 | 35.06 | 41 | 36 | 46 | 48 | 46 | 28 | 42.08 | 0 | 0 | 1 | 0 | 0 | 0 | 0 | 1 | 1 | 1 | 0 | 1 | 100% | #N/A
1990-04-07 | 4 | 7 | 2018 | 2018-04-07 | 6 | 0 | 9:00 | 9 | 35 | 49 | 42.08 | 39.38 | 39.02 | 39.02 | 42.44 | 37.94 | 41 | 36 | 48 | 50 | 48 | 30 | 42.98 | 0 | 0 | 1 | 0 | 0 | 0 | 0 | 1 | 1 | 1 | 0 | 1 | 100% | #N/A
1990-04-07 | 4 | 7 | 2018 | 2018-04-07 | 6 | 0 | 10:00 | 10 | 35 | 51 | 42.08 | 40.46 | 39.02 | 39.02 | 43.7 | 39.02 | 41 | 37 | 49 | 52 | 54 | 30 | 44.96 | 0 | 0 | 1 | 0 | 0 | 0 | 0 | 1 | 1 | 1 | 0 | 1 | 100% | #N/A
1990-04-07 | 4 | 7 | 2018 | 2018-04-07 | 6 | 0 | 11:00 | 11 | 39 | 53 | 42.98 | 40.28 | 39.92 | 39.02 | 44.6 | 39.02 | 39.2 | 39 | 50 | 52 | 54 | 30 | 51.08 | 0 | 0 | 1 | 0 | 0 | 0 | 0 | 1 | 1 | 1 | 0 | 1 | 100% | #N/A
1990-04-07 | 4 | 7 | 2018 | 2018-04-07 | 6 | 0 | 12:00 | 12 | 41 | 54 | 42.08 | 40.46 | 39.02 | 39.92 | 44.6 | 39.02 | 39.2 | 43 | 52 | 54 | 55 | 32 | 51.98 | 0 | 0 | 1 | 0 | 0 | 0 | 0 | 1 | 1 | 1 | 0 | 1 | 100% | #N/A
1990-04-07 | 4 | 7 | 2018 | 2018-04-07 | 6 | 0 | 13:00 | 13 | 43 | 58 | 41 | 41 | 39.02 | 39.92 | 44.42 | 37.94 | 39.2 | 45 | 53 | 55 | 57 | 32 | 53.96 | 0 | 0 | 1 | 0 | 0 | 0 | 0 | 1 | 1 | 1 | 0 | 1 | 100% | #N/A
1990-04-07 | 4 | 7 | 2018 | 2018-04-07 | 6 | 0 | 14:00 | 14 | 43 | 58 | 41 | 40.46 | 39.02 | 39.92 | 44.6 | 39.2 | 39.2 | 46 | 54 | 55 | 61 | 32 | 55.04 | 0 | 0 | 1 | 0 | 0 | 0 | 0 | 1 | 1 | 1 | 0 | 1 | 100% | #N/A
1990-04-07 | 4 | 7 | 2018 | 2018-04-07 | 6 | 0 | 15:00 | 15 | 44 | 57 | 41 | 40.1 | 39.02 | 39.92 | 40.82 | 37.04 | 39.2 | 46 | 53 | 55 | 61 | 32 | 53.96 | 0 | 0 | 1 | 0 | 0 | 0 | 0 | 1 | 1 | 1 | 0 | 1 | 100% | #N/A
1990-04-07 | 4 | 7 | 2018 | 2018-04-07 | 6 | 0 | 16:00 | 16 | 45 | 57 | 39.92 | 39.56 | 39.92 | 41 | 41 | 37.04 | 39.2 | 45 | 54 | 57 | 61 | 32 | 53.96 | 0 | 0 | 1 | 0 | 0 | 0 | 0 | 1 | 1 | 1 | 0 | 1 | 100% | #N/A
1990-04-07 | 4 | 7 | 2018 | 2018-04-07 | 6 | 0 | 17:00 | 17 | 46 | 55 | 39.2 | 39.56 | 39.92 | 41 | 41 | 37.04 | 37.4 | 45 | 53 | 57 | 61 | 32 | 50 | 0 | 0 | 1 | 0 | 0 | 0 | 0 | 1 | 1 | 1 | 0 | 1 | 100% | #N/A
1990-04-07 | 4 | 7 | 2018 | 2018-04-07 | 6 | 0 | 18:00 | 18 | 45 | 53 | 39.02 | 39.92 | 39.02 | 39.92 | 40.82 | 37.04 | 37.4 | 41 | 51 | 54 | 57 | 32 | 48.02 | 0 | 0 | 1 | 0 | 0 | 0 | 0 | 1 | 1 | 1 | 0 | 1 | 100% | #N/A
1990-04-07 | 4 | 7 | 2018 | 2018-04-07 | 6 | 0 | 19:00 | 19 | 45 | 49 | 37.94 | 39.2 | 39.02 | 39.92 | 40.28 | 37.04 | 37.4 | 39 | 48 | 52 | 52 | 32 | 44.96 | 0 | 0 | 1 | 0 | 0 | 0 | 0 | 1 | 1 | 1 | 0 | 1 | 100% | #N/A
1990-04-07 | 4 | 7 | 2018 | 2018-04-07 | 6 | 0 | 20:00 | 20 | 42 | 48 | 37.94 | 39.02 | 37.94 | 39.02 | 40.46 | 37.04 | 37.4 | 27 | 43 | 50 | 50 | 30 | 42.08 | 0 | 0 | 1 | 0 | 0 | 0 | 0 | 1 | 1 | 1 | 0 | 1 | 100% | #N/A
1990-04-07 | 4 | 7 | 2018 | 2018-04-07 | 6 | 0 | 21:00 | 21 | 41 | 48 | 37.94 | 38.84 | 35.06 | 37.94 | 39.56 | 35.96 | 37.4 | 27 | 40 | 48 | 50 | 32 | 39.92 | 0 | 0 | 1 | 0 | 0 | 0 | 0 | 1 | 1 | 1 | 0 | 1 | 100% | #N/A
1990-04-07 | 4 | 7 | 2018 | 2018-04-07 | 6 | 0 | 22:00 | 22 | 39 | 47 | 37.94 | 38.66 | 35.06 | 35.06 | 39.56 | 35.96 | 37.4 | 25 | 38 | 48 | 50 | 32 | 39.92 | 0 | 0 | 1 | 0 | 0 | 0 | 0 | 1 | 1 | 1 | 0 | 1 | 100% | #N/A
1990-04-07 | 4 | 7 | 2018 | 2018-04-07 | 6 | 0 | 23:00 | 23 | 38 | 45 | 37.94 | 38.66 | 33.08 | 35.06 | 39.02 | 35.96 | 37.4 | 21 | 36 | 48 | 50 | 32 | 37.04 | 0 | 0 | 1 | 0 | 0 | 0 | 0 | 1 | 1 | 1 | 0 | 1 | 100% | #N/A
1990-04-07 | 4 | 7 | 2018 | 2018-04-07 | 6 | 0 | 24:00 | 24 | 36 | 43 | 35.96 | 38.66 | 30.02 | 33.98 | 37.22 | 35.06 | 37.4 | 21 | 36 | 46 | 46 | 28 | 35.96 | 0 | 0 | 1 | 0 | 0 | 0 | 0 | 1 | 1 | 1 | 0 | 1 | 100% | #N/A
1990-04-08 | 4 | 8 | 2018 | 2018-04-08 | 7 | 0 | 1:00 | 1 | 35 | 42 | 35.06 | 38.48 | 30.92 | 32 | 36.86 | 33.98 | 37.4 | 19 | 36 | 50 | 45 | 28 | 35.06 | 0 | 0 | 1 | 0 | 0 | 0 | 0 | 1 | 1 | 1 | 0 | 1 | 100% | #N/A
1990-04-08 | 4 | 8 | 2018 | 2018-04-08 | 7 | 0 | 2:00 | 2 | 33 | 36 | 35.96 | 38.48 | 33.08 | 30.92 | 35.6 | 33.98 | 37.4 | 18 | 38 | 48 | 43 | 28 | 33.98 | 0 | 0 | 1 | 0 | 0 | 0 | 0 | 1 | 1 | 1 | 0 | 1 | 100% | #N/A
1990-04-08 | 4 | 8 | 2018 | 2018-04-08 | 7 | 0 | 3:00 | 3 | 32 | 33 | 37.04 | 37.94 | 35.06 | 28.94 | 34.52 | 33.98 | 37.4 | 18 | 38 | 48 | 41 | 28 | 33.98 | 0 | 0 | 1 | 0 | 0 | 0 | 0 | 1 | 1 | 1 | 0 | 1 | 100% | #N/A
1990-04-08 | 4 | 8 | 2018 | 2018-04-08 | 7 | 0 | 4:00 | 4 | 31 | 33 | 37.04 | 38.12 | 33.98 | 30.92 | 35.96 | 33.08 | 37.4 | 18 | 34 | 48 | 41 | 28 | 33.08 | 0 | 0 | 1 | 0 | 0 | 0 | 0 | 1 | 1 | 1 | 0 | 1 | 100% | #N/A
1990-04-08 | 4 | 8 | 2018 | 2018-04-08 | 7 | 0 | 5:00 | 5 | 31 | 33 | 33.8 | 37.4 | 33.98 | 30.02 | 36.86 | 32 | 37.4 | 16 | 34 | 48 | 41 | 28 | 32 | 0 | 0 | 1 | 0 | 0 | 0 | 0 | 1 | 1 | 1 | 0 | 1 | 100% | #N/A
1990-04-08 | 4 | 8 | 2018 | 2018-04-08 | 7 | 0 | 6:00 | 6 | 30 | 33 | 35.96 | 36.32 | 35.96 | 30.92 | 36.68 | 32 | 37.4 | 18 | 36 | 48 | 41 | 28 | 32 | 0 | 0 | 1 | 0 | 0 | 0 | 0 | 1 | 1 | 1 | 0 | 1 | 100% | #N/A
1990-04-08 | 4 | 8 | 2018 | 2018-04-08 | 7 | 0 | 7:00 | 7 | 35 | 35 | 37.04 | 37.04 | 37.94 | 35.06 | 37.04 | 30.92 | 37.4 | 27 | 37 | 48 | 39 | 30 | 37.04 | 0 | 0 | 1 | 0 | 0 | 0 | 0 | 1 | 1 | 1 | 0 | 1 | 100% | #N/A
1990-04-08 | 4 | 8 | 2018 | 2018-04-08 | 7 | 0 | 8:00 | 8 | 38 | 37 | 39.92 | 38.66 | 39.92 | 37.94 | 38.84 | 33.98 | 39.2 | 37 | 39 | 48 | 43 | 32 | 41 | 0 | 0 | 1 | 0 | 0 | 0 | 0 | 1 | 1 | 1 | 0 | 1 | 100% | #N/A
1990-04-08 | 4 | 8 | 2018 | 2018-04-08 | 7 | 0 | 9:00 | 9 | 41 | 40 | 42.08 | 39.2 | 39.02 | 39.02 | 40.64 | 35.96 | 42.8 | 41 | 42 | 48 | 46 | 34 | 42.08 | 0 | 0 | 1 | 0 | 0 | 0 | 0 | 1 | 1 | 1 | 0 | 1 | 100% | #N/A
1990-04-08 | 4 | 8 | 2018 | 2018-04-08 | 7 | 0 | 10:00 | 10 | 42 | 43 | 42.08 | 38.3 | 39.02 | 39.92 | 41 | 39.02 | 44.6 | 43 | 45 | 52 | 50 | 36 | 42.98 | 0 | 0 | 1 | 0 | 0 | 0 | 0 | 1 | 1 | 1 | 0 | 1 | 100% | #N/A
1990-04-08 | 4 | 8 | 2018 | 2018-04-08 | 7 | 0 | 11:00 | 11 | 43 | 46 | 41 | 38.3 | 37.94 | 39.02 | 40.1 | 39.02 | 46.4 | 46 | 49 | 63 | 54 | 36 | 42.08 | 0 | 0 | 1 | 0 | 0 | 0 | 0 | 1 | 1 | 1 | 0 | 1 | 100% | #N/A
1990-04-08 | 4 | 8 | 2018 | 2018-04-08 | 7 | 0 | 12:00 | 12 | 43 | 48 | 41 | 37.58 | 37.94 | 39.02 | 41 | 37.04 | 46.4 | 46 | 51 | 72 | 57 | 36 | 42.98 | 0 | 0 | 1 | 0 | 0 | 0 | 0 | 1 | 1 | 1 | 0 | 1 | 100% | #N/A
1990-04-08 | 4 | 8 | 2018 | 2018-04-08 | 7 | 0 | 13:00 | 13 | 44 | 49 | 37.94 | 36.86 | 37.04 | 37.04 | 41 | 35.96 | 46.4 | 48 | 52 | 75 | 59 | 36 | 37.04 | 0 | 0 | 1 | 0 | 0 | 0 | 0 | 1 | 1 | 1 | 0 | 1 | 100% | #N/A
1990-04-08 | 4 | 8 | 2018 | 2018-04-08 | 7 | 0 | 14:00 | 14 | 46 | 50 | 37.04 | 36.5 | 35.96 | 35.06 | 39.38 | 33.98 | 44.6 | 48 | 51 | 75 | 61 | 36 | 37.04 | 0 | 0 | 1 | 0 | 0 | 0 | 0 | 1 | 1 | 1 | 0 | 1 | 100% | #N/A
1990-04-08 | 4 | 8 | 2018 | 2018-04-08 | 7 | 0 | 15:00 | 15 | 46 | 49 | 35.96 | 36.14 | 35.6 | 33.98 | 37.76 | 33.08 | 42.8 | 50 | 50 | 73 | 59 | 36 | 35.06 | 0 | 0 | 1 | 0 | 0 | 0 | 0 | 1 | 1 | 1 | 0 | 1 | 100% | #N/A
1990-04-08 | 4 | 8 | 2018 | 2018-04-08 | 7 | 0 | 16:00 | 16 | 47 | 47 | 35.96 | 36.32 | 35.6 | 32 | 37.4 | 32 | 41 | 48 | 52 | 72 | 57 | 36 | 33.08 | 0 | 0 | 1 | 0 | 0 | 0 | 0 | 1 | 1 | 1 | 0 | 1 | 100% | #N/A
1990-04-08 | 4 | 8 | 2018 | 2018-04-08 | 7 | 0 | 17:00 | 17 | 47 | 47 | 35.96 | 35.78 | 33.98 | 33.08 | 35.6 | 32 | 39.2 | 48 | 50 | 70 | 55 | 34 | 33.98 | 0 | 0 | 1 | 0 | 0 | 0 | 0 | 1 | 1 | 1 | 0 | 1 | 100% | #N/A
1990-04-08 | 4 | 8 | 2018 | 2018-04-08 | 7 | 0 | 18:00 | 18 | 46 | 38 | 37.4 | 36.14 | 33.98 | 33.08 | 35.06 | 30.92 | 39.2 | 46 | 47 | 66 | 54 | 34 | 35.06 | 0 | 0 | 1 | 0 | 0 | 0 | 0 | 1 | 1 | 1 | 0 | 1 | 100% | #N/A
1990-04-08 | 4 | 8 | 2018 | 2018-04-08 | 7 | 0 | 19:00 | 19 | 45 | 37 | 37.04 | 36.5 | 33.98 | 33.98 | 33.98 | 30.92 | 39.2 | 39 | 40 | 64 | 48 | 34 | 35.96 | 0 | 0 | 1 | 0 | 0 | 0 | 0 | 1 | 1 | 1 | 0 | 1 | 100% | #N/A
1990-04-08 | 4 | 8 | 2018 | 2018-04-08 | 7 | 0 | 20:00 | 20 | 41 | 37 | 37.04 | 36.32 | 33.98 | 33.98 | 32 | 30.92 | 39.2 | 32 | 39 | 64 | 39 | 34 | 37.04 | 0 | 0 | 1 | 0 | 0 | 0 | 0 | 1 | 1 | 1 | 0 | 1 | 100% | #N/A
1990-04-08 | 4 | 8 | 2018 | 2018-04-08 | 7 | 0 | 21:00 | 21 | 39 | 37 | 35.96 | 36.5 | 33.98 | 33.98 | 32 | 32 | 39.2 | 34 | 38 | 64 | 36 | 34 | 37.04 | 0 | 0 | 1 | 0 | 0 | 0 | 0 | 1 | 1 | 1 | 0 | 1 | 100% | #N/A
1990-04-08 | 4 | 8 | 2018 | 2018-04-08 | 7 | 0 | 22:00 | 22 | 38 | 36 | 35.06 | 36.14 | 33.8 | 33.08 | 32.54 | 32 | 37.4 | 32 | 39 | 63 | 34 | 34 | 37.94 | 0 | 0 | 1 | 0 | 0 | 0 | 0 | 1 | 1 | 1 | 0 | 1 | 100% | #N/A
1990-04-08 | 4 | 8 | 2018 | 2018-04-08 | 7 | 0 | 23:00 | 23 | 37 | 36 | 35.06 | 35.6 | 33.98 | 33.08 | 32 | 30.92 | 35.6 | 32 | 36 | 61 | 30 | 34 | 39.02 | 0 | 0 | 1 | 0 | 0 | 0 | 0 | 1 | 1 | 1 | 0 | 1 | 100% | #N/A
1990-04-08 | 4 | 8 | 2018 | 2018-04-08 | 7 | 0 | 24:00 | 24 | 36 | 34 | 35.06 | 34.7 | 33.98 | 33.08 | 32 | 30.92 | 35.6 | 30 | 34 | 57 | 30 | 34 | 42.08 | 0 | 0 | 1 | 0 | 0 | 0 | 0 | 1 | 1 | 1 | 0 | 1 | 100% | #N/A
1990-04-09 | 4 | 9 | 2018 | 2018-04-09 | 1 | 0 | 1:00 | 1 | 35 | 33 | 35.06 | 35.42 | 33.98 | 33.08 | 32 | 30.92 | 35.6 | 28 | 33 | 54 | 28 | 34 | 42.98 | 0 | 0 | 1 | 0 | 0 | 0 | 0 | 1 | 1 | 1 | 0 | 1 | 100% | #N/A
1990-04-09 | 4 | 9 | 2018 | 2018-04-09 | 1 | 0 | 2:00 | 2 | 34 | 31 | 35.06 | 35.24 | 33.98 | 33.8 | 32 | 30.92 | 35.6 | 28 | 33 | 54 | 28 | 34 | 42.98 | 0 | 0 | 1 | 0 | 0 | 0 | 0 | 1 | 1 | 1 | 0 | 1 | 100% | #N/A
1990-04-09 | 4 | 9 | 2018 | 2018-04-09 | 1 | 0 | 3:00 | 3 | 33 | 30 | 35.6 | 35.06 | 33.08 | 33.08 | 32 | 30.92 | 33.8 | 28 | 33 | 50 | 28 | 34 | 42.98 | 0 | 0 | 1 | 0 | 0 | 0 | 0 | 1 | 1 | 1 | 0 | 1 | 100% | #N/A
1990-04-09 | 4 | 9 | 2018 | 2018-04-09 | 1 | 0 | 4:00 | 4 | 33 | 29 | 35.06 | 34.7 | 33.08 | 33.08 | 32 | 30.02 | 35.6 | 27 | 31 | 48 | 27 | 34 | 42.08 | 0 | 0 | 1 | 0 | 0 | 0 | 0 | 1 | 1 | 1 | 0 | 1 | 100% | #N/A
1990-04-09 | 4 | 9 | 2018 | 2018-04-09 | 1 | 0 | 5:00 | 5 | 33 | 29 | 35.06 | 34.52 | 33.08 | 32 | 32 | 30.02 | 35.6 | 28 | 30 | 46 | 25 | 34 | 42.08 | 0 | 0 | 1 | 0 | 0 | 0 | 0 | 1 | 1 | 1 | 0 | 1 | 100% | #N/A
1990-04-09 | 4 | 9 | 2018 | 2018-04-09 | 1 | 0 | 6:00 | 6 | 32 | 28 | 33.98 | 33.8 | 33.08 | 33.08 | 32 | 30.2 | 35.6 | 27 | 31 | 45 | 27 | 34 | 42.08 | 0 | 0 | 1 | 0 | 0 | 0 | 0 | 1 | 1 | 1 | 0 | 1 | 100% | #N/A
1990-04-09 | 4 | 9 | 2018 | 2018-04-09 | 1 | 0 | 7:00 | 7 | 38 | 32 | 35.06 | 34.16 | 33.8 | 33.08 | 32 | 30.02 | 35.6 | 32 | 33 | 39 | 32 | 34 | 42.98 | 0 | 0 | 1 | 0 | 0 | 0 | 0 | 1 | 1 | 1 | 0 | 1 | 100% | #N/A
1990-04-09 | 4 | 9 | 2018 | 2018-04-09 | 1 | 0 | 8:00 | 8 | 42 | 33 | 35.06 | 34.52 | 33.98 | 33.08 | 32 | 30.02 | 35.6 | 41 | 35 | 37 | 37 | 34 | 44.06 | 0 | 1 | 0 | 0 | 0 | 0 | 0 | 1 | 1 | 1 | 0 | 1 | 100% | #N/A
1990-04-09 | 4 | 9 | 2018 | 2018-04-09 | 1 | 0 | 9:00 | 9 | 45 | 36 | 35.6 | 35.42 | 35.06 | 33.98 | 32 | 30.92 | 37.4 | 45 | 37 | 37 | 45 | 34 | 44.96 | 0 | 1 | 0 | 0 | 0 | 0 | 0 | 1 | 1 | 1 | 0 | 1 | 100% | #N/A
1990-04-09 | 4 | 9 | 2018 | 2018-04-09 | 1 | 0 | 10:00 | 10 | 48 | 37 | 37.4 | 35.78 | 35.96 | 33.98 | 33.8 | 30.92 | 37.4 | 45 | 38 | 37 | 48 | 36 | 48.02 | 0 | 1 | 0 | 0 | 0 | 0 | 0 | 1 | 1 | 1 | 0 | 1 | 100% | #N/A
1990-04-09 | 4 | 9 | 2018 | 2018-04-09 | 1 | 0 | 11:00 | 11 | 51 | 39 | 37.04 | 35.96 | 37.04 | 35.06 | 36.14 | 30.92 | 39.2 | 46 | 39 | 37 | 52 | 37 | 51.08 | 0 | 1 | 0 | 0 | 0 | 0 | 0 | 1 | 1 | 1 | 0 | 1 | 100% | #N/A
1990-04-09 | 4 | 9 | 2018 | 2018-04-09 | 1 | 0 | 12:00 | 12 | 53 | 40 | 37.94 | 36.32 | 37.04 | 35.96 | 37.4 | 32 | 39.2 | 46 | 41 | 34 | 54 | 37 | 53.96 | 0 | 1 | 0 | 0 | 0 | 0 | 0 | 1 | 1 | 1 | 0 | 1 | 100% | #N/A
1990-04-09 | 4 | 9 | 2018 | 2018-04-09 | 1 | 0 | 13:00 | 13 | 53 | 42 | 37.94 | 36.5 | 37.04 | 35.96 | 37.22 | 32 | 39.2 | 46 | 41 | 30 | 55 | 37 | 55.94 | 0 | 1 | 0 | 0 | 0 | 0 | 0 | 1 | 1 | 1 | 0 | 1 | 100% | #N/A
1990-04-09 | 4 | 9 | 2018 | 2018-04-09 | 1 | 0 | 14:00 | 14 | 54 | 44 | 37.94 | 36.32 | 37.04 | 35.96 | 37.4 | 33.08 | 39.2 | 46 | 39 | 30 | 59 | 37 | 60.98 | 0 | 1 | 0 | 0 | 0 | 0 | 0 | 1 | 1 | 1 | 0 | 1 | 100% | #N/A
1990-04-09 | 4 | 9 | 2018 | 2018-04-09 | 1 | 0 | 15:00 | 15 | 53 | 42 | 37.4 | 36.68 | 37.04 | 37.04 | 37.58 | 33.08 | 39.2 | 43 | 41 | 30 | 61 | 37 | 66.02 | 0 | 1 | 0 | 0 | 0 | 0 | 0 | 1 | 1 | 1 | 0 | 1 | 100% | #N/A
1990-04-09 | 4 | 9 | 2018 | 2018-04-09 | 1 | 0 | 16:00 | 16 | 52 | 42 | 37.94 | 36.68 | 37.04 | 35.96 | 37.4 | 33.98 | 39.2 | 45 | 40 | 30 | 61 | 37 | 53.96 | 0 | 1 | 0 | 0 | 0 | 0 | 0 | 1 | 1 | 1 | 0 | 1 | 100% | #N/A
1990-04-09 | 4 | 9 | 2018 | 2018-04-09 | 1 | 0 | 17:00 | 17 | 51 | 40 | 37.4 | 36.5 | 35.96 | 35.6 | 37.4 | 33.98 | 37.4 | 43 | 38 | 30 | 59 | 37 | 53.96 | 0 | 1 | 0 | 0 | 0 | 0 | 0 | 1 | 1 | 1 | 0 | 1 | 100% | #N/A
1990-04-09 | 4 | 9 | 2018 | 2018-04-09 | 1 | 0 | 18:00 | 18 | 49 | 37 | 37.04 | 36.86 | 35.96 | 35.06 | 35.6 | 33.08 | 37.4 | 39 | 35 | 30 | 55 | 36 | 53.96 | 0 | 1 | 0 | 0 | 0 | 0 | 0 | 1 | 1 | 1 | 0 | 1 | 100% | #N/A
1990-04-09 | 4 | 9 | 2018 | 2018-04-09 | 1 | 0 | 19:00 | 19 | 48 | 34 | 37.04 | 36.5 | 35.96 | 35.06 | 35.6 | 33.08 | 37.4 | 37 | 32 | 32 | 43 | 36 | 53.96 | 0 | 1 | 0 | 0 | 0 | 0 | 0 | 1 | 1 | 1 | 0 | 1 | 100% | #N/A
1990-04-09 | 4 | 9 | 2018 | 2018-04-09 | 1 | 0 | 20:00 | 20 | 48 | 32 | 37.04 | 36.32 | 35.96 | 35.06 | 35.6 | 33.08 | 37.4 | 36 | 31 | 32 | 37 | 36 | 53.96 | 0 | 1 | 0 | 0 | 0 | 0 | 0 | 1 | 1 | 1 | 0 | 1 | 100% | #N/A
1990-04-09 | 4 | 9 | 2018 | 2018-04-09 | 1 | 0 | 21:00 | 21 | 47 | 31 | 37.04 | 36.5 | 35.96 | 35.06 | 35.6 | 33.08 | 37.4 | 30 | 29 | 32 | 37 | 34 | 48.92 | 0 | 1 | 0 | 0 | 0 | 0 | 0 | 1 | 1 | 1 | 0 | 1 | 100% | #N/A
1990-04-09 | 4 | 9 | 2018 | 2018-04-09 | 1 | 0 | 22:00 | 22 | 46 | 30 | 37.04 | 36.5 | 35.96 | 35.06 | 35.6 | 33.08 | 37.4 | 27 | 28 | 32 | 34 | 30 | 44.96 | 0 | 1 | 0 | 0 | 0 | 0 | 0 | 1 | 1 | 1 | 0 | 1 | 100% | #N/A
1990-04-09 | 4 | 9 | 2018 | 2018-04-09 | 1 | 0 | 23:00 | 23 | 46 | 29 | 37.04 | 36.5 | 35.96 | 35.06 | 35.6 | 33.08 | 37.4 | 27 | 26 | 34 | 30 | 28 | 42.08 | 0 | 1 | 0 | 0 | 0 | 0 | 0 | 1 | 1 | 1 | 0 | 1 | 100% | #N/A
1990-04-09 | 4 | 9 | 2018 | 2018-04-09 | 1 | 0 | 24:00 | 24 | 45 | 28 | 37.04 | 36.68 | 35.96 | 35.6 | 35.96 | 33.08 | 37.4 | 25 | 25 | 34 | 30 | 28 | 39.02 | 0 | 0 | 1 | 0 | 0 | 0 | 0 | 1 | 1 | 1 | 0 | 1 | 100% | #N/A
1990-04-10 | 4 | 10 | 2018 | 2018-04-10 | 2 | 0 | 1:00 | 1 | 45 | 26 | 37.04 | 36.86 | 37.04 | 35.06 | 35.6 | 33.08 | 37.4 | 27 | 26 | 34 | 28 | 28 | 39.92 | 0 | 0 | 1 | 0 | 0 | 0 | 0 | 1 | 1 | 1 | 0 | 1 | 100% | #N/A
1990-04-10 | 4 | 10 | 2018 | 2018-04-10 | 2 | 0 | 2:00 | 2 | 44 | 26 | 37.04 | 36.86 | 37.04 | 35.96 | 35.6 | 33.08 | 39.2 | 34 | 25 | 34 | 28 | 27 | 39.02 | 0 | 0 | 1 | 0 | 0 | 0 | 0 | 1 | 1 | 1 | 0 | 1 | 100% | #N/A
1990-04-10 | 4 | 10 | 2018 | 2018-04-10 | 2 | 0 | 3:00 | 3 | 44 | 24 | 37.04 | 37.4 | 37.04 | 35.06 | 35.6 | 33.08 | 39.2 | 32 | 24 | 34 | 28 | 25 | 37.04 | 0 | 0 | 1 | 0 | 0 | 0 | 0 | 1 | 1 | 1 | 0 | 1 | 100% | #N/A
1990-04-10 | 4 | 10 | 2018 | 2018-04-10 | 2 | 0 | 4:00 | 4 | 44 | 23 | 37.04 | 37.4 | 37.94 | 35.96 | 35.6 | 33.98 | 39.2 | 32 | 23 | 34 | 27 | 25 | 35.06 | 0 | 0 | 1 | 0 | 0 | 0 | 0 | 1 | 1 | 1 | 0 | 1 | 100% | #N/A
1990-04-10 | 4 | 10 | 2018 | 2018-04-10 | 2 | 0 | 5:00 | 5 | 45 | 23 | 37.94 | 38.12 | 37.94 | 35.96 | 35.6 | 33.98 | 39.2 | 32 | 21 | 34 | 27 | 23 | 33.08 | 0 | 0 | 1 | 0 | 0 | 0 | 0 | 1 | 1 | 1 | 0 | 1 | 100% | #N/A
1990-04-10 | 4 | 10 | 2018 | 2018-04-10 | 2 | 0 | 6:00 | 6 | 44 | 24 | 37.94 | 38.12 | 37.94 | 35.96 | 35.6 | 33.98 | 41 | 30 | 24 | 34 | 27 | 25 | 33.08 | 0 | 0 | 1 | 0 | 0 | 0 | 0 | 1 | 1 | 1 | 0 | 1 | 100% | #N/A
1990-04-10 | 4 | 10 | 2018 | 2018-04-10 | 2 | 0 | 7:00 | 7 | 46 | 28 | 37.94 | 38.48 | 37.04 | 35.96 | 35.6 | 33.98 | 41 | 30 | 27 | 36 | 32 | 28 | 33.98 | 0 | 0 | 1 | 0 | 0 | 0 | 0 | 1 | 1 | 1 | 0 | 1 | 100% | #N/A
1990-04-10 | 4 | 10 | 2018 | 2018-04-10 | 2 | 0 | 8:00 | 8 | 46 | 31 | 37.94 | 38.66 | 37.94 | 37.4 | 37.4 | 37.04 | 42.8 | 28 | 29 | 37 | 37 | 34 | 37.04 | 0 | 1 | 0 | 0 | 0 | 0 | 0 | 1 | 1 | 1 | 0 | 1 | 100% | #N/A
1990-04-10 | 4 | 10 | 2018 | 2018-04-10 | 2 | 0 | 9:00 | 9 | 50 | 35 | 41 | 39.74 | 41 | 39.92 | 39.2 | 37.04 | 42.8 | 30 | 32 | 39 | 45 | 39 | 41 | 0 | 1 | 0 | 0 | 0 | 0 | 0 | 1 | 1 | 1 | 0 | 1 | 100% | #N/A
1990-04-10 | 4 | 10 | 2018 | 2018-04-10 | 2 | 0 | 10:00 | 10 | 50 | 36 | 44.06 | 39.02 | 42.8 | 41 | 39.2 | 39.02 | 44.6 | 32 | 33 | 43 | 54 | 45 | 44.06 | 0 | 1 | 0 | 0 | 0 | 0 | 0 | 1 | 1 | 1 | 0 | 1 | 100% | #N/A
1990-04-10 | 4 | 10 | 2018 | 2018-04-10 | 2 | 0 | 11:00 | 11 | 54 | 38 | 46.04 | 39.74 | 42.98 | 41 | 41 | 42.08 | 48.2 | 36 | 37 | 45 | 61 | 48 | 46.94 | 0 | 1 | 0 | 0 | 0 | 0 | 0 | 1 | 1 | 1 | 0 | 1 | 100% | #N/A
1990-04-10 | 4 | 10 | 2018 | 2018-04-10 | 2 | 0 | 12:00 | 12 | 56 | 41 | 48.02 | 43.52 | 46.4 | 44.96 | 42.8 | 44.96 | 50 | 36 | 38 | 45 | 64 | 46 | 48.92 | 0 | 1 | 0 | 0 | 0 | 0 | 0 | 1 | 1 | 1 | 0 | 1 | 100% | #N/A
1990-04-10 | 4 | 10 | 2018 | 2018-04-10 | 2 | 0 | 13:00 | 13 | 58 | 41 | 48.92 | 41.72 | 46.04 | 48.02 | 45.14 | 48.02 | 48.2 | 36 | 40 | 45 | 68 | 46 | 51.08 | 0 | 1 | 0 | 0 | 0 | 0 | 0 | 1 | 1 | 1 | 0 | 1 | 100% | #N/A
1990-04-10 | 4 | 10 | 2018 | 2018-04-10 | 2 | 0 | 14:00 | 14 | 56 | 45 | 51.08 | 41.72 | 42.98 | 50 | 46.4 | 48.92 | 46.4 | 37 | 42 | 45 | 66 | 46 | 53.96 | 0 | 1 | 0 | 0 | 0 | 0 | 0 | 1 | 1 | 1 | 0 | 1 | 100% | #N/A
1990-04-10 | 4 | 10 | 2018 | 2018-04-10 | 2 | 0 | 15:00 | 15 | 57 | 45 | 51.08 | 41 | 42.98 | 51.08 | 46.4 | 50 | 48.2 | 37 | 43 | 45 | 66 | 45 | 55.04 | 0 | 1 | 0 | 0 | 0 | 0 | 0 | 1 | 1 | 1 | 0 | 1 | 100% | #N/A
1990-04-10 | 4 | 10 | 2018 | 2018-04-10 | 2 | 0 | 16:00 | 16 | 55 | 46 | 51.98 | 43.34 | 44.06 | 50 | 49.82 | 51.08 | 53.6 | 37 | 45 | 43 | 64 | 45 | 50 | 0 | 1 | 0 | 0 | 0 | 0 | 0 | 1 | 1 | 1 | 0 | 1 | 100% | #N/A
1990-04-10 | 4 | 10 | 2018 | 2018-04-10 | 2 | 0 | 17:00 | 17 | 54 | 45 | 53.06 | 51.26 | 44.96 | 50 | 50 | 51.08 | 53.6 | 37 | 44 | 43 | 63 | 43 | 46.94 | 0 | 1 | 0 | 0 | 0 | 0 | 0 | 1 | 1 | 1 | 0 | 1 | 100% | #N/A
1990-04-10 | 4 | 10 | 2018 | 2018-04-10 | 2 | 0 | 18:00 | 18 | 53 | 43 | 53.96 | 53.6 | 50 | 53.06 | 51.8 | 51.08 | 51.8 | 34 | 42 | 41 | 57 | 39 | 44.96 | 0 | 1 | 0 | 0 | 0 | 0 | 0 | 1 | 1 | 1 | 0 | 1 | 100% | #N/A
1990-04-10 | 4 | 10 | 2018 | 2018-04-10 | 2 | 0 | 19:00 | 19 | 51 | 42 | 53.96 | 54.32 | 55.04 | 53.96 | 51.8 | 51.98 | 50 | 32 | 39 | 39 | 54 | 37 | 44.06 | 0 | 1 | 0 | 0 | 0 | 0 | 0 | 1 | 1 | 1 | 0 | 1 | 100% | #N/A
1990-04-10 | 4 | 10 | 2018 | 2018-04-10 | 2 | 0 | 20:00 | 20 | 50 | 40 | 53.96 | 54.86 | 55.04 | 55.04 | 50.54 | 51.08 | 48.2 | 30 | 37 | 37 | 50 | 36 | 42.98 | 0 | 1 | 0 | 0 | 0 | 0 | 0 | 1 | 1 | 1 | 0 | 1 | 100% | #N/A
1990-04-10 | 4 | 10 | 2018 | 2018-04-10 | 2 | 0 | 21:00 | 21 | 51 | 38 | 55.04 | 55.58 | 53.96 | 53.06 | 48.2 | 51.08 | 48.2 | 30 | 37 | 34 | 46 | 34 | 41 | 0 | 1 | 0 | 0 | 0 | 0 | 0 | 1 | 1 | 1 | 0 | 1 | 100% | #N/A
1990-04-10 | 4 | 10 | 2018 | 2018-04-10 | 2 | 0 | 22:00 | 22 | 50 | 37 | 55.04 | 55.94 | 53.96 | 51.98 | 46.4 | 51.08 | 46.4 | 30 | 37 | 30 | 43 | 34 | 39.02 | 0 | 1 | 0 | 0 | 0 | 0 | 0 | 1 | 1 | 1 | 0 | 1 | 100% | #N/A
1990-04-10 | 4 | 10 | 2018 | 2018-04-10 | 2 | 0 | 23:00 | 23 | 50 | 38 | 53.96 | 55.94 | 51.98 | 51.98 | 44.6 | 50 | 46.4 | 30 | 37 | 28 | 43 | 34 | 39.02 | 0 | 1 | 0 | 0 | 0 | 0 | 0 | 1 | 1 | 1 | 0 | 1 | 100% | #N/A
1990-04-10 | 4 | 10 | 2018 | 2018-04-10 | 2 | 0 | 24:00 | 24 | 50 | 38 | 53.06 | 55.04 | 53.06 | 51.98 | 46.4 | 50 | 46.4 | 25 | 39 | 28 | 37 | 32 | 37.04 | 0 | 0 | 1 | 0 | 0 | 0 | 0 | 1 | 1 | 1 | 0 | 1 | 100% | #N/A
1990-04-11 | 4 | 11 | 2018 | 2018-04-11 | 3 | 0 | 1:00 | 1 | 49 | 39 | 53.06 | 53.78 | 51.98 | 51.08 | 45.86 | 48.02 | 46.4 | 25 | 40 | 27 | 36 | 32 | 35.96 | 0 | 0 | 1 | 0 | 0 | 0 | 0 | 1 | 1 | 1 | 0 | 1 | 100% | #N/A
1990-04-11 | 4 | 11 | 2018 | 2018-04-11 | 3 | 0 | 2:00 | 2 | 49 | 39 | 51.98 | 53.6 | 51.08 | 48.02 | 46.94 | 46.04 | 44.6 | 25 | 38 | 28 | 28 | 30 | 35.06 | 0 | 0 | 1 | 0 | 0 | 0 | 0 | 1 | 1 | 1 | 0 | 1 | 100% | #N/A
1990-04-11 | 4 | 11 | 2018 | 2018-04-11 | 3 | 0 | 3:00 | 3 | 49 | 40 | 51.08 | 52.34 | 48.02 | 46.94 | 44.24 | 44.96 | 44.6 | 21 | 37 | 27 | 27 | 30 | 33.08 | 0 | 0 | 1 | 0 | 0 | 0 | 0 | 1 | 1 | 1 | 0 | 1 | 100% | #N/A
1990-04-11 | 4 | 11 | 2018 | 2018-04-11 | 3 | 0 | 4:00 | 4 | 49 | 40 | 48.92 | 51.26 | 46.94 | 46.04 | 43.34 | 44.06 | 42.8 | 23 | 37 | 27 | 27 | 30 | 33.08 | 0 | 0 | 1 | 0 | 0 | 0 | 0 | 1 | 1 | 1 | 0 | 1 | 100% | #N/A
1990-04-11 | 4 | 11 | 2018 | 2018-04-11 | 3 | 0 | 5:00 | 5 | 50 | 40 | 48.92 | 50.72 | 46.94 | 44.96 | 42.98 | 44.06 | 42.8 | 19 | 39 | 27 | 27 | 28 | 32 | 0 | 0 | 1 | 0 | 0 | 0 | 0 | 1 | 1 | 1 | 0 | 1 | 100% | #N/A
1990-04-11 | 4 | 11 | 2018 | 2018-04-11 | 3 | 0 | 6:00 | 6 | 51 | 39 | 48.92 | 50.18 | 46.94 | 44.96 | 37.76 | 44.06 | 41 | 21 | 37 | 27 | 27 | 32 | 33.98 | 0 | 0 | 1 | 0 | 0 | 0 | 0 | 1 | 1 | 1 | 0 | 1 | 100% | #N/A
1990-04-11 | 4 | 11 | 2018 | 2018-04-11 | 3 | 0 | 7:00 | 7 | 54 | 39 | 48.92 | 50 | 50 | 48.02 | 46.76 | 44.96 | 41 | 28 | 40 | 30 | 34 | 36 | 41 | 0 | 0 | 1 | 0 | 0 | 0 | 0 | 1 | 1 | 1 | 0 | 1 | 100% | #N/A
1990-04-11 | 4 | 11 | 2018 | 2018-04-11 | 3 | 0 | 8:00 | 8 | 54 | 40 | 53.06 | 50.9 | 51.98 | 51.08 | 50 | 48.02 | 46.4 | 30 | 44 | 36 | 37 | 39 | 44.06 | 0 | 1 | 0 | 0 | 0 | 0 | 0 | 1 | 1 | 1 | 0 | 1 | 100% | #N/A
1990-04-11 | 4 | 11 | 2018 | 2018-04-11 | 3 | 0 | 9:00 | 9 | 55 | 43 | 55.04 | 53.24 | 53.06 | 51.98 | 47.84 | 46.04 | 46.4 | 36 | 48 | 37 | 39 | 41 | 46.94 | 0 | 1 | 0 | 0 | 0 | 0 | 0 | 1 | 1 | 1 | 0 | 1 | 100% | #N/A
1990-04-11 | 4 | 11 | 2018 | 2018-04-11 | 3 | 0 | 10:00 | 10 | 57 | 47 | 53.96 | 54.32 | 53.06 | 51.08 | 50.18 | 46.94 | 51.8 | 37 | 51 | 39 | 43 | 43 | 51.08 | 0 | 1 | 0 | 0 | 0 | 0 | 0 | 1 | 1 | 1 | 0 | 1 | 100% | #N/A
1990-04-11 | 4 | 11 | 2018 | 2018-04-11 | 3 | 0 | 11:00 | 11 | 58 | 48 | 53.96 | 55.58 | 53.96 | 51.98 | 51.26 | 46.94 | 57.2 | 43 | 53 | 43 | 45 | 42 | 53.96 | 0 | 1 | 0 | 0 | 0 | 0 | 0 | 1 | 1 | 1 | 0 | 1 | 100% | #N/A
1990-04-11 | 4 | 11 | 2018 | 2018-04-11 | 3 | 0 | 12:00 | 12 | 60 | 51 | 55.04 | 54.86 | 53.96 | 53.06 | 51.62 | 48.92 | 59 | 39 | 54 | 45 | 46 | 41 | 55.94 | 0 | 1 | 0 | 0 | 0 | 0 | 0 | 1 | 1 | 1 | 0 | 1 | 100% | #N/A
1990-04-11 | 4 | 11 | 2018 | 2018-04-11 | 3 | 0 | 13:00 | 13 | 60 | 54 | 55.94 | 55.04 | 55.94 | 53.96 | 53.06 | 48.02 | 57.2 | 41 | 56 | 46 | 46 | 41 | 57.02 | 0 | 1 | 0 | 0 | 0 | 0 | 0 | 1 | 1 | 1 | 0 | 1 | 100% | #N/A
1990-04-11 | 4 | 11 | 2018 | 2018-04-11 | 3 | 0 | 14:00 | 14 | 58 | 55 | 57.02 | 54.68 | 55.94 | 53.96 | 51.44 | 48.02 | 59 | 43 | 59 | 45 | 48 | 41 | 55.04 | 0 | 1 | 0 | 0 | 0 | 0 | 0 | 1 | 1 | 1 | 0 | 1 | 100% | #N/A
1990-04-11 | 4 | 11 | 2018 | 2018-04-11 | 3 | 0 | 15:00 | 15 | 55 | 56 | 55.94 | 55.58 | 55.94 | 55.04 | 52.16 | 48.92 | 59 | 43 | 56 | 45 | 46 | 37 | 51.98 | 0 | 1 | 0 | 0 | 0 | 0 | 0 | 1 | 1 | 1 | 0 | 1 | 100% | #N/A
1990-04-11 | 4 | 11 | 2018 | 2018-04-11 | 3 | 0 | 16:00 | 16 | 53 | 57 | 55.04 | 57.02 | 55.04 | 53.96 | 50.54 | 48.92 | 57.2 | 43 | 57 | 43 | 46 | 37 | 50 | 0 | 1 | 0 | 0 | 0 | 0 | 0 | 1 | 1 | 1 | 0 | 1 | 100% | #N/A
1990-04-11 | 4 | 11 | 2018 | 2018-04-11 | 3 | 0 | 17:00 | 17 | 50 | 55 | 53.06 | 57.92 | 53.96 | 53.06 | 49.1 | 46.94 | 57.2 | 39 | 53 | 39 | 45 | 36 | 46.94 | 0 | 1 | 0 | 0 | 0 | 0 | 0 | 1 | 1 | 1 | 0 | 1 | 100% | #N/A
1990-04-11 | 4 | 11 | 2018 | 2018-04-11 | 3 | 0 | 18:00 | 18 | 48 | 49 | 51.08 | 54.32 | 51.08 | 50 | 45.5 | 44.06 | 53.6 | 39 | 45 | 37 | 43 | 36 | 44.96 | 0 | 1 | 0 | 0 | 0 | 0 | 0 | 1 | 1 | 1 | 0 | 1 | 100% | #N/A
1990-04-11 | 4 | 11 | 2018 | 2018-04-11 | 3 | 0 | 19:00 | 19 | 46 | 47 | 48.92 | 53.24 | 48.92 | 48.02 | 42.62 | 41 | 51.8 | 36 | 45 | 37 | 39 | 36 | 42.98 | 0 | 1 | 0 | 0 | 0 | 0 | 0 | 1 | 1 | 1 | 0 | 1 | 100% | #N/A
1990-04-11 | 4 | 11 | 2018 | 2018-04-11 | 3 | 0 | 20:00 | 20 | 45 | 46 | 46.04 | 50.54 | 46.94 | 46.04 | 40.82 | 39.02 | 48.2 | 32 | 43 | 37 | 37 | 36 | 41 | 0 | 1 | 0 | 0 | 0 | 0 | 0 | 1 | 1 | 1 | 0 | 1 | 100% | #N/A
1990-04-11 | 4 | 11 | 2018 | 2018-04-11 | 3 | 0 | 21:00 | 21 | 42 | 46 | 44.96 | 49.46 | 44.96 | 44.96 | 40.1 | 37.94 | 46.4 | 27 | 42 | 37 | 34 | 36 | 39.92 | 0 | 1 | 0 | 0 | 0 | 0 | 0 | 1 | 1 | 1 | 0 | 1 | 100% | #N/A
1990-04-11 | 4 | 11 | 2018 | 2018-04-11 | 3 | 0 | 22:00 | 22 | 40 | 44 | 42.98 | 47.48 | 42.98 | 42.08 | 39.2 | 37.04 | 44.6 | 27 | 40 | 36 | 30 | 36 | 39.02 | 0 | 1 | 0 | 0 | 0 | 0 | 0 | 1 | 1 | 1 | 0 | 1 | 100% | #N/A
1990-04-11 | 4 | 11 | 2018 | 2018-04-11 | 3 | 0 | 23:00 | 23 | 39 | 42 | 42.08 | 46.4 | 42.08 | 41 | 39.92 | 35.96 | 42.8 | 25 | 39 | 36 | 36 | 37 | 39.92 | 0 | 1 | 0 | 0 | 0 | 0 | 0 | 1 | 1 | 1 | 0 | 1 | 100% | #N/A
1990-04-11 | 4 | 11 | 2018 | 2018-04-11 | 3 | 0 | 24:00 | 24 | 38 | 43 | 41 | 44.78 | 41 | 39.92 | 37.76 | 35.96 | 41 | 21 | 38 | 36 | 34 | 37 | 37.94 | 0 | 0 | 1 | 0 | 0 | 0 | 0 | 1 | 1 | 1 | 0 | 1 | 100% | #N/A
1990-04-12 | 4 | 12 | 2018 | 2018-04-12 | 4 | 0 | 1:00 | 1 | 36 | 41 | 39.92 | 44.06 | 39.02 | 39.02 | 35.6 | 35.96 | 39.2 | 19 | 35 | 36 | 34 | 37 | 37.94 | 0 | 0 | 1 | 0 | 0 | 0 | 0 | 1 | 1 | 1 | 0 | 1 | 100% | #N/A
1990-04-12 | 4 | 12 | 2018 | 2018-04-12 | 4 | 0 | 2:00 | 2 | 35 | 41 | 39.02 | 42.98 | 37.94 | 37.04 | 29.66 | 35.06 | 37.4 | 18 | 33 | 36 | 28 | 37 | 37.04 | 0 | 0 | 1 | 0 | 0 | 0 | 0 | 1 | 1 | 1 | 0 | 1 | 100% | #N/A
1990-04-12 | 4 | 12 | 2018 | 2018-04-12 | 4 | 0 | 3:00 | 3 | 34 | 37 | 35.96 | 42.62 | 37.04 | 37.04 | 27.86 | 35.96 | 37.4 | 19 | 32 | 36 | 27 | 37 | 35.06 | 0 | 0 | 1 | 0 | 0 | 0 | 0 | 1 | 1 | 1 | 0 | 1 | 100% | #N/A
1990-04-12 | 4 | 12 | 2018 | 2018-04-12 | 4 | 0 | 4:00 | 4 | 33 | 33 | 32 | 42.08 | 37.04 | 33.98 | 26.06 | 35.96 | 35.6 | 19 | 29 | 36 | 30 | 39 | 39.02 | 0 | 0 | 1 | 0 | 0 | 0 | 0 | 1 | 1 | 1 | 0 | 1 | 100% | #N/A
1990-04-12 | 4 | 12 | 2018 | 2018-04-12 | 4 | 0 | 5:00 | 5 | 33 | 31 | 30.92 | 41.9 | 35.96 | 35.06 | 25.52 | 35.96 | 35.6 | 19 | 28 | 36 | 28 | 39 | 41 | 0 | 0 | 1 | 0 | 0 | 0 | 0 | 1 | 1 | 1 | 0 | 1 | 100% | #N/A
1990-04-12 | 4 | 12 | 2018 | 2018-04-12 | 4 | 0 | 6:00 | 6 | 35 | 30 | 33.08 | 41.9 | 37.04 | 35.96 | 26.78 | 37.04 | 33.8 | 21 | 29 | 37 | 30 | 39 | 44.06 | 0 | 0 | 1 | 0 | 0 | 0 | 0 | 1 | 1 | 1 | 0 | 1 | 100% | #N/A
1990-04-12 | 4 | 12 | 2018 | 2018-04-12 | 4 | 0 | 7:00 | 7 | 39 | 42 | 41 | 42.98 | 42.98 | 39.92 | 35.24 | 41 | 37.4 | 27 | 32 | 37 | 36 | 41 | 44.96 | 0 | 0 | 1 | 0 | 0 | 0 | 0 | 1 | 1 | 1 | 0 | 1 | 100% | #N/A
1990-04-12 | 4 | 12 | 2018 | 2018-04-12 | 4 | 0 | 8:00 | 8 | 39 | 45 | 46.04 | 44.24 | 46.94 | 46.04 | 44.78 | 44.96 | 44.6 | 32 | 34 | 37 | 37 | 43 | 46.04 | 0 | 1 | 0 | 0 | 0 | 0 | 0 | 1 | 1 | 1 | 0 | 1 | 100% | #N/A
1990-04-12 | 4 | 12 | 2018 | 2018-04-12 | 4 | 0 | 9:00 | 9 | 42 | 49 | 50 | 46.04 | 51.08 | 50 | 48.74 | 48.92 | 46.4 | 37 | 39 | 39 | 41 | 46 | 46.94 | 0 | 1 | 0 | 0 | 0 | 0 | 0 | 1 | 1 | 1 | 0 | 1 | 100% | #N/A
1990-04-12 | 4 | 12 | 2018 | 2018-04-12 | 4 | 0 | 10:00 | 10 | 45 | 51 | 53.96 | 49.82 | 53.96 | 53.96 | 53.78 | 51.98 | 51.8 | 41 | 43 | 37 | 43 | 50 | 48.02 | 0 | 1 | 0 | 0 | 0 | 0 | 0 | 1 | 1 | 1 | 0 | 1 | 100% | #N/A
1990-04-12 | 4 | 12 | 2018 | 2018-04-12 | 4 | 0 | 11:00 | 11 | 46 | 54 | 57.92 | 55.76 | 59 | 57.92 | 57.56 | 55.04 | 55.4 | 45 | 45 | 37 | 46 | 50 | 46.94 | 0 | 1 | 0 | 0 | 0 | 0 | 0 | 1 | 1 | 1 | 0 | 1 | 100% | #N/A
1990-04-12 | 4 | 12 | 2018 | 2018-04-12 | 4 | 0 | 12:00 | 12 | 47 | 54 | 60.98 | 57.38 | 60.08 | 60.98 | 62.42 | 57.02 | 57.2 | 46 | 46 | 37 | 46 | 54 | 46.04 | 0 | 1 | 0 | 0 | 0 | 0 | 0 | 1 | 1 | 1 | 0 | 1 | 100% | #N/A
1990-04-12 | 4 | 12 | 2018 | 2018-04-12 | 4 | 0 | 13:00 | 13 | 48 | 57 | 64.94 | 60.26 | 64.94 | 64.94 | 65.3 | 60.08 | 57.2 | 46 | 49 | 39 | 48 | 54 | 46.04 | 0 | 1 | 0 | 0 | 0 | 0 | 0 | 1 | 1 | 1 | 0 | 1 | 100% | #N/A
1990-04-12 | 4 | 12 | 2018 | 2018-04-12 | 4 | 0 | 14:00 | 14 | 49 | 58 | 66.92 | 61.88 | 64.94 | 64.94 | 68.18 | 62.06 | 57.2 | 52 | 50 | 41 | 48 | 54 | 48.02 | 0 | 1 | 0 | 0 | 0 | 0 | 0 | 1 | 1 | 1 | 0 | 1 | 100% | #N/A
1990-04-12 | 4 | 12 | 2018 | 2018-04-12 | 4 | 0 | 15:00 | 15 | 50 | 58 | 68 | 64.22 | 66.92 | 66.92 | 68.9 | 64.04 | 57.2 | 52 | 50 | 39 | 46 | 57 | 48.92 | 0 | 1 | 0 | 0 | 0 | 0 | 0 | 1 | 1 | 1 | 0 | 1 | 100% | #N/A
1990-04-12 | 4 | 12 | 2018 | 2018-04-12 | 4 | 0 | 16:00 | 16 | 47 | 58 | 68 | 68.36 | 66.92 | 68 | 68.54 | 64.94 | 55.4 | 52 | 51 | 39 | 46 | 59 | 48.02 | 0 | 1 | 0 | 0 | 0 | 0 | 0 | 1 | 1 | 1 | 0 | 1 | 100% | #N/A
1990-04-12 | 4 | 12 | 2018 | 2018-04-12 | 4 | 0 | 17:00 | 17 | 47 | 58 | 68 | 66.56 | 66.92 | 66.92 | 67.82 | 64.04 | 53.6 | 50 | 51 | 41 | 45 | 61 | 48.02 | 0 | 1 | 0 | 0 | 0 | 0 | 0 | 1 | 1 | 1 | 0 | 1 | 100% | #N/A
1990-04-12 | 4 | 12 | 2018 | 2018-04-12 | 4 | 0 | 18:00 | 18 | 45 | 55 | 66.02 | 66.2 | 64.94 | 64.94 | 64.58 | 60.98 | 50 | 45 | 49 | 39 | 43 | 55 | 48.02 | 0 | 1 | 0 | 0 | 0 | 0 | 0 | 1 | 1 | 1 | 0 | 1 | 100% | #N/A
1990-04-12 | 4 | 12 | 2018 | 2018-04-12 | 4 | 0 | 19:00 | 19 | 42 | 51 | 57.02 | 66.56 | 53.96 | 60.98 | 58.1 | 57.92 | 48.2 | 39 | 46 | 37 | 39 | 50 | 48.92 | 0 | 1 | 0 | 0 | 0 | 0 | 0 | 1 | 1 | 1 | 0 | 1 | 100% | #N/A
1990-04-12 | 4 | 12 | 2018 | 2018-04-12 | 4 | 0 | 20:00 | 20 | 41 | 46 | 53.96 | 64.94 | 48.92 | 55.04 | 50.9 | 55.94 | 46.4 | 36 | 36 | 34 | 37 | 52 | 53.96 | 0 | 1 | 0 | 0 | 0 | 0 | 0 | 1 | 1 | 1 | 0 | 1 | 100% | #N/A
1990-04-12 | 4 | 12 | 2018 | 2018-04-12 | 4 | 0 | 21:00 | 21 | 39 | 45 | 48.92 | 59.36 | 48.92 | 51.08 | 50.54 | 50 | 44.6 | 34 | 30 | 28 | 37 | 50 | 59 | 0 | 1 | 0 | 0 | 0 | 0 | 0 | 1 | 1 | 1 | 0 | 1 | 100% | #N/A
1990-04-12 | 4 | 12 | 2018 | 2018-04-12 | 4 | 0 | 22:00 | 22 | 37 | 43 | 46.94 | 57.2 | 48.92 | 50 | 47.12 | 48.02 | 44.6 | 36 | 28 | 30 | 36 | 48 | 59 | 0 | 1 | 0 | 0 | 0 | 0 | 0 | 1 | 1 | 1 | 0 | 1 | 100% | #N/A
1990-04-12 | 4 | 12 | 2018 | 2018-04-12 | 4 | 0 | 23:00 | 23 | 36 | 42 | 46.04 | 57.38 | 50 | 50 | 46.22 | 46.94 | 41 | 37 | 27 | 28 | 36 | 48 | 57.92 | 0 | 1 | 0 | 0 | 0 | 0 | 0 | 1 | 1 | 1 | 0 | 1 | 100% | #N/A
1990-04-12 | 4 | 12 | 2018 | 2018-04-12 | 4 | 0 | 24:00 | 24 | 35 | 39 | 39.92 | 57.2 | 48.92 | 46.94 | 37.58 | 48.92 | 41 | 37 | 27 | 28 | 36 | 48 | 59 | 0 | 0 | 1 | 0 | 0 | 0 | 0 | 1 | 1 | 1 | 0 | 1 | 100% | #N/A
1990-04-13 | 4 | 13 | 2018 | 2018-04-13 | 5 | 0 | 1:00 | 1 | 33 | 42 | 41 | 56.84 | 46.04 | 44.96 | 35.42 | 48.92 | 39.2 | 36 | 23 | 27 | 35 | 48 | 57.92 | 0 | 0 | 1 | 0 | 0 | 0 | 0 | 1 | 1 | 1 | 0 | 1 | 100% | #N/A
1990-04-13 | 4 | 13 | 2018 | 2018-04-13 | 5 | 0 | 2:00 | 2 | 32 | 41 | 39.02 | 56.12 | 46.04 | 42.98 | 34.34 | 46.04 | 37.4 | 39 | 22 | 27 | 36 | 46 | 57.92 | 0 | 0 | 1 | 0 | 0 | 0 | 0 | 1 | 1 | 1 | 0 | 1 | 100% | #N/A
1990-04-13 | 4 | 13 | 2018 | 2018-04-13 | 5 | 0 | 3:00 | 3 | 31 | 42 | 37.94 | 50.72 | 42.98 | 39.92 | 32.9 | 48.02 | 37.4 | 34 | 21 | 27 | 36 | 45 | 55.94 | 0 | 0 | 1 | 0 | 0 | 0 | 0 | 1 | 1 | 1 | 0 | 1 | 100% | #N/A
1990-04-13 | 4 | 13 | 2018 | 2018-04-13 | 5 | 0 | 4:00 | 4 | 30 | 42 | 33.98 | 50.18 | 35.06 | 39.02 | 31.64 | 48.02 | 35.6 | 34 | 19 | 27 | 30 | 43 | 53.06 | 0 | 0 | 1 | 0 | 0 | 0 | 0 | 1 | 1 | 1 | 0 | 1 | 100% | #N/A
1990-04-13 | 4 | 13 | 2018 | 2018-04-13 | 5 | 0 | 5:00 | 5 | 30 | 41 | 33.98 | 49.82 | 41 | 37.04 | 30.02 | 48.92 | 35.6 | 34 | 20 | 25 | 30 | 41 | 51.98 | 0 | 0 | 1 | 0 | 0 | 0 | 0 | 1 | 1 | 1 | 0 | 1 | 100% | #N/A
1990-04-13 | 4 | 13 | 2018 | 2018-04-13 | 5 | 0 | 6:00 | 6 | 30 | 43 | 35.96 | 48.38 | 41 | 39.92 | 31.46 | 51.08 | 35.6 | 34 | 23 | 25 | 36 | 39 | 53.06 | 0 | 0 | 1 | 0 | 0 | 0 | 0 | 1 | 1 | 1 | 0 | 1 | 100% | #N/A
1990-04-13 | 4 | 13 | 2018 | 2018-04-13 | 5 | 0 | 7:00 | 7 | 35 | 42 | 46.94 | 49.28 | 48.92 | 46.94 | 41.18 | 53.06 | 39.2 | 34 | 31 | 28 | 37 | 43 | 53.06 | 0 | 0 | 1 | 0 | 0 | 0 | 0 | 1 | 1 | 1 | 0 | 1 | 100% | #N/A
1990-04-13 | 4 | 13 | 2018 | 2018-04-13 | 5 | 0 | 8:00 | 8 | 39 | 42 | 55.94 | 51.62 | 55.04 | 53.96 | 49.28 | 57.02 | 48.2 | 34 | 40 | 36 | 39 | 43 | 55.04 | 0 | 1 | 0 | 0 | 0 | 0 | 0 | 1 | 1 | 1 | 0 | 1 | 100% | #N/A
1990-04-13 | 4 | 13 | 2018 | 2018-04-13 | 5 | 0 | 9:00 | 9 | 39 | 43 | 62.06 | 56.12 | 62.06 | 60.98 | 53.6 | 62.06 | 53.6 | 34 | 44 | 37 | 39 | 45 | 57.92 | 0 | 1 | 0 | 0 | 0 | 0 | 0 | 1 | 1 | 1 | 0 | 1 | 100% | #N/A
1990-04-13 | 4 | 13 | 2018 | 2018-04-13 | 5 | 0 | 10:00 | 10 | 39 | 44 | 66.02 | 61.16 | 62.96 | 68 | 58.64 | 62.06 | 57.2 | 36 | 44 | 41 | 43 | 46 | 60.08 | 0 | 1 | 0 | 0 | 0 | 0 | 0 | 1 | 1 | 1 | 0 | 1 | 100% | #N/A
1990-04-13 | 4 | 13 | 2018 | 2018-04-13 | 5 | 0 | 11:00 | 11 | 41 | 46 | 68 | 64.76 | 66.92 | 69.98 | 66.02 | 62.96 | 62.6 | 36 | 46 | 43 | 45 | 48 | 64.04 | 0 | 1 | 0 | 0 | 0 | 0 | 0 | 1 | 1 | 1 | 0 | 1 | 100% | #N/A
1990-04-13 | 4 | 13 | 2018 | 2018-04-13 | 5 | 0 | 12:00 | 12 | 42 | 47 | 66.92 | 66.2 | 69.08 | 69.98 | 68.18 | 66.02 | 62.6 | 36 | 48 | 45 | 48 | 48 | 66.02 | 0 | 1 | 0 | 0 | 0 | 0 | 0 | 1 | 1 | 1 | 0 | 1 | 100% | #N/A
1990-04-13 | 4 | 13 | 2018 | 2018-04-13 | 5 | 0 | 13:00 | 13 | 44 | 48 | 66.02 | 68.36 | 69.98 | 71.96 | 70.16 | 66.92 | 60.8 | 37 | 50 | 45 | 50 | 52 | 66.92 | 0 | 1 | 0 | 0 | 0 | 0 | 0 | 1 | 1 | 1 | 0 | 1 | 100% | #N/A
1990-04-13 | 4 | 13 | 2018 | 2018-04-13 | 5 | 0 | 14:00 | 14 | 47 | 52 | 68 | 68.36 | 69.98 | 71.06 | 70.34 | 68 | 62.6 | 37 | 50 | 45 | 52 | 54 | 68 | 0 | 1 | 0 | 0 | 0 | 0 | 0 | 1 | 1 | 1 | 0 | 1 | 100% | #N/A
1990-04-13 | 4 | 13 | 2018 | 2018-04-13 | 5 | 0 | 15:00 | 15 | 49 | 52 | 68 | 67.82 | 69.08 | 73.04 | 70.7 | 68 | 62.6 | 37 | 51 | 46 | 55 | 55 | 69.08 | 0 | 1 | 0 | 0 | 0 | 0 | 0 | 1 | 1 | 1 | 0 | 1 | 100% | #N/A
1990-04-13 | 4 | 13 | 2018 | 2018-04-13 | 5 | 0 | 16:00 | 16 | 49 | 53 | 66.02 | 69.26 | 66.92 | 73.04 | 69.8 | 66.92 | 60.8 | 39 | 49 | 46 | 54 | 55 | 64.94 | 0 | 1 | 0 | 0 | 0 | 0 | 0 | 1 | 1 | 1 | 0 | 1 | 100% | #N/A
1990-04-13 | 4 | 13 | 2018 | 2018-04-13 | 5 | 0 | 17:00 | 17 | 49 | 51 | 62.96 | 68.18 | 64.04 | 71.06 | 64.76 | 62.96 | 59 | 37 | 48 | 46 | 54 | 54 | 62.96 | 0 | 1 | 0 | 0 | 0 | 0 | 0 | 1 | 1 | 1 | 0 | 1 | 100% | #N/A
1990-04-13 | 4 | 13 | 2018 | 2018-04-13 | 5 | 0 | 18:00 | 18 | 46 | 51 | 60.08 | 65.84 | 60.98 | 66.92 | 62.6 | 60.98 | 57.2 | 37 | 47 | 46 | 50 | 50 | 60.98 | 0 | 1 | 0 | 0 | 0 | 0 | 0 | 1 | 1 | 1 | 0 | 1 | 100% | #N/A
1990-04-13 | 4 | 13 | 2018 | 2018-04-13 | 5 | 0 | 19:00 | 19 | 43 | 49 | 57.02 | 62.78 | 59 | 62.06 | 60.08 | 57.02 | 51.8 | 36 | 46 | 37 | 48 | 48 | 57.92 | 0 | 1 | 0 | 0 | 0 | 0 | 0 | 1 | 1 | 1 | 0 | 1 | 100% | #N/A
1990-04-13 | 4 | 13 | 2018 | 2018-04-13 | 5 | 0 | 20:00 | 20 | 42 | 49 | 55.04 | 60.62 | 57.02 | 60.08 | 58.28 | 55.94 | 48.2 | 43 | 40 | 37 | 46 | 45 | 55.04 | 0 | 1 | 0 | 0 | 0 | 0 | 0 | 1 | 1 | 1 | 0 | 1 | 100% | #N/A
1990-04-13 | 4 | 13 | 2018 | 2018-04-13 | 5 | 0 | 21:00 | 21 | 41 | 45 | 53.06 | 58.82 | 55.04 | 57.92 | 58.1 | 55.04 | 48.2 | 39 | 39 | 37 | 45 | 45 | 53.06 | 0 | 1 | 0 | 0 | 0 | 0 | 0 | 1 | 1 | 1 | 0 | 1 | 100% | #N/A
1990-04-13 | 4 | 13 | 2018 | 2018-04-13 | 5 | 0 | 22:00 | 22 | 40 | 45 | 51.98 | 57.2 | 55.94 | 55.94 | 56.48 | 53.96 | 50 | 45 | 39 | 34 | 45 | 39 | 51.08 | 0 | 1 | 0 | 0 | 0 | 0 | 0 | 1 | 1 | 1 | 0 | 1 | 100% | #N/A
1990-04-13 | 4 | 13 | 2018 | 2018-04-13 | 5 | 0 | 23:00 | 23 | 39 | 43 | 53.96 | 55.76 | 55.94 | 57.02 | 55.4 | 53.96 | 50 | 45 | 39 | 32 | 43 | 37 | 50 | 0 | 1 | 0 | 0 | 0 | 0 | 0 | 1 | 1 | 1 | 0 | 1 | 100% | #N/A
1990-04-13 | 4 | 13 | 2018 | 2018-04-13 | 5 | 0 | 24:00 | 24 | 39 | 41 | 55.04 | 55.76 | 55.94 | 57.02 | 55.76 | 53.96 | 50 | 45 | 38 | 30 | 39 | 39 | 50 | 0 | 0 | 1 | 0 | 0 | 0 | 0 | 1 | 1 | 1 | 0 | 1 | 100% | #N/A
1990-04-14 | 4 | 14 | 2018 | 2018-04-14 | 6 | 0 | 1:00 | 1 | 38 | 40 | 55.04 | 55.94 | 57.02 | 57.92 | 55.58 | 55.04 | 53.6 | 45 | 38 | 28 | 36 | 36 | 48.92 | 0 | 0 | 1 | 0 | 0 | 0 | 0 | 1 | 1 | 1 | 0 | 1 | 100% | #N/A
1990-04-14 | 4 | 14 | 2018 | 2018-04-14 | 6 | 0 | 2:00 | 2 | 38 | 40 | 57.02 | 56.66 | 57.92 | 59 | 54.5 | 55.04 | 53.6 | 46 | 38 | 28 | 36 | 32 | 48.02 | 0 | 0 | 1 | 0 | 0 | 0 | 0 | 1 | 1 | 1 | 0 | 1 | 100% | #N/A
1990-04-14 | 4 | 14 | 2018 | 2018-04-14 | 6 | 0 | 3:00 | 3 | 38 | 39 | 57.92 | 57.38 | 57.92 | 57.92 | 54.86 | 55.04 | 53.6 | 43 | 38 | 27 | 36 | 28 | 46.94 | 0 | 0 | 1 | 0 | 0 | 0 | 0 | 1 | 1 | 1 | 0 | 1 | 100% | #N/A
1990-04-14 | 4 | 14 | 2018 | 2018-04-14 | 6 | 0 | 4:00 | 4 | 37 | 38 | 57.92 | 58.46 | 57.92 | 57.92 | 55.4 | 55.94 | 53.6 | 43 | 38 | 27 | 30 | 28 | 44.96 | 0 | 0 | 1 | 0 | 0 | 0 | 0 | 1 | 1 | 1 | 0 | 1 | 100% | #N/A
1990-04-14 | 4 | 14 | 2018 | 2018-04-14 | 6 | 0 | 5:00 | 5 | 38 | 38 | 60.98 | 59 | 60.08 | 59 | 55.4 | 55.94 | 59 | 43 | 39 | 25 | 30 | 28 | 46.04 | 0 | 0 | 1 | 0 | 0 | 0 | 0 | 1 | 1 | 1 | 0 | 1 | 100% | #N/A
1990-04-14 | 4 | 14 | 2018 | 2018-04-14 | 6 | 0 | 6:00 | 6 | 37 | 39 | 60.98 | 61.16 | 59 | 59 | 49.64 | 53.96 | 55.4 | 45 | 37 | 25 | 28 | 30 | 44.96 | 0 | 0 | 1 | 0 | 0 | 0 | 0 | 1 | 1 | 1 | 0 | 1 | 100% | #N/A
1990-04-14 | 4 | 14 | 2018 | 2018-04-14 | 6 | 0 | 7:00 | 7 | 41 | 38 | 60.08 | 60.62 | 55.94 | 55.04 | 48.38 | 50 | 53.6 | 45 | 37 | 28 | 37 | 36 | 46.04 | 0 | 0 | 1 | 0 | 0 | 0 | 0 | 1 | 1 | 1 | 0 | 1 | 100% | #N/A
1990-04-14 | 4 | 14 | 2018 | 2018-04-14 | 6 | 0 | 8:00 | 8 | 44 | 39 | 57.92 | 60.98 | 55.04 | 53.96 | 50.9 | 48.92 | 53.6 | 46 | 37 | 36 | 43 | 41 | 48.02 | 0 | 0 | 1 | 0 | 0 | 0 | 0 | 1 | 1 | 1 | 0 | 1 | 100% | #N/A
1990-04-14 | 4 | 14 | 2018 | 2018-04-14 | 6 | 0 | 9:00 | 9 | 46 | 41 | 57.92 | 56.84 | 55.94 | 55.94 | 52.88 | 50 | 57.2 | 50 | 38 | 43 | 48 | 45 | 50 | 0 | 0 | 1 | 0 | 0 | 0 | 0 | 1 | 1 | 1 | 0 | 1 | 100% | #N/A
1990-04-14 | 4 | 14 | 2018 | 2018-04-14 | 6 | 0 | 10:00 | 10 | 48 | 43 | 57.92 | 57.74 | 57.92 | 57.92 | 55.22 | 51.98 | 51.8 | 52 | 39 | 50 | 52 | 48 | 53.06 | 0 | 0 | 1 | 0 | 0 | 0 | 0 | 1 | 1 | 1 | 0 | 1 | 100% | #N/A
1990-04-14 | 4 | 14 | 2018 | 2018-04-14 | 6 | 0 | 11:00 | 11 | 49 | 44 | 60.98 | 58.46 | 62.06 | 60.98 | 59.36 | 55.94 | 51.8 | 54 | 40 | 52 | 54 | 50 | 53.96 | 0 | 0 | 1 | 0 | 0 | 0 | 0 | 1 | 1 | 1 | 0 | 1 | 100% | #N/A
1990-04-14 | 4 | 14 | 2018 | 2018-04-14 | 6 | 0 | 12:00 | 12 | 52 | 47 | 64.04 | 58.82 | 62.96 | 64.94 | 62.78 | 59 | 55.4 | 54 | 40 | 54 | 55 | 51 | 51.98 | 0 | 0 | 1 | 0 | 0 | 0 | 0 | 1 | 1 | 1 | 0 | 1 | 100% | #N/A
1990-04-14 | 4 | 14 | 2018 | 2018-04-14 | 6 | 0 | 13:00 | 13 | 52 | 47 | 64.04 | 62.96 | 62.96 | 66.02 | 65.12 | 59 | 60.8 | 46 | 40 | 55 | 55 | 52 | 53.06 | 0 | 0 | 1 | 0 | 0 | 0 | 0 | 1 | 1 | 1 | 0 | 1 | 100% | #N/A
1990-04-14 | 4 | 14 | 2018 | 2018-04-14 | 6 | 0 | 14:00 | 14 | 51 | 47 | 64.94 | 63.32 | 62.96 | 66.92 | 66.2 | 60.98 | 60.8 | 46 | 41 | 57 | 54 | 52 | 53.06 | 0 | 0 | 1 | 0 | 0 | 0 | 0 | 1 | 1 | 1 | 0 | 1 | 100% | #N/A
1990-04-14 | 4 | 14 | 2018 | 2018-04-14 | 6 | 0 | 15:00 | 15 | 51 | 49 | 66.02 | 64.76 | 64.94 | 66.92 | 66.2 | 62.06 | 64.4 | 45 | 41 | 57 | 54 | 50 | 53.06 | 0 | 0 | 1 | 0 | 0 | 0 | 0 | 1 | 1 | 1 | 0 | 1 | 100% | #N/A
1990-04-14 | 4 | 14 | 2018 | 2018-04-14 | 6 | 0 | 16:00 | 16 | 51 | 48 | 64.94 | 65.84 | 64.94 | 66.02 | 64.4 | 60.98 | 62.6 | 43 | 41 | 57 | 54 | 48 | 53.06 | 0 | 0 | 1 | 0 | 0 | 0 | 0 | 1 | 1 | 1 | 0 | 1 | 100% | #N/A
1990-04-14 | 4 | 14 | 2018 | 2018-04-14 | 6 | 0 | 17:00 | 17 | 49 | 48 | 64.04 | 65.3 | 64.04 | 64.04 | 63.14 | 60.08 | 57.2 | 41 | 41 | 57 | 54 | 46 | 51.98 | 0 | 0 | 1 | 0 | 0 | 0 | 0 | 1 | 1 | 1 | 0 | 1 | 100% | #N/A
1990-04-14 | 4 | 14 | 2018 | 2018-04-14 | 6 | 0 | 18:00 | 18 | 47 | 48 | 62.06 | 64.76 | 62.96 | 62.96 | 60.98 | 57.92 | 55.4 | 41 | 41 | 55 | 52 | 45 | 51.08 | 0 | 0 | 1 | 0 | 0 | 0 | 0 | 1 | 1 | 1 | 0 | 1 | 100% | #N/A
1990-04-14 | 4 | 14 | 2018 | 2018-04-14 | 6 | 0 | 19:00 | 19 | 46 | 48 | 59 | 64.58 | 57.92 | 59 | 57.38 | 57.02 | 53.6 | 39 | 41 | 52 | 46 | 41 | 50 | 0 | 0 | 1 | 0 | 0 | 0 | 0 | 1 | 1 | 1 | 0 | 1 | 100% | #N/A
1990-04-14 | 4 | 14 | 2018 | 2018-04-14 | 6 | 0 | 20:00 | 20 | 46 | 46 | 53.96 | 62.96 | 55.94 | 55.94 | 56.12 | 55.04 | 51.8 | 39 | 41 | 50 | 43 | 46 | 50 | 0 | 0 | 1 | 0 | 0 | 0 | 0 | 1 | 1 | 1 | 0 | 1 | 100% | #N/A
1990-04-14 | 4 | 14 | 2018 | 2018-04-14 | 6 | 0 | 21:00 | 21 | 45 | 46 | 55.04 | 62.24 | 53.96 | 53.96 | 56.66 | 53.96 | 50 | 37 | 41 | 46 | 37 | 50 | 50 | 0 | 0 | 1 | 0 | 0 | 0 | 0 | 1 | 1 | 1 | 0 | 1 | 100% | #N/A
1990-04-14 | 4 | 14 | 2018 | 2018-04-14 | 6 | 0 | 22:00 | 22 | 44 | 46 | 51.08 | 62.96 | 51.08 | 51.98 | 52.34 | 53.06 | 50 | 37 | 41 | 46 | 36 | 50 | 48.92 | 0 | 0 | 1 | 0 | 0 | 0 | 0 | 1 | 1 | 1 | 0 | 1 | 100% | #N/A
1990-04-14 | 4 | 14 | 2018 | 2018-04-14 | 6 | 0 | 23:00 | 23 | 44 | 46 | 48.92 | 60.62 | 48.92 | 50 | 47.84 | 51.08 | 50 | 37 | 41 | 43 | 32 | 50 | 48.02 | 0 | 0 | 1 | 0 | 0 | 0 | 0 | 1 | 1 | 1 | 0 | 1 | 100% | #N/A
1990-04-14 | 4 | 14 | 2018 | 2018-04-14 | 6 | 0 | 24:00 | 24 | 45 | 45 | 44.06 | 60.44 | 44.96 | 44.96 | 47.48 | 48.92 | 50 | 37 | 41 | 39 | 30 | 48 | 46.94 | 0 | 0 | 1 | 0 | 0 | 0 | 0 | 1 | 1 | 1 | 0 | 1 | 100% | #N/A
1990-04-15 | 4 | 15 | 2018 | 2018-04-15 | 7 | 0 | 1:00 | 1 | 44 | 45 | 41 | 59.36 | 50 | 44.96 | 50.9 | 48.92 | 50 | 37 | 41 | 37 | 27 | 48 | 46.04 | 0 | 0 | 1 | 0 | 0 | 0 | 0 | 1 | 1 | 1 | 0 | 1 | 100% | #N/A
1990-04-15 | 4 | 15 | 2018 | 2018-04-15 | 7 | 0 | 2:00 | 2 | 44 | 45 | 42.08 | 57.38 | 48.92 | 42.98 | 36.68 | 48.02 | 48.2 | 37 | 41 | 36 | 27 | 46 | 46.04 | 0 | 0 | 1 | 0 | 0 | 0 | 0 | 1 | 1 | 1 | 0 | 1 | 100% | #N/A
1990-04-15 | 4 | 15 | 2018 | 2018-04-15 | 7 | 0 | 3:00 | 3 | 45 | 45 | 41 | 55.94 | 42.98 | 42.98 | 33.98 | 48.02 | 42.8 | 37 | 41 | 34 | 25 | 46 | 44.96 | 0 | 0 | 1 | 0 | 0 | 0 | 0 | 1 | 1 | 1 | 0 | 1 | 100% | #N/A
1990-04-15 | 4 | 15 | 2018 | 2018-04-15 | 7 | 0 | 4:00 | 4 | 45 | 45 | 39.92 | 54.14 | 46.04 | 46.04 | 33.62 | 48.02 | 39.2 | 36 | 41 | 34 | 21 | 46 | 42.08 | 0 | 0 | 1 | 0 | 0 | 0 | 0 | 1 | 1 | 1 | 0 | 1 | 100% | #N/A
1990-04-15 | 4 | 15 | 2018 | 2018-04-15 | 7 | 0 | 5:00 | 5 | 46 | 45 | 39.02 | 52.52 | 44.96 | 42.98 | 34.7 | 46.94 | 39.2 | 37 | 42 | 32 | 21 | 46 | 41 | 0 | 0 | 1 | 0 | 0 | 0 | 0 | 1 | 1 | 1 | 0 | 1 | 100% | #N/A
1990-04-15 | 4 | 15 | 2018 | 2018-04-15 | 7 | 0 | 6:00 | 6 | 46 | 45 | 39.02 | 51.08 | 44.06 | 42.08 | 33.62 | 48.02 | 44.6 | 36 | 41 | 32 | 23 | 49 | 41 | 0 | 0 | 1 | 0 | 0 | 0 | 0 | 1 | 1 | 1 | 0 | 1 | 100% | #N/A
1990-04-15 | 4 | 15 | 2018 | 2018-04-15 | 7 | 0 | 7:00 | 7 | 47 | 46 | 53.06 | 51.8 | 51.98 | 50 | 45.5 | 50 | 48.2 | 37 | 44 | 39 | 30 | 54 | 42.98 | 0 | 0 | 1 | 0 | 0 | 0 | 0 | 1 | 1 | 1 | 0 | 1 | 100% | #N/A
1990-04-15 | 4 | 15 | 2018 | 2018-04-15 | 7 | 0 | 8:00 | 8 | 49 | 48 | 57.92 | 55.58 | 57.92 | 57.02 | 53.42 | 51.98 | 55.4 | 39 | 46 | 46 | 36 | 61 | 44.96 | 0 | 0 | 1 | 0 | 0 | 0 | 0 | 1 | 1 | 1 | 0 | 1 | 100% | #N/A
1990-04-15 | 4 | 15 | 2018 | 2018-04-15 | 7 | 0 | 9:00 | 9 | 50 | 50 | 60.08 | 56.48 | 60.98 | 60.08 | 57.56 | 55.4 | 59 | 43 | 50 | 54 | 43 | 64 | 46.04 | 0 | 0 | 1 | 0 | 0 | 0 | 0 | 1 | 1 | 1 | 0 | 1 | 100% | #N/A
1990-04-15 | 4 | 15 | 2018 | 2018-04-15 | 7 | 0 | 10:00 | 10 | 50 | 58 | 62.96 | 58.46 | 62.96 | 62.96 | 60.62 | 57.92 | 60.8 | 43 | 57 | 64 | 48 | 70 | 48.02 | 0 | 0 | 1 | 0 | 0 | 0 | 0 | 1 | 1 | 1 | 0 | 1 | 100% | #N/A
1990-04-15 | 4 | 15 | 2018 | 2018-04-15 | 7 | 0 | 11:00 | 11 | 51 | 60 | 64.94 | 60.44 | 64.04 | 64.04 | 62.6 | 60.08 | 60.8 | 45 | 62 | 72 | 52 | 74 | 50 | 0 | 0 | 1 | 0 | 0 | 0 | 0 | 1 | 1 | 1 | 0 | 1 | 100% | #N/A
1990-04-15 | 4 | 15 | 2018 | 2018-04-15 | 7 | 0 | 12:00 | 12 | 51 | 64 | 66.02 | 61.88 | 66.02 | 64.04 | 66.2 | 60.98 | 60.8 | 45 | 64 | 73 | 54 | 79 | 51.08 | 0 | 0 | 1 | 0 | 0 | 0 | 0 | 1 | 1 | 1 | 0 | 1 | 100% | #N/A
1990-04-15 | 4 | 15 | 2018 | 2018-04-15 | 7 | 0 | 13:00 | 13 | 51 | 64 | 66.92 | 63.14 | 66.02 | 64.94 | 66.2 | 62.06 | 60.8 | 46 | 66 | 75 | 57 | 81 | 51.08 | 0 | 0 | 1 | 0 | 0 | 0 | 0 | 1 | 1 | 1 | 0 | 1 | 100% | #N/A
1990-04-15 | 4 | 15 | 2018 | 2018-04-15 | 7 | 0 | 14:00 | 14 | 53 | 67 | 66.92 | 63.86 | 66.02 | 64.04 | 67.28 | 62.96 | 62.6 | 46 | 70 | 75 | 57 | 82 | 53.06 | 0 | 0 | 1 | 0 | 0 | 0 | 0 | 1 | 1 | 1 | 0 | 1 | 100% | #N/A
1990-04-15 | 4 | 15 | 2018 | 2018-04-15 | 7 | 0 | 15:00 | 15 | 57 | 65 | 66.92 | 64.22 | 64.94 | 64.04 | 66.2 | 62.06 | 64.4 | 48 | 69 | 75 | 57 | 82 | 53.06 | 0 | 0 | 1 | 0 | 0 | 0 | 0 | 1 | 1 | 1 | 0 | 1 | 100% | #N/A
1990-04-15 | 4 | 15 | 2018 | 2018-04-15 | 7 | 0 | 16:00 | 16 | 57 | 60 | 66.92 | 63.86 | 64.04 | 64.04 | 66.2 | 62.06 | 64.4 | 48 | 69 | 73 | 59 | 81 | 51.98 | 0 | 0 | 1 | 0 | 0 | 0 | 0 | 1 | 1 | 1 | 0 | 1 | 100% | #N/A
1990-04-15 | 4 | 15 | 2018 | 2018-04-15 | 7 | 0 | 17:00 | 17 | 57 | 59 | 64.94 | 63.68 | 62.96 | 62.06 | 65.3 | 60.98 | 60.8 | 46 | 70 | 72 | 61 | 79 | 51.98 | 0 | 0 | 1 | 0 | 0 | 0 | 0 | 1 | 1 | 1 | 0 | 1 | 100% | #N/A
1990-04-15 | 4 | 15 | 2018 | 2018-04-15 | 7 | 0 | 18:00 | 18 | 55 | 57 | 62.06 | 62.06 | 60.08 | 60.08 | 62.96 | 57.92 | 57.2 | 43 | 67 | 70 | 55 | 77 | 48.92 | 0 | 0 | 1 | 0 | 0 | 0 | 0 | 1 | 1 | 1 | 0 | 1 | 100% | #N/A
1990-04-15 | 4 | 15 | 2018 | 2018-04-15 | 7 | 0 | 19:00 | 19 | 52 | 56 | 59 | 61.34 | 55.94 | 55.94 | 58.64 | 55.94 | 53.6 | 39 | 65 | 66 | 43 | 74 | 46.94 | 0 | 0 | 1 | 0 | 0 | 0 | 0 | 1 | 1 | 1 | 0 | 1 | 100% | #N/A
1990-04-15 | 4 | 15 | 2018 | 2018-04-15 | 7 | 0 | 20:00 | 20 | 49 | 56 | 57.02 | 59.9 | 55.04 | 53.96 | 52.16 | 53.96 | 48.2 | 37 | 62 | 63 | 37 | 72 | 44.06 | 0 | 0 | 1 | 0 | 0 | 0 | 0 | 1 | 1 | 1 | 0 | 1 | 100% | #N/A
1990-04-15 | 4 | 15 | 2018 | 2018-04-15 | 7 | 0 | 21:00 | 21 | 49 | 56 | 55.04 | 57.92 | 51.08 | 53.96 | 51.08 | 51.08 | 44.6 | 34 | 59 | 61 | 34 | 72 | 42.08 | 0 | 0 | 1 | 0 | 0 | 0 | 0 | 1 | 1 | 1 | 0 | 1 | 100% | #N/A
1990-04-15 | 4 | 15 | 2018 | 2018-04-15 | 7 | 0 | 22:00 | 22 | 48 | 56 | 51.08 | 56.84 | 51.08 | 50 | 48.56 | 48.92 | 44.6 | 32 | 59 | 61 | 34 | 70 | 41 | 0 | 0 | 1 | 0 | 0 | 0 | 0 | 1 | 1 | 1 | 0 | 1 | 100% | #N/A
1990-04-15 | 4 | 15 | 2018 | 2018-04-15 | 7 | 0 | 23:00 | 23 | 47 | 56 | 48.92 | 54.86 | 48.92 | 48.02 | 47.12 | 48.02 | 46.4 | 25 | 57 | 61 | 32 | 68 | 41 | 0 | 0 | 1 | 0 | 0 | 0 | 0 | 1 | 1 | 1 | 0 | 1 | 100% | #N/A
1990-04-15 | 4 | 15 | 2018 | 2018-04-15 | 7 | 0 | 24:00 | 24 | 46 | 56 | 48.02 | 53.06 | 46.94 | 48.02 | 43.52 | 46.04 | 44.6 | 21 | 55 | 57 | 28 | 66 | 41 | 0 | 0 | 1 | 0 | 0 | 0 | 0 | 1 | 1 | 1 | 0 | 1 | 100% | #N/A
1990-04-16 | 4 | 16 | 2018 | 2018-04-16 | 1 | 0 | 1:00 | 1 | 45 | 55 | 39.02 | 51.26 | 42.98 | 44.06 | 40.82 | 46.04 | 39.2 | 25 | 53 | 54 | 27 | 64 | 41 | 0 | 0 | 1 | 0 | 0 | 0 | 0 | 1 | 1 | 0 | 0 | 1 | 100% | #N/A
1990-04-16 | 4 | 16 | 2018 | 2018-04-16 | 1 | 0 | 2:00 | 2 | 44.1241 | 55 | 37.04 | 50 | 41 | 42.08 | 32.9 | 44.96 | 39.2 | 23 | 55 | 54 | 27 | 64 | 41 | 0 | 0 | 1 | 0 | 0 | 0 | 0 | 1 | 1 | 0 | 0 | 1 | 100% | #N/A
1990-04-16 | 4 | 16 | 2018 | 2018-04-16 | 1 | 0 | 3:00 | 3 | 43 | 55 | 32 | 49.46 | 37.04 | 37.94 | 30.92 | 44.06 | 41 | 25 | 53 | 52 | 25 | 64 | 41 | 0 | 0 | 1 | 0 | 0 | 0 | 0 | 1 | 1 | 0 | 0 | 1 | 100% | #N/A
1990-04-16 | 4 | 16 | 2018 | 2018-04-16 | 1 | 0 | 4:00 | 4 | 43 | 55 | 30.92 | 48.56 | 35.06 | 35.96 | 29.12 | 44.06 | 39.2 | 25 | 54 | 52 | 27 | 64 | 41 | 0 | 0 | 1 | 0 | 0 | 0 | 0 | 1 | 1 | 0 | 0 | 1 | 100% | #N/A
1990-04-16 | 4 | 16 | 2018 | 2018-04-16 | 1 | 0 | 5:00 | 5 | 43 | 55 | 30.02 | 46.22 | 32 | 35.96 | 28.94 | 39.92 | 39.2 | 25 | 54 | 54 | 25 | 63 | 39.92 | 0 | 0 | 1 | 0 | 0 | 0 | 0 | 1 | 1 | 0 | 0 | 1 | 100% | #N/A
1990-04-16 | 4 | 16 | 2018 | 2018-04-16 | 1 | 0 | 6:00 | 6 | 42 | 55 | 33.98 | 45.32 | 33.98 | 35.96 | 28.76 | 44.96 | 32 | 25 | 54 | 54 | 25 | 63 | 39.92 | 0 | 0 | 1 | 0 | 0 | 0 | 0 | 1 | 1 | 0 | 0 | 1 | 100% | #N/A
1990-04-16 | 4 | 16 | 2018 | 2018-04-16 | 1 | 0 | 7:00 | 7 | 47 | 56 | 42.98 | 46.76 | 46.04 | 42.98 | 39.02 | 48.02 | 41 | 30 | 57 | 57 | 32 | 64 | 42.08 | 0 | 0 | 1 | 0 | 0 | 0 | 0 | 1 | 1 | 0 | 0 | 1 | 100% | #N/A
1990-04-16 | 4 | 16 | 2018 | 2018-04-16 | 1 | 0 | 8:00 | 8 | 50 | 57 | 50 | 49.46 | 50 | 48.92 | 46.58 | 48.02 | 48.2 | 36 | 60 | 57 | 36 | 70 | 46.04 | 0 | 1 | 0 | 0 | 0 | 0 | 0 | 1 | 1 | 0 | 0 | 1 | 100% | #N/A
1990-04-16 | 4 | 16 | 2018 | 2018-04-16 | 1 | 0 | 9:00 | 9 | 53 | 61 | 53.96 | 49.64 | 53.06 | 53.06 | 51.44 | 50 | 51.8 | 39 | 62 | 61 | 45 | 75 | 46.94 | 0 | 1 | 0 | 0 | 0 | 0 | 0 | 1 | 1 | 0 | 0 | 1 | 100% | #N/A
1990-04-16 | 4 | 16 | 2018 | 2018-04-16 | 1 | 0 | 10:00 | 10 | 54 | 64 | 55.94 | 50 | 53.06 | 55.94 | 55.76 | 51.98 | 51.8 | 45 | 64 | 66 | 52 | 79 | 48.92 | 0 | 1 | 0 | 0 | 0 | 0 | 0 | 1 | 1 | 0 | 0 | 1 | 100% | #N/A
1990-04-16 | 4 | 16 | 2018 | 2018-04-16 | 1 | 0 | 11:00 | 11 | 57 | 69 | 59 | 49.82 | 53.06 | 57.92 | 58.28 | 55.94 | 51.8 | 48 | 68 | 68 | 57 | 81 | 50 | 0 | 1 | 0 | 0 | 0 | 0 | 0 | 1 | 1 | 0 | 0 | 1 | 100% | #N/A
1990-04-16 | 4 | 16 | 2018 | 2018-04-16 | 1 | 0 | 12:00 | 12 | 57 | 69 | 60.08 | 48.74 | 55.94 | 59 | 60.98 | 57.02 | 53.6 | 48 | 70 | 70 | 63 | 82 | 50 | 0 | 1 | 0 | 0 | 0 | 0 | 0 | 1 | 1 | 0 | 0 | 1 | 100% | #N/A
1990-04-16 | 4 | 16 | 2018 | 2018-04-16 | 1 | 0 | 13:00 | 13 | 60 | 70 | 60.98 | 50.18 | 51.98 | 60.08 | 64.04 | 60.08 | 53.6 | 52 | 72 | 72 | 63 | 59 | 48.92 | 0 | 1 | 0 | 0 | 0 | 0 | 0 | 1 | 1 | 0 | 0 | 1 | 100% | #N/A
1990-04-16 | 4 | 16 | 2018 | 2018-04-16 | 1 | 0 | 14:00 | 14 | 60 | 71 | 64.04 | 48.56 | 51.08 | 62.06 | 65.12 | 62.06 | 53.6 | 52 | 73 | 72 | 66 | 59 | 48.92 | 0 | 1 | 0 | 0 | 0 | 0 | 0 | 1 | 1 | 0 | 0 | 1 | 100% | #N/A
1990-04-16 | 4 | 16 | 2018 | 2018-04-16 | 1 | 0 | 15:00 | 15 | 60 | 71 | 64.04 | 47.12 | 51.08 | 60.08 | 66.2 | 62.96 | 55.4 | 52 | 74 | 63 | 70 | 55 | 51.08 | 0 | 1 | 0 | 0 | 0 | 0 | 0 | 1 | 1 | 0 | 0 | 1 | 100% | #N/A
1990-04-16 | 4 | 16 | 2018 | 2018-04-16 | 1 | 0 | 16:00 | 16 | 62 | 70 | 60.08 | 47.48 | 51.08 | 57.02 | 65.3 | 64.04 | 55.4 | 52 | 75 | 59 | 68 | 55 | 51.08 | 0 | 1 | 0 | 0 | 0 | 0 | 0 | 1 | 1 | 0 | 0 | 1 | 100% | #N/A
1990-04-16 | 4 | 16 | 2018 | 2018-04-16 | 1 | 0 | 17:00 | 17 | 59 | 70 | 57.02 | 50 | 50 | 55.94 | 61.52 | 60.98 | 53.6 | 52 | 73 | 54 | 68 | 50 | 50 | 0 | 1 | 0 | 0 | 0 | 0 | 0 | 1 | 1 | 0 | 0 | 1 | 100% | #N/A
1990-04-16 | 4 | 16 | 2018 | 2018-04-16 | 1 | 0 | 18:00 | 18 | 60 | 60 | 53.06 | 60.26 | 55.04 | 53.96 | 58.1 | 55.94 | 51.8 | 48 | 69 | 52 | 61 | 45 | 48.02 | 0 | 1 | 0 | 0 | 0 | 0 | 0 | 1 | 1 | 0 | 0 | 1 | 100% | #N/A
1990-04-16 | 4 | 16 | 2018 | 2018-04-16 | 1 | 0 | 19:00 | 19 | 55 | 62 | 50 | 57.56 | 53.06 | 55.94 | 55.76 | 53.06 | 48.2 | 39 | 60 | 48 | 48 | 43 | 46.94 | 0 | 1 | 0 | 0 | 0 | 0 | 0 | 1 | 1 | 0 | 0 | 1 | 100% | #N/A
1990-04-16 | 4 | 16 | 2018 | 2018-04-16 | 1 | 0 | 20:00 | 20 | 51 | 62 | 48.02 | 54.68 | 51.08 | 53.96 | 53.42 | 51.08 | 44.6 | 34 | 62 | 46 | 41 | 43 | 44.96 | 0 | 1 | 0 | 0 | 0 | 0 | 0 | 1 | 1 | 0 | 0 | 1 | 100% | #N/A
1990-04-16 | 4 | 16 | 2018 | 2018-04-16 | 1 | 0 | 21:00 | 21 | 49 | 60 | 48.02 | 51.26 | 50 | 51.98 | 51.62 | 48.92 | 44.6 | 27 | 54 | 45 | 37 | 41 | 42.98 | 0 | 1 | 0 | 0 | 0 | 0 | 0 | 1 | 1 | 0 | 0 | 1 | 100% | #N/A
1990-04-16 | 4 | 16 | 2018 | 2018-04-16 | 1 | 0 | 22:00 | 22 | 48 | 56 | 48.02 | 50.72 | 48.92 | 50 | 50 | 48.02 | 44.6 | 25 | 50 | 43 | 36 | 41 | 41 | 0 | 1 | 0 | 0 | 0 | 0 | 0 | 1 | 1 | 0 | 0 | 1 | 100% | #N/A
1990-04-16 | 4 | 16 | 2018 | 2018-04-16 | 1 | 0 | 23:00 | 23 | 48 | 53 | 46.94 | 50.54 | 48.92 | 50 | 48.74 | 46.94 | 46.4 | 25 | 46 | 41 | 36 | 39 | 39.02 | 0 | 1 | 0 | 0 | 0 | 0 | 0 | 1 | 1 | 0 | 0 | 1 | 100% | #N/A
1990-04-16 | 4 | 16 | 2018 | 2018-04-16 | 1 | 0 | 24:00 | 24 | 48 | 49 | 48.02 | 50 | 48.92 | 50 | 48.38 | 46.94 | 46.4 | 25 | 43 | 39 | 32 | 36 | 37.94 | 0 | 0 | 1 | 0 | 0 | 0 | 0 | 1 | 1 | 0 | 0 | 1 | 100% | #N/A
1990-04-17 | 4 | 17 | 2018 | 2018-04-17 | 2 | 0 | 1:00 | 1 | 47 | 46 | 46.94 | 49.82 | 48.92 | 48.92 | 48.38 | 48.02 | 48.2 | 23 | 40 | 37 | 30 | 34 | 37.04 | 0 | 0 | 1 | 0 | 0 | 0 | 0 | 1 | 1 | 0 | 0 | 1 | 100% | #N/A
1990-04-17 | 4 | 17 | 2018 | 2018-04-17 | 2 | 0 | 2:00 | 2 | 47 | 44 | 46.94 | 49.64 | 48.92 | 48.92 | 48.38 | 48.92 | 48.2 | 21 | 37 | 39 | 28 | 32 | 35.06 | 0 | 0 | 1 | 0 | 0 | 0 | 0 | 1 | 1 | 0 | 0 | 1 | 100% | #N/A
1990-04-17 | 4 | 17 | 2018 | 2018-04-17 | 2 | 0 | 3:00 | 3 | 47 | 41 | 48.92 | 49.28 | 50 | 48.92 | 49.28 | 50 | 48.2 | 21 | 34 | 37 | 28 | 30 | 33.98 | 0 | 0 | 1 | 0 | 0 | 0 | 0 | 1 | 1 | 0 | 0 | 1 | 100% | #N/A
1990-04-17 | 4 | 17 | 2018 | 2018-04-17 | 2 | 0 | 4:00 | 4 | 47 | 38 | 50 | 49.82 | 50 | 50 | 50 | 51.08 | 48.2 | 23 | 32 | 39 | 27 | 30 | 33.98 | 0 | 0 | 1 | 0 | 0 | 0 | 0 | 1 | 1 | 0 | 0 | 1 | 100% | #N/A
1990-04-17 | 4 | 17 | 2018 | 2018-04-17 | 2 | 0 | 5:00 | 5 | 48 | 37 | 51.98 | 51.26 | 51.08 | 51.08 | 47.84 | 48.92 | 48.2 | 21 | 30 | 37 | 27 | 28 | 33.08 | 0 | 0 | 1 | 0 | 0 | 0 | 0 | 1 | 1 | 0 | 0 | 1 | 100% | #N/A
1990-04-17 | 4 | 17 | 2018 | 2018-04-17 | 2 | 0 | 6:00 | 6 | 49 | 36 | 48.92 | 51.62 | 50 | 50 | 48.2 | 48.92 | 48.2 | 25 | 29 | 37 | 27 | 28 | 35.96 | 0 | 0 | 1 | 0 | 0 | 0 | 0 | 1 | 1 | 0 | 0 | 1 | 100% | #N/A
1990-04-17 | 4 | 17 | 2018 | 2018-04-17 | 2 | 0 | 7:00 | 7 | 50 | 38 | 50 | 52.16 | 51.08 | 50 | 50 | 50 | 48.2 | 30 | 31 | 37 | 34 | 30 | 39.92 | 0 | 0 | 1 | 0 | 0 | 0 | 0 | 1 | 1 | 0 | 0 | 1 | 100% | #N/A
1990-04-17 | 4 | 17 | 2018 | 2018-04-17 | 2 | 0 | 8:00 | 8 | 51 | 39 | 51.98 | 51.44 | 51.98 | 51.98 | 50 | 50 | 50 | 36 | 33 | 39 | 41 | 30 | 42.98 | 0 | 1 | 0 | 0 | 0 | 0 | 0 | 1 | 1 | 0 | 0 | 1 | 100% | #N/A
1990-04-17 | 4 | 17 | 2018 | 2018-04-17 | 2 | 0 | 9:00 | 9 | 51 | 42 | 53.06 | 52.88 | 53.6 | 53.06 | 50 | 51.98 | 48.2 | 43 | 36 | 45 | 48 | 34 | 46.94 | 0 | 1 | 0 | 0 | 0 | 0 | 0 | 1 | 1 | 0 | 0 | 1 | 100% | #N/A
1990-04-17 | 4 | 17 | 2018 | 2018-04-17 | 2 | 0 | 10:00 | 10 | 53 | 46 | 55.04 | 53.78 | 53.96 | 53.06 | 54.68 | 51.98 | 50 | 54 | 39 | 48 | 55 | 36 | 48.02 | 0 | 1 | 0 | 0 | 0 | 0 | 0 | 1 | 1 | 0 | 0 | 1 | 100% | #N/A
1990-04-17 | 4 | 17 | 2018 | 2018-04-17 | 2 | 0 | 11:00 | 11 | 54 | 48 | 57.02 | 55.22 | 55.94 | 55.94 | 57.2 | 53.06 | 51.8 | 61 | 42 | 48 | 66 | 36 | 51.08 | 0 | 1 | 0 | 0 | 0 | 0 | 0 | 1 | 1 | 0 | 0 | 1 | 100% | #N/A
1990-04-17 | 4 | 17 | 2018 | 2018-04-17 | 2 | 0 | 12:00 | 12 | 55 | 49 | 59 | 56.84 | 57.92 | 57.02 | 59 | 53.96 | 51.8 | 64 | 44 | 50 | 72 | 36 | 53.06 | 0 | 1 | 0 | 0 | 0 | 0 | 0 | 1 | 1 | 0 | 0 | 1 | 100% | #N/A
1990-04-17 | 4 | 17 | 2018 | 2018-04-17 | 2 | 0 | 13:00 | 13 | 56 | 51 | 60.08 | 57.92 | 60.98 | 60.08 | 60.26 | 55.04 | 51.8 | 68 | 45 | 54 | 73 | 36 | 53.96 | 0 | 1 | 0 | 0 | 0 | 0 | 0 | 1 | 1 | 0 | 0 | 1 | 100% | #N/A
1990-04-17 | 4 | 17 | 2018 | 2018-04-17 | 2 | 0 | 14:00 | 14 | 54 | 52 | 62.96 | 59.54 | 60.98 | 60.98 | 65.12 | 55.94 | 51.8 | 68 | 47 | 52 | 73 | 36 | 53.96 | 0 | 1 | 0 | 0 | 0 | 0 | 0 | 1 | 1 | 0 | 0 | 1 | 100% | #N/A
1990-04-17 | 4 | 17 | 2018 | 2018-04-17 | 2 | 0 | 15:00 | 15 | 50 | 52 | 64.04 | 61.16 | 62.06 | 60.98 | 64.04 | 59 | 51.8 | 64 | 47 | 50 | 72 | 36 | 53.96 | 0 | 1 | 0 | 0 | 0 | 0 | 0 | 1 | 1 | 0 | 0 | 1 | 100% | #N/A
1990-04-17 | 4 | 17 | 2018 | 2018-04-17 | 2 | 0 | 16:00 | 16 | 47 | 52 | 64.04 | 62.06 | 64.04 | 62.96 | 65.3 | 59 | 53.6 | 57 | 46 | 48 | 72 | 36 | 53.96 | 0 | 1 | 0 | 0 | 0 | 0 | 0 | 1 | 1 | 0 | 0 | 1 | 100% | #N/A
1990-04-17 | 4 | 17 | 2018 | 2018-04-17 | 2 | 0 | 17:00 | 17 | 45 | 51 | 64.94 | 63.14 | 62.96 | 64.04 | 64.22 | 59 | 51.8 | 54 | 45 | 46 | 72 | 34 | 51.08 | 0 | 1 | 0 | 0 | 0 | 0 | 0 | 1 | 1 | 0 | 0 | 1 | 100% | #N/A
1990-04-17 | 4 | 17 | 2018 | 2018-04-17 | 2 | 0 | 18:00 | 18 | 48 | 48 | 64.94 | 63.32 | 62.96 | 62.96 | 63.86 | 59 | 51.8 | 54 | 43 | 45 | 70 | 32 | 46.94 | 0 | 1 | 0 | 0 | 0 | 0 | 0 | 1 | 1 | 0 | 0 | 1 | 100% | #N/A
1990-04-17 | 4 | 17 | 2018 | 2018-04-17 | 2 | 0 | 19:00 | 19 | 44 | 44 | 60.98 | 63.5 | 60.08 | 60.08 | 60.26 | 57.02 | 51.8 | 50 | 40 | 45 | 54 | 30 | 44.96 | 0 | 1 | 0 | 0 | 0 | 0 | 0 | 1 | 1 | 0 | 0 | 1 | 100% | #N/A
1990-04-17 | 4 | 17 | 2018 | 2018-04-17 | 2 | 0 | 20:00 | 20 | 43 | 44 | 55.94 | 62.78 | 59 | 55.94 | 57.2 | 55.04 | 51.8 | 48 | 37 | 43 | 48 | 30 | 44.06 | 0 | 1 | 0 | 0 | 0 | 0 | 0 | 1 | 1 | 0 | 0 | 1 | 100% | #N/A
1990-04-17 | 4 | 17 | 2018 | 2018-04-17 | 2 | 0 | 21:00 | 21 | 42 | 42 | 48.92 | 61.7 | 57.02 | 55.94 | 55.76 | 53.96 | 51.8 | 50 | 36 | 41 | 43 | 28 | 42.98 | 0 | 1 | 0 | 0 | 0 | 0 | 0 | 1 | 1 | 0 | 0 | 1 | 100% | #N/A
1990-04-17 | 4 | 17 | 2018 | 2018-04-17 | 2 | 0 | 22:00 | 22 | 41 | 37 | 48.02 | 60.26 | 55.94 | 53.96 | 54.68 | 53.96 | 50 | 52 | 34 | 41 | 43 | 27 | 42.98 | 0 | 1 | 0 | 0 | 0 | 0 | 0 | 1 | 1 | 0 | 0 | 1 | 100% | #N/A
1990-04-17 | 4 | 17 | 2018 | 2018-04-17 | 2 | 0 | 23:00 | 23 | 40 | 38 | 44.96 | 60.98 | 55.04 | 51.08 | 53.42 | 53.06 | 50 | 50 | 32 | 41 | 39 | 28 | 42.98 | 0 | 1 | 0 | 0 | 0 | 0 | 0 | 1 | 1 | 0 | 0 | 1 | 100% | #N/A
1990-04-17 | 4 | 17 | 2018 | 2018-04-17 | 2 | 0 | 24:00 | 24 | 39 | 36 | 44.96 | 59.72 | 53.96 | 48.92 | 46.04 | 51.98 | 48.2 | 50 | 32 | 41 | 37 | 28 | 42.98 | 0 | 0 | 1 | 0 | 0 | 0 | 0 | 1 | 1 | 0 | 0 | 1 | 100% | #N/A
1990-04-18 | 4 | 18 | 2018 | 2018-04-18 | 3 | 0 | 1:00 | 1 | 37 | 35 | 42.08 | 58.28 | 51.08 | 50 | 41.9 | 51.08 | 48.2 | 46 | 26 | 39 | 36 | 27 | 42.98 | 0 | 0 | 1 | 0 | 0 | 0 | 0 | 1 | 1 | 0 | 0 | 1 | 100% | #N/A
1990-04-18 | 4 | 18 | 2018 | 2018-04-18 | 3 | 0 | 2:00 | 2 | 37 | 33 | 42.08 | 57.02 | 51.08 | 46.94 | 41.36 | 50 | 48.2 | 45 | 31 | 37 | 36 | 25 | 42.98 | 0 | 0 | 1 | 0 | 0 | 0 | 0 | 1 | 1 | 0 | 0 | 1 | 100% | #N/A
1990-04-18 | 4 | 18 | 2018 | 2018-04-18 | 3 | 0 | 3:00 | 3 | 36 | 30 | 41 | 56.3 | 48.92 | 46.04 | 39.2 | 48.92 | 48.2 | 45 | 31 | 37 | 34 | 27 | 42.98 | 0 | 0 | 1 | 0 | 0 | 0 | 0 | 1 | 1 | 0 | 0 | 1 | 100% | #N/A
1990-04-18 | 4 | 18 | 2018 | 2018-04-18 | 3 | 0 | 4:00 | 4 | 35 | 30 | 41 | 56.3 | 46.94 | 46.04 | 37.4 | 50 | 48.2 | 45 | 30 | 37 | 32 | 27 | 41 | 0 | 0 | 1 | 0 | 0 | 0 | 0 | 1 | 1 | 0 | 0 | 1 | 100% | #N/A
1990-04-18 | 4 | 18 | 2018 | 2018-04-18 | 3 | 0 | 5:00 | 5 | 35 | 32 | 37.04 | 55.04 | 46.04 | 44.06 | 37.4 | 48.02 | 46.4 | 43 | 29 | 37 | 30 | 27 | 41 | 0 | 0 | 1 | 0 | 0 | 0 | 0 | 1 | 1 | 0 | 0 | 1 | 100% | #N/A
1990-04-18 | 4 | 18 | 2018 | 2018-04-18 | 3 | 0 | 6:00 | 6 | 37 | 33 | 37.04 | 55.04 | 46.94 | 46.04 | 37.4 | 50 | 46.4 | 37 | 32 | 37 | 34 | 28 | 41 | 0 | 0 | 1 | 0 | 0 | 0 | 0 | 1 | 1 | 0 | 0 | 1 | 100% | #N/A
1990-04-18 | 4 | 18 | 2018 | 2018-04-18 | 3 | 0 | 7:00 | 7 | 40 | 36 | 50 | 55.22 | 55.04 | 51.08 | 37.4 | 53.96 | 48.2 | 46 | 34 | 39 | 39 | 32 | 44.96 | 0 | 0 | 1 | 0 | 0 | 0 | 0 | 1 | 1 | 0 | 0 | 1 | 100% | #N/A
1990-04-18 | 4 | 18 | 2018 | 2018-04-18 | 3 | 0 | 8:00 | 8 | 42 | 39 | 59 | 57.02 | 57.92 | 55.94 | 54.14 | 57.02 | 55.4 | 48 | 37 | 39 | 48 | 37 | 51.08 | 0 | 1 | 0 | 0 | 0 | 0 | 0 | 1 | 1 | 0 | 0 | 1 | 100% | #N/A
1990-04-18 | 4 | 18 | 2018 | 2018-04-18 | 3 | 0 | 9:00 | 9 | 44 | 40 | 64.04 | 61.16 | 60.08 | 60.08 | 61.88 | 59 | 60.8 | 52 | 38 | 37 | 55 | 39 | 53.06 | 0 | 1 | 0 | 0 | 0 | 0 | 0 | 1 | 1 | 0 | 0 | 1 | 100% | #N/A
1990-04-18 | 4 | 18 | 2018 | 2018-04-18 | 3 | 0 | 10:00 | 10 | 47 | 42 | 66.02 | 55.04 | 60.08 | 60.98 | 67.46 | 62.06 | 62.6 | 57 | 39 | 41 | 59 | 39 | 57.02 | 0 | 1 | 0 | 0 | 0 | 0 | 0 | 1 | 1 | 0 | 0 | 1 | 100% | #N/A
1990-04-18 | 4 | 18 | 2018 | 2018-04-18 | 3 | 0 | 11:00 | 11 | 50 | 44 | 64.94 | 57.2 | 59 | 60.98 | 70.16 | 64.04 | 64.4 | 59 | 40 | 43 | 61 | 39 | 59 | 0 | 1 | 0 | 0 | 0 | 0 | 0 | 1 | 1 | 0 | 0 | 1 | 100% | #N/A
1990-04-18 | 4 | 18 | 2018 | 2018-04-18 | 3 | 0 | 12:00 | 12 | 50 | 47 | 64.94 | 53.06 | 59 | 60.98 | 72.14 | 66.92 | 68 | 57 | 33 | 45 | 66 | 39 | 60.08 | 0 | 1 | 0 | 0 | 0 | 0 | 0 | 1 | 1 | 0 | 0 | 1 | 100% | #N/A
1990-04-18 | 4 | 18 | 2018 | 2018-04-18 | 3 | 0 | 13:00 | 13 | 51 | 56 | 62.06 | 48.92 | 57.92 | 60.08 | 73.4 | 69.08 | 66.2 | 57 | 33 | 43 | 66 | 41 | 60.98 | 0 | 1 | 0 | 0 | 0 | 0 | 0 | 1 | 1 | 0 | 0 | 1 | 100% | #N/A
1990-04-18 | 4 | 18 | 2018 | 2018-04-18 | 3 | 0 | 14:00 | 14 | 50 | 59 | 60.98 | 48.02 | 51.98 | 60.08 | 73.58 | 69.08 | 66.2 | 59 | 35 | 45 | 68 | 41 | 57.02 | 0 | 1 | 0 | 0 | 0 | 0 | 0 | 1 | 1 | 0 | 0 | 1 | 100% | #N/A
1990-04-18 | 4 | 18 | 2018 | 2018-04-18 | 3 | 0 | 15:00 | 15 | 51 | 57 | 60.08 | 46.22 | 51.08 | 60.98 | 76.1 | 69.08 | 66.2 | 59 | 35 | 45 | 68 | 42 | 55.04 | 0 | 1 | 0 | 0 | 0 | 0 | 0 | 1 | 1 | 0 | 0 | 1 | 100% | #N/A
1990-04-18 | 4 | 18 | 2018 | 2018-04-18 | 3 | 0 | 16:00 | 16 | 51 | 59 | 60.08 | 46.04 | 50 | 57.92 | 77 | 69.98 | 66.2 | 61 | 35 | 43 | 68 | 41 | 55.04 | 0 | 1 | 0 | 0 | 0 | 0 | 0 | 1 | 1 | 0 | 0 | 1 | 100% | #N/A
1990-04-18 | 4 | 18 | 2018 | 2018-04-18 | 3 | 0 | 17:00 | 17 | 51 | 59 | 55.04 | 45.68 | 48.92 | 48.92 | 74.3 | 69.98 | 64.4 | 59 | 37 | 43 | 66 | 39 | 53.06 | 0 | 1 | 0 | 0 | 0 | 0 | 0 | 1 | 1 | 0 | 0 | 1 | 100% | #N/A
1990-04-18 | 4 | 18 | 2018 | 2018-04-18 | 3 | 0 | 18:00 | 18 | 49 | 56 | 53.96 | 46.22 | 44.96 | 48.02 | 70.16 | 62.96 | 59 | 54 | 36 | 43 | 64 | 37 | 48.92 | 0 | 1 | 0 | 0 | 0 | 0 | 0 | 1 | 1 | 0 | 0 | 1 | 100% | #N/A
1990-04-18 | 4 | 18 | 2018 | 2018-04-18 | 3 | 0 | 19:00 | 19 | 47 | 54 | 51.98 | 51.26 | 44.06 | 44.96 | 66.02 | 59 | 53.6 | 52 | 36 | 41 | 52 | 37 | 46.94 | 0 | 1 | 0 | 0 | 0 | 0 | 0 | 1 | 1 | 0 | 0 | 1 | 100% | #N/A
1990-04-18 | 4 | 18 | 2018 | 2018-04-18 | 3 | 0 | 20:00 | 20 | 45 | 53 | 48.02 | 50 | 42.08 | 42.98 | 58.82 | 55.04 | 48.2 | 55 | 36 | 41 | 45 | 36 | 46.04 | 0 | 1 | 0 | 0 | 0 | 0 | 0 | 1 | 1 | 0 | 0 | 1 | 100% | #N/A
1990-04-18 | 4 | 18 | 2018 | 2018-04-18 | 3 | 0 | 21:00 | 21 | 43 | 52 | 46.04 | 47.48 | 42.08 | 42.08 | 57.2 | 53.06 | 44.6 | 54 | 36 | 41 | 39 | 36 | 44.06 | 0 | 1 | 0 | 0 | 0 | 0 | 0 | 1 | 1 | 0 | 0 | 1 | 100% | #N/A
1990-04-18 | 4 | 18 | 2018 | 2018-04-18 | 3 | 0 | 22:00 | 22 | 41 | 51 | 42.98 | 46.58 | 41 | 42.08 | 56.48 | 53.06 | 42.8 | 48 | 36 | 41 | 37 | 34 | 42.98 | 0 | 1 | 0 | 0 | 0 | 0 | 0 | 1 | 1 | 0 | 0 | 1 | 100% | #N/A
1990-04-18 | 4 | 18 | 2018 | 2018-04-18 | 3 | 0 | 23:00 | 23 | 39 | 49 | 39.02 | 47.3 | 39.02 | 44.06 | 52.34 | 48.92 | 42.8 | 46 | 36 | 41 | 34 | 34 | 42.98 | 0 | 1 | 0 | 0 | 0 | 0 | 0 | 1 | 1 | 0 | 0 | 1 | 100% | #N/A
1990-04-18 | 4 | 18 | 2018 | 2018-04-18 | 3 | 0 | 24:00 | 24 | 38 | 50 | 39.02 | 45.86 | 39.92 | 44.96 | 49.28 | 48.02 | 42.8 | 46 | 36 | 39 | 34 | 34 | 44.06 | 0 | 0 | 1 | 0 | 0 | 0 | 0 | 1 | 1 | 0 | 0 | 1 | 100% | #N/A
1990-04-19 | 4 | 19 | 2018 | 2018-04-19 | 4 | 0 | 1:00 | 1 | 36 | 48 | 37.94 | 47.84 | 42.98 | 46.04 | 43.52 | 46.04 | 41 | 46 | 36 | 39 | 30 | 34 | 44.06 | 0 | 0 | 1 | 0 | 0 | 0 | 0 | 1 | 1 | 0 | 0 | 1 | 100% | #N/A
1990-04-19 | 4 | 19 | 2018 | 2018-04-19 | 4 | 0 | 2:00 | 2 | 35 | 45 | 35.96 | 48.2 | 42.98 | 44.06 | 46.94 | 44.96 | 37.4 | 46 | 37 | 39 | 30 | 32 | 44.96 | 0 | 0 | 1 | 0 | 0 | 0 | 0 | 1 | 1 | 0 | 0 | 1 | 100% | #N/A
1990-04-19 | 4 | 19 | 2018 | 2018-04-19 | 4 | 0 | 3:00 | 3 | 34 | 44 | 44.06 | 47.66 | 44.06 | 42.08 | 45.5 | 42.98 | 37.4 | 48 | 37 | 39 | 28 | 30 | 46.04 | 0 | 0 | 1 | 0 | 0 | 0 | 0 | 1 | 1 | 0 | 0 | 1 | 100% | #N/A
1990-04-19 | 4 | 19 | 2018 | 2018-04-19 | 4 | 0 | 4:00 | 4 | 32 | 42 | 44.06 | 47.12 | 42.98 | 42.08 | 43.34 | 42.08 | 35.6 | 43 | 37 | 39 | 27 | 32 | 46.94 | 0 | 0 | 1 | 0 | 0 | 0 | 0 | 1 | 1 | 0 | 0 | 1 | 100% | #N/A
1990-04-19 | 4 | 19 | 2018 | 2018-04-19 | 4 | 0 | 5:00 | 5 | 32 | 40 | 42.08 | 46.22 | 41 | 41 | 43.16 | 39.92 | 37.4 | 45 | 38 | 39 | 27 | 32 | 46.94 | 0 | 0 | 1 | 0 | 0 | 0 | 0 | 1 | 1 | 0 | 0 | 1 | 100% | #N/A
1990-04-19 | 4 | 19 | 2018 | 2018-04-19 | 4 | 0 | 6:00 | 6 | 35 | 43 | 44.06 | 45.32 | 41 | 42.08 | 41.36 | 41 | 37.4 | 43 | 38 | 39 | 28 | 34 | 48.02 | 0 | 0 | 1 | 0 | 0 | 0 | 0 | 1 | 1 | 0 | 0 | 1 | 100% | #N/A
1990-04-19 | 4 | 19 | 2018 | 2018-04-19 | 4 | 0 | 7:00 | 7 | 40 | 50 | 46.94 | 45.5 | 46.04 | 44.96 | 45.86 | 42.98 | 42.8 | 48 | 41 | 39 | 36 | 36 | 48.92 | 0 | 0 | 1 | 0 | 0 | 0 | 0 | 1 | 1 | 0 | 0 | 1 | 100% | #N/A
1990-04-19 | 4 | 19 | 2018 | 2018-04-19 | 4 | 0 | 8:00 | 8 | 44 | 54 | 50 | 47.48 | 48.92 | 48.92 | 48.02 | 46.04 | 46.4 | 54 | 45 | 39 | 43 | 39 | 50 | 0 | 1 | 0 | 0 | 0 | 0 | 0 | 1 | 1 | 0 | 0 | 1 | 100% | #N/A
1990-04-19 | 4 | 19 | 2018 | 2018-04-19 | 4 | 0 | 9:00 | 9 | 47 | 64 | 51.08 | 48.74 | 48.02 | 48.92 | 50 | 48.02 | 48.2 | 70 | 48 | 41 | 48 | 41 | 50 | 0 | 1 | 0 | 0 | 0 | 0 | 0 | 1 | 1 | 0 | 0 | 1 | 100% | #N/A
1990-04-19 | 4 | 19 | 2018 | 2018-04-19 | 4 | 0 | 10:00 | 10 | 50 | 65 | 51.98 | 47.84 | 50 | 51.98 | 52.52 | 48.92 | 48.2 | 72 | 49 | 43 | 59 | 46 | 48.92 | 0 | 1 | 0 | 0 | 0 | 0 | 0 | 1 | 1 | 0 | 0 | 1 | 100% | #N/A
1990-04-19 | 4 | 19 | 2018 | 2018-04-19 | 4 | 0 | 11:00 | 11 | 50 | 70 | 53.06 | 47.12 | 51.98 | 53.96 | 55.4 | 51.08 | 51.8 | 72 | 51 | 43 | 70 | 46 | 48.92 | 0 | 1 | 0 | 0 | 0 | 0 | 0 | 1 | 1 | 0 | 0 | 1 | 100% | #N/A
1990-04-19 | 4 | 19 | 2018 | 2018-04-19 | 4 | 0 | 12:00 | 12 | 51 | 73 | 53.06 | 46.58 | 53.06 | 55.04 | 57.74 | 53.96 | 50 | 73 | 56 | 45 | 72 | 48 | 50 | 0 | 1 | 0 | 0 | 0 | 0 | 0 | 1 | 1 | 0 | 0 | 1 | 100% | #N/A
1990-04-19 | 4 | 19 | 2018 | 2018-04-19 | 4 | 0 | 13:00 | 13 | 53 | 72 | 55.04 | 45.68 | 51.08 | 55.94 | 59.72 | 55.94 | 50 | 79 | 57 | 45 | 73 | 48 | 51.08 | 0 | 1 | 0 | 0 | 0 | 0 | 0 | 1 | 1 | 0 | 0 | 1 | 100% | #N/A
1990-04-19 | 4 | 19 | 2018 | 2018-04-19 | 4 | 0 | 14:00 | 14 | 55 | 67 | 55.94 | 44.78 | 48.92 | 55.04 | 60.08 | 57.02 | 50 | 81 | 55 | 46 | 75 | 46 | 51.98 | 0 | 1 | 0 | 0 | 0 | 0 | 0 | 1 | 1 | 0 | 0 | 1 | 100% | #N/A
1990-04-19 | 4 | 19 | 2018 | 2018-04-19 | 4 | 0 | 15:00 | 15 | 54 | 63 | 57.02 | 44.24 | 48.02 | 53.96 | 61.52 | 59 | 50 | 79 | 54 | 46 | 75 | 46 | 57.02 | 0 | 1 | 0 | 0 | 0 | 0 | 0 | 1 | 1 | 0 | 0 | 1 | 100% | #N/A
1990-04-19 | 4 | 19 | 2018 | 2018-04-19 | 4 | 0 | 16:00 | 16 | 54 | 63 | 55.94 | 44.6 | 48.02 | 53.06 | 62.24 | 59 | 50 | 81 | 53 | 46 | 77 | 46 | 57.92 | 0 | 1 | 0 | 0 | 0 | 0 | 0 | 1 | 1 | 0 | 0 | 1 | 100% | #N/A
1990-04-19 | 4 | 19 | 2018 | 2018-04-19 | 4 | 0 | 17:00 | 17 | 52 | 62 | 53.06 | 44.96 | 44.96 | 50 | 62.96 | 59 | 50 | 79 | 52 | 45 | 75 | 48 | 57.92 | 0 | 1 | 0 | 0 | 0 | 0 | 0 | 1 | 1 | 0 | 0 | 1 | 100% | #N/A
1990-04-19 | 4 | 19 | 2018 | 2018-04-19 | 4 | 0 | 18:00 | 18 | 50 | 61 | 51.08 | 45.86 | 44.06 | 46.94 | 57.92 | 53.06 | 46.4 | 75 | 50 | 45 | 73 | 43 | 57.02 | 0 | 1 | 0 | 0 | 0 | 0 | 0 | 1 | 1 | 0 | 0 | 1 | 100% | #N/A
1990-04-19 | 4 | 19 | 2018 | 2018-04-19 | 4 | 0 | 19:00 | 19 | 48 | 60 | 48.92 | 46.22 | 42.98 | 44.06 | 54.14 | 50 | 42.8 | 75 | 49 | 45 | 63 | 41 | 55.94 | 0 | 1 | 0 | 0 | 0 | 0 | 0 | 1 | 1 | 0 | 0 | 1 | 100% | #N/A
1990-04-19 | 4 | 19 | 2018 | 2018-04-19 | 4 | 0 | 20:00 | 20 | 47 | 60 | 46.94 | 48.74 | 42.08 | 44.06 | 50.36 | 46.94 | 41 | 73 | 48 | 45 | 55 | 41 | 55.04 | 0 | 1 | 0 | 0 | 0 | 0 | 0 | 1 | 1 | 0 | 0 | 1 | 100% | #N/A
1990-04-19 | 4 | 19 | 2018 | 2018-04-19 | 4 | 0 | 21:00 | 21 | 47 | 60 | 44.96 | 47.3 | 42.98 | 42.98 | 48.2 | 44.96 | 41 | 72 | 47 | 45 | 57 | 39 | 51.98 | 0 | 1 | 0 | 0 | 0 | 0 | 0 | 1 | 1 | 0 | 0 | 1 | 100% | #N/A
1990-04-19 | 4 | 19 | 2018 | 2018-04-19 | 4 | 0 | 22:00 | 22 | 46 | 60 | 44.06 | 46.4 | 42.08 | 42.98 | 46.04 | 42.98 | 41 | 64 | 46 | 45 | 55 | 39 | 51.08 | 0 | 1 | 0 | 0 | 0 | 0 | 0 | 1 | 1 | 0 | 0 | 1 | 100% | #N/A
1990-04-19 | 4 | 19 | 2018 | 2018-04-19 | 4 | 0 | 23:00 | 23 | 46 | 58 | 42.08 | 46.04 | 42.08 | 42.08 | 44.42 | 42.08 | 39.2 | 63 | 45 | 45 | 48 | 37 | 51.08 | 0 | 1 | 0 | 0 | 0 | 0 | 0 | 1 | 1 | 0 | 0 | 1 | 100% | #N/A
1990-04-19 | 4 | 19 | 2018 | 2018-04-19 | 4 | 0 | 24:00 | 24 | 45 | 57 | 39.02 | 45.5 | 41 | 41 | 43.7 | 41 | 39.2 | 61 | 45 | 45 | 46 | 34 | 50 | 0 | 0 | 1 | 0 | 0 | 0 | 0 | 1 | 1 | 0 | 0 | 1 | 100% | #N/A
1990-04-20 | 4 | 20 | 2018 | 2018-04-20 | 5 | 0 | 1:00 | 1 | 45 | 53 | 39.02 | 44.42 | 41 | 42.08 | 42.98 | 39.92 | 39.2 | 54 | 43 | 45 | 46 | 33 | 51.08 | 0 | 0 | 1 | 0 | 0 | 0 | 0 | 1 | 1 | 0 | 0 | 1 | 100% | #N/A
1990-04-20 | 4 | 20 | 2018 | 2018-04-20 | 5 | 0 | 2:00 | 2 | 44 | 51 | 39.02 | 43.88 | 41 | 41 | 43.34 | 39.92 | 39.2 | 50 | 39 | 43 | 46 | 32 | 51.08 | 0 | 0 | 1 | 0 | 0 | 0 | 0 | 1 | 1 | 0 | 0 | 1 | 100% | #N/A
1990-04-20 | 4 | 20 | 2018 | 2018-04-20 | 5 | 0 | 3:00 | 3 | 44 | 50 | 41 | 42.98 | 41 | 41 | 42.8 | 39.02 | 41 | 46 | 40 | 43 | 45 | 32 | 50 | 0 | 0 | 1 | 0 | 0 | 0 | 0 | 1 | 1 | 0 | 0 | 1 | 100% | #N/A
1990-04-20 | 4 | 20 | 2018 | 2018-04-20 | 5 | 0 | 4:00 | 4 | 44 | 49 | 41 | 42.62 | 41 | 41 | 42.62 | 39.02 | 41 | 43 | 39 | 41 | 45 | 34 | 51.08 | 0 | 0 | 1 | 0 | 0 | 0 | 0 | 1 | 1 | 0 | 0 | 1 | 100% | #N/A
1990-04-20 | 4 | 20 | 2018 | 2018-04-20 | 5 | 0 | 5:00 | 5 | 45 | 47 | 41 | 42.08 | 42.08 | 41 | 42.44 | 39.02 | 41 | 39 | 38 | 39 | 45 | 32 | 50 | 0 | 0 | 1 | 0 | 0 | 0 | 0 | 1 | 1 | 0 | 0 | 1 | 100% | #N/A
1990-04-20 | 4 | 20 | 2018 | 2018-04-20 | 5 | 0 | 6:00 | 6 | 46 | 47 | 41 | 42.08 | 42.08 | 41 | 42.8 | 39.02 | 41 | 39 | 40 | 43 | 46 | 36 | 51.98 | 0 | 0 | 1 | 0 | 0 | 0 | 0 | 1 | 1 | 0 | 0 | 1 | 100% | #N/A
1990-04-20 | 4 | 20 | 2018 | 2018-04-20 | 5 | 0 | 7:00 | 7 | 47 | 48 | 42.98 | 42.26 | 42.08 | 42.08 | 41 | 39.02 | 42.8 | 37 | 44 | 43 | 55 | 41 | 55.04 | 0 | 0 | 1 | 0 | 0 | 0 | 0 | 1 | 1 | 0 | 0 | 1 | 100% | #N/A
1990-04-20 | 4 | 20 | 2018 | 2018-04-20 | 5 | 0 | 8:00 | 8 | 48 | 49 | 44.06 | 42.08 | 42.08 | 42.98 | 42.8 | 39.02 | 44.6 | 39 | 49 | 45 | 57 | 46 | 57.92 | 0 | 1 | 0 | 0 | 0 | 0 | 0 | 1 | 1 | 0 | 0 | 1 | 100% | #N/A
1990-04-20 | 4 | 20 | 2018 | 2018-04-20 | 5 | 0 | 9:00 | 9 | 54 | 50 | 44.96 | 41.54 | 42.98 | 42.08 | 44.96 | 41 | 44.6 | 39 | 52 | 48 | 70 | 50 | 60.08 | 0 | 1 | 0 | 0 | 0 | 0 | 0 | 1 | 1 | 0 | 0 | 1 | 100% | #N/A
1990-04-20 | 4 | 20 | 2018 | 2018-04-20 | 5 | 0 | 10:00 | 10 | 53 | 51 | 46.94 | 41.9 | 46.04 | 42.98 | 46.4 | 42.08 | 46.4 | 41 | 54 | 52 | 75 | 54 | 62.96 | 0 | 1 | 0 | 0 | 0 | 0 | 0 | 1 | 1 | 0 | 0 | 1 | 100% | #N/A
1990-04-20 | 4 | 20 | 2018 | 2018-04-20 | 5 | 0 | 11:00 | 11 | 55 | 56 | 48.02 | 42.98 | 44.96 | 44.96 | 46.4 | 41 | 50 | 43 | 56 | 55 | 81 | 55 | 64.04 | 0 | 1 | 0 | 0 | 0 | 0 | 0 | 1 | 1 | 0 | 0 | 1 | 100% | #N/A
1990-04-20 | 4 | 20 | 2018 | 2018-04-20 | 5 | 0 | 12:00 | 12 | 57 | 57 | 46.94 | 43.34 | 44.06 | 44.06 | 46.4 | 41 | 48.2 | 45 | 58 | 57 | 82 | 55 | 64.94 | 0 | 1 | 0 | 0 | 0 | 0 | 0 | 1 | 1 | 0 | 0 | 1 | 100% | #N/A
1990-04-20 | 4 | 20 | 2018 | 2018-04-20 | 5 | 0 | 13:00 | 13 | 58 | 61 | 46.94 | 43.34 | 44.06 | 44.06 | 48.2 | 41 | 48.2 | 46 | 61 | 57 | 81 | 54 | 66.02 | 0 | 1 | 0 | 0 | 0 | 0 | 0 | 1 | 1 | 0 | 0 | 1 | 100% | #N/A
1990-04-20 | 4 | 20 | 2018 | 2018-04-20 | 5 | 0 | 14:00 | 14 | 59 | 63 | 48.92 | 43.52 | 44.96 | 44.06 | 47.3 | 42.08 | 46.4 | 50 | 64 | 59 | 75 | 55 | 66.92 | 0 | 1 | 0 | 0 | 0 | 0 | 0 | 1 | 1 | 0 | 0 | 1 | 100% | #N/A
1990-04-20 | 4 | 20 | 2018 | 2018-04-20 | 5 | 0 | 15:00 | 15 | 59 | 62 | 48.92 | 44.42 | 44.96 | 46.04 | 48.2 | 42.98 | 48.2 | 50 | 66 | 61 | 75 | 54 | 68 | 0 | 1 | 0 | 0 | 0 | 0 | 0 | 1 | 1 | 0 | 0 | 1 | 100% | #N/A
1990-04-20 | 4 | 20 | 2018 | 2018-04-20 | 5 | 0 | 16:00 | 16 | 58 | 63 | 48.92 | 44.42 | 46.04 | 46.94 | 48.2 | 44.96 | 48.2 | 52 | 68 | 61 | 79 | 52 | 69.98 | 0 | 1 | 0 | 0 | 0 | 0 | 0 | 1 | 1 | 0 | 0 | 1 | 100% | #N/A
1990-04-20 | 4 | 20 | 2018 | 2018-04-20 | 5 | 0 | 17:00 | 17 | 57 | 62 | 50 | 44.42 | 46.04 | 46.94 | 48.2 | 44.96 | 50 | 50 | 63 | 61 | 61 | 52 | 69.08 | 0 | 1 | 0 | 0 | 0 | 0 | 0 | 1 | 1 | 0 | 0 | 1 | 100% | #N/A
1990-04-20 | 4 | 20 | 2018 | 2018-04-20 | 5 | 0 | 18:00 | 18 | 54 | 60 | 51.08 | 44.78 | 46.04 | 48.02 | 48.2 | 44.96 | 50 | 48 | 59 | 57 | 52 | 48 | 60.98 | 0 | 1 | 0 | 0 | 0 | 0 | 0 | 1 | 1 | 0 | 0 | 1 | 100% | #N/A
1990-04-20 | 4 | 20 | 2018 | 2018-04-20 | 5 | 0 | 19:00 | 19 | 53 | 57 | 51.08 | 46.04 | 46.94 | 48.02 | 50 | 46.04 | 50 | 41 | 55 | 55 | 50 | 45 | 57.92 | 0 | 1 | 0 | 0 | 0 | 0 | 0 | 1 | 1 | 0 | 0 | 1 | 100% | #N/A
1990-04-20 | 4 | 20 | 2018 | 2018-04-20 | 5 | 0 | 20:00 | 20 | 53 | 53 | 55.04 | 47.48 | 46.04 | 48.02 | 50 | 46.94 | 51.8 | 36 | 51 | 54 | 48 | 44 | 55.04 | 0 | 1 | 0 | 0 | 0 | 0 | 0 | 1 | 1 | 0 | 0 | 1 | 100% | #N/A
1990-04-20 | 4 | 20 | 2018 | 2018-04-20 | 5 | 0 | 21:00 | 21 | 52 | 52 | 55.94 | 50.18 | 48.02 | 48.92 | 50 | 46.94 | 51.8 | 30 | 49 | 52 | 48 | 42 | 53.96 | 0 | 1 | 0 | 0 | 0 | 0 | 0 | 1 | 1 | 0 | 0 | 1 | 100% | #N/A
1990-04-20 | 4 | 20 | 2018 | 2018-04-20 | 5 | 0 | 22:00 | 22 | 51 | 51 | 57.02 | 52.34 | 46.94 | 48.92 | 50 | 48.02 | 51.8 | 28 | 42 | 50 | 46 | 40 | 51.08 | 0 | 1 | 0 | 0 | 0 | 0 | 0 | 1 | 1 | 0 | 0 | 1 | 100% | #N/A
1990-04-20 | 4 | 20 | 2018 | 2018-04-20 | 5 | 0 | 23:00 | 23 | 50 | 50 | 53.96 | 52.34 | 48.02 | 50 | 50 | 48.02 | 53.6 | 27 | 40 | 50 | 45 | 39 | 51.98 | 0 | 1 | 0 | 0 | 0 | 0 | 0 | 1 | 1 | 0 | 0 | 1 | 100% | #N/A
1990-04-20 | 4 | 20 | 2018 | 2018-04-20 | 5 | 0 | 24:00 | 24 | 50 | 50 | 48.92 | 53.42 | 48.02 | 50 | 50 | 48.02 | 51.8 | 27 | 43 | 50 | 45 | 41 | 51.98 | 0 | 0 | 1 | 0 | 0 | 0 | 0 | 1 | 1 | 0 | 0 | 1 | 100% | #N/A
1990-04-21 | 4 | 21 | 2018 | 2018-04-21 | 6 | 0 | 1:00 | 1 | 49 | 49 | 48.56 | 53.42 | 48.02 | 51.08 | 50 | 48.02 | 51.8 | 25 | 41 | 48 | 43 | 37 | 51.08 | 0 | 0 | 1 | 0 | 0 | 0 | 0 | 1 | 1 | 1 | 0 | 1 | 100% | #N/A
1990-04-21 | 4 | 21 | 2018 | 2018-04-21 | 6 | 0 | 2:00 | 2 | 49 | 48 | 45.5 | 54.5 | 48.92 | 51.08 | 50 | 48.02 | 53.6 | 25 | 39 | 48 | 43 | 36 | 48.92 | 0 | 0 | 1 | 0 | 0 | 0 | 0 | 1 | 1 | 1 | 0 | 1 | 100% | #N/A
1990-04-21 | 4 | 21 | 2018 | 2018-04-21 | 6 | 0 | 3:00 | 3 | 49 | 45 | 44.42 | 52.16 | 48.02 | 51.08 | 48.2 | 48.92 | 53.6 | 21 | 40 | 48 | 43 | 34 | 48.02 | 0 | 0 | 1 | 0 | 0 | 0 | 0 | 1 | 1 | 1 | 0 | 1 | 100% | #N/A
1990-04-21 | 4 | 21 | 2018 | 2018-04-21 | 6 | 0 | 4:00 | 4 | 48 | 45 | 44.06 | 47.84 | 48.2 | 50 | 48.2 | 48.92 | 53.6 | 23 | 42 | 48 | 39 | 34 | 46.94 | 0 | 0 | 1 | 0 | 0 | 0 | 0 | 1 | 1 | 1 | 0 | 1 | 100% | #N/A
1990-04-21 | 4 | 21 | 2018 | 2018-04-21 | 6 | 0 | 5:00 | 5 | 49 | 42 | 42.08 | 48.74 | 48.02 | 50 | 48.2 | 48.92 | 53.6 | 23 | 42 | 46 | 37 | 34 | 46.04 | 0 | 0 | 1 | 0 | 0 | 0 | 0 | 1 | 1 | 1 | 0 | 1 | 100% | #N/A
1990-04-21 | 4 | 21 | 2018 | 2018-04-21 | 6 | 0 | 6:00 | 6 | 49 | 45 | 42.08 | 49.28 | 48.02 | 50 | 48.2 | 50 | 55.4 | 28 | 43 | 46 | 37 | 37 | 46.94 | 0 | 0 | 1 | 0 | 0 | 0 | 0 | 1 | 1 | 1 | 0 | 1 | 100% | #N/A
1990-04-21 | 4 | 21 | 2018 | 2018-04-21 | 6 | 0 | 7:00 | 7 | 50 | 52 | 47.48 | 52.7 | 50 | 50 | 48.2 | 51.08 | 57.2 | 39 | 46 | 46 | 41 | 41 | 48.02 | 0 | 0 | 1 | 0 | 0 | 0 | 0 | 1 | 1 | 1 | 0 | 1 | 100% | #N/A
1990-04-21 | 4 | 21 | 2018 | 2018-04-21 | 6 | 0 | 8:00 | 8 | 49 | 57 | 50.54 | 56.12 | 51.8 | 50 | 50 | 51.98 | 55.4 | 43 | 49 | 46 | 45 | 46 | 51.98 | 0 | 0 | 1 | 0 | 0 | 0 | 0 | 1 | 1 | 1 | 0 | 1 | 100% | #N/A
1990-04-21 | 4 | 21 | 2018 | 2018-04-21 | 6 | 0 | 9:00 | 9 | 50 | 61 | 60.8 | 57.92 | 53.06 | 51.98 | 50 | 53.96 | 55.4 | 46 | 54 | 45 | 45 | 52 | 53.06 | 0 | 0 | 1 | 0 | 0 | 0 | 0 | 1 | 1 | 1 | 0 | 1 | 100% | #N/A
1990-04-21 | 4 | 21 | 2018 | 2018-04-21 | 6 | 0 | 10:00 | 10 | 50 | 67 | 64.4 | 59.9 | 53.96 | 53.06 | 53.6 | 53.06 | 60.8 | 46 | 60 | 45 | 46 | 55 | 57.02 | 0 | 0 | 1 | 0 | 0 | 0 | 0 | 1 | 1 | 1 | 0 | 1 | 100% | #N/A
1990-04-21 | 4 | 21 | 2018 | 2018-04-21 | 6 | 0 | 11:00 | 11 | 51 | 72 | 68 | 63.5 | 57.92 | 53.96 | 53.6 | 53.06 | 62.6 | 46 | 64 | 45 | 48 | 57 | 57.02 | 0 | 0 | 1 | 0 | 0 | 0 | 0 | 1 | 1 | 1 | 0 | 1 | 100% | #N/A
1990-04-21 | 4 | 21 | 2018 | 2018-04-21 | 6 | 0 | 12:00 | 12 | 53 | 76 | 64.04 | 62.96 | 60.98 | 57.02 | 57.2 | 51.8 | 57.2 | 50 | 67 | 45 | 50 | 57 | 53.96 | 0 | 0 | 1 | 0 | 0 | 0 | 0 | 1 | 1 | 1 | 0 | 1 | 100% | #N/A
1990-04-21 | 4 | 21 | 2018 | 2018-04-21 | 6 | 0 | 13:00 | 13 | 54 | 80 | 64.04 | 64.4 | 64.04 | 62.06 | 58.82 | 53.96 | 62.6 | 52 | 70 | 43 | 52 | 55 | 55.04 | 0 | 0 | 1 | 0 | 0 | 0 | 0 | 1 | 1 | 1 | 0 | 1 | 100% | #N/A
1990-04-21 | 4 | 21 | 2018 | 2018-04-21 | 6 | 0 | 14:00 | 14 | 55 | 79 | 62.96 | 64.58 | 62.96 | 60.98 | 62.6 | 53.96 | 66.2 | 50 | 70 | 43 | 54 | 55 | 51.98 | 0 | 0 | 1 | 0 | 0 | 0 | 0 | 1 | 1 | 1 | 0 | 1 | 100% | #N/A
1990-04-21 | 4 | 21 | 2018 | 2018-04-21 | 6 | 0 | 15:00 | 15 | 55 | 82 | 62.06 | 63.5 | 62.96 | 62.06 | 62.6 | 55.94 | 66.2 | 55 | 73 | 43 | 52 | 54 | 50 | 0 | 0 | 1 | 0 | 0 | 0 | 0 | 1 | 1 | 1 | 0 | 1 | 100% | #N/A
1990-04-21 | 4 | 21 | 2018 | 2018-04-21 | 6 | 0 | 16:00 | 16 | 56 | 79 | 62.96 | 63.68 | 62.96 | 62.06 | 62.78 | 57.02 | 62.6 | 54 | 72 | 41 | 52 | 52 | 48.92 | 0 | 0 | 1 | 0 | 0 | 0 | 0 | 1 | 1 | 1 | 0 | 1 | 100% | #N/A
1990-04-21 | 4 | 21 | 2018 | 2018-04-21 | 6 | 0 | 17:00 | 17 | 57 | 75 | 62.96 | 63.86 | 60.98 | 60.98 | 62.06 | 57.02 | 64.4 | 52 | 69 | 41 | 52 | 48 | 48.02 | 0 | 0 | 1 | 0 | 0 | 0 | 0 | 1 | 1 | 1 | 0 | 1 | 100% | #N/A
1990-04-21 | 4 | 21 | 2018 | 2018-04-21 | 6 | 0 | 18:00 | 18 | 57 | 70 | 60.98 | 62.6 | 60.08 | 59 | 59.9 | 55.94 | 62.6 | 50 | 64 | 39 | 50 | 46 | 48.92 | 0 | 0 | 1 | 0 | 0 | 0 | 0 | 1 | 1 | 1 | 0 | 1 | 100% | #N/A
1990-04-21 | 4 | 21 | 2018 | 2018-04-21 | 6 | 0 | 19:00 | 19 | 56 | 64 | 55.94 | 62.24 | 57.02 | 57.02 | 57.56 | 53.06 | 55.4 | 48 | 58 | 39 | 45 | 45 | 48.92 | 0 | 0 | 1 | 0 | 0 | 0 | 0 | 1 | 1 | 1 | 0 | 1 | 100% | #N/A
1990-04-21 | 4 | 21 | 2018 | 2018-04-21 | 6 | 0 | 20:00 | 20 | 56 | 59 | 50 | 59.9 | 53.96 | 55.04 | 50.9 | 53.96 | 51.8 | 47 | 55 | 39 | 37 | 45 | 48.02 | 0 | 0 | 1 | 0 | 0 | 0 | 0 | 1 | 1 | 1 | 0 | 1 | 100% | #N/A
1990-04-21 | 4 | 21 | 2018 | 2018-04-21 | 6 | 0 | 21:00 | 21 | 56 | 56 | 48.92 | 58.82 | 53.96 | 50 | 46.22 | 51.98 | 50 | 46 | 54 | 39 | 34 | 45 | 48.02 | 0 | 0 | 1 | 0 | 0 | 0 | 0 | 1 | 1 | 1 | 0 | 1 | 100% | #N/A
1990-04-21 | 4 | 21 | 2018 | 2018-04-21 | 6 | 0 | 22:00 | 22 | 54 | 54 | 50 | 57.92 | 50 | 48.02 | 42.62 | 46.04 | 50 | 46 | 51 | 39 | 32 | 45 | 48.02 | 0 | 0 | 1 | 0 | 0 | 0 | 0 | 1 | 1 | 1 | 0 | 1 | 100% | #N/A
1990-04-21 | 4 | 21 | 2018 | 2018-04-21 | 6 | 0 | 23:00 | 23 | 53 | 53 | 48.02 | 55.94 | 46.04 | 46.04 | 39.2 | 46.94 | 50 | 46 | 49 | 39 | 30 | 45 | 48.92 | 0 | 0 | 1 | 0 | 0 | 0 | 0 | 1 | 1 | 1 | 0 | 1 | 100% | #N/A
1990-04-21 | 4 | 21 | 2018 | 2018-04-21 | 6 | 0 | 24:00 | 24 | 51 | 51 | 42.98 | 55.22 | 44.06 | 44.06 | 37.4 | 46.94 | 50 | 48 | 47 | 41 | 27 | 43 | 48.02 | 0 | 0 | 1 | 0 | 0 | 0 | 0 | 1 | 1 | 1 | 0 | 1 | 100% | #N/A
1990-04-22 | 4 | 22 | 2018 | 2018-04-22 | 7 | 0 | 1:00 | 1 | 50 | 51 | 44.06 | 54.14 | 44.06 | 42.08 | 37.4 | 46.94 | 46.4 | 48 | 43 | 41 | 27 | 43 | 48.02 | 0 | 0 | 1 | 0 | 0 | 0 | 0 | 1 | 1 | 1 | 0 | 1 | 100% | #N/A
1990-04-22 | 4 | 22 | 2018 | 2018-04-22 | 7 | 0 | 2:00 | 2 | 49 | 50 | 39.92 | 53.78 | 37.04 | 41 | 37.4 | 46.04 | 42.8 | 48 | 44 | 41 | 27 | 43 | 48.02 | 0 | 0 | 1 | 0 | 0 | 0 | 0 | 1 | 1 | 1 | 0 | 1 | 100% | #N/A
1990-04-22 | 4 | 22 | 2018 | 2018-04-22 | 7 | 0 | 3:00 | 3 | 47 | 51 | 37.94 | 51.8 | 39.02 | 39.92 | 35.6 | 44.06 | 41 | 50 | 42 | 41 | 25 | 43 | 48.02 | 0 | 0 | 1 | 0 | 0 | 0 | 0 | 1 | 1 | 1 | 0 | 1 | 100% | #N/A
1990-04-22 | 4 | 22 | 2018 | 2018-04-22 | 7 | 0 | 4:00 | 4 | 46 | 51 | 39.02 | 51.98 | 39.92 | 39.02 | 33.8 | 42.98 | 39.2 | 46 | 39 | 41 | 25 | 43 | 48.92 | 0 | 0 | 1 | 0 | 0 | 0 | 0 | 1 | 1 | 1 | 0 | 1 | 100% | #N/A
1990-04-22 | 4 | 22 | 2018 | 2018-04-22 | 7 | 0 | 5:00 | 5 | 46 | 50 | 37.04 | 51.08 | 39.02 | 37.94 | 32 | 42.98 | 35.6 | 46 | 42 | 40 | 25 | 43 | 48.02 | 0 | 0 | 1 | 0 | 0 | 0 | 0 | 1 | 1 | 1 | 0 | 1 | 100% | #N/A
1990-04-22 | 4 | 22 | 2018 | 2018-04-22 | 7 | 0 | 6:00 | 6 | 47 | 51 | 39.02 | 50 | 44.96 | 42.08 | 32 | 44.06 | 35.6 | 45 | 44 | 41 | 27 | 43 | 48.92 | 0 | 0 | 1 | 0 | 0 | 0 | 0 | 1 | 1 | 1 | 0 | 1 | 100% | #N/A
1990-04-22 | 4 | 22 | 2018 | 2018-04-22 | 7 | 0 | 7:00 | 7 | 51 | 51 | 50 | 50 | 51.98 | 51.98 | 42.26 | 48.92 | 44.6 | 46 | 45 | 41 | 32 | 43 | 50 | 0 | 0 | 1 | 0 | 0 | 0 | 0 | 1 | 1 | 1 | 0 | 1 | 100% | #N/A
1990-04-22 | 4 | 22 | 2018 | 2018-04-22 | 7 | 0 | 8:00 | 8 | 55 | 53 | 57.02 | 56.12 | 57.02 | 55.94 | 51.08 | 53.06 | 51.8 | 50 | 50 | 42 | 37 | 43 | 51.08 | 0 | 0 | 1 | 0 | 0 | 0 | 0 | 1 | 1 | 1 | 0 | 1 | 100% | #N/A
1990-04-22 | 4 | 22 | 2018 | 2018-04-22 | 7 | 0 | 9:00 | 9 | 58 | 53 | 62.06 | 56.66 | 60.08 | 57.92 | 60.08 | 57.02 | 57.2 | 52 | 53 | 43 | 45 | 43 | 53.96 | 0 | 0 | 1 | 0 | 0 | 0 | 0 | 1 | 1 | 1 | 0 | 1 | 100% | #N/A
1990-04-22 | 4 | 22 | 2018 | 2018-04-22 | 7 | 0 | 10:00 | 10 | 60 | 61 | 64.94 | 59.72 | 59 | 64.04 | 62.42 | 59 | 62.6 | 52 | 57 | 43 | 50 | 43 | 59 | 0 | 0 | 1 | 0 | 0 | 0 | 0 | 1 | 1 | 1 | 0 | 1 | 100% | #N/A
1990-04-22 | 4 | 22 | 2018 | 2018-04-22 | 7 | 0 | 11:00 | 11 | 59 | 67 | 66.92 | 62.78 | 59 | 64.94 | 65.84 | 62.06 | 64.4 | 57 | 48 | 43 | 54 | 43 | 66.02 | 0 | 0 | 1 | 0 | 0 | 0 | 0 | 1 | 1 | 1 | 0 | 1 | 100% | #N/A
1990-04-22 | 4 | 22 | 2018 | 2018-04-22 | 7 | 0 | 12:00 | 12 | 59 | 74 | 66.02 | 64.94 | 60.08 | 66.92 | 66.56 | 62.06 | 64.4 | 66 | 51 | 45 | 55 | 42 | 62.96 | 0 | 0 | 1 | 0 | 0 | 0 | 0 | 1 | 1 | 1 | 0 | 1 | 100% | #N/A
1990-04-22 | 4 | 22 | 2018 | 2018-04-22 | 7 | 0 | 13:00 | 13 | 60 | 78 | 66.92 | 65.48 | 66.2 | 66.02 | 68 | 62.96 | 64.4 | 66 | 54 | 45 | 57 | 41 | 66.02 | 0 | 0 | 1 | 0 | 0 | 0 | 0 | 1 | 1 | 1 | 0 | 1 | 100% | #N/A
1990-04-22 | 4 | 22 | 2018 | 2018-04-22 | 7 | 0 | 14:00 | 14 | 61 | 80 | 66.02 | 66.56 | 66.92 | 66.02 | 66.2 | 62.06 | 62.6 | 70 | 53 | 43 | 61 | 41 | 64.04 | 0 | 0 | 1 | 0 | 0 | 0 | 0 | 1 | 1 | 1 | 0 | 1 | 100% | #N/A
1990-04-22 | 4 | 22 | 2018 | 2018-04-22 | 7 | 0 | 15:00 | 15 | 63 | 63 | 66.02 | 65.84 | 66.02 | 66.02 | 65.66 | 62.06 | 60.8 | 70 | 54 | 43 | 63 | 43 | 62.06 | 0 | 0 | 1 | 0 | 0 | 0 | 0 | 1 | 1 | 1 | 0 | 1 | 100% | #N/A
1990-04-22 | 4 | 22 | 2018 | 2018-04-22 | 7 | 0 | 16:00 | 16 | 65 | 67 | 62.96 | 65.48 | 64.04 | 64.94 | 64.4 | 60.98 | 60.8 | 72 | 58 | 43 | 63 | 41 | 64.94 | 0 | 0 | 1 | 0 | 0 | 0 | 0 | 1 | 1 | 1 | 0 | 1 | 100% | #N/A
1990-04-22 | 4 | 22 | 2018 | 2018-04-22 | 7 | 0 | 17:00 | 17 | 65 | 65 | 60.98 | 65.12 | 62.06 | 64.04 | 62.6 | 59 | 59 | 64 | 58 | 43 | 63 | 41 | 64.94 | 0 | 0 | 1 | 0 | 0 | 0 | 0 | 1 | 1 | 1 | 0 | 1 | 100% | #N/A
1990-04-22 | 4 | 22 | 2018 | 2018-04-22 | 7 | 0 | 18:00 | 18 | 61 | 62 | 60.08 | 62.96 | 60.98 | 62.06 | 51.8 | 53.06 | 55.4 | 61 | 57 | 43 | 61 | 37 | 62.06 | 0 | 0 | 1 | 0 | 0 | 0 | 0 | 1 | 1 | 1 | 0 | 1 | 100% | #N/A
1990-04-22 | 4 | 22 | 2018 | 2018-04-22 | 7 | 0 | 19:00 | 19 | 57 | 59 | 59 | 61.7 | 59 | 59 | 50 | 50 | 53.6 | 55 | 53 | 41 | 55 | 45 | 57.02 | 0 | 0 | 1 | 0 | 0 | 0 | 0 | 1 | 1 | 1 | 0 | 1 | 100% | #N/A
1990-04-22 | 4 | 22 | 2018 | 2018-04-22 | 7 | 0 | 20:00 | 20 | 54 | 58 | 51.98 | 59.9 | 57.02 | 57.92 | 50.72 | 50 | 55.4 | 52 | 50 | 41 | 57 | 43 | 53.06 | 0 | 0 | 1 | 0 | 0 | 0 | 0 | 1 | 1 | 1 | 0 | 1 | 100% | #N/A
1990-04-22 | 4 | 22 | 2018 | 2018-04-22 | 7 | 0 | 21:00 | 21 | 54 | 59 | 51.08 | 59 | 53.06 | 53.06 | 50 | 48.92 | 53.6 | 48 | 47 | 41 | 54 | 39 | 50 | 0 | 0 | 1 | 0 | 0 | 0 | 0 | 1 | 1 | 1 | 0 | 1 | 100% | #N/A
1990-04-22 | 4 | 22 | 2018 | 2018-04-22 | 7 | 0 | 22:00 | 22 | 53 | 58 | 51.98 | 53.78 | 53.06 | 51.98 | 48.2 | 48.02 | 51.8 | 48 | 43 | 41 | 52 | 39 | 48.92 | 0 | 0 | 1 | 0 | 0 | 0 | 0 | 1 | 1 | 1 | 0 | 1 | 100% | #N/A
1990-04-22 | 4 | 22 | 2018 | 2018-04-22 | 7 | 0 | 23:00 | 23 | 53 | 56 | 51.08 | 53.78 | 51.98 | 51.98 | 42.08 | 42.98 | 48.2 | 46 | 42 | 41 | 50 | 39 | 46.94 | 0 | 0 | 1 | 0 | 0 | 0 | 0 | 1 | 1 | 1 | 0 | 1 | 100% | #N/A
1990-04-22 | 4 | 22 | 2018 | 2018-04-22 | 7 | 0 | 24:00 | 24 | 52 | 55 | 51.08 | 52.7 | 51.98 | 51.08 | 41.18 | 42.08 | 48.2 | 46 | 42 | 41 | 46 | 39 | 46.04 | 0 | 0 | 1 | 0 | 0 | 0 | 0 | 1 | 1 | 1 | 0 | 1 | 100% | #N/A
1990-04-23 | 4 | 23 | 2018 | 2018-04-23 | 1 | 0 | 1:00 | 1 | 52 | 53 | 48.02 | 51.26 | 50 | 44.96 | 39.38 | 37.94 | 48.2 | 45 | 39 | 39 | 45 | 39 | 44.96 | 0 | 0 | 1 | 0 | 0 | 0 | 0 | 1 | 1 | 1 | 0 | 1 | 100% | #N/A
1990-04-23 | 4 | 23 | 2018 | 2018-04-23 | 1 | 0 | 2:00 | 2 | 51 | 53 | 42.98 | 49.28 | 42.98 | 42.98 | 40.28 | 37.04 | 46.4 | 43 | 43 | 39 | 43 | 39 | 44.06 | 0 | 0 | 1 | 0 | 0 | 0 | 0 | 1 | 1 | 1 | 0 | 1 | 100% | #N/A
1990-04-23 | 4 | 23 | 2018 | 2018-04-23 | 1 | 0 | 3:00 | 3 | 51 | 53 | 42.08 | 46.58 | 41 | 39.92 | 40.1 | 35.96 | 46.4 | 41 | 43 | 39 | 43 | 39 | 42.98 | 0 | 0 | 1 | 0 | 0 | 0 | 0 | 1 | 1 | 1 | 0 | 1 | 100% | #N/A
1990-04-23 | 4 | 23 | 2018 | 2018-04-23 | 1 | 0 | 4:00 | 4 | 51 | 52 | 41 | 44.42 | 41 | 39.02 | 39.56 | 35.96 | 42.8 | 40 | 43 | 39 | 41 | 39 | 42.08 | 0 | 0 | 1 | 0 | 0 | 0 | 0 | 1 | 1 | 1 | 0 | 1 | 100% | #N/A
1990-04-23 | 4 | 23 | 2018 | 2018-04-23 | 1 | 0 | 5:00 | 5 | 52 | 51 | 39.92 | 44.42 | 39.92 | 39.02 | 38.66 | 35.96 | 41 | 39 | 47 | 41 | 39 | 41 | 42.08 | 0 | 0 | 1 | 0 | 0 | 0 | 0 | 1 | 1 | 1 | 0 | 1 | 100% | #N/A
1990-04-23 | 4 | 23 | 2018 | 2018-04-23 | 1 | 0 | 6:00 | 6 | 57 | 52 | 42.08 | 44.24 | 41 | 41 | 39.02 | 37.4 | 41 | 37 | 47 | 41 | 39 | 41 | 44.06 | 0 | 0 | 1 | 0 | 0 | 0 | 0 | 1 | 1 | 1 | 0 | 1 | 100% | #N/A
1990-04-23 | 4 | 23 | 2018 | 2018-04-23 | 1 | 0 | 7:00 | 7 | 61 | 54 | 44.96 | 44.06 | 44.06 | 44.06 | 41 | 39.02 | 44.6 | 39 | 48 | 41 | 41 | 43 | 46.94 | 0 | 0 | 1 | 0 | 0 | 0 | 0 | 1 | 1 | 1 | 0 | 1 | 100% | #N/A
1990-04-23 | 4 | 23 | 2018 | 2018-04-23 | 1 | 0 | 8:00 | 8 | 63 | 56 | 46.94 | 45.32 | 46.04 | 44.96 | 42.08 | 39.92 | 44.6 | 39 | 49 | 43 | 43 | 43 | 50 | 0 | 1 | 0 | 0 | 0 | 0 | 0 | 1 | 1 | 1 | 0 | 1 | 100% | #N/A
1990-04-23 | 4 | 23 | 2018 | 2018-04-23 | 1 | 0 | 9:00 | 9 | 67 | 59 | 46.04 | 46.94 | 48.02 | 44.96 | 44.06 | 39.92 | 48.2 | 43 | 50 | 43 | 43 | 45 | 51.98 | 0 | 1 | 0 | 0 | 0 | 0 | 0 | 1 | 1 | 1 | 0 | 1 | 100% | #N/A
1990-04-23 | 4 | 23 | 2018 | 2018-04-23 | 1 | 0 | 10:00 | 10 | 71 | 61 | 48.92 | 47.48 | 46.94 | 46.04 | 46.4 | 42.08 | 50 | 45 | 51 | 45 | 45 | 46 | 55.04 | 0 | 1 | 0 | 0 | 0 | 0 | 0 | 1 | 1 | 1 | 0 | 1 | 100% | #N/A
1990-04-23 | 4 | 23 | 2018 | 2018-04-23 | 1 | 0 | 11:00 | 11 | 72 | 62 | 50 | 48.38 | 50 | 46.94 | 44.6 | 44.06 | 50 | 46 | 54 | 45 | 45 | 48 | 55.04 | 0 | 1 | 0 | 0 | 0 | 0 | 0 | 1 | 1 | 1 | 0 | 1 | 100% | #N/A
1990-04-23 | 4 | 23 | 2018 | 2018-04-23 | 1 | 0 | 12:00 | 12 | 73 | 62 | 46.94 | 48.74 | 50 | 46.04 | 46.4 | 42.98 | 46.4 | 50 | 55 | 45 | 45 | 48 | 57.02 | 0 | 1 | 0 | 0 | 0 | 0 | 0 | 1 | 1 | 1 | 0 | 1 | 100% | #N/A
1990-04-23 | 4 | 23 | 2018 | 2018-04-23 | 1 | 0 | 13:00 | 13 | 74 | 63 | 48.02 | 48.74 | 46.94 | 46.94 | 46.4 | 44.96 | 48.2 | 54 | 58 | 45 | 46 | 50 | 57.02 | 0 | 1 | 0 | 0 | 0 | 0 | 0 | 1 | 1 | 1 | 0 | 1 | 100% | #N/A
1990-04-23 | 4 | 23 | 2018 | 2018-04-23 | 1 | 0 | 14:00 | 14 | 75 | 64 | 50 | 48.74 | 48.92 | 48.92 | 48.2 | 44.06 | 48.2 | 57 | 59 | 45 | 46 | 48 | 55.94 | 0 | 1 | 0 | 0 | 0 | 0 | 0 | 1 | 1 | 1 | 0 | 1 | 100% | #N/A
1990-04-23 | 4 | 23 | 2018 | 2018-04-23 | 1 | 0 | 15:00 | 15 | 75 | 66 | 48.02 | 50.72 | 50 | 50 | 48.2 | 42.98 | 48.2 | 57 | 57 | 45 | 46 | 46 | 59 | 0 | 1 | 0 | 0 | 0 | 0 | 0 | 1 | 1 | 1 | 0 | 1 | 100% | #N/A
1990-04-23 | 4 | 23 | 2018 | 2018-04-23 | 1 | 0 | 16:00 | 16 | 77 | 65 | 46.94 | 48.92 | 50 | 46.94 | 42.8 | 42.08 | 48.2 | 57 | 55 | 46 | 48 | 46 | 59 | 0 | 1 | 0 | 0 | 0 | 0 | 0 | 1 | 1 | 1 | 0 | 1 | 100% | #N/A
1990-04-23 | 4 | 23 | 2018 | 2018-04-23 | 1 | 0 | 17:00 | 17 | 75 | 64 | 46.94 | 50.36 | 48.02 | 46.04 | 42.8 | 41 | 48.2 | 55 | 53 | 46 | 48 | 46 | 57.02 | 0 | 1 | 0 | 0 | 0 | 0 | 0 | 1 | 1 | 1 | 0 | 1 | 100% | #N/A
1990-04-23 | 4 | 23 | 2018 | 2018-04-23 | 1 | 0 | 18:00 | 18 | 73 | 61 | 44.96 | 49.1 | 46.04 | 44.96 | 44.6 | 39.02 | 46.4 | 52 | 50 | 45 | 46 | 46 | 55.94 | 0 | 1 | 0 | 0 | 0 | 0 | 0 | 1 | 1 | 1 | 0 | 1 | 100% | #N/A
1990-04-23 | 4 | 23 | 2018 | 2018-04-23 | 1 | 0 | 19:00 | 19 | 69 | 56 | 42.08 | 48.2 | 44.06 | 42.08 | 39.02 | 37.04 | 44.6 | 46 | 47 | 45 | 48 | 45 | 51.98 | 0 | 1 | 0 | 0 | 0 | 0 | 0 | 1 | 1 | 1 | 0 | 1 | 100% | #N/A
1990-04-23 | 4 | 23 | 2018 | 2018-04-23 | 1 | 0 | 20:00 | 20 | 52 | 52 | 42.08 | 45.5 | 41 | 41 | 38.48 | 35.96 | 44.6 | 45 | 44 | 43 | 48 | 43 | 51.08 | 0 | 1 | 0 | 0 | 0 | 0 | 0 | 1 | 1 | 1 | 0 | 1 | 100% | #N/A
1990-04-23 | 4 | 23 | 2018 | 2018-04-23 | 1 | 0 | 21:00 | 21 | 51 | 50 | 39.02 | 45.14 | 39.92 | 39.02 | 38.12 | 33.98 | 42.8 | 37 | 42 | 43 | 48 | 41 | 48.92 | 0 | 1 | 0 | 0 | 0 | 0 | 0 | 1 | 1 | 1 | 0 | 1 | 100% | #N/A
1990-04-23 | 4 | 23 | 2018 | 2018-04-23 | 1 | 0 | 22:00 | 22 | 50 | 48 | 39.02 | 42.98 | 37.94 | 37.94 | 37.4 | 33.98 | 41 | 34 | 38 | 43 | 48 | 41 | 48.02 | 0 | 1 | 0 | 0 | 0 | 0 | 0 | 1 | 1 | 1 | 0 | 1 | 100% | #N/A
1990-04-23 | 4 | 23 | 2018 | 2018-04-23 | 1 | 0 | 23:00 | 23 | 49 | 48 | 39.02 | 42.08 | 37.94 | 37.04 | 37.4 | 33.98 | 39.2 | 34 | 36 | 43 | 50 | 40 | 46.94 | 0 | 1 | 0 | 0 | 0 | 0 | 0 | 1 | 1 | 1 | 0 | 1 | 100% | #N/A
1990-04-23 | 4 | 23 | 2018 | 2018-04-23 | 1 | 0 | 24:00 | 24 | 48 | 46 | 37.04 | 41.72 | 37.04 | 35.06 | 37.4 | 33.98 | 37.4 | 34 | 36 | 43 | 52 | 39 | 46.04 | 0 | 0 | 1 | 0 | 0 | 0 | 0 | 1 | 1 | 1 | 0 | 1 | 100% | #N/A
1990-04-24 | 4 | 24 | 2018 | 2018-04-24 | 2 | 0 | 1:00 | 1 | 47 | 46 | 35.96 | 40.82 | 35.96 | 33.98 | 37.22 | 33.08 | 37.4 | 34 | 35 | 41 | 50 | 39 | 46.04 | 0 | 0 | 1 | 0 | 0 | 0 | 0 | 1 | 1 | 1 | 0 | 1 | 100% | #N/A
1990-04-24 | 4 | 24 | 2018 | 2018-04-24 | 2 | 0 | 2:00 | 2 | 47 | 45 | 35.06 | 39.2 | 35.06 | 33.98 | 36.68 | 33.08 | 37.4 | 32 | 31 | 41 | 52 | 39 | 46.04 | 0 | 0 | 1 | 0 | 0 | 0 | 0 | 1 | 1 | 1 | 0 | 1 | 100% | #N/A
1990-04-24 | 4 | 24 | 2018 | 2018-04-24 | 2 | 0 | 3:00 | 3 | 46 | 45 | 33.98 | 39.02 | 35.96 | 35.96 | 34.88 | 33.08 | 37.4 | 36 | 33 | 41 | 52 | 37 | 46.04 | 0 | 0 | 1 | 0 | 0 | 0 | 0 | 1 | 1 | 1 | 0 | 1 | 100% | #N/A
1990-04-24 | 4 | 24 | 2018 | 2018-04-24 | 2 | 0 | 4:00 | 4 | 46 | 44 | 35.06 | 39.02 | 35.96 | 35.96 | 35.96 | 33.98 | 35.6 | 37 | 34 | 39 | 54 | 37 | 44.96 | 0 | 0 | 1 | 0 | 0 | 0 | 0 | 1 | 1 | 1 | 0 | 1 | 100% | #N/A
1990-04-24 | 4 | 24 | 2018 | 2018-04-24 | 2 | 0 | 5:00 | 5 | 46 | 44 | 37.04 | 39.02 | 37.04 | 37.04 | 35.6 | 33.08 | 35.6 | 37 | 35 | 41 | 57 | 37 | 44.96 | 0 | 0 | 1 | 0 | 0 | 0 | 0 | 1 | 1 | 1 | 0 | 1 | 100% | #N/A
1990-04-24 | 4 | 24 | 2018 | 2018-04-24 | 2 | 0 | 6:00 | 6 | 47 | 44 | 39.02 | 39.56 | 39.02 | 39.02 | 35.78 | 33.08 | 35.6 | 37 | 36 | 41 | 55 | 36 | 44.96 | 0 | 0 | 1 | 0 | 0 | 0 | 0 | 1 | 1 | 1 | 0 | 1 | 100% | #N/A
1990-04-24 | 4 | 24 | 2018 | 2018-04-24 | 2 | 0 | 7:00 | 7 | 51 | 45 | 42.08 | 40.28 | 42.08 | 41 | 36.68 | 33.98 | 39.2 | 39 | 39 | 42 | 55 | 39 | 46.94 | 0 | 0 | 1 | 0 | 0 | 0 | 0 | 1 | 1 | 1 | 0 | 1 | 100% | #N/A
1990-04-24 | 4 | 24 | 2018 | 2018-04-24 | 2 | 0 | 8:00 | 8 | 52 | 46 | 42.08 | 43.16 | 42.98 | 42.08 | 38.3 | 35.06 | 41 | 39 | 43 | 45 | 55 | 41 | 48.02 | 0 | 1 | 0 | 0 | 0 | 0 | 0 | 1 | 1 | 1 | 0 | 1 | 100% | #N/A
1990-04-24 | 4 | 24 | 2018 | 2018-04-24 | 2 | 0 | 9:00 | 9 | 53 | 47 | 44.06 | 45.68 | 44.96 | 42.08 | 40.46 | 37.94 | 44.6 | 45 | 47 | 46 | 55 | 45 | 51.08 | 0 | 1 | 0 | 0 | 0 | 0 | 0 | 1 | 1 | 1 | 0 | 1 | 100% | #N/A
1990-04-24 | 4 | 24 | 2018 | 2018-04-24 | 2 | 0 | 10:00 | 10 | 53 | 48 | 46.94 | 45.5 | 46.04 | 44.96 | 41.9 | 41 | 44.6 | 46 | 50 | 46 | 57 | 43 | 51.98 | 0 | 1 | 0 | 0 | 0 | 0 | 0 | 1 | 1 | 1 | 0 | 1 | 100% | #N/A
1990-04-24 | 4 | 24 | 2018 | 2018-04-24 | 2 | 0 | 11:00 | 11 | 55 | 49 | 48.92 | 46.04 | 48.02 | 46.04 | 43.52 | 39.92 | 46.4 | 46 | 49 | 46 | 57 | 45 | 53.06 | 0 | 1 | 0 | 0 | 0 | 0 | 0 | 1 | 1 | 1 | 0 | 1 | 100% | #N/A
1990-04-24 | 4 | 24 | 2018 | 2018-04-24 | 2 | 0 | 12:00 | 12 | 58 | 49 | 48.02 | 48.92 | 50 | 46.94 | 42.98 | 41 | 48.2 | 46 | 50 | 45 | 57 | 45 | 55.04 | 0 | 1 | 0 | 0 | 0 | 0 | 0 | 1 | 1 | 1 | 0 | 1 | 100% | #N/A
1990-04-24 | 4 | 24 | 2018 | 2018-04-24 | 2 | 0 | 13:00 | 13 | 59 | 49 | 50 | 49.1 | 48.92 | 48.02 | 44.06 | 41 | 48.2 | 46 | 53 | 45 | 61 | 45 | 55.94 | 0 | 1 | 0 | 0 | 0 | 0 | 0 | 1 | 1 | 1 | 0 | 1 | 100% | #N/A
1990-04-24 | 4 | 24 | 2018 | 2018-04-24 | 2 | 0 | 14:00 | 14 | 60 | 49 | 50 | 49.46 | 48.92 | 46.94 | 44.78 | 42.08 | 50 | 48 | 56 | 45 | 63 | 45 | 57.92 | 0 | 1 | 0 | 0 | 0 | 0 | 0 | 1 | 1 | 1 | 0 | 1 | 100% | #N/A
1990-04-24 | 4 | 24 | 2018 | 2018-04-24 | 2 | 0 | 15:00 | 15 | 59 | 48 | 48.92 | 50.18 | 48.92 | 48.92 | 42.98 | 42.98 | 50 | 48 | 58 | 46 | 63 | 43 | 57.92 | 0 | 1 | 0 | 0 | 0 | 0 | 0 | 1 | 1 | 1 | 0 | 1 | 100% | #N/A
1990-04-24 | 4 | 24 | 2018 | 2018-04-24 | 2 | 0 | 16:00 | 16 | 58 | 48 | 48.02 | 49.64 | 48.92 | 48.02 | 43.16 | 42.08 | 50 | 46 | 58 | 48 | 63 | 41 | 53.96 | 0 | 1 | 0 | 0 | 0 | 0 | 0 | 1 | 1 | 1 | 0 | 1 | 100% | #N/A
1990-04-24 | 4 | 24 | 2018 | 2018-04-24 | 2 | 0 | 17:00 | 17 | 55 | 48 | 46.04 | 49.82 | 46.94 | 46.04 | 41.9 | 39.92 | 50 | 45 | 58 | 46 | 63 | 41 | 53.06 | 0 | 1 | 0 | 0 | 0 | 0 | 0 | 1 | 1 | 1 | 0 | 1 | 100% | #N/A
1990-04-24 | 4 | 24 | 2018 | 2018-04-24 | 2 | 0 | 18:00 | 18 | 54 | 47 | 46.04 | 48.2 | 44.96 | 44.06 | 40.82 | 39.02 | 48.2 | 43 | 56 | 46 | 61 | 39 | 50 | 0 | 1 | 0 | 0 | 0 | 0 | 0 | 1 | 1 | 1 | 0 | 1 | 100% | #N/A
1990-04-24 | 4 | 24 | 2018 | 2018-04-24 | 2 | 0 | 19:00 | 19 | 52 | 46 | 44.96 | 47.12 | 44.06 | 42.98 | 39.74 | 37.94 | 44.6 | 37 | 51 | 46 | 57 | 39 | 46.94 | 0 | 1 | 0 | 0 | 0 | 0 | 0 | 1 | 1 | 1 | 0 | 1 | 100% | #N/A
1990-04-24 | 4 | 24 | 2018 | 2018-04-24 | 2 | 0 | 20:00 | 20 | 51 | 46 | 42.98 | 45.86 | 44.06 | 42.98 | 38.84 | 37.04 | 44.6 | 37 | 48 | 46 | 54 | 39 | 44.96 | 0 | 1 | 0 | 0 | 0 | 0 | 0 | 1 | 1 | 1 | 0 | 1 | 100% | #N/A
1990-04-24 | 4 | 24 | 2018 | 2018-04-24 | 2 | 0 | 21:00 | 21 | 49 | 45 | 42.08 | 45.68 | 42.08 | 41 | 38.66 | 35.96 | 41 | 36 | 44 | 45 | 48 | 39 | 44.06 | 0 | 1 | 0 | 0 | 0 | 0 | 0 | 1 | 1 | 1 | 0 | 1 | 100% | #N/A
1990-04-24 | 4 | 24 | 2018 | 2018-04-24 | 2 | 0 | 22:00 | 22 | 48 | 45 | 41 | 44.96 | 39.92 | 39.92 | 36.86 | 35.96 | 39.2 | 34 | 43 | 43 | 50 | 39 | 44.96 | 0 | 1 | 0 | 0 | 0 | 0 | 0 | 1 | 1 | 1 | 0 | 1 | 100% | #N/A
1990-04-24 | 4 | 24 | 2018 | 2018-04-24 | 2 | 0 | 23:00 | 23 | 48 | 45 | 39.02 | 44.06 | 39.92 | 39.02 | 36.32 | 35.06 | 39.2 | 30 | 39 | 39 | 46 | 39 | 42.98 | 0 | 1 | 0 | 0 | 0 | 0 | 0 | 1 | 1 | 1 | 0 | 1 | 100% | #N/A
1990-04-24 | 4 | 24 | 2018 | 2018-04-24 | 2 | 0 | 24:00 | 24 | 48 | 46 | 39.92 | 43.16 | 39.02 | 37.04 | 35.24 | 33.08 | 39.2 | 30 | 34 | 36 | 45 | 39 | 41 | 0 | 0 | 1 | 0 | 0 | 0 | 0 | 1 | 1 | 1 | 0 | 1 | 100% | #N/A
1990-04-25 | 4 | 25 | 2018 | 2018-04-25 | 3 | 0 | 1:00 | 1 | 48 | 46 | 37.94 | 42.26 | 37.94 | 37.04 | 32.54 | 33.08 | 37.4 | 28 | 32 | 36 | 46 | 37 | 39.92 | 0 | 0 | 1 | 0 | 0 | 0 | 0 | 1 | 1 | 1 | 0 | 1 | 100% | #N/A
1990-04-25 | 4 | 25 | 2018 | 2018-04-25 | 3 | 0 | 2:00 | 2 | 48 | 46 | 35.96 | 41.36 | 35.96 | 35.06 | 33.62 | 32 | 35.6 | 27 | 31 | 32 | 46 | 36 | 42.08 | 0 | 0 | 1 | 0 | 0 | 0 | 0 | 1 | 1 | 1 | 0 | 1 | 100% | #N/A
1990-04-25 | 4 | 25 | 2018 | 2018-04-25 | 3 | 0 | 3:00 | 3 | 48 | 46 | 35.06 | 41.18 | 35.96 | 35.06 | 30.38 | 30.92 | 35.6 | 27 | 30 | 30 | 45 | 34 | 42.08 | 0 | 0 | 1 | 0 | 0 | 0 | 0 | 1 | 1 | 1 | 0 | 1 | 100% | #N/A
1990-04-25 | 4 | 25 | 2018 | 2018-04-25 | 3 | 0 | 4:00 | 4 | 48 | 46 | 33.98 | 40.1 | 35.06 | 35.06 | 27.68 | 30.92 | 35.6 | 25 | 30 | 30 | 43 | 34 | 42.08 | 0 | 0 | 1 | 0 | 0 | 0 | 0 | 1 | 1 | 1 | 0 | 1 | 100% | #N/A
1990-04-25 | 4 | 25 | 2018 | 2018-04-25 | 3 | 0 | 5:00 | 5 | 49 | 46 | 30.92 | 39.02 | 35.06 | 35.06 | 30.56 | 30.92 | 33.8 | 25 | 31 | 30 | 41 | 34 | 41 | 0 | 0 | 1 | 0 | 0 | 0 | 0 | 1 | 1 | 1 | 0 | 1 | 100% | #N/A
1990-04-25 | 4 | 25 | 2018 | 2018-04-25 | 3 | 0 | 6:00 | 6 | 48 | 46 | 35.96 | 38.12 | 37.04 | 37.04 | 33.44 | 32 | 35.6 | 27 | 33 | 30 | 41 | 36 | 44.06 | 0 | 0 | 1 | 0 | 0 | 0 | 0 | 1 | 1 | 1 | 0 | 1 | 100% | #N/A
1990-04-25 | 4 | 25 | 2018 | 2018-04-25 | 3 | 0 | 7:00 | 7 | 49 | 47 | 39.02 | 39.02 | 37.94 | 39.02 | 38.3 | 35.06 | 37.4 | 28 | 40 | 36 | 41 | 39 | 48.92 | 0 | 0 | 1 | 0 | 0 | 0 | 0 | 1 | 1 | 1 | 0 | 1 | 100% | #N/A
1990-04-25 | 4 | 25 | 2018 | 2018-04-25 | 3 | 0 | 8:00 | 8 | 49 | 49 | 42.98 | 40.46 | 42.08 | 42.08 | 41.18 | 37.94 | 41 | 30 | 49 | 41 | 43 | 45 | 51.98 | 0 | 1 | 0 | 0 | 0 | 0 | 0 | 1 | 1 | 1 | 0 | 1 | 100% | #N/A
1990-04-25 | 4 | 25 | 2018 | 2018-04-25 | 3 | 0 | 9:00 | 9 | 48 | 52 | 46.04 | 43.34 | 46.04 | 42.98 | 44.42 | 41 | 41 | 34 | 55 | 46 | 43 | 48 | 55.04 | 0 | 1 | 0 | 0 | 0 | 0 | 0 | 1 | 1 | 1 | 0 | 1 | 100% | #N/A
1990-04-25 | 4 | 25 | 2018 | 2018-04-25 | 3 | 0 | 10:00 | 10 | 49 | 56 | 48.92 | 44.24 | 48.02 | 46.94 | 46.94 | 44.06 | 44.6 | 37 | 60 | 50 | 45 | 48 | 57.02 | 0 | 1 | 0 | 0 | 0 | 0 | 0 | 1 | 1 | 1 | 0 | 1 | 100% | #N/A
1990-04-25 | 4 | 25 | 2018 | 2018-04-25 | 3 | 0 | 11:00 | 11 | 49 | 60 | 51.98 | 48.74 | 51.08 | 50 | 50.9 | 46.94 | 46.4 | 39 | 65 | 54 | 46 | 54 | 60.08 | 0 | 1 | 0 | 0 | 0 | 0 | 0 | 1 | 1 | 1 | 0 | 1 | 100% | #N/A
1990-04-25 | 4 | 25 | 2018 | 2018-04-25 | 3 | 0 | 12:00 | 12 | 49 | 62 | 55.04 | 50.36 | 53.06 | 53.06 | 50 | 48.92 | 50 | 45 | 68 | 54 | 46 | 55 | 62.06 | 0 | 1 | 0 | 0 | 0 | 0 | 0 | 1 | 1 | 1 | 0 | 1 | 100% | #N/A
1990-04-25 | 4 | 25 | 2018 | 2018-04-25 | 3 | 0 | 13:00 | 13 | 51 | 64 | 55.04 | 51.98 | 53.96 | 53.96 | 53.6 | 51.08 | 50 | 46 | 71 | 55 | 46 | 59 | 64.04 | 0 | 1 | 0 | 0 | 0 | 0 | 0 | 1 | 1 | 1 | 0 | 1 | 100% | #N/A
1990-04-25 | 4 | 25 | 2018 | 2018-04-25 | 3 | 0 | 14:00 | 14 | 52 | 65 | 55.04 | 52.88 | 53.06 | 53.96 | 55.94 | 51.98 | 48.2 | 48 | 73 | 55 | 48 | 57 | 64.94 | 0 | 1 | 0 | 0 | 0 | 0 | 0 | 1 | 1 | 1 | 0 | 1 | 100% | #N/A
1990-04-25 | 4 | 25 | 2018 | 2018-04-25 | 3 | 0 | 15:00 | 15 | 54 | 66 | 55.94 | 54.86 | 53.96 | 53.96 | 55.4 | 51.98 | 48.2 | 52 | 76 | 55 | 46 | 55 | 60.98 | 0 | 1 | 0 | 0 | 0 | 0 | 0 | 1 | 1 | 1 | 0 | 1 | 100% | #N/A
1990-04-25 | 4 | 25 | 2018 | 2018-04-25 | 3 | 0 | 16:00 | 16 | 52 | 65 | 55.94 | 53.6 | 53.06 | 53.06 | 56.66 | 51.08 | 48.2 | 52 | 76 | 55 | 48 | 54 | 60.98 | 0 | 1 | 0 | 0 | 0 | 0 | 0 | 1 | 1 | 1 | 0 | 1 | 100% | #N/A
1990-04-25 | 4 | 25 | 2018 | 2018-04-25 | 3 | 0 | 17:00 | 17 | 52 | 64 | 53.96 | 53.6 | 51.98 | 51.08 | 54.68 | 51.08 | 48.2 | 50 | 75 | 54 | 48 | 52 | 59 | 0 | 1 | 0 | 0 | 0 | 0 | 0 | 1 | 1 | 1 | 0 | 1 | 100% | #N/A
1990-04-25 | 4 | 25 | 2018 | 2018-04-25 | 3 | 0 | 18:00 | 18 | 52 | 64 | 53.06 | 54.68 | 46.04 | 50 | 52.88 | 50 | 46.4 | 48 | 73 | 50 | 48 | 50 | 57.92 | 0 | 1 | 0 | 0 | 0 | 0 | 0 | 1 | 1 | 1 | 0 | 1 | 100% | #N/A
1990-04-25 | 4 | 25 | 2018 | 2018-04-25 | 3 | 0 | 19:00 | 19 | 51 | 64 | 50 | 47.3 | 48.02 | 48.02 | 52.16 | 48.92 | 44.6 | 46 | 71 | 46 | 46 | 46 | 55.04 | 0 | 1 | 0 | 0 | 0 | 0 | 0 | 1 | 1 | 1 | 0 | 1 | 100% | #N/A
1990-04-25 | 4 | 25 | 2018 | 2018-04-25 | 3 | 0 | 20:00 | 20 | 50 | 62 | 48.92 | 47.48 | 44.96 | 44.96 | 50.36 | 46.94 | 42.8 | 43 | 67 | 45 | 45 | 45 | 53.96 | 0 | 1 | 0 | 0 | 0 | 0 | 0 | 1 | 1 | 1 | 0 | 1 | 100% | #N/A
1990-04-25 | 4 | 25 | 2018 | 2018-04-25 | 3 | 0 | 21:00 | 21 | 50 | 61 | 48.92 | 48.02 | 42.08 | 42.08 | 48.56 | 46.04 | 42.8 | 37 | 66 | 43 | 45 | 45 | 51.98 | 0 | 1 | 0 | 0 | 0 | 0 | 0 | 1 | 1 | 1 | 0 | 1 | 100% | #N/A
1990-04-25 | 4 | 25 | 2018 | 2018-04-25 | 3 | 0 | 22:00 | 22 | 49 | 61 | 48.02 | 48.02 | 41 | 42.08 | 43.7 | 44.96 | 42.8 | 37 | 65 | 39 | 43 | 45 | 51.08 | 0 | 1 | 0 | 0 | 0 | 0 | 0 | 1 | 1 | 1 | 0 | 1 | 100% | #N/A
1990-04-25 | 4 | 25 | 2018 | 2018-04-25 | 3 | 0 | 23:00 | 23 | 49 | 60 | 46.04 | 47.48 | 39.02 | 42.08 | 38.48 | 42.98 | 42.8 | 37 | 64 | 39 | 41 | 45 | 51.08 | 0 | 1 | 0 | 0 | 0 | 0 | 0 | 1 | 1 | 1 | 0 | 1 | 100% | #N/A
1990-04-25 | 4 | 25 | 2018 | 2018-04-25 | 3 | 0 | 24:00 | 24 | 48 | 60 | 37.94 | 45.5 | 39.02 | 42.08 | 37.22 | 42.08 | 37.4 | 37 | 60 | 39 | 43 | 45 | 50 | 0 | 0 | 1 | 0 | 0 | 0 | 0 | 1 | 1 | 1 | 0 | 1 | 100% | #N/A
1990-04-26 | 4 | 26 | 2018 | 2018-04-26 | 4 | 0 | 1:00 | 1 | 47 | 59 | 39.92 | 45.14 | 41 | 42.98 | 33.8 | 42.08 | 39.2 | 37 | 59 | 39 | 43 | 45 | 50 | 0 | 0 | 1 | 0 | 0 | 0 | 0 | 1 | 1 | 1 | 0 | 1 | 100% | #N/A
1990-04-26 | 4 | 26 | 2018 | 2018-04-26 | 4 | 0 | 2:00 | 2 | 45 | 57 | 41 | 44.96 | 41 | 41 | 33.98 | 42.98 | 33.8 | 37 | 55 | 39 | 43 | 45 | 48.92 | 0 | 0 | 1 | 0 | 0 | 0 | 0 | 1 | 1 | 1 | 0 | 1 | 100% | #N/A
1990-04-26 | 4 | 26 | 2018 | 2018-04-26 | 4 | 0 | 3:00 | 3 | 45 | 56 | 39.02 | 44.96 | 41 | 42.08 | 36.5 | 42.98 | 37.4 | 37 | 57 | 37 | 39 | 43 | 46.94 | 0 | 0 | 1 | 0 | 0 | 0 | 0 | 1 | 1 | 1 | 0 | 1 | 100% | #N/A
1990-04-26 | 4 | 26 | 2018 | 2018-04-26 | 4 | 0 | 4:00 | 4 | 45 | 54 | 39.92 | 44.96 | 39.02 | 41 | 37.04 | 42.08 | 32 | 37 | 54 | 37 | 39 | 43 | 44.96 | 0 | 0 | 1 | 0 | 0 | 0 | 0 | 1 | 1 | 1 | 0 | 1 | 100% | #N/A
1990-04-26 | 4 | 26 | 2018 | 2018-04-26 | 4 | 0 | 5:00 | 5 | 48 | 54 | 39.02 | 44.96 | 37.04 | 37.94 | 36.68 | 42.08 | 35.6 | 37 | 52 | 37 | 36 | 43 | 46.94 | 0 | 0 | 1 | 0 | 0 | 0 | 0 | 1 | 1 | 1 | 0 | 1 | 100% | #N/A
1990-04-26 | 4 | 26 | 2018 | 2018-04-26 | 4 | 0 | 6:00 | 6 | 48 | 55 | 44.96 | 44.96 | 39.92 | 41 | 38.12 | 42.08 | 35.6 | 37 | 60 | 39 | 37 | 45 | 48.02 | 0 | 0 | 1 | 0 | 0 | 0 | 0 | 1 | 1 | 1 | 0 | 1 | 100% | #N/A
1990-04-26 | 4 | 26 | 2018 | 2018-04-26 | 4 | 0 | 7:00 | 7 | 51 | 60 | 48.92 | 49.82 | 46.94 | 44.96 | 41.9 | 42.98 | 41 | 37 | 62 | 37 | 45 | 45 | 53.06 | 0 | 0 | 1 | 0 | 0 | 0 | 0 | 1 | 1 | 1 | 0 | 1 | 100% | #N/A
1990-04-26 | 4 | 26 | 2018 | 2018-04-26 | 4 | 0 | 8:00 | 8 | 51 | 64 | 51.08 | 48.02 | 48.02 | 46.94 | 44.96 | 46.04 | 46.4 | 37 | 65 | 37 | 48 | 45 | 57.92 | 0 | 1 | 0 | 0 | 0 | 0 | 0 | 1 | 1 | 1 | 0 | 1 | 100% | #N/A
1990-04-26 | 4 | 26 | 2018 | 2018-04-26 | 4 | 0 | 9:00 | 9 | 54 | 66 | 53.06 | 48.2 | 48.92 | 48.92 | 49.82 | 48.92 | 48.2 | 41 | 66 | 37 | 54 | 45 | 60.08 | 0 | 1 | 0 | 0 | 0 | 0 | 0 | 1 | 1 | 1 | 0 | 1 | 100% | #N/A
1990-04-26 | 4 | 26 | 2018 | 2018-04-26 | 4 | 0 | 10:00 | 10 | 50 | 71 | 55.94 | 48.56 | 51.08 | 51.08 | 53.78 | 50 | 50 | 41 | 70 | 37 | 55 | 45 | 60.98 | 0 | 1 | 0 | 0 | 0 | 0 | 0 | 1 | 1 | 1 | 0 | 1 | 100% | #N/A
1990-04-26 | 4 | 26 | 2018 | 2018-04-26 | 4 | 0 | 11:00 | 11 | 50 | 72 | 55.94 | 50.36 | 53.06 | 53.06 | 55.04 | 50 | 53.6 | 43 | 72 | 36 | 57 | 46 | 62.06 | 0 | 1 | 0 | 0 | 0 | 0 | 0 | 1 | 1 | 1 | 0 | 1 | 100% | #N/A
1990-04-26 | 4 | 26 | 2018 | 2018-04-26 | 4 | 0 | 12:00 | 12 | 52 | 75 | 55.04 | 49.1 | 51.98 | 53.06 | 55.04 | 51.08 | 53.6 | 45 | 73 | 36 | 63 | 45 | 62.96 | 0 | 1 | 0 | 0 | 0 | 0 | 0 | 1 | 1 | 1 | 0 | 1 | 100% | #N/A
1990-04-26 | 4 | 26 | 2018 | 2018-04-26 | 4 | 0 | 13:00 | 13 | 54 | 76 | 55.04 | 47.84 | 51.08 | 51.98 | 55.4 | 51.98 | 53.6 | 45 | 74 | 36 | 64 | 45 | 62.06 | 0 | 1 | 0 | 0 | 0 | 0 | 0 | 1 | 1 | 1 | 0 | 1 | 100% | #N/A
1990-04-26 | 4 | 26 | 2018 | 2018-04-26 | 4 | 0 | 14:00 | 14 | 56 | 77 | 53.96 | 48.2 | 53.06 | 53.96 | 55.4 | 51.98 | 53.6 | 45 | 75 | 36 | 64 | 43 | 62.06 | 0 | 1 | 0 | 0 | 0 | 0 | 0 | 1 | 1 | 1 | 0 | 1 | 100% | #N/A
1990-04-26 | 4 | 26 | 2018 | 2018-04-26 | 4 | 0 | 15:00 | 15 | 56 | 75 | 55.04 | 49.28 | 51.98 | 55.04 | 56.3 | 53.06 | 51.8 | 45 | 74 | 37 | 64 | 43 | 64.04 | 0 | 1 | 0 | 0 | 0 | 0 | 0 | 1 | 1 | 1 | 0 | 1 | 100% | #N/A
1990-04-26 | 4 | 26 | 2018 | 2018-04-26 | 4 | 0 | 16:00 | 16 | 57 | 73 | 55.04 | 53.42 | 51.08 | 53.96 | 55.4 | 51.98 | 48.2 | 45 | 77 | 37 | 64 | 43 | 64.04 | 0 | 1 | 0 | 0 | 0 | 0 | 0 | 1 | 1 | 1 | 0 | 1 | 100% | #N/A
1990-04-26 | 4 | 26 | 2018 | 2018-04-26 | 4 | 0 | 17:00 | 17 | 55 | 70 | 55.04 | 53.96 | 53.06 | 55.04 | 55.22 | 51.98 | 48.2 | 45 | 74 | 36 | 64 | 43 | 64.04 | 0 | 1 | 0 | 0 | 0 | 0 | 0 | 1 | 1 | 1 | 0 | 1 | 100% | #N/A
1990-04-26 | 4 | 26 | 2018 | 2018-04-26 | 4 | 0 | 18:00 | 18 | 53 | 66 | 53.96 | 56.66 | 48.02 | 53.96 | 53.06 | 51.08 | 48.2 | 45 | 72 | 37 | 64 | 43 | 60.98 | 0 | 1 | 0 | 0 | 0 | 0 | 0 | 1 | 1 | 1 | 0 | 1 | 100% | #N/A
1990-04-26 | 4 | 26 | 2018 | 2018-04-26 | 4 | 0 | 19:00 | 19 | 53 | 64 | 53.06 | 54.14 | 46.04 | 53.06 | 52.7 | 48.92 | 46.4 | 43 | 67 | 37 | 57 | 43 | 59 | 0 | 1 | 0 | 0 | 0 | 0 | 0 | 1 | 1 | 1 | 0 | 1 | 100% | #N/A
1990-04-26 | 4 | 26 | 2018 | 2018-04-26 | 4 | 0 | 20:00 | 20 | 53 | 62 | 51.08 | 54.14 | 46.04 | 51.98 | 51.26 | 48.02 | 46.4 | 43 | 65 | 37 | 57 | 43 | 57.02 | 0 | 1 | 0 | 0 | 0 | 0 | 0 | 1 | 1 | 1 | 0 | 1 | 100% | #N/A
1990-04-26 | 4 | 26 | 2018 | 2018-04-26 | 4 | 0 | 21:00 | 21 | 53 | 60 | 50 | 53.96 | 46.04 | 51.98 | 51.98 | 48.02 | 44.6 | 41 | 62 | 36 | 54 | 43 | 53.96 | 0 | 1 | 0 | 0 | 0 | 0 | 0 | 1 | 1 | 1 | 0 | 1 | 100% | #N/A
1990-04-26 | 4 | 26 | 2018 | 2018-04-26 | 4 | 0 | 22:00 | 22 | 53 | 62 | 51.08 | 53.78 | 48.02 | 50 | 50.36 | 48.92 | 44.6 | 41 | 60 | 34 | 55 | 41 | 53.06 | 0 | 1 | 0 | 0 | 0 | 0 | 0 | 1 | 1 | 1 | 0 | 1 | 100% | #N/A
1990-04-26 | 4 | 26 | 2018 | 2018-04-26 | 4 | 0 | 23:00 | 23 | 52 | 60 | 51.08 | 52.88 | 46.94 | 48.92 | 49.46 | 48.02 | 44.6 | 41 | 56 | 34 | 55 | 41 | 51.08 | 0 | 1 | 0 | 0 | 0 | 0 | 0 | 1 | 1 | 1 | 0 | 1 | 100% | #N/A
1990-04-26 | 4 | 26 | 2018 | 2018-04-26 | 4 | 0 | 24:00 | 24 | 51 | 57 | 50 | 52.34 | 46.94 | 44.96 | 49.28 | 46.94 | 44.6 | 43 | 56 | 34 | 54 | 41 | 51.08 | 0 | 0 | 1 | 0 | 0 | 0 | 0 | 1 | 1 | 1 | 0 | 1 | 100% | #N/A
1990-04-27 | 4 | 27 | 2018 | 2018-04-27 | 5 | 0 | 1:00 | 1 | 50 | 56 | 48.92 | 51.26 | 44.06 | 42.98 | 47.12 | 46.04 | 42.8 | 41 | 54 | 34 | 54 | 41 | 48.92 | 0 | 0 | 1 | 0 | 0 | 0 | 0 | 1 | 1 | 1 | 0 | 1 | 100% | #N/A
1990-04-27 | 4 | 27 | 2018 | 2018-04-27 | 5 | 0 | 2:00 | 2 | 50 | 54 | 48.02 | 50.72 | 44.06 | 42.08 | 46.4 | 44.96 | 46.4 | 43 | 47 | 34 | 54 | 41 | 46.94 | 0 | 0 | 1 | 0 | 0 | 0 | 0 | 1 | 1 | 1 | 0 | 1 | 100% | #N/A
1990-04-27 | 4 | 27 | 2018 | 2018-04-27 | 5 | 0 | 3:00 | 3 | 49 | 54 | 46.04 | 50 | 44.06 | 44.06 | 46.4 | 44.06 | 44.6 | 41 | 51 | 34 | 52 | 41 | 44.96 | 0 | 0 | 1 | 0 | 0 | 0 | 0 | 1 | 1 | 1 | 0 | 1 | 100% | #N/A
1990-04-27 | 4 | 27 | 2018 | 2018-04-27 | 5 | 0 | 4:00 | 4 | 49 | 52 | 42.98 | 49.1 | 44.96 | 44.06 | 45.32 | 44.06 | 42.8 | 41 | 52 | 34 | 52 | 41 | 46.04 | 0 | 0 | 1 | 0 | 0 | 0 | 0 | 1 | 1 | 1 | 0 | 1 | 100% | #N/A
1990-04-27 | 4 | 27 | 2018 | 2018-04-27 | 5 | 0 | 5:00 | 5 | 49 | 49 | 41 | 49.64 | 44.96 | 46.04 | 45.68 | 44.06 | 44.6 | 41 | 52 | 34 | 52 | 41 | 44.06 | 0 | 0 | 1 | 0 | 0 | 0 | 0 | 1 | 1 | 1 | 0 | 1 | 100% | #N/A
1990-04-27 | 4 | 27 | 2018 | 2018-04-27 | 5 | 0 | 6:00 | 6 | 49 | 51 | 44.06 | 48.56 | 46.04 | 46.94 | 45.68 | 44.06 | 44.6 | 41 | 50 | 36 | 52 | 41 | 46.94 | 0 | 0 | 1 | 0 | 0 | 0 | 0 | 1 | 1 | 1 | 0 | 1 | 100% | #N/A
1990-04-27 | 4 | 27 | 2018 | 2018-04-27 | 5 | 0 | 7:00 | 7 | 50 | 55 | 48.92 | 48.74 | 48.92 | 48.02 | 46.76 | 44.96 | 46.4 | 43 | 53 | 36 | 52 | 43 | 55.94 | 0 | 0 | 1 | 0 | 0 | 0 | 0 | 1 | 1 | 1 | 0 | 1 | 100% | #N/A
1990-04-27 | 4 | 27 | 2018 | 2018-04-27 | 5 | 0 | 8:00 | 8 | 50 | 57 | 51.08 | 48.74 | 51.08 | 50 | 49.1 | 46.04 | 50 | 45 | 54 | 36 | 50 | 43 | 55.04 | 0 | 1 | 0 | 0 | 0 | 0 | 0 | 1 | 1 | 1 | 0 | 1 | 100% | #N/A
1990-04-27 | 4 | 27 | 2018 | 2018-04-27 | 5 | 0 | 9:00 | 9 | 53 | 57 | 53.96 | 50.18 | 53.06 | 53.96 | 51.62 | 46.94 | 50 | 50 | 53 | 37 | 50 | 46 | 57.92 | 0 | 1 | 0 | 0 | 0 | 0 | 0 | 1 | 1 | 1 | 0 | 1 | 100% | #N/A
1990-04-27 | 4 | 27 | 2018 | 2018-04-27 | 5 | 0 | 10:00 | 10 | 57 | 56 | 55.04 | 52.16 | 53.96 | 51.98 | 54.68 | 50 | 51.8 | 54 | 54 | 37 | 52 | 50 | 60.08 | 0 | 1 | 0 | 0 | 0 | 0 | 0 | 1 | 1 | 1 | 0 | 1 | 100% | #N/A
1990-04-27 | 4 | 27 | 2018 | 2018-04-27 | 5 | 0 | 11:00 | 11 | 61 | 56 | 55.94 | 52.88 | 53.96 | 55.94 | 55.58 | 51.98 | 53.6 | 55 | 55 | 39 | 52 | 54 | 64.94 | 0 | 1 | 0 | 0 | 0 | 0 | 0 | 1 | 1 | 1 | 0 | 1 | 100% | #N/A
1990-04-27 | 4 | 27 | 2018 | 2018-04-27 | 5 | 0 | 12:00 | 12 | 69 | 59 | 55.04 | 54.32 | 57.02 | 57.02 | 55.4 | 53.06 | 55.4 | 59 | 57 | 43 | 54 | 57 | 68 | 0 | 1 | 0 | 0 | 0 | 0 | 0 | 1 | 1 | 1 | 0 | 1 | 100% | #N/A
1990-04-27 | 4 | 27 | 2018 | 2018-04-27 | 5 | 0 | 13:00 | 13 | 73 | 60 | 57.02 | 54.68 | 55.94 | 55.94 | 55.4 | 53.06 | 53.6 | 61 | 53 | 45 | 54 | 63 | 69.98 | 0 | 1 | 0 | 0 | 0 | 0 | 0 | 1 | 1 | 1 | 0 | 1 | 100% | #N/A
1990-04-27 | 4 | 27 | 2018 | 2018-04-27 | 5 | 0 | 14:00 | 14 | 78 | 61 | 57.02 | 55.76 | 55.94 | 55.04 | 57.38 | 51.98 | 51.8 | 55 | 58 | 46 | 52 | 64 | 69.98 | 0 | 1 | 0 | 0 | 0 | 0 | 0 | 1 | 1 | 1 | 0 | 1 | 100% | #N/A
1990-04-27 | 4 | 27 | 2018 | 2018-04-27 | 5 | 0 | 15:00 | 15 | 83 | 62 | 57.02 | 56.12 | 55.94 | 55.94 | 56.84 | 53.06 | 55.4 | 46 | 59 | 46 | 50 | 63 | 68 | 0 | 1 | 0 | 0 | 0 | 0 | 0 | 1 | 1 | 1 | 0 | 1 | 100% | #N/A
1990-04-27 | 4 | 27 | 2018 | 2018-04-27 | 5 | 0 | 16:00 | 16 | 83 | 62 | 55.94 | 55.76 | 53.06 | 53.06 | 55.76 | 51.98 | 55.4 | 48 | 60 | 47 | 50 | 59 | 66.92 | 0 | 1 | 0 | 0 | 0 | 0 | 0 | 1 | 1 | 1 | 0 | 1 | 100% | #N/A
1990-04-27 | 4 | 27 | 2018 | 2018-04-27 | 5 | 0 | 17:00 | 17 | 79 | 62 | 53.06 | 55.22 | 50 | 51.08 | 54.68 | 51.08 | 51.8 | 52 | 60 | 46 | 50 | 59 | 64.04 | 0 | 1 | 0 | 0 | 0 | 0 | 0 | 1 | 1 | 1 | 0 | 1 | 100% | #N/A
1990-04-27 | 4 | 27 | 2018 | 2018-04-27 | 5 | 0 | 18:00 | 18 | 75 | 61 | 51.08 | 53.24 | 51.08 | 51.98 | 53.24 | 50 | 48.2 | 48 | 58 | 46 | 48 | 63 | 60.08 | 0 | 1 | 0 | 0 | 0 | 0 | 0 | 1 | 1 | 1 | 0 | 1 | 100% | #N/A
1990-04-27 | 4 | 27 | 2018 | 2018-04-27 | 5 | 0 | 19:00 | 19 | 71 | 56 | 51.08 | 51.08 | 50 | 51.08 | 51.62 | 48.92 | 46.4 | 46 | 54 | 45 | 48 | 59 | 57.02 | 0 | 1 | 0 | 0 | 0 | 0 | 0 | 1 | 1 | 1 | 0 | 1 | 100% | #N/A
1990-04-27 | 4 | 27 | 2018 | 2018-04-27 | 5 | 0 | 20:00 | 20 | 69 | 54 | 51.08 | 52.16 | 50 | 50 | 51.44 | 48.02 | 44.6 | 46 | 51 | 43 | 48 | 54 | 51.98 | 0 | 1 | 0 | 0 | 0 | 0 | 0 | 1 | 1 | 1 | 0 | 1 | 100% | #N/A
1990-04-27 | 4 | 27 | 2018 | 2018-04-27 | 5 | 0 | 21:00 | 21 | 65 | 52 | 50 | 52.34 | 46.94 | 50 | 51.8 | 46.94 | 44.6 | 45 | 44 | 43 | 48 | 54 | 51.98 | 0 | 1 | 0 | 0 | 0 | 0 | 0 | 1 | 1 | 1 | 0 | 1 | 100% | #N/A
1990-04-27 | 4 | 27 | 2018 | 2018-04-27 | 5 | 0 | 22:00 | 22 | 65 | 49 | 46.4 | 51.98 | 46.94 | 48.92 | 49.28 | 46.94 | 44.6 | 39 | 47 | 43 | 48 | 48 | 51.08 | 0 | 1 | 0 | 0 | 0 | 0 | 0 | 1 | 1 | 1 | 0 | 1 | 100% | #N/A
1990-04-27 | 4 | 27 | 2018 | 2018-04-27 | 5 | 0 | 23:00 | 23 | 64 | 48 | 46.94 | 47.66 | 46.04 | 46.94 | 48.02 | 46.04 | 44.6 | 36 | 39 | 43 | 46 | 45 | 51.08 | 0 | 1 | 0 | 0 | 0 | 0 | 0 | 1 | 1 | 1 | 0 | 1 | 100% | #N/A
1990-04-27 | 4 | 27 | 2018 | 2018-04-27 | 5 | 0 | 24:00 | 24 | 63 | 43 | 44.96 | 46.76 | 44.96 | 46.04 | 47.3 | 44.96 | 42.8 | 34 | 40 | 43 | 46 | 45 | 51.08 | 0 | 0 | 1 | 0 | 0 | 0 | 0 | 1 | 1 | 1 | 0 | 1 | 100% | #N/A
1990-04-28 | 4 | 28 | 2018 | 2018-04-28 | 6 | 0 | 1:00 | 1 | 62 | 43 | 44.96 | 46.94 | 44.06 | 46.04 | 47.48 | 44.96 | 42.8 | 36 | 37 | 43 | 46 | 45 | 51.08 | 0 | 0 | 1 | 0 | 0 | 0 | 0 | 1 | 1 | 1 | 0 | 1 | 100% | #N/A
1990-04-28 | 4 | 28 | 2018 | 2018-04-28 | 6 | 0 | 2:00 | 2 | 61 | 41 | 42.8 | 44.78 | 44.06 | 44.06 | 47.12 | 44.06 | 41 | 30 | 36 | 41 | 46 | 43 | 50 | 0 | 0 | 1 | 0 | 0 | 0 | 0 | 1 | 1 | 1 | 0 | 1 | 100% | #N/A
1990-04-28 | 4 | 28 | 2018 | 2018-04-28 | 6 | 0 | 3:00 | 3 | 59 | 42 | 44.06 | 44.6 | 44.06 | 44.06 | 45.86 | 44.06 | 41 | 32 | 36 | 41 | 45 | 43 | 50 | 0 | 0 | 1 | 0 | 0 | 0 | 0 | 1 | 1 | 1 | 0 | 1 | 100% | #N/A
1990-04-28 | 4 | 28 | 2018 | 2018-04-28 | 6 | 0 | 4:00 | 4 | 57 | 41 | 44.06 | 44.78 | 44.06 | 44.06 | 45.68 | 42.08 | 41 | 30 | 35 | 41 | 45 | 43 | 51.98 | 0 | 0 | 1 | 0 | 0 | 0 | 0 | 1 | 1 | 1 | 0 | 1 | 100% | #N/A
1990-04-28 | 4 | 28 | 2018 | 2018-04-28 | 6 | 0 | 5:00 | 5 | 57 | 41 | 44.06 | 44.42 | 44.06 | 44.06 | 45.68 | 39.92 | 41 | 36 | 35 | 41 | 45 | 39 | 51.98 | 0 | 0 | 1 | 0 | 0 | 0 | 0 | 1 | 1 | 1 | 0 | 1 | 100% | #N/A
1990-04-28 | 4 | 28 | 2018 | 2018-04-28 | 6 | 0 | 6:00 | 6 | 60 | 44 | 44.96 | 44.96 | 44.06 | 44.96 | 46.94 | 39.92 | 41 | 36 | 38 | 39 | 45 | 45 | 51.98 | 0 | 0 | 1 | 0 | 0 | 0 | 0 | 1 | 1 | 1 | 0 | 1 | 100% | #N/A
1990-04-28 | 4 | 28 | 2018 | 2018-04-28 | 6 | 0 | 7:00 | 7 | 66 | 47 | 46.04 | 45.14 | 44.96 | 44.96 | 49.46 | 41 | 42.8 | 39 | 45 | 39 | 46 | 50 | 53.96 | 0 | 0 | 1 | 0 | 0 | 0 | 0 | 1 | 1 | 1 | 0 | 1 | 100% | #N/A
1990-04-28 | 4 | 28 | 2018 | 2018-04-28 | 6 | 0 | 8:00 | 8 | 63 | 53 | 46.94 | 46.22 | 46.04 | 48.92 | 52.16 | 44.06 | 42.8 | 39 | 51 | 41 | 46 | 57 | 55.94 | 0 | 0 | 1 | 0 | 0 | 0 | 0 | 1 | 1 | 1 | 0 | 1 | 100% | #N/A
1990-04-28 | 4 | 28 | 2018 | 2018-04-28 | 6 | 0 | 9:00 | 9 | 70 | 59 | 48.92 | 46.22 | 48.92 | 50 | 53.24 | 44.6 | 42.8 | 37 | 56 | 43 | 48 | 64 | 59 | 0 | 0 | 1 | 0 | 0 | 0 | 0 | 1 | 1 | 1 | 0 | 1 | 100% | #N/A
1990-04-28 | 4 | 28 | 2018 | 2018-04-28 | 6 | 0 | 10:00 | 10 | 75 | 61 | 51.98 | 47.48 | 51.08 | 51.08 | 55.76 | 48.92 | 42.8 | 41 | 59 | 45 | 50 | 70 | 57.02 | 0 | 0 | 1 | 0 | 0 | 0 | 0 | 1 | 1 | 1 | 0 | 1 | 100% | #N/A
1990-04-28 | 4 | 28 | 2018 | 2018-04-28 | 6 | 0 | 11:00 | 11 | 78 | 66 | 51.98 | 48.74 | 53.96 | 55.04 | 55.4 | 53.96 | 44.6 | 36 | 62 | 45 | 50 | 73 | 55.94 | 0 | 0 | 1 | 0 | 0 | 0 | 0 | 1 | 1 | 1 | 0 | 1 | 100% | #N/A
1990-04-28 | 4 | 28 | 2018 | 2018-04-28 | 6 | 0 | 12:00 | 12 | 83 | 67 | 57.02 | 47.84 | 57.92 | 57.92 | 60.8 | 55.04 | 46.4 | 41 | 63 | 46 | 52 | 75 | 60.08 | 0 | 0 | 1 | 0 | 0 | 0 | 0 | 1 | 1 | 1 | 0 | 1 | 100% | #N/A
1990-04-28 | 4 | 28 | 2018 | 2018-04-28 | 6 | 0 | 13:00 | 13 | 87 | 60 | 59 | 49.1 | 60.98 | 60.08 | 60.8 | 57.92 | 48.2 | 39 | 61 | 48 | 52 | 77 | 62.96 | 0 | 0 | 1 | 0 | 0 | 0 | 0 | 1 | 1 | 1 | 0 | 1 | 100% | #N/A
1990-04-28 | 4 | 28 | 2018 | 2018-04-28 | 6 | 0 | 14:00 | 14 | 88 | 54 | 62.06 | 50.72 | 62.96 | 62.06 | 64.4 | 59 | 50 | 39 | 61 | 48 | 50 | 79 | 60.98 | 0 | 0 | 1 | 0 | 0 | 0 | 0 | 1 | 1 | 1 | 0 | 1 | 100% | #N/A
1990-04-28 | 4 | 28 | 2018 | 2018-04-28 | 6 | 0 | 15:00 | 15 | 85 | 53 | 64.04 | 52.16 | 62.6 | 62.96 | 64.4 | 60.08 | 53.6 | 41 | 60 | 50 | 52 | 79 | 57.92 | 0 | 0 | 1 | 0 | 0 | 0 | 0 | 1 | 1 | 1 | 0 | 1 | 100% | #N/A
1990-04-28 | 4 | 28 | 2018 | 2018-04-28 | 6 | 0 | 16:00 | 16 | 84 | 52 | 62.96 | 53.78 | 64.94 | 62.06 | 64.4 | 60.08 | 57.2 | 43 | 59 | 52 | 52 | 79 | 55.04 | 0 | 0 | 1 | 0 | 0 | 0 | 0 | 1 | 1 | 1 | 0 | 1 | 100% | #N/A
1990-04-28 | 4 | 28 | 2018 | 2018-04-28 | 6 | 0 | 17:00 | 17 | 82 | 52 | 62.96 | 61.16 | 60.08 | 60.08 | 61.7 | 57.92 | 51.8 | 43 | 57 | 52 | 54 | 79 | 53.96 | 0 | 0 | 1 | 0 | 0 | 0 | 0 | 1 | 1 | 1 | 0 | 1 | 100% | #N/A
1990-04-28 | 4 | 28 | 2018 | 2018-04-28 | 6 | 0 | 18:00 | 18 | 76 | 51 | 60.98 | 60.26 | 57.92 | 57.92 | 58.46 | 55.94 | 48.2 | 43 | 52 | 52 | 52 | 77 | 53.96 | 0 | 0 | 1 | 0 | 0 | 0 | 0 | 1 | 1 | 1 | 0 | 1 | 100% | #N/A
1990-04-28 | 4 | 28 | 2018 | 2018-04-28 | 6 | 0 | 19:00 | 19 | 71 | 50 | 57.92 | 59.36 | 55.94 | 55.94 | 56.12 | 53.96 | 46.4 | 39 | 51 | 45 | 48 | 73 | 51.98 | 0 | 0 | 1 | 0 | 0 | 0 | 0 | 1 | 1 | 1 | 0 | 1 | 100% | #N/A
1990-04-28 | 4 | 28 | 2018 | 2018-04-28 | 6 | 0 | 20:00 | 20 | 70 | 50 | 55.94 | 58.46 | 55.04 | 55.04 | 54.5 | 51.98 | 44.6 | 30 | 51 | 41 | 43 | 70 | 51.08 | 0 | 0 | 1 | 0 | 0 | 0 | 0 | 1 | 1 | 1 | 0 | 1 | 100% | #N/A
1990-04-28 | 4 | 28 | 2018 | 2018-04-28 | 6 | 0 | 21:00 | 21 | 70 | 49 | 55.04 | 57.02 | 55.04 | 53.96 | 52.16 | 50 | 44.6 | 25 | 50 | 37 | 43 | 68 | 50 | 0 | 0 | 1 | 0 | 0 | 0 | 0 | 1 | 1 | 1 | 0 | 1 | 100% | #N/A
1990-04-28 | 4 | 28 | 2018 | 2018-04-28 | 6 | 0 | 22:00 | 22 | 69 | 49 | 53.06 | 55.76 | 53.96 | 53.96 | 44.96 | 48.92 | 42.8 | 27 | 49 | 36 | 41 | 66 | 48.92 | 0 | 0 | 1 | 0 | 0 | 0 | 0 | 1 | 1 | 1 | 0 | 1 | 100% | #N/A
1990-04-28 | 4 | 28 | 2018 | 2018-04-28 | 6 | 0 | 23:00 | 23 | 66 | 48 | 51.08 | 55.04 | 51.98 | 53.96 | 41.36 | 48.92 | 42.8 | 23 | 49 | 36 | 39 | 64 | 48.92 | 0 | 0 | 1 | 0 | 0 | 0 | 0 | 1 | 1 | 1 | 0 | 1 | 100% | #N/A
1990-04-28 | 4 | 28 | 2018 | 2018-04-28 | 6 | 0 | 24:00 | 24 | 64 | 48 | 48.02 | 54.68 | 51.98 | 53.06 | 40.1 | 48.92 | 44.6 | 27 | 49 | 34 | 37 | 63 | 48.92 | 0 | 0 | 1 | 0 | 0 | 0 | 0 | 1 | 1 | 1 | 0 | 1 | 100% | #N/A
1990-04-29 | 4 | 29 | 2018 | 2018-04-29 | 7 | 0 | 1:00 | 1 | 62 | 47 | 50 | 55.4 | 51.98 | 53.06 | 38.3 | 48.02 | 44.6 | 21 | 48 | 34 | 36 | 61 | 48.02 | 0 | 0 | 1 | 0 | 0 | 0 | 0 | 1 | 1 | 1 | 0 | 1 | 100% | #N/A
1990-04-29 | 4 | 29 | 2018 | 2018-04-29 | 7 | 0 | 2:00 | 2 | 59 | 46 | 51.08 | 54.68 | 51.98 | 51.98 | 35.06 | 46.04 | 46.4 | 27 | 48 | 32 | 37 | 61 | 46.94 | 0 | 0 | 1 | 0 | 0 | 0 | 0 | 1 | 1 | 1 | 0 | 1 | 100% | #N/A
1990-04-29 | 4 | 29 | 2018 | 2018-04-29 | 7 | 0 | 3:00 | 3 | 56 | 46 | 51.08 | 54.5 | 51.08 | 51.98 | 34.34 | 46.04 | 46.4 | 28 | 48 | 30 | 39 | 61 | 46.94 | 0 | 0 | 1 | 0 | 0 | 0 | 0 | 1 | 1 | 1 | 0 | 1 | 100% | #N/A
1990-04-29 | 4 | 29 | 2018 | 2018-04-29 | 7 | 0 | 4:00 | 4 | 53 | 46 | 50 | 54.14 | 48.92 | 48.92 | 33.98 | 46.94 | 48.2 | 28 | 47 | 30 | 39 | 61 | 46.04 | 0 | 0 | 1 | 0 | 0 | 0 | 0 | 1 | 1 | 1 | 0 | 1 | 100% | #N/A
1990-04-29 | 4 | 29 | 2018 | 2018-04-29 | 7 | 0 | 5:00 | 5 | 51 | 47 | 50 | 53.78 | 48.92 | 48.02 | 34.16 | 48.02 | 44.6 | 30 | 47 | 30 | 37 | 59 | 46.04 | 0 | 0 | 1 | 0 | 0 | 0 | 0 | 1 | 1 | 1 | 0 | 1 | 100% | #N/A
1990-04-29 | 4 | 29 | 2018 | 2018-04-29 | 7 | 0 | 6:00 | 6 | 51 | 48 | 51.98 | 52.88 | 50 | 48.92 | 36.32 | 50 | 44.6 | 34 | 47 | 30 | 39 | 59 | 46.04 | 0 | 0 | 1 | 0 | 0 | 0 | 0 | 1 | 1 | 1 | 0 | 1 | 100% | #N/A
1990-04-29 | 4 | 29 | 2018 | 2018-04-29 | 7 | 0 | 7:00 | 7 | 51 | 51 | 57.02 | 52.52 | 51.98 | 51.98 | 42.98 | 53.06 | 44.6 | 37 | 51 | 32 | 43 | 63 | 46.04 | 0 | 0 | 1 | 0 | 0 | 0 | 0 | 1 | 1 | 1 | 0 | 1 | 100% | #N/A
1990-04-29 | 4 | 29 | 2018 | 2018-04-29 | 7 | 0 | 8:00 | 8 | 51 | 52 | 59 | 54.32 | 51.98 | 53.96 | 57.92 | 55.94 | 53.6 | 43 | 53 | 37 | 46 | 68 | 48.02 | 0 | 0 | 1 | 0 | 0 | 0 | 0 | 1 | 1 | 1 | 0 | 1 | 100% | #N/A
1990-04-29 | 4 | 29 | 2018 | 2018-04-29 | 7 | 0 | 9:00 | 9 | 52 | 55 | 57.02 | 53.96 | 51.98 | 53.96 | 61.52 | 57.92 | 53.6 | 48 | 55 | 46 | 48 | 70 | 50 | 0 | 0 | 1 | 0 | 0 | 0 | 0 | 1 | 1 | 1 | 0 | 1 | 100% | #N/A
1990-04-29 | 4 | 29 | 2018 | 2018-04-29 | 7 | 0 | 10:00 | 10 | 53 | 58 | 57.92 | 49.46 | 51.08 | 51.08 | 64.76 | 60.08 | 55.4 | 55 | 57 | 54 | 52 | 75 | 55.94 | 0 | 0 | 1 | 0 | 0 | 0 | 0 | 1 | 1 | 1 | 0 | 1 | 100% | #N/A
1990-04-29 | 4 | 29 | 2018 | 2018-04-29 | 7 | 0 | 11:00 | 11 | 54 | 61 | 53.96 | 49.64 | 48.92 | 51.08 | 66.92 | 60.08 | 55.4 | 61 | 58 | 61 | 54 | 77 | 57.92 | 0 | 0 | 1 | 0 | 0 | 0 | 0 | 1 | 1 | 1 | 0 | 1 | 100% | #N/A
1990-04-29 | 4 | 29 | 2018 | 2018-04-29 | 7 | 0 | 12:00 | 12 | 56 | 63 | 53.06 | 48.02 | 51.08 | 51.08 | 68 | 57.92 | 53.6 | 64 | 60 | 63 | 55 | 81 | 57.02 | 0 | 0 | 1 | 0 | 0 | 0 | 0 | 1 | 1 | 1 | 0 | 1 | 100% | #N/A
1990-04-29 | 4 | 29 | 2018 | 2018-04-29 | 7 | 0 | 13:00 | 13 | 55 | 64 | 55.04 | 48.38 | 51.08 | 53.06 | 69.98 | 57.02 | 51.8 | 68 | 62 | 64 | 57 | 79 | 55.94 | 0 | 0 | 1 | 0 | 0 | 0 | 0 | 1 | 1 | 1 | 0 | 1 | 100% | #N/A
1990-04-29 | 4 | 29 | 2018 | 2018-04-29 | 7 | 0 | 14:00 | 14 | 57 | 66 | 55.94 | 47.84 | 50 | 55.04 | 69.8 | 57.92 | 48.2 | 70 | 62 | 66 | 57 | 79 | 55.94 | 0 | 0 | 1 | 0 | 0 | 0 | 0 | 1 | 1 | 1 | 0 | 1 | 100% | #N/A
1990-04-29 | 4 | 29 | 2018 | 2018-04-29 | 7 | 0 | 15:00 | 15 | 56 | 67 | 55.04 | 47.66 | 51.08 | 59 | 68.72 | 59 | 48.2 | 73 | 64 | 66 | 59 | 77 | 53.96 | 0 | 0 | 1 | 0 | 0 | 0 | 0 | 1 | 1 | 1 | 0 | 1 | 100% | #N/A
1990-04-29 | 4 | 29 | 2018 | 2018-04-29 | 7 | 0 | 16:00 | 16 | 54 | 67 | 57.02 | 47.66 | 53.06 | 57.92 | 67.64 | 57.02 | 50 | 73 | 64 | 66 | 59 | 75 | 55.04 | 0 | 0 | 1 | 0 | 0 | 0 | 0 | 1 | 1 | 1 | 0 | 1 | 100% | #N/A
1990-04-29 | 4 | 29 | 2018 | 2018-04-29 | 7 | 0 | 17:00 | 17 | 54 | 67 | 57.02 | 48.02 | 48.92 | 57.02 | 66.02 | 57.02 | 51.8 | 73 | 65 | 66 | 57 | 72 | 55.04 | 0 | 0 | 1 | 0 | 0 | 0 | 0 | 1 | 1 | 1 | 0 | 1 | 100% | #N/A
1990-04-29 | 4 | 29 | 2018 | 2018-04-29 | 7 | 0 | 18:00 | 18 | 52 | 66 | 55.94 | 49.1 | 48.02 | 53.06 | 64.4 | 55.04 | 51.8 | 73 | 64 | 66 | 57 | 68 | 50 | 0 | 0 | 1 | 0 | 0 | 0 | 0 | 1 | 1 | 1 | 0 | 1 | 100% | #N/A
1990-04-29 | 4 | 29 | 2018 | 2018-04-29 | 7 | 0 | 19:00 | 19 | 51 | 62 | 53.96 | 49.64 | 48.02 | 51.08 | 60.62 | 53.06 | 48.2 | 64 | 60 | 61 | 55 | 64 | 48.92 | 0 | 0 | 1 | 0 | 0 | 0 | 0 | 1 | 1 | 1 | 0 | 1 | 100% | #N/A
1990-04-29 | 4 | 29 | 2018 | 2018-04-29 | 7 | 0 | 20:00 | 20 | 50 | 58 | 53.06 | 49.82 | 48.02 | 48.92 | 55.94 | 51.08 | 44.6 | 57 | 56 | 54 | 45 | 63 | 48.02 | 0 | 0 | 1 | 0 | 0 | 0 | 0 | 1 | 1 | 1 | 0 | 1 | 100% | #N/A
1990-04-29 | 4 | 29 | 2018 | 2018-04-29 | 7 | 0 | 21:00 | 21 | 50 | 57 | 51.98 | 52.34 | 48.02 | 50 | 51.44 | 50 | 44.6 | 57 | 51 | 52 | 39 | 61 | 48.92 | 0 | 0 | 1 | 0 | 0 | 0 | 0 | 1 | 1 | 1 | 0 | 1 | 100% | #N/A
1990-04-29 | 4 | 29 | 2018 | 2018-04-29 | 7 | 0 | 22:00 | 22 | 56 | 54 | 51.08 | 52.16 | 48.92 | 48.92 | 49.1 | 48.02 | 46.4 | 70 | 46 | 48 | 37 | 57 | 48.92 | 0 | 0 | 1 | 0 | 0 | 0 | 0 | 1 | 1 | 1 | 0 | 1 | 100% | #N/A
1990-04-29 | 4 | 29 | 2018 | 2018-04-29 | 7 | 0 | 23:00 | 23 | 63 | 54 | 50 | 52.34 | 48.92 | 50 | 49.1 | 46.04 | 44.6 | 70 | 43 | 48 | 36 | 54 | 48.02 | 0 | 0 | 1 | 0 | 0 | 0 | 0 | 1 | 1 | 1 | 0 | 1 | 100% | #N/A
1990-04-29 | 4 | 29 | 2018 | 2018-04-29 | 7 | 0 | 24:00 | 24 | 62 | 52 | 50 | 52.34 | 48.02 | 48.92 | 46.58 | 44.96 | 46.4 | 55 | 42 | 46 | 37 | 54 | 48.02 | 0 | 0 | 1 | 0 | 0 | 0 | 0 | 1 | 1 | 1 | 0 | 1 | 100% | #N/A
1990-04-30 | 4 | 30 | 2018 | 2018-04-30 | 1 | 0 | 1:00 | 1 | 59 | 47 | 50 | 52.52 | 48.02 | 50 | 43.7 | 44.96 | 44.6 | 52 | 41 | 46 | 39 | 52 | 46.94 | 0 | 0 | 1 | 0 | 0 | 0 | 0 | 1 | 1 | 1 | 0 | 1 | 100% | #N/A
1990-04-30 | 4 | 30 | 2018 | 2018-04-30 | 1 | 0 | 2:00 | 2 | 57 | 50 | 48.92 | 53.6 | 48.02 | 48.92 | 39.74 | 44.06 | 44.6 | 45 | 38 | 46 | 39 | 46 | 46.94 | 0 | 0 | 1 | 0 | 0 | 0 | 0 | 1 | 1 | 1 | 0 | 1 | 100% | #N/A
1990-04-30 | 4 | 30 | 2018 | 2018-04-30 | 1 | 0 | 3:00 | 3 | 55 | 45 | 48.92 | 52.34 | 46.94 | 48.02 | 37.58 | 44.96 | 42.8 | 41 | 36 | 48 | 39 | 45 | 48.02 | 0 | 0 | 1 | 0 | 0 | 0 | 0 | 1 | 1 | 1 | 0 | 1 | 100% | #N/A
1990-04-30 | 4 | 30 | 2018 | 2018-04-30 | 1 | 0 | 4:00 | 4 | 52 | 43 | 48.92 | 51.08 | 48.02 | 48.02 | 37.76 | 46.04 | 42.8 | 45 | 37 | 46 | 39 | 43 | 46.94 | 0 | 0 | 1 | 0 | 0 | 0 | 0 | 1 | 1 | 1 | 0 | 1 | 100% | #N/A
1990-04-30 | 4 | 30 | 2018 | 2018-04-30 | 1 | 0 | 5:00 | 5 | 50 | 41 | 48.92 | 49.64 | 46.04 | 48.02 | 34.52 | 44.96 | 44.6 | 43 | 35 | 45 | 36 | 43 | 48.02 | 0 | 0 | 1 | 0 | 0 | 0 | 0 | 1 | 1 | 1 | 0 | 1 | 100% | #N/A
1990-04-30 | 4 | 30 | 2018 | 2018-04-30 | 1 | 0 | 6:00 | 6 | 50.0258 | 49 | 48.02 | 49.1 | 46.04 | 46.04 | 37.58 | 46.94 | 46.4 | 46 | 37 | 45 | 39 | 48 | 48.02 | 0 | 0 | 1 | 0 | 0 | 0 | 0 | 1 | 1 | 1 | 0 | 1 | 100% | #N/A
1990-04-30 | 4 | 30 | 2018 | 2018-04-30 | 1 | 0 | 7:00 | 7 | 50.0258 | 57 | 46.94 | 46.58 | 48.92 | 46.94 | 46.76 | 46.94 | 46.4 | 54 | 45 | 46 | 43 | 52 | 50 | 0 | 0 | 1 | 0 | 0 | 0 | 0 | 1 | 1 | 1 | 0 | 1 | 100% | #N/A
1990-04-30 | 4 | 30 | 2018 | 2018-04-30 | 1 | 0 | 8:00 | 8 | 50.0258 | 64 | 48.02 | 46.04 | 50 | 48.92 | 53.96 | 46.94 | 48.2 | 63 | 58 | 48 | 45 | 55 | 51.08 | 0 | 1 | 0 | 0 | 0 | 0 | 0 | 1 | 1 | 1 | 0 | 1 | 100% | #N/A
1990-04-30 | 4 | 30 | 2018 | 2018-04-30 | 1 | 0 | 9:00 | 9 | 51 | 67 | 50 | 46.76 | 51.98 | 51.98 | 53.6 | 46.94 | 50 | 70 | 66 | 52 | 50 | 55 | 53.06 | 0 | 1 | 0 | 0 | 0 | 0 | 0 | 1 | 1 | 1 | 0 | 1 | 100% | #N/A
1990-04-30 | 4 | 30 | 2018 | 2018-04-30 | 1 | 0 | 10:00 | 10 | 51 | 72 | 53.06 | 46.94 | 55.04 | 53.96 | 55.04 | 46.94 | 53.6 | 72 | 73 | 52 | 55 | 57 | 53.96 | 0 | 1 | 0 | 0 | 0 | 0 | 0 | 1 | 1 | 1 | 0 | 1 | 100% | #N/A
1990-04-30 | 4 | 30 | 2018 | 2018-04-30 | 1 | 0 | 11:00 | 11 | 52 | 76 | 55.04 | 49.1 | 55.94 | 57.02 | 55.4 | 50 | 53.6 | 75 | 77 | 52 | 54 | 57 | 57.02 | 0 | 1 | 0 | 0 | 0 | 0 | 0 | 1 | 1 | 1 | 0 | 1 | 100% | #N/A
1990-04-30 | 4 | 30 | 2018 | 2018-04-30 | 1 | 0 | 12:00 | 12 | 53 | 80 | 57.92 | 50.72 | 55.94 | 57.92 | 58.1 | 51.98 | 53.6 | 79 | 78 | 54 | 54 | 59 | 55.94 | 0 | 1 | 0 | 0 | 0 | 0 | 0 | 1 | 1 | 1 | 0 | 1 | 100% | #N/A
1990-04-30 | 4 | 30 | 2018 | 2018-04-30 | 1 | 0 | 13:00 | 13 | 55 | 83 | 59 | 50.72 | 57.02 | 57.92 | 58.82 | 55.04 | 55.4 | 79 | 80 | 55 | 48 | 59 | 53.96 | 0 | 1 | 0 | 0 | 0 | 0 | 0 | 1 | 1 | 1 | 0 | 1 | 100% | #N/A
1990-04-30 | 4 | 30 | 2018 | 2018-04-30 | 1 | 0 | 14:00 | 14 | 56 | 84 | 60.98 | 51.62 | 55.94 | 60.08 | 59.36 | 53.96 | 55.4 | 81 | 81 | 56 | 48 | 55 | 53.06 | 0 | 1 | 0 | 0 | 0 | 0 | 0 | 1 | 1 | 1 | 0 | 1 | 100% | #N/A
1990-04-30 | 4 | 30 | 2018 | 2018-04-30 | 1 | 0 | 15:00 | 15 | 56 | 85 | 60.98 | 51.08 | 55.04 | 59 | 59.9 | 55.94 | 55.4 | 81 | 81 | 55 | 48 | 55 | 51.98 | 0 | 1 | 0 | 0 | 0 | 0 | 0 | 1 | 1 | 1 | 0 | 1 | 100% | #N/A
1990-04-30 | 4 | 30 | 2018 | 2018-04-30 | 1 | 0 | 16:00 | 16 | 56 | 83 | 57.02 | 51.08 | 55.04 | 60.08 | 60.44 | 55.94 | 55.4 | 79 | 82 | 54 | 48 | 55 | 50 | 0 | 1 | 0 | 0 | 0 | 0 | 0 | 1 | 1 | 1 | 0 | 1 | 100% | #N/A
1990-04-30 | 4 | 30 | 2018 | 2018-04-30 | 1 | 0 | 17:00 | 17 | 56 | 84 | 55.94 | 50 | 51.98 | 57.02 | 61.7 | 55.94 | 53.6 | 79 | 82 | 54 | 48 | 55 | 48.92 | 0 | 1 | 0 | 0 | 0 | 0 | 0 | 1 | 1 | 1 | 0 | 1 | 100% | #N/A
1990-04-30 | 4 | 30 | 2018 | 2018-04-30 | 1 | 0 | 18:00 | 18 | 56 | 83 | 53.96 | 49.1 | 50 | 51.98 | 59.9 | 55.94 | 50 | 77 | 79 | 54 | 48 | 54 | 48.02 | 0 | 1 | 0 | 0 | 0 | 0 | 0 | 1 | 1 | 1 | 0 | 1 | 100% | #N/A
1990-04-30 | 4 | 30 | 2018 | 2018-04-30 | 1 | 0 | 19:00 | 19 | 56 | 78 | 49.28 | 47.3 | 44.96 | 48.02 | 56.66 | 50 | 46.4 | 64 | 75 | 48 | 48 | 50 | 46.04 | 0 | 1 | 0 | 0 | 0 | 0 | 0 | 1 | 1 | 1 | 0 | 1 | 100% | #N/A
1990-04-30 | 4 | 30 | 2018 | 2018-04-30 | 1 | 0 | 20:00 | 20 | 55 | 71 | 48.2 | 46.76 | 44.78 | 46.94 | 54.86 | 47.48 | 44.96 | 57 | 72 | 45 | 48 | 46 | 44.96 | 0 | 1 | 0 | 0 | 0 | 0 | 0 | 1 | 1 | 1 | 0 | 1 | 100% | #N/A
1990-04-30 | 4 | 30 | 2018 | 2018-04-30 | 1 | 0 | 21:00 | 21 | 55 | 64 | 47.48 | 46.22 | 44.24 | 46.22 | 53.42 | 45.86 | 44.24 | 48 | 70 | 37 | 48 | 46 | 44.96 | 0 | 1 | 0 | 0 | 0 | 0 | 0 | 1 | 1 | 1 | 0 | 1 | 100% | #N/A
1990-04-30 | 4 | 30 | 2018 | 2018-04-30 | 1 | 0 | 22:00 | 22 | 55 | 63 | 44.42 | 47.66 | 44.42 | 46.22 | 49.46 | 45.86 | 41.36 | 46 | 68 | 36 | 49 | 45 | 44.42 | 0 | 1 | 0 | 0 | 0 | 0 | 0 | 1 | 1 | 1 | 0 | 1 | 100% | #N/A
1990-04-30 | 4 | 30 | 2018 | 2018-04-30 | 1 | 0 | 23:00 | 23 | 55 | 62 | 41.54 | 48.92 | 44.24 | 46.22 | 45.14 | 46.22 | 39.2 | 45 | 65 | 35 | 50 | 44 | 43.88 | 0 | 1 | 0 | 0 | 0 | 0 | 0 | 1 | 1 | 1 | 0 | 1 | 100% | #N/A
1990-04-30 | 4 | 30 | 2018 | 2018-04-30 | 1 | 0 | 24:00 | 24 | 55 | 60 | 38.3 | 50.18 | 42.44 | 45.5 | 41.36 | 45.86 | 37.4 | 43 | 63 | 34 | 50 | 43 | 43.34 | 0 | 0 | 1 | 0 | 0 | 0 | 0 | 1 | 1 | 1 | 0 | 1 | 100% | #N/A
1978-05-01 | 5 | 1 | 2018 | 2018-05-01 | 2 | 0 | 1:00 | 1 | 54 | 59 | 35.24 | 51.62 | 40.64 | 44.96 | 37.22 | 46.04 | 36.5 | 41 | 60 | 33 | 51 | 41 | 42.62 | 0 | 0 | 1 | 0 | 0 | 0 | 0 | 1 | 1 | 1 | 1 | 0 | 100% | #N/A
1978-05-01 | 5 | 1 | 2018 | 2018-05-01 | 2 | 0 | 2:00 | 2 | 54 | 58 | 34.7 | 51.62 | 37.94 | 43.52 | 35.6 | 46.22 | 36.5 | 39 | 58 | 32 | 52 | 40 | 42.08 | 0 | 0 | 1 | 0 | 0 | 0 | 0 | 1 | 1 | 1 | 1 | 0 | 100% | #N/A
1978-05-01 | 5 | 1 | 2018 | 2018-05-01 | 2 | 0 | 3:00 | 3 | 54 | 56 | 34.88 | 51.8 | 37.94 | 42.8 | 36.14 | 46.94 | 37.04 | 37 | 55 | 31 | 53 | 39 | 41.54 | 0 | 0 | 1 | 0 | 0 | 0 | 0 | 1 | 1 | 1 | 1 | 0 | 100% | #N/A
1978-05-01 | 5 | 1 | 2018 | 2018-05-01 | 2 | 0 | 4:00 | 4 | 54 | 55 | 38.3 | 52.88 | 41.36 | 44.42 | 38.84 | 49.64 | 39.56 | 36 | 53 | 30 | 53 | 37 | 41 | 0 | 0 | 1 | 0 | 0 | 0 | 0 | 1 | 1 | 1 | 1 | 0 | 100% | #N/A
1978-05-01 | 5 | 1 | 2018 | 2018-05-01 | 2 | 0 | 5:00 | 5 | 54 | 54 | 44.42 | 53.6 | 46.58 | 48.02 | 43.7 | 52.7 | 43.16 | 37 | 52 | 30 | 52 | 37 | 42.08 | 0 | 0 | 1 | 0 | 0 | 0 | 0 | 1 | 1 | 1 | 1 | 0 | 100% | #N/A
1978-05-01 | 5 | 1 | 2018 | 2018-05-01 | 2 | 0 | 6:00 | 6 | 54 | 56 | 51.44 | 53.42 | 52.52 | 53.24 | 50 | 55.22 | 48.2 | 37 | 54 | 32 | 52 | 39 | 42.98 | 0 | 0 | 1 | 0 | 0 | 0 | 0 | 1 | 1 | 1 | 1 | 0 | 100% | #N/A
1978-05-01 | 5 | 1 | 2018 | 2018-05-01 | 2 | 0 | 7:00 | 7 | 60 | 65 | 48.02 | 56.12 | 51.08 | 50 | 47.84 | 53.96 | 46.4 | 39 | 58 | 43 | 52 | 43 | 46.04 | 0 | 0 | 1 | 0 | 0 | 0 | 0 | 1 | 1 | 1 | 1 | 0 | 100% | #N/A
1978-05-01 | 5 | 1 | 2018 | 2018-05-01 | 2 | 0 | 8:00 | 8 | 61 | 71 | 57.92 | 53.78 | 57.02 | 57.02 | 54.5 | 57.02 | 53.6 | 39 | 63 | 46 | 55 | 48 | 50 | 0 | 1 | 0 | 0 | 0 | 0 | 0 | 1 | 1 | 1 | 1 | 0 | 100% | #N/A
1978-05-01 | 5 | 1 | 2018 | 2018-05-01 | 2 | 0 | 9:00 | 9 | 58 | 75 | 62.06 | 52.16 | 59 | 62.06 | 59.36 | 59 | 55.4 | 39 | 69 | 48 | 57 | 52 | 53.06 | 0 | 1 | 0 | 0 | 0 | 0 | 0 | 1 | 1 | 1 | 1 | 0 | 100% | #N/A
1978-05-01 | 5 | 1 | 2018 | 2018-05-01 | 2 | 0 | 10:00 | 10 | 58 | 77 | 64.04 | 53.06 | 60.08 | 66.02 | 65.12 | 60.98 | 57.2 | 43 | 73 | 50 | 63 | 54 | 55.94 | 0 | 1 | 0 | 0 | 0 | 0 | 0 | 1 | 1 | 1 | 1 | 0 | 100% | #N/A
1978-05-01 | 5 | 1 | 2018 | 2018-05-01 | 2 | 0 | 11:00 | 11 | 64 | 78 | 66.02 | 55.22 | 62.06 | 66.92 | 67.46 | 62.06 | 59 | 46 | 75 | 50 | 64 | 52 | 57.92 | 0 | 1 | 0 | 0 | 0 | 0 | 0 | 1 | 1 | 1 | 1 | 0 | 100% | #N/A
1978-05-01 | 5 | 1 | 2018 | 2018-05-01 | 2 | 0 | 12:00 | 12 | 62 | 78 | 66.92 | 55.04 | 60.98 | 69.08 | 69.8 | 64.94 | 59 | 45 | 80 | 52 | 64 | 57 | 59 | 0 | 1 | 0 | 0 | 0 | 0 | 0 | 1 | 1 | 1 | 1 | 0 | 100% | #N/A
1978-05-01 | 5 | 1 | 2018 | 2018-05-01 | 2 | 0 | 13:00 | 13 | 61 | 77 | 68 | 56.84 | 60.08 | 69.98 | 71.78 | 64.94 | 60.8 | 41 | 81 | 52 | 66 | 55 | 60.98 | 0 | 1 | 0 | 0 | 0 | 0 | 0 | 1 | 1 | 1 | 1 | 0 | 100% | #N/A
1978-05-01 | 5 | 1 | 2018 | 2018-05-01 | 2 | 0 | 14:00 | 14 | 61 | 76 | 68 | 55.4 | 60.08 | 68 | 73.76 | 66.92 | 62.6 | 45 | 82 | 52 | 64 | 55 | 60.98 | 0 | 1 | 0 | 0 | 0 | 0 | 0 | 1 | 1 | 1 | 1 | 0 | 100% | #N/A
1978-05-01 | 5 | 1 | 2018 | 2018-05-01 | 2 | 0 | 15:00 | 15 | 63 | 71 | 66.92 | 55.22 | 59 | 68 | 75.02 | 66.92 | 59 | 45 | 81 | 52 | 57 | 55 | 62.06 | 0 | 1 | 0 | 0 | 0 | 0 | 0 | 1 | 1 | 1 | 1 | 0 | 100% | #N/A
1978-05-01 | 5 | 1 | 2018 | 2018-05-01 | 2 | 0 | 16:00 | 16 | 63 | 68 | 66.92 | 55.22 | 57.92 | 66.92 | 75.74 | 66.02 | 59 | 46 | 81 | 54 | 63 | 57 | 62.06 | 0 | 1 | 0 | 0 | 0 | 0 | 0 | 1 | 1 | 1 | 1 | 0 | 100% | #N/A
1978-05-01 | 5 | 1 | 2018 | 2018-05-01 | 2 | 0 | 17:00 | 17 | 61 | 66 | 66.02 | 55.04 | 57.02 | 66.02 | 74.12 | 66.02 | 57.2 | 46 | 80 | 54 | 64 | 55 | 62.06 | 0 | 1 | 0 | 0 | 0 | 0 | 0 | 1 | 1 | 1 | 1 | 0 | 100% | #N/A
1978-05-01 | 5 | 1 | 2018 | 2018-05-01 | 2 | 0 | 18:00 | 18 | 64 | 64 | 64.04 | 54.32 | 55.94 | 64.04 | 72.5 | 64.04 | 57.2 | 39 | 78 | 52 | 64 | 54 | 57.02 | 0 | 1 | 0 | 0 | 0 | 0 | 0 | 1 | 1 | 1 | 1 | 0 | 100% | #N/A
1978-05-01 | 5 | 1 | 2018 | 2018-05-01 | 2 | 0 | 19:00 | 19 | 67 | 59 | 59 | 55.58 | 53.96 | 60.08 | 63.68 | 60.98 | 53.6 | 39 | 75 | 46 | 61 | 50 | 53.06 | 0 | 1 | 0 | 0 | 0 | 0 | 0 | 1 | 1 | 1 | 1 | 0 | 100% | #N/A
1978-05-01 | 5 | 1 | 2018 | 2018-05-01 | 2 | 0 | 20:00 | 20 | 62 | 59 | 51.98 | 54.68 | 51.08 | 57.92 | 59.72 | 59 | 50 | 34 | 72 | 43 | 57 | 48 | 50 | 0 | 1 | 0 | 0 | 0 | 0 | 0 | 1 | 1 | 1 | 1 | 0 | 100% | #N/A
1978-05-01 | 5 | 1 | 2018 | 2018-05-01 | 2 | 0 | 21:00 | 21 | 58 | 58 | 48.02 | 58.1 | 48.02 | 53.06 | 56.84 | 55.04 | 46.4 | 30 | 70 | 37 | 55 | 45 | 48.92 | 0 | 1 | 0 | 0 | 0 | 0 | 0 | 1 | 1 | 1 | 1 | 0 | 100% | #N/A
1978-05-01 | 5 | 1 | 2018 | 2018-05-01 | 2 | 0 | 22:00 | 22 | 57 | 57 | 44.06 | 58.1 | 46.94 | 51.98 | 53.24 | 51.08 | 44.6 | 30 | 68 | 34 | 54 | 45 | 44.06 | 0 | 1 | 0 | 0 | 0 | 0 | 0 | 1 | 1 | 1 | 1 | 0 | 100% | #N/A
1978-05-01 | 5 | 1 | 2018 | 2018-05-01 | 2 | 0 | 23:00 | 23 | 52 | 57 | 42.98 | 58.46 | 46.04 | 51.08 | 51.08 | 51.98 | 42.8 | 28 | 64 | 34 | 52 | 43 | 48.02 | 0 | 1 | 0 | 0 | 0 | 0 | 0 | 1 | 1 | 1 | 1 | 0 | 100% | #N/A
1978-05-01 | 5 | 1 | 2018 | 2018-05-01 | 2 | 0 | 24:00 | 24 | 51 | 56 | 41 | 57.56 | 46.04 | 50 | 47.48 | 51.08 | 41 | 28 | 64 | 34 | 51 | 41 | 46.94 | 0 | 0 | 1 | 0 | 0 | 0 | 0 | 1 | 1 | 1 | 1 | 0 | 100% | #N/A
1978-05-02 | 5 | 2 | 2018 | 2018-05-02 | 3 | 0 | 1:00 | 1 | 50 | 55 | 39.92 | 55.04 | 44.06 | 48.02 | 44.42 | 50 | 39.2 | 27 | 62 | 36 | 47 | 41 | 44.06 | 0 | 0 | 1 | 0 | 0 | 0 | 0 | 1 | 1 | 1 | 1 | 0 | 100% | #N/A
1978-05-02 | 5 | 2 | 2018 | 2018-05-02 | 3 | 0 | 2:00 | 2 | 47 | 54 | 39.02 | 53.96 | 44.06 | 46.04 | 41.36 | 50 | 39.2 | 27 | 61 | 36 | 47 | 41 | 42.08 | 0 | 0 | 1 | 0 | 0 | 0 | 0 | 1 | 1 | 1 | 1 | 0 | 100% | #N/A
1978-05-02 | 5 | 2 | 2018 | 2018-05-02 | 3 | 0 | 3:00 | 3 | 48 | 53 | 39.02 | 53.24 | 44.06 | 44.96 | 40.28 | 50 | 37.4 | 27 | 60 | 36 | 46 | 41 | 44.06 | 0 | 0 | 1 | 0 | 0 | 0 | 0 | 1 | 1 | 1 | 1 | 0 | 100% | #N/A
1978-05-02 | 5 | 2 | 2018 | 2018-05-02 | 3 | 0 | 4:00 | 4 | 47 | 53 | 37.04 | 52.34 | 42.8 | 44.96 | 39.38 | 51.08 | 35.6 | 27 | 59 | 37 | 43 | 39 | 41 | 0 | 0 | 1 | 0 | 0 | 0 | 0 | 1 | 1 | 1 | 1 | 0 | 100% | #N/A
1978-05-02 | 5 | 2 | 2018 | 2018-05-02 | 3 | 0 | 5:00 | 5 | 45 | 51 | 37.4 | 52.7 | 42.98 | 44.06 | 37.94 | 51.98 | 39.2 | 27 | 58 | 37 | 45 | 39 | 37.94 | 0 | 0 | 1 | 0 | 0 | 0 | 0 | 1 | 1 | 1 | 1 | 0 | 100% | #N/A
1978-05-02 | 5 | 2 | 2018 | 2018-05-02 | 3 | 0 | 6:00 | 6 | 47 | 52 | 39.2 | 53.24 | 46.94 | 48.02 | 42.44 | 55.94 | 39.2 | 30 | 59 | 37 | 43 | 41 | 42.98 | 0 | 0 | 1 | 0 | 0 | 0 | 0 | 1 | 1 | 1 | 1 | 0 | 100% | #N/A
1978-05-02 | 5 | 2 | 2018 | 2018-05-02 | 3 | 0 | 7:00 | 7 | 48 | 50 | 53.06 | 55.76 | 55.04 | 53.96 | 49.64 | 60.98 | 48.2 | 30 | 63 | 37 | 43 | 45 | 48.92 | 0 | 0 | 1 | 0 | 0 | 0 | 0 | 1 | 1 | 1 | 1 | 0 | 100% | #N/A
1978-05-02 | 5 | 2 | 2018 | 2018-05-02 | 3 | 0 | 8:00 | 8 | 50 | 50 | 60.08 | 59.18 | 60.98 | 60.08 | 55.94 | 62.06 | 55.4 | 30 | 67 | 41 | 45 | 45 | 57.02 | 0 | 1 | 0 | 0 | 0 | 0 | 0 | 1 | 1 | 1 | 1 | 0 | 100% | #N/A
1978-05-02 | 5 | 2 | 2018 | 2018-05-02 | 3 | 0 | 9:00 | 9 | 53 | 50 | 66.02 | 59.72 | 66.02 | 64.94 | 61.7 | 64.94 | 60.8 | 36 | 72 | 43 | 45 | 46 | 59 | 0 | 1 | 0 | 0 | 0 | 0 | 0 | 1 | 1 | 1 | 1 | 0 | 100% | #N/A
1978-05-02 | 5 | 2 | 2018 | 2018-05-02 | 3 | 0 | 10:00 | 10 | 55 | 50 | 69.98 | 62.42 | 69.08 | 69.98 | 67.1 | 69.08 | 64.4 | 37 | 72 | 43 | 48 | 45 | 60.98 | 0 | 1 | 0 | 0 | 0 | 0 | 0 | 1 | 1 | 1 | 1 | 0 | 100% | #N/A
1978-05-02 | 5 | 2 | 2018 | 2018-05-02 | 3 | 0 | 11:00 | 11 | 56 | 52 | 73.04 | 64.04 | 71.06 | 73.94 | 72.14 | 69.98 | 66.2 | 36 | 75 | 45 | 50 | 45 | 60.98 | 0 | 1 | 0 | 0 | 0 | 0 | 0 | 1 | 1 | 1 | 1 | 0 | 100% | #N/A
1978-05-02 | 5 | 2 | 2018 | 2018-05-02 | 3 | 0 | 12:00 | 12 | 57 | 54 | 73.94 | 63.68 | 69.08 | 77 | 75.02 | 73.04 | 68 | 36 | 75 | 45 | 54 | 45 | 60.98 | 0 | 1 | 0 | 0 | 0 | 0 | 0 | 1 | 1 | 1 | 1 | 0 | 100% | #N/A
1978-05-02 | 5 | 2 | 2018 | 2018-05-02 | 3 | 0 | 13:00 | 13 | 56 | 54 | 75.02 | 65.66 | 69.98 | 78.08 | 75.2 | 73.94 | 69.8 | 36 | 77 | 45 | 57 | 45 | 62.96 | 0 | 1 | 0 | 0 | 0 | 0 | 0 | 1 | 1 | 1 | 1 | 0 | 100% | #N/A
1978-05-02 | 5 | 2 | 2018 | 2018-05-02 | 3 | 0 | 14:00 | 14 | 58 | 54 | 75.92 | 65.48 | 69.08 | 64.94 | 78.62 | 75.02 | 68 | 36 | 75 | 45 | 59 | 45 | 60.08 | 0 | 1 | 0 | 0 | 0 | 0 | 0 | 1 | 1 | 1 | 1 | 0 | 100% | #N/A
1978-05-02 | 5 | 2 | 2018 | 2018-05-02 | 3 | 0 | 15:00 | 15 | 62 | 53 | 73.04 | 61.7 | 62.6 | 57.92 | 80.6 | 75.92 | 69.8 | 37 | 70 | 45 | 61 | 45 | 64.94 | 0 | 1 | 0 | 0 | 0 | 0 | 0 | 1 | 1 | 1 | 1 | 0 | 100% | #N/A
1978-05-02 | 5 | 2 | 2018 | 2018-05-02 | 3 | 0 | 16:00 | 16 | 62 | 53 | 60.98 | 53.96 | 51.98 | 53.06 | 80.6 | 73.04 | 66.2 | 37 | 67 | 45 | 61 | 45 | 62.96 | 0 | 1 | 0 | 0 | 0 | 0 | 0 | 1 | 1 | 1 | 1 | 0 | 100% | #N/A
1978-05-02 | 5 | 2 | 2018 | 2018-05-02 | 3 | 0 | 17:00 | 17 | 62 | 51 | 55.94 | 50.9 | 51.08 | 51.98 | 77.9 | 60.98 | 59 | 37 | 68 | 46 | 59 | 45 | 64.04 | 0 | 1 | 0 | 0 | 0 | 0 | 0 | 1 | 1 | 1 | 1 | 0 | 100% | #N/A
1978-05-02 | 5 | 2 | 2018 | 2018-05-02 | 3 | 0 | 18:00 | 18 | 61 | 48 | 51.08 | 50 | 50 | 50 | 71.24 | 55.94 | 55.4 | 39 | 66 | 46 | 57 | 45 | 60.08 | 0 | 1 | 0 | 0 | 0 | 0 | 0 | 1 | 1 | 1 | 1 | 0 | 100% | #N/A
1978-05-02 | 5 | 2 | 2018 | 2018-05-02 | 3 | 0 | 19:00 | 19 | 59 | 47 | 48.92 | 48.92 | 50 | 51.08 | 62.78 | 53.06 | 50 | 39 | 66 | 46 | 54 | 45 | 57.02 | 0 | 1 | 0 | 0 | 0 | 0 | 0 | 1 | 1 | 1 | 1 | 0 | 100% | #N/A
1978-05-02 | 5 | 2 | 2018 | 2018-05-02 | 3 | 0 | 20:00 | 20 | 57 | 46 | 48.92 | 49.28 | 48.92 | 51.08 | 59.54 | 50 | 46.4 | 39 | 65 | 45 | 52 | 43 | 51.98 | 0 | 1 | 0 | 0 | 0 | 0 | 0 | 1 | 1 | 1 | 1 | 0 | 100% | #N/A
1978-05-02 | 5 | 2 | 2018 | 2018-05-02 | 3 | 0 | 21:00 | 21 | 55 | 46 | 50 | 48.92 | 48.02 | 46.94 | 57.02 | 48.02 | 46.4 | 39 | 64 | 45 | 46 | 43 | 50 | 0 | 1 | 0 | 0 | 0 | 0 | 0 | 1 | 1 | 1 | 1 | 0 | 100% | #N/A
1978-05-02 | 5 | 2 | 2018 | 2018-05-02 | 3 | 0 | 22:00 | 22 | 52 | 46 | 46.94 | 49.28 | 44.96 | 42.98 | 55.22 | 48.02 | 44.6 | 37 | 64 | 45 | 42 | 43 | 46.04 | 0 | 1 | 0 | 0 | 0 | 0 | 0 | 1 | 1 | 1 | 1 | 0 | 100% | #N/A
1978-05-02 | 5 | 2 | 2018 | 2018-05-02 | 3 | 0 | 23:00 | 23 | 52 | 45 | 44.06 | 49.1 | 44.06 | 42.98 | 52.7 | 46.94 | 41 | 37 | 64 | 45 | 37 | 43 | 46.94 | 0 | 1 | 0 | 0 | 0 | 0 | 0 | 1 | 1 | 1 | 1 | 0 | 100% | #N/A
1978-05-02 | 5 | 2 | 2018 | 2018-05-02 | 3 | 0 | 24:00 | 24 | 51 | 45 | 41 | 49.1 | 41 | 42.98 | 52.16 | 44.96 | 41 | 37 | 64 | 45 | 38 | 43 | 46.94 | 0 | 0 | 1 | 0 | 0 | 0 | 0 | 1 | 1 | 1 | 1 | 0 | 100% | #N/A
1978-05-03 | 5 | 3 | 2018 | 2018-05-03 | 4 | 0 | 1:00 | 1 | 50 | 45 | 42.98 | 48.02 | 39.92 | 42.98 | 51.26 | 44.06 | 44.6 | 37 | 64 | 45 | 37 | 43 | 44.06 | 0 | 0 | 1 | 0 | 0 | 0 | 0 | 1 | 1 | 1 | 1 | 0 | 100% | #N/A
1978-05-03 | 5 | 3 | 2018 | 2018-05-03 | 4 | 0 | 2:00 | 2 | 47 | 44 | 42.98 | 47.84 | 39.92 | 42.98 | 49.82 | 42.98 | 44.6 | 37 | 64 | 45 | 35 | 43 | 42.98 | 0 | 0 | 1 | 0 | 0 | 0 | 0 | 1 | 1 | 1 | 1 | 0 | 100% | #N/A
1978-05-03 | 5 | 3 | 2018 | 2018-05-03 | 4 | 0 | 3:00 | 3 | 46 | 44 | 44.06 | 47.12 | 41 | 42.98 | 47.3 | 42.08 | 41 | 37 | 64 | 43 | 36 | 43 | 42.08 | 0 | 0 | 1 | 0 | 0 | 0 | 0 | 1 | 1 | 1 | 1 | 0 | 100% | #N/A
1978-05-03 | 5 | 3 | 2018 | 2018-05-03 | 4 | 0 | 4:00 | 4 | 43 | 43 | 39.92 | 46.4 | 39.02 | 42.98 | 43.52 | 41 | 39.2 | 37 | 64 | 41 | 33 | 43 | 42.08 | 0 | 0 | 1 | 0 | 0 | 0 | 0 | 1 | 1 | 1 | 1 | 0 | 100% | #N/A
1978-05-03 | 5 | 3 | 2018 | 2018-05-03 | 4 | 0 | 5:00 | 5 | 42 | 43 | 42.8 | 45.14 | 41 | 42.08 | 42.8 | 39.92 | 35.6 | 37 | 63 | 41 | 36 | 43 | 42.98 | 0 | 0 | 1 | 0 | 0 | 0 | 0 | 1 | 1 | 1 | 1 | 0 | 100% | #N/A
1978-05-03 | 5 | 3 | 2018 | 2018-05-03 | 4 | 0 | 6:00 | 6 | 45 | 43 | 46.04 | 45.5 | 44.96 | 44.06 | 46.94 | 41 | 39.2 | 41 | 64 | 45 | 37 | 43 | 46.94 | 0 | 0 | 1 | 0 | 0 | 0 | 0 | 1 | 1 | 1 | 1 | 0 | 100% | #N/A
1978-05-03 | 5 | 3 | 2018 | 2018-05-03 | 4 | 0 | 7:00 | 7 | 49 | 44 | 50 | 48.38 | 46.4 | 48.02 | 49.82 | 42.98 | 46.4 | 41 | 65 | 45 | 37 | 46 | 50 | 0 | 0 | 1 | 0 | 0 | 0 | 0 | 1 | 1 | 1 | 1 | 0 | 100% | #N/A
1978-05-03 | 5 | 3 | 2018 | 2018-05-03 | 4 | 0 | 8:00 | 8 | 52 | 43 | 48.2 | 48.38 | 48.92 | 51.08 | 51.98 | 46.94 | 46.4 | 37 | 67 | 45 | 37 | 50 | 53.06 | 0 | 1 | 0 | 0 | 0 | 0 | 0 | 1 | 1 | 1 | 1 | 0 | 100% | #N/A
1978-05-03 | 5 | 3 | 2018 | 2018-05-03 | 4 | 0 | 9:00 | 9 | 58 | 43 | 48.2 | 48.56 | 48.92 | 53.96 | 54.68 | 48.92 | 46.4 | 43 | 67 | 46 | 39 | 50 | 55.04 | 0 | 1 | 0 | 0 | 0 | 0 | 0 | 1 | 1 | 1 | 1 | 0 | 100% | #N/A
1978-05-03 | 5 | 3 | 2018 | 2018-05-03 | 4 | 0 | 10:00 | 10 | 54 | 44 | 53.6 | 49.1 | 48.92 | 55.04 | 57.92 | 51.08 | 50 | 43 | 67 | 46 | 42 | 52 | 57.02 | 0 | 1 | 0 | 0 | 0 | 0 | 0 | 1 | 1 | 1 | 1 | 0 | 100% | #N/A
1978-05-03 | 5 | 3 | 2018 | 2018-05-03 | 4 | 0 | 11:00 | 11 | 56 | 44 | 53.96 | 48.38 | 51.08 | 55.04 | 60.98 | 55.04 | 48.2 | 39 | 64 | 46 | 45 | 52 | 57.92 | 0 | 1 | 0 | 0 | 0 | 0 | 0 | 1 | 1 | 1 | 1 | 0 | 100% | #N/A
1978-05-03 | 5 | 3 | 2018 | 2018-05-03 | 4 | 0 | 12:00 | 12 | 58 | 44 | 55.04 | 48.74 | 51.8 | 57.02 | 64.4 | 57.02 | 50 | 37 | 58 | 48 | 45 | 52 | 59 | 0 | 1 | 0 | 0 | 0 | 0 | 0 | 1 | 1 | 1 | 1 | 0 | 100% | #N/A
1978-05-03 | 5 | 3 | 2018 | 2018-05-03 | 4 | 0 | 13:00 | 13 | 59 | 45 | 53.6 | 50.18 | 53.96 | 57.92 | 65.84 | 57.92 | 48.2 | 41 | 59 | 50 | 43 | 55 | 60.08 | 0 | 1 | 0 | 0 | 0 | 0 | 0 | 1 | 1 | 1 | 1 | 0 | 100% | #N/A
1978-05-03 | 5 | 3 | 2018 | 2018-05-03 | 4 | 0 | 14:00 | 14 | 60 | 45 | 55.94 | 49.1 | 53.96 | 59 | 66.38 | 57.92 | 48.2 | 41 | 57 | 52 | 41 | 55 | 57.02 | 0 | 1 | 0 | 0 | 0 | 0 | 0 | 1 | 1 | 1 | 1 | 0 | 100% | #N/A
1978-05-03 | 5 | 3 | 2018 | 2018-05-03 | 4 | 0 | 15:00 | 15 | 61 | 46 | 57.02 | 49.64 | 53.96 | 59 | 67.82 | 59 | 48.2 | 39 | 58 | 50 | 41 | 55 | 55.94 | 0 | 1 | 0 | 0 | 0 | 0 | 0 | 1 | 1 | 1 | 1 | 0 | 100% | #N/A
1978-05-03 | 5 | 3 | 2018 | 2018-05-03 | 4 | 0 | 16:00 | 16 | 61 | 48 | 55.94 | 50.18 | 53.96 | 57.92 | 67.46 | 59 | 50 | 37 | 57 | 48 | 43 | 54 | 53.96 | 0 | 1 | 0 | 0 | 0 | 0 | 0 | 1 | 1 | 1 | 1 | 0 | 100% | #N/A
1978-05-03 | 5 | 3 | 2018 | 2018-05-03 | 4 | 0 | 17:00 | 17 | 60 | 50 | 53.96 | 50.72 | 53.96 | 57.92 | 66.56 | 57.92 | 48.2 | 37 | 56 | 48 | 43 | 54 | 53.06 | 0 | 1 | 0 | 0 | 0 | 0 | 0 | 1 | 1 | 1 | 1 | 0 | 100% | #N/A
1978-05-03 | 5 | 3 | 2018 | 2018-05-03 | 4 | 0 | 18:00 | 18 | 56 | 49 | 51.98 | 49.46 | 51.98 | 55.94 | 64.58 | 57.02 | 46.4 | 39 | 54 | 48 | 45 | 50 | 51.98 | 0 | 1 | 0 | 0 | 0 | 0 | 0 | 1 | 1 | 1 | 1 | 0 | 100% | #N/A
1978-05-03 | 5 | 3 | 2018 | 2018-05-03 | 4 | 0 | 19:00 | 19 | 54 | 46 | 48.92 | 48.38 | 48.02 | 53.06 | 61.16 | 53.96 | 44.6 | 41 | 53 | 46 | 45 | 48 | 48.02 | 0 | 1 | 0 | 0 | 0 | 0 | 0 | 1 | 1 | 1 | 1 | 0 | 100% | #N/A
1978-05-03 | 5 | 3 | 2018 | 2018-05-03 | 4 | 0 | 20:00 | 20 | 53 | 43 | 44.96 | 48.56 | 46.04 | 51.08 | 58.82 | 51.08 | 44.6 | 41 | 52 | 45 | 45 | 48 | 46.04 | 0 | 1 | 0 | 0 | 0 | 0 | 0 | 1 | 1 | 1 | 1 | 0 | 100% | #N/A
1978-05-03 | 5 | 3 | 2018 | 2018-05-03 | 4 | 0 | 21:00 | 21 | 53 | 41 | 42.08 | 49.28 | 44.96 | 50 | 56.12 | 48.92 | 41 | 43 | 50 | 39 | 45 | 46 | 44.96 | 0 | 1 | 0 | 0 | 0 | 0 | 0 | 1 | 1 | 1 | 1 | 0 | 100% | #N/A
1978-05-03 | 5 | 3 | 2018 | 2018-05-03 | 4 | 0 | 22:00 | 22 | 52 | 39 | 41 | 49.82 | 42.98 | 46.94 | 51.62 | 48.02 | 41 | 43 | 47 | 39 | 42 | 46 | 44.06 | 0 | 1 | 0 | 0 | 0 | 0 | 0 | 1 | 1 | 1 | 1 | 0 | 100% | #N/A
1978-05-03 | 5 | 3 | 2018 | 2018-05-03 | 4 | 0 | 23:00 | 23 | 51 | 37 | 39.2 | 50.18 | 41 | 46.04 | 43.34 | 46.94 | 39.2 | 43 | 45 | 36 | 44 | 45 | 46.04 | 0 | 1 | 0 | 0 | 0 | 0 | 0 | 1 | 1 | 1 | 1 | 0 | 100% | #N/A
1978-05-03 | 5 | 3 | 2018 | 2018-05-03 | 4 | 0 | 24:00 | 24 | 51 | 35 | 39.2 | 50.72 | 42.08 | 46.04 | 42.26 | 46.94 | 39.2 | 43 | 44 | 41 | 42 | 45 | 44.06 | 0 | 0 | 1 | 0 | 0 | 0 | 0 | 1 | 1 | 1 | 1 | 0 | 100% | #N/A
1978-05-04 | 5 | 4 | 2018 | 2018-05-04 | 5 | 0 | 1:00 | 1 | 51 | 34 | 37.4 | 50.54 | 39.02 | 44.96 | 43.52 | 42.98 | 39.2 | 41 | 43 | 34 | 42 | 45 | 44.06 | 0 | 0 | 1 | 0 | 0 | 0 | 0 | 1 | 1 | 1 | 1 | 0 | 100% | #N/A
1978-05-04 | 5 | 4 | 2018 | 2018-05-04 | 5 | 0 | 2:00 | 2 | 50 | 34 | 35.6 | 50.9 | 37.04 | 42.98 | 40.64 | 42.98 | 41 | 39 | 43 | 34 | 42 | 43 | 44.06 | 0 | 0 | 1 | 0 | 0 | 0 | 0 | 1 | 1 | 1 | 1 | 0 | 100% | #N/A
1978-05-04 | 5 | 4 | 2018 | 2018-05-04 | 5 | 0 | 3:00 | 3 | 51 | 33 | 35.6 | 50.54 | 37.94 | 42.98 | 41 | 44.06 | 42.8 | 39 | 42 | 34 | 43 | 43 | 42.98 | 0 | 0 | 1 | 0 | 0 | 0 | 0 | 1 | 1 | 1 | 1 | 0 | 100% | #N/A
1978-05-04 | 5 | 4 | 2018 | 2018-05-04 | 5 | 0 | 4:00 | 4 | 49 | 31 | 33.8 | 49.46 | 37.94 | 41 | 38.48 | 44.96 | 44.6 | 39 | 39 | 30 | 43 | 43 | 42.98 | 0 | 0 | 1 | 0 | 0 | 0 | 0 | 1 | 1 | 1 | 1 | 0 | 100% | #N/A
1978-05-04 | 5 | 4 | 2018 | 2018-05-04 | 5 | 0 | 5:00 | 5 | 50 | 30 | 33.8 | 49.1 | 35.96 | 39.92 | 37.58 | 48.92 | 42.8 | 37 | 38 | 30 | 45 | 43 | 42.98 | 0 | 0 | 1 | 0 | 0 | 0 | 0 | 1 | 1 | 1 | 1 | 0 | 100% | #N/A
1978-05-04 | 5 | 4 | 2018 | 2018-05-04 | 5 | 0 | 6:00 | 6 | 50 | 33 | 37.94 | 49.46 | 42.98 | 46.94 | 42.08 | 48.92 | 41 | 37 | 40 | 32 | 45 | 45 | 44.06 | 0 | 0 | 1 | 0 | 0 | 0 | 0 | 1 | 1 | 1 | 1 | 0 | 100% | #N/A
1978-05-04 | 5 | 4 | 2018 | 2018-05-04 | 5 | 0 | 7:00 | 7 | 50 | 38 | 50 | 50.36 | 48.92 | 51.08 | 49.46 | 50 | 46.4 | 39 | 42 | 43 | 45 | 48 | 44.06 | 0 | 0 | 1 | 0 | 0 | 0 | 0 | 1 | 1 | 1 | 1 | 0 | 100% | #N/A
1978-05-04 | 5 | 4 | 2018 | 2018-05-04 | 5 | 0 | 8:00 | 8 | 51 | 47 | 53.96 | 50 | 51.98 | 53.96 | 55.58 | 51.98 | 50 | 43 | 43 | 52 | 45 | 54 | 44.96 | 0 | 1 | 0 | 0 | 0 | 0 | 0 | 1 | 1 | 1 | 1 | 0 | 100% | #N/A
1978-05-04 | 5 | 4 | 2018 | 2018-05-04 | 5 | 0 | 9:00 | 9 | 53 | 58 | 53.06 | 49.82 | 53.06 | 55.94 | 60.44 | 55.04 | 50 | 46 | 46 | 54 | 46 | 55 | 46.94 | 0 | 1 | 0 | 0 | 0 | 0 | 0 | 1 | 1 | 1 | 1 | 0 | 100% | #N/A
1978-05-04 | 5 | 4 | 2018 | 2018-05-04 | 5 | 0 | 10:00 | 10 | 56 | 61 | 55.94 | 49.46 | 53.96 | 55.94 | 65.84 | 57.02 | 51.8 | 48 | 49 | 55 | 45 | 57 | 48.02 | 0 | 1 | 0 | 0 | 0 | 0 | 0 | 1 | 1 | 1 | 1 | 0 | 100% | #N/A
1978-05-04 | 5 | 4 | 2018 | 2018-05-04 | 5 | 0 | 11:00 | 11 | 57 | 63 | 55.04 | 48.38 | 53.96 | 57.92 | 68.18 | 59 | 53.6 | 50 | 48 | 57 | 46 | 61 | 48.02 | 0 | 1 | 0 | 0 | 0 | 0 | 0 | 1 | 1 | 1 | 1 | 0 | 100% | #N/A
1978-05-04 | 5 | 4 | 2018 | 2018-05-04 | 5 | 0 | 12:00 | 12 | 57 | 64 | 55.04 | 48.38 | 55.04 | 57.92 | 69.8 | 60.08 | 53.6 | 52 | 50 | 61 | 48 | 63 | 48.92 | 0 | 1 | 0 | 0 | 0 | 0 | 0 | 1 | 1 | 1 | 1 | 0 | 100% | #N/A
1978-05-04 | 5 | 4 | 2018 | 2018-05-04 | 5 | 0 | 13:00 | 13 | 57 | 66 | 55.94 | 48.38 | 55.94 | 59 | 70.52 | 62.06 | 53.6 | 54 | 49 | 63 | 48 | 64 | 48.02 | 0 | 1 | 0 | 0 | 0 | 0 | 0 | 1 | 1 | 1 | 1 | 0 | 100% | #N/A
1978-05-04 | 5 | 4 | 2018 | 2018-05-04 | 5 | 0 | 14:00 | 14 | 57 | 66 | 57.92 | 47.84 | 55.94 | 59 | 71.6 | 62.96 | 53.6 | 55 | 51 | 63 | 48 | 66 | 46.94 | 0 | 1 | 0 | 0 | 0 | 0 | 0 | 1 | 1 | 1 | 1 | 0 | 100% | #N/A
1978-05-04 | 5 | 4 | 2018 | 2018-05-04 | 5 | 0 | 15:00 | 15 | 56 | 69 | 55.94 | 48.2 | 53.06 | 59 | 71.42 | 60.98 | 50 | 57 | 54 | 64 | 48 | 66 | 46.04 | 0 | 1 | 0 | 0 | 0 | 0 | 0 | 1 | 1 | 1 | 1 | 0 | 100% | #N/A
1978-05-04 | 5 | 4 | 2018 | 2018-05-04 | 5 | 0 | 16:00 | 16 | 54 | 69 | 53.96 | 48.02 | 51.08 | 59 | 70.34 | 60.08 | 50 | 59 | 54 | 64 | 50 | 68 | 46.04 | 0 | 1 | 0 | 0 | 0 | 0 | 0 | 1 | 1 | 1 | 1 | 0 | 100% | #N/A
1978-05-04 | 5 | 4 | 2018 | 2018-05-04 | 5 | 0 | 17:00 | 17 | 52 | 67 | 53.06 | 46.94 | 48.92 | 57.02 | 68.72 | 57.02 | 50 | 57 | 53 | 64 | 50 | 66 | 44.96 | 0 | 1 | 0 | 0 | 0 | 0 | 0 | 1 | 1 | 1 | 1 | 0 | 100% | #N/A
1978-05-04 | 5 | 4 | 2018 | 2018-05-04 | 5 | 0 | 18:00 | 18 | 51 | 65 | 51.08 | 46.22 | 46.94 | 53.96 | 65.48 | 55.04 | 48.2 | 55 | 52 | 64 | 52 | 64 | 44.06 | 0 | 1 | 0 | 0 | 0 | 0 | 0 | 1 | 1 | 1 | 1 | 0 | 100% | #N/A
1978-05-04 | 5 | 4 | 2018 | 2018-05-04 | 5 | 0 | 19:00 | 19 | 50 | 61 | 46.04 | 46.22 | 44.06 | 48.92 | 60.98 | 51.08 | 44.6 | 52 | 49 | 57 | 48 | 61 | 42.98 | 0 | 1 | 0 | 0 | 0 | 0 | 0 | 1 | 1 | 1 | 1 | 0 | 100% | #N/A
1978-05-04 | 5 | 4 | 2018 | 2018-05-04 | 5 | 0 | 20:00 | 20 | 52 | 58 | 42.98 | 45.68 | 44.06 | 46.04 | 55.58 | 46.94 | 41 | 43 | 46 | 48 | 44 | 55 | 42.98 | 0 | 1 | 0 | 0 | 0 | 0 | 0 | 1 | 1 | 1 | 1 | 0 | 100% | #N/A
1978-05-04 | 5 | 4 | 2018 | 2018-05-04 | 5 | 0 | 21:00 | 21 | 55 | 55 | 37.94 | 46.22 | 39.92 | 44.06 | 53.78 | 44.96 | 41 | 39 | 44 | 46 | 41 | 52 | 42.98 | 0 | 1 | 0 | 0 | 0 | 0 | 0 | 1 | 1 | 1 | 1 | 0 | 100% | #N/A
1978-05-04 | 5 | 4 | 2018 | 2018-05-04 | 5 | 0 | 22:00 | 22 | 55 | 56 | 37.04 | 46.22 | 39.02 | 39.02 | 50.9 | 42.08 | 41 | 34 | 42 | 43 | 39 | 48 | 42.98 | 0 | 1 | 0 | 0 | 0 | 0 | 0 | 1 | 1 | 1 | 1 | 0 | 100% | #N/A
1978-05-04 | 5 | 4 | 2018 | 2018-05-04 | 5 | 0 | 23:00 | 23 | 52 | 56 | 35.06 | 45.86 | 35.06 | 42.98 | 46.04 | 39.92 | 41 | 30 | 39 | 39 | 37 | 46 | 42.98 | 0 | 1 | 0 | 0 | 0 | 0 | 0 | 1 | 1 | 1 | 1 | 0 | 100% | #N/A
1978-05-04 | 5 | 4 | 2018 | 2018-05-04 | 5 | 0 | 24:00 | 24 | 52 | 53 | 33.8 | 46.04 | 35.06 | 41 | 45.32 | 37.94 | 41 | 28 | 35 | 39 | 36 | 46 | 42.98 | 0 | 0 | 1 | 0 | 0 | 0 | 0 | 1 | 1 | 1 | 1 | 0 | 100% | #N/A
1978-05-05 | 5 | 5 | 2018 | 2018-05-05 | 6 | 0 | 1:00 | 1 | 53 | 52 | 33.8 | 45.86 | 33.98 | 39.92 | 42.98 | 37.94 | 41 | 28 | 36 | 37 | 34 | 45 | 42.98 | 0 | 0 | 1 | 0 | 0 | 0 | 0 | 1 | 1 | 1 | 1 | 0 | 100% | #N/A
1978-05-05 | 5 | 5 | 2018 | 2018-05-05 | 6 | 0 | 2:00 | 2 | 52 | 51 | 32 | 44.78 | 35.06 | 37.94 | 41.54 | 37.04 | 41 | 27 | 31 | 36 | 33 | 45 | 44.06 | 0 | 0 | 1 | 0 | 0 | 0 | 0 | 1 | 1 | 1 | 1 | 0 | 100% | #N/A
1978-05-05 | 5 | 5 | 2018 | 2018-05-05 | 6 | 0 | 3:00 | 3 | 52 | 51 | 32 | 43.88 | 35.96 | 37.94 | 37.58 | 37.04 | 41 | 27 | 30 | 34 | 32 | 43 | 44.06 | 0 | 0 | 1 | 0 | 0 | 0 | 0 | 1 | 1 | 1 | 1 | 0 | 100% | #N/A
1978-05-05 | 5 | 5 | 2018 | 2018-05-05 | 6 | 0 | 4:00 | 4 | 52 | 50 | 30.2 | 43.52 | 35.96 | 37.04 | 36.32 | 37.04 | 41 | 27 | 30 | 34 | 31 | 41 | 42.98 | 0 | 0 | 1 | 0 | 0 | 0 | 0 | 1 | 1 | 1 | 1 | 0 | 100% | #N/A
1978-05-05 | 5 | 5 | 2018 | 2018-05-05 | 6 | 0 | 5:00 | 5 | 52 | 51 | 30.2 | 42.62 | 35.06 | 35.6 | 32 | 37.04 | 41 | 25 | 30 | 34 | 30 | 41 | 42.98 | 0 | 0 | 1 | 0 | 0 | 0 | 0 | 1 | 1 | 1 | 1 | 0 | 100% | #N/A
1978-05-05 | 5 | 5 | 2018 | 2018-05-05 | 6 | 0 | 6:00 | 6 | 53 | 51 | 30.2 | 43.16 | 39.02 | 35.6 | 37.04 | 39.02 | 42.8 | 28 | 34 | 34 | 34 | 45 | 44.06 | 0 | 0 | 1 | 0 | 0 | 0 | 0 | 1 | 1 | 1 | 1 | 0 | 100% | #N/A
1978-05-05 | 5 | 5 | 2018 | 2018-05-05 | 6 | 0 | 7:00 | 7 | 54 | 54 | 46.94 | 46.94 | 46.04 | 44.96 | 44.78 | 42.98 | 44.6 | 34 | 40 | 41 | 39 | 54 | 42.98 | 0 | 0 | 1 | 0 | 0 | 0 | 0 | 1 | 1 | 1 | 1 | 0 | 100% | #N/A
1978-05-05 | 5 | 5 | 2018 | 2018-05-05 | 6 | 0 | 8:00 | 8 | 56 | 55 | 48.2 | 47.84 | 50 | 50 | 50 | 46.04 | 48.2 | 41 | 48 | 48 | 45 | 54 | 44.06 | 0 | 0 | 1 | 0 | 0 | 0 | 0 | 1 | 1 | 1 | 1 | 0 | 100% | #N/A
1978-05-05 | 5 | 5 | 2018 | 2018-05-05 | 6 | 0 | 9:00 | 9 | 59 | 59 | 51.98 | 48.38 | 53.06 | 53.06 | 52.7 | 48.02 | 50 | 52 | 54 | 57 | 48 | 63 | 44.06 | 0 | 0 | 1 | 0 | 0 | 0 | 0 | 1 | 1 | 1 | 1 | 0 | 100% | #N/A
1978-05-05 | 5 | 5 | 2018 | 2018-05-05 | 6 | 0 | 10:00 | 10 | 58 | 61 | 53.06 | 50 | 51.8 | 55.94 | 55.22 | 50 | 53.6 | 57 | 59 | 63 | 52 | 66 | 44.06 | 0 | 0 | 1 | 0 | 0 | 0 | 0 | 1 | 1 | 1 | 1 | 0 | 100% | #N/A
1978-05-05 | 5 | 5 | 2018 | 2018-05-05 | 6 | 0 | 11:00 | 11 | 61 | 63 | 55.4 | 50.36 | 55.4 | 59 | 59.72 | 55.04 | 55.4 | 63 | 61 | 66 | 55 | 70 | 44.96 | 0 | 0 | 1 | 0 | 0 | 0 | 0 | 1 | 1 | 1 | 1 | 0 | 100% | #N/A
1978-05-05 | 5 | 5 | 2018 | 2018-05-05 | 6 | 0 | 12:00 | 12 | 64 | 65 | 55.4 | 50.54 | 55.04 | 60.98 | 63.14 | 55.94 | 55.4 | 63 | 60 | 66 | 59 | 68 | 46.04 | 0 | 0 | 1 | 0 | 0 | 0 | 0 | 1 | 1 | 1 | 1 | 0 | 100% | #N/A
1978-05-05 | 5 | 5 | 2018 | 2018-05-05 | 6 | 0 | 13:00 | 13 | 67 | 71 | 57.92 | 50.18 | 53.96 | 62.96 | 67.46 | 57.92 | 55.4 | 64 | 60 | 70 | 59 | 68 | 46.04 | 0 | 0 | 1 | 0 | 0 | 0 | 0 | 1 | 1 | 1 | 1 | 0 | 100% | #N/A
1978-05-05 | 5 | 5 | 2018 | 2018-05-05 | 6 | 0 | 14:00 | 14 | 68 | 68 | 59 | 49.46 | 53.96 | 62.96 | 70.16 | 60.08 | 55.4 | 64 | 59 | 72 | 61 | 70 | 44.96 | 0 | 0 | 1 | 0 | 0 | 0 | 0 | 1 | 1 | 1 | 1 | 0 | 100% | #N/A
1978-05-05 | 5 | 5 | 2018 | 2018-05-05 | 6 | 0 | 15:00 | 15 | 67 | 70 | 60.08 | 50 | 53.96 | 60.08 | 69.44 | 60.98 | 55.4 | 66 | 57 | 72 | 61 | 68 | 44.96 | 0 | 0 | 1 | 0 | 0 | 0 | 0 | 1 | 1 | 1 | 1 | 0 | 100% | #N/A
1978-05-05 | 5 | 5 | 2018 | 2018-05-05 | 6 | 0 | 16:00 | 16 | 69 | 68 | 59 | 50.72 | 53.06 | 60.08 | 70.7 | 60.98 | 55.4 | 66 | 57 | 72 | 62 | 66 | 44.06 | 0 | 0 | 1 | 0 | 0 | 0 | 0 | 1 | 1 | 1 | 1 | 0 | 100% | #N/A
1978-05-05 | 5 | 5 | 2018 | 2018-05-05 | 6 | 0 | 17:00 | 17 | 70 | 65 | 57.92 | 49.82 | 51.98 | 57.92 | 69.44 | 60.08 | 55.4 | 66 | 54 | 72 | 63 | 64 | 44.06 | 0 | 0 | 1 | 0 | 0 | 0 | 0 | 1 | 1 | 1 | 1 | 0 | 100% | #N/A
1978-05-05 | 5 | 5 | 2018 | 2018-05-05 | 6 | 0 | 18:00 | 18 | 69 | 64 | 55.04 | 48.92 | 48.92 | 55.04 | 68.18 | 57.92 | 50 | 64 | 53 | 70 | 59 | 61 | 44.06 | 0 | 0 | 1 | 0 | 0 | 0 | 0 | 1 | 1 | 1 | 1 | 0 | 100% | #N/A
1978-05-05 | 5 | 5 | 2018 | 2018-05-05 | 6 | 0 | 19:00 | 19 | 60 | 63 | 51.08 | 48.92 | 46.04 | 51.08 | 64.22 | 53.96 | 48.2 | 54 | 53 | 61 | 55 | 55 | 42.98 | 0 | 0 | 1 | 0 | 0 | 0 | 0 | 1 | 1 | 1 | 1 | 0 | 100% | #N/A
1978-05-05 | 5 | 5 | 2018 | 2018-05-05 | 6 | 0 | 20:00 | 20 | 60 | 61 | 46.94 | 48.56 | 46.04 | 48.02 | 59 | 51.08 | 44.6 | 43 | 51 | 54 | 50 | 52 | 42.98 | 0 | 0 | 1 | 0 | 0 | 0 | 0 | 1 | 1 | 1 | 1 | 0 | 100% | #N/A
1978-05-05 | 5 | 5 | 2018 | 2018-05-05 | 6 | 0 | 21:00 | 21 | 58 | 61 | 46.04 | 48.74 | 44.96 | 46.94 | 51.8 | 48.02 | 44.6 | 37 | 51 | 48 | 48 | 55 | 42.98 | 0 | 0 | 1 | 0 | 0 | 0 | 0 | 1 | 1 | 1 | 1 | 0 | 100% | #N/A
1978-05-05 | 5 | 5 | 2018 | 2018-05-05 | 6 | 0 | 22:00 | 22 | 57 | 59 | 39.92 | 48.56 | 44.96 | 44.96 | 48.38 | 46.94 | 44.6 | 36 | 50 | 46 | 46 | 55 | 42.98 | 0 | 0 | 1 | 0 | 0 | 0 | 0 | 1 | 1 | 1 | 1 | 0 | 100% | #N/A
1978-05-05 | 5 | 5 | 2018 | 2018-05-05 | 6 | 0 | 23:00 | 23 | 55 | 58 | 37.94 | 48.38 | 42.98 | 42.98 | 45.68 | 44.96 | 44.6 | 36 | 50 | 43 | 44 | 54 | 42.98 | 0 | 0 | 1 | 0 | 0 | 0 | 0 | 1 | 1 | 1 | 1 | 0 | 100% | #N/A
1978-05-05 | 5 | 5 | 2018 | 2018-05-05 | 6 | 0 | 24:00 | 24 | 53 | 58 | 35.96 | 47.66 | 37.94 | 42.98 | 44.96 | 42.98 | 44.6 | 34 | 48 | 41 | 44 | 50 | 42.98 | 0 | 0 | 1 | 0 | 0 | 0 | 0 | 1 | 1 | 1 | 1 | 0 | 100% | #N/A
1978-05-06 | 5 | 6 | 2018 | 2018-05-06 | 7 | 0 | 1:00 | 1 | 53 | 58 | 35.6 | 46.94 | 37.94 | 42.08 | 40.64 | 41 | 42.8 | 30 | 45 | 39 | 44 | 50 | 44.06 | 0 | 0 | 1 | 0 | 0 | 0 | 0 | 1 | 1 | 1 | 1 | 0 | 100% | #N/A
1978-05-06 | 5 | 6 | 2018 | 2018-05-06 | 7 | 0 | 2:00 | 2 | 51 | 56 | 33.8 | 46.76 | 37.4 | 39.2 | 37.4 | 39.02 | 42.8 | 30 | 42 | 37 | 45 | 50 | 44.06 | 0 | 0 | 1 | 0 | 0 | 0 | 0 | 1 | 1 | 1 | 1 | 0 | 100% | #N/A
1978-05-06 | 5 | 6 | 2018 | 2018-05-06 | 7 | 0 | 3:00 | 3 | 49 | 53 | 39.92 | 46.4 | 35.6 | 39.92 | 37.4 | 39.92 | 42.8 | 28 | 43 | 37 | 45 | 46 | 42.98 | 0 | 0 | 1 | 0 | 0 | 0 | 0 | 1 | 1 | 1 | 1 | 0 | 100% | #N/A
1978-05-06 | 5 | 6 | 2018 | 2018-05-06 | 7 | 0 | 4:00 | 4 | 48 | 50 | 41 | 44.06 | 39.02 | 39.2 | 39.2 | 39.92 | 42.8 | 28 | 42 | 36 | 45 | 46 | 42.98 | 0 | 0 | 1 | 0 | 0 | 0 | 0 | 1 | 1 | 1 | 1 | 0 | 100% | #N/A
1978-05-06 | 5 | 6 | 2018 | 2018-05-06 | 7 | 0 | 5:00 | 5 | 47 | 52 | 42.8 | 42.8 | 42.98 | 39.92 | 41 | 39.92 | 41 | 30 | 43 | 36 | 46 | 48 | 42.98 | 0 | 0 | 1 | 0 | 0 | 0 | 0 | 1 | 1 | 1 | 1 | 0 | 100% | #N/A
1978-05-06 | 5 | 6 | 2018 | 2018-05-06 | 7 | 0 | 6:00 | 6 | 51 | 53 | 42.8 | 43.16 | 44.96 | 41 | 42.8 | 39.02 | 42.8 | 34 | 43 | 37 | 46 | 48 | 44.06 | 0 | 0 | 1 | 0 | 0 | 0 | 0 | 1 | 1 | 1 | 1 | 0 | 100% | #N/A
1978-05-06 | 5 | 6 | 2018 | 2018-05-06 | 7 | 0 | 7:00 | 7 | 53 | 54 | 42.8 | 43.34 | 46.04 | 44.06 | 44.6 | 46.04 | 42.8 | 41 | 42 | 45 | 46 | 55 | 44.96 | 0 | 0 | 1 | 0 | 0 | 0 | 0 | 1 | 1 | 1 | 1 | 0 | 100% | #N/A
1978-05-06 | 5 | 6 | 2018 | 2018-05-06 | 7 | 0 | 8:00 | 8 | 52 | 55 | 44.6 | 44.24 | 46.94 | 44.6 | 46.4 | 50 | 44.6 | 50 | 48 | 54 | 46 | 61 | 46.04 | 0 | 0 | 1 | 0 | 0 | 0 | 0 | 1 | 1 | 1 | 1 | 0 | 100% | #N/A
1978-05-06 | 5 | 6 | 2018 | 2018-05-06 | 7 | 0 | 9:00 | 9 | 52 | 55 | 46.4 | 44.78 | 48.02 | 48.2 | 48.2 | 53.06 | 46.4 | 63 | 56 | 61 | 48 | 66 | 46.94 | 0 | 0 | 1 | 0 | 0 | 0 | 0 | 1 | 1 | 1 | 1 | 0 | 100% | #N/A
1978-05-06 | 5 | 6 | 2018 | 2018-05-06 | 7 | 0 | 10:00 | 10 | 52 | 53 | 48.2 | 45.68 | 51.8 | 51.8 | 50 | 57.02 | 51.8 | 70 | 58 | 72 | 48 | 72 | 48.92 | 0 | 0 | 1 | 0 | 0 | 0 | 0 | 1 | 1 | 1 | 1 | 0 | 100% | #N/A
1978-05-06 | 5 | 6 | 2018 | 2018-05-06 | 7 | 0 | 11:00 | 11 | 53 | 52 | 60.08 | 46.4 | 51.8 | 60.08 | 59.72 | 60.98 | 57.2 | 72 | 63 | 75 | 52 | 77 | 48.92 | 0 | 0 | 1 | 0 | 0 | 0 | 0 | 1 | 1 | 1 | 1 | 0 | 100% | #N/A
1978-05-06 | 5 | 6 | 2018 | 2018-05-06 | 7 | 0 | 12:00 | 12 | 58 | 51 | 64.04 | 48.38 | 53.96 | 64.94 | 64.22 | 64.04 | 59 | 72 | 64 | 75 | 52 | 79 | 50 | 0 | 0 | 1 | 0 | 0 | 0 | 0 | 1 | 1 | 1 | 1 | 0 | 100% | #N/A
1978-05-06 | 5 | 6 | 2018 | 2018-05-06 | 7 | 0 | 13:00 | 13 | 51 | 51 | 69.08 | 50.18 | 53.96 | 68 | 67.46 | 66.92 | 62.6 | 73 | 66 | 77 | 54 | 79 | 51.08 | 0 | 0 | 1 | 0 | 0 | 0 | 0 | 1 | 1 | 1 | 1 | 0 | 100% | #N/A
1978-05-06 | 5 | 6 | 2018 | 2018-05-06 | 7 | 0 | 14:00 | 14 | 53 | 50 | 69.98 | 49.82 | 55.04 | 69.98 | 69.62 | 68 | 62.6 | 75 | 68 | 79 | 55 | 79 | 50 | 0 | 0 | 1 | 0 | 0 | 0 | 0 | 1 | 1 | 1 | 1 | 0 | 100% | #N/A
1978-05-06 | 5 | 6 | 2018 | 2018-05-06 | 7 | 0 | 15:00 | 15 | 56 | 50 | 69.08 | 49.1 | 53.96 | 69.08 | 71.96 | 69.08 | 62.6 | 73 | 70 | 79 | 55 | 77 | 51.98 | 0 | 0 | 1 | 0 | 0 | 0 | 0 | 1 | 1 | 1 | 1 | 0 | 100% | #N/A
1978-05-06 | 5 | 6 | 2018 | 2018-05-06 | 7 | 0 | 16:00 | 16 | 54 | 50 | 69.08 | 50.54 | 53.06 | 68 | 72.32 | 69.98 | 62.6 | 73 | 71 | 77 | 48 | 73 | 51.98 | 0 | 0 | 1 | 0 | 0 | 0 | 0 | 1 | 1 | 1 | 1 | 0 | 100% | #N/A
1978-05-06 | 5 | 6 | 2018 | 2018-05-06 | 7 | 0 | 17:00 | 17 | 56 | 49 | 68 | 49.46 | 51.8 | 64.04 | 72.5 | 69.98 | 55.4 | 72 | 70 | 73 | 48 | 72 | 55.94 | 0 | 0 | 1 | 0 | 0 | 0 | 0 | 1 | 1 | 1 | 1 | 0 | 100% | #N/A
1978-05-06 | 5 | 6 | 2018 | 2018-05-06 | 7 | 0 | 18:00 | 18 | 56 | 49 | 66.92 | 49.46 | 50 | 60.98 | 71.06 | 66.92 | 55.4 | 72 | 68 | 70 | 48 | 70 | 53.96 | 0 | 0 | 1 | 0 | 0 | 0 | 0 | 1 | 1 | 1 | 1 | 0 | 100% | #N/A
1978-05-06 | 5 | 6 | 2018 | 2018-05-06 | 7 | 0 | 19:00 | 19 | 53 | 49 | 59 | 51.08 | 48.2 | 57.02 | 66.2 | 62.96 | 50 | 59 | 64 | 68 | 46 | 72 | 53.96 | 0 | 0 | 1 | 0 | 0 | 0 | 0 | 1 | 1 | 1 | 1 | 0 | 100% | #N/A
1978-05-06 | 5 | 6 | 2018 | 2018-05-06 | 7 | 0 | 20:00 | 20 | 51 | 49 | 59 | 52.7 | 48.02 | 53.06 | 62.6 | 60.08 | 48.2 | 55 | 63 | 64 | 45 | 68 | 53.96 | 0 | 0 | 1 | 0 | 0 | 0 | 0 | 1 | 1 | 1 | 1 | 0 | 100% | #N/A
1978-05-06 | 5 | 6 | 2018 | 2018-05-06 | 7 | 0 | 21:00 | 21 | 50 | 48 | 57.02 | 54.5 | 50 | 51.08 | 60.08 | 57.02 | 46.4 | 54 | 62 | 63 | 43 | 66 | 51.98 | 0 | 0 | 1 | 0 | 0 | 0 | 0 | 1 | 1 | 1 | 1 | 0 | 100% | #N/A
1978-05-06 | 5 | 6 | 2018 | 2018-05-06 | 7 | 0 | 22:00 | 22 | 49 | 48 | 53.96 | 59.18 | 48.92 | 51.08 | 57.38 | 53.06 | 46.4 | 52 | 62 | 63 | 39 | 64 | 51.08 | 0 | 0 | 1 | 0 | 0 | 0 | 0 | 1 | 1 | 1 | 1 | 0 | 100% | #N/A
1978-05-06 | 5 | 6 | 2018 | 2018-05-06 | 7 | 0 | 23:00 | 23 | 48 | 47 | 51.08 | 57.92 | 50 | 48.92 | 54.14 | 51.08 | 46.4 | 52 | 63 | 61 | 39 | 64 | 53.06 | 0 | 0 | 1 | 0 | 0 | 0 | 0 | 1 | 1 | 1 | 1 | 0 | 100% | #N/A
1978-05-06 | 5 | 6 | 2018 | 2018-05-06 | 7 | 0 | 24:00 | 24 | 46 | 47 | 48.2 | 56.84 | 46.4 | 50 | 52.16 | 50 | 46.4 | 50 | 62 | 59 | 40 | 63 | 53.06 | 0 | 0 | 1 | 0 | 0 | 0 | 0 | 1 | 1 | 1 | 1 | 0 | 100% | #N/A
1978-05-07 | 5 | 7 | 2018 | 2018-05-07 | 1 | 0 | 1:00 | 1 | 46 | 47 | 44.06 | 55.58 | 46.04 | 50 | 50.72 | 48.92 | 46.4 | 48 | 61 | 57 | 38 | 61 | 53.06 | 0 | 0 | 1 | 0 | 0 | 0 | 0 | 1 | 1 | 1 | 1 | 0 | 100% | #N/A
1978-05-07 | 5 | 7 | 2018 | 2018-05-07 | 1 | 0 | 2:00 | 2 | 46 | 48 | 44.6 | 54.86 | 46.4 | 48.92 | 46.94 | 48.92 | 46.4 | 48 | 60 | 55 | 35 | 59 | 51.98 | 0 | 0 | 1 | 0 | 0 | 0 | 0 | 1 | 1 | 1 | 1 | 0 | 100% | #N/A
1978-05-07 | 5 | 7 | 2018 | 2018-05-07 | 1 | 0 | 3:00 | 3 | 44 | 48 | 42.8 | 53.42 | 42.8 | 48.02 | 44.6 | 50 | 44.6 | 50 | 58 | 55 | 40 | 57 | 51.08 | 0 | 0 | 1 | 0 | 0 | 0 | 0 | 1 | 1 | 1 | 1 | 0 | 100% | #N/A
1978-05-07 | 5 | 7 | 2018 | 2018-05-07 | 1 | 0 | 4:00 | 4 | 44 | 48 | 41 | 52.52 | 44.06 | 46.04 | 44.6 | 50 | 46.4 | 48 | 58 | 55 | 41 | 57 | 46.94 | 0 | 0 | 1 | 0 | 0 | 0 | 0 | 1 | 1 | 1 | 1 | 0 | 100% | #N/A
1978-05-07 | 5 | 7 | 2018 | 2018-05-07 | 1 | 0 | 5:00 | 5 | 43 | 49 | 39.2 | 51.98 | 44.06 | 46.94 | 41 | 51.08 | 46.4 | 50 | 57 | 55 | 37 | 57 | 48.02 | 0 | 0 | 1 | 0 | 0 | 0 | 0 | 1 | 1 | 1 | 1 | 0 | 100% | #N/A
1978-05-07 | 5 | 7 | 2018 | 2018-05-07 | 1 | 0 | 6:00 | 6 | 47 | 50 | 39.2 | 52.7 | 48.92 | 50 | 41 | 53.06 | 48.2 | 52 | 60 | 55 | 37 | 57 | 51.98 | 0 | 0 | 1 | 0 | 0 | 0 | 0 | 1 | 1 | 1 | 1 | 0 | 100% | #N/A
1978-05-07 | 5 | 7 | 2018 | 2018-05-07 | 1 | 0 | 7:00 | 7 | 51 | 55 | 55.04 | 55.94 | 55.94 | 55.94 | 53.6 | 59 | 50 | 54 | 66 | 59 | 37 | 55 | 57.92 | 0 | 0 | 1 | 0 | 0 | 0 | 0 | 1 | 1 | 1 | 1 | 0 | 100% | #N/A
1978-05-07 | 5 | 7 | 2018 | 2018-05-07 | 1 | 0 | 8:00 | 8 | 52 | 58 | 64.04 | 57.56 | 60.98 | 64.04 | 59.9 | 62.06 | 55.4 | 57 | 70 | 59 | 37 | 57 | 62.96 | 0 | 1 | 0 | 0 | 0 | 0 | 0 | 1 | 1 | 1 | 1 | 0 | 100% | #N/A
1978-05-07 | 5 | 7 | 2018 | 2018-05-07 | 1 | 0 | 9:00 | 9 | 53 | 60 | 69.08 | 57.38 | 66.02 | 67.64 | 64.58 | 64.04 | 59 | 68 | 73 | 63 | 37 | 61 | 68 | 0 | 1 | 0 | 0 | 0 | 0 | 0 | 1 | 1 | 1 | 1 | 0 | 100% | #N/A
1978-05-07 | 5 | 7 | 2018 | 2018-05-07 | 1 | 0 | 10:00 | 10 | 55 | 59 | 71.96 | 61.7 | 66.92 | 71.06 | 68.9 | 68 | 60.8 | 68 | 75 | 66 | 39 | 64 | 71.96 | 0 | 1 | 0 | 0 | 0 | 0 | 0 | 1 | 1 | 1 | 1 | 0 | 100% | #N/A
1978-05-07 | 5 | 7 | 2018 | 2018-05-07 | 1 | 0 | 11:00 | 11 | 57 | 59 | 75.02 | 61.52 | 66.92 | 75.02 | 72.14 | 69.08 | 62.6 | 70 | 77 | 70 | 43 | 70 | 71.96 | 0 | 1 | 0 | 0 | 0 | 0 | 0 | 1 | 1 | 1 | 1 | 0 | 100% | #N/A
1978-05-07 | 5 | 7 | 2018 | 2018-05-07 | 1 | 0 | 12:00 | 12 | 61 | 59 | 75.92 | 61.7 | 66.92 | 75.92 | 75.02 | 69.98 | 66.2 | 70 | 78 | 72 | 43 | 72 | 75.92 | 0 | 1 | 0 | 0 | 0 | 0 | 0 | 1 | 1 | 1 | 1 | 0 | 100% | #N/A
1978-05-07 | 5 | 7 | 2018 | 2018-05-07 | 1 | 0 | 13:00 | 13 | 65 | 63 | 75.02 | 62.42 | 66.02 | 75.92 | 77.18 | 73.04 | 66.2 | 66 | 78 | 72 | 46 | 75 | 77 | 0 | 1 | 0 | 0 | 0 | 0 | 0 | 1 | 1 | 1 | 1 | 0 | 100% | #N/A
1978-05-07 | 5 | 7 | 2018 | 2018-05-07 | 1 | 0 | 14:00 | 14 | 66 | 66 | 75.92 | 61.16 | 66.92 | 75.92 | 78.62 | 73.04 | 68 | 70 | 78 | 73 | 46 | 75 | 77 | 0 | 1 | 0 | 0 | 0 | 0 | 0 | 1 | 1 | 1 | 1 | 0 | 100% | #N/A
1978-05-07 | 5 | 7 | 2018 | 2018-05-07 | 1 | 0 | 15:00 | 15 | 66 | 65 | 75.02 | 60.8 | 64.04 | 75.92 | 78.98 | 73.94 | 69.8 | 70 | 76 | 75 | 46 | 77 | 75.92 | 0 | 1 | 0 | 0 | 0 | 0 | 0 | 1 | 1 | 1 | 1 | 0 | 100% | #N/A
1978-05-07 | 5 | 7 | 2018 | 2018-05-07 | 1 | 0 | 16:00 | 16 | 64 | 65 | 77 | 60.44 | 62.96 | 73.94 | 79.7 | 71.96 | 68 | 70 | 73 | 75 | 46 | 77 | 75.02 | 0 | 1 | 0 | 0 | 0 | 0 | 0 | 1 | 1 | 1 | 1 | 0 | 100% | #N/A
1978-05-07 | 5 | 7 | 2018 | 2018-05-07 | 1 | 0 | 17:00 | 17 | 59 | 65 | 73.04 | 60.8 | 62.96 | 73.04 | 76.1 | 71.06 | 68 | 70 | 70 | 73 | 46 | 75 | 73.04 | 0 | 1 | 0 | 0 | 0 | 0 | 0 | 1 | 1 | 1 | 1 | 0 | 100% | #N/A
1978-05-07 | 5 | 7 | 2018 | 2018-05-07 | 1 | 0 | 18:00 | 18 | 55 | 63 | 71.06 | 64.4 | 62.96 | 71.96 | 72.5 | 69.08 | 66.2 | 68 | 65 | 73 | 46 | 73 | 69.08 | 0 | 1 | 0 | 0 | 0 | 0 | 0 | 1 | 1 | 1 | 1 | 0 | 100% | #N/A
1978-05-07 | 5 | 7 | 2018 | 2018-05-07 | 1 | 0 | 19:00 | 19 | 55 | 60 | 66.92 | 71.96 | 60.98 | 69.98 | 69.26 | 66.02 | 64.4 | 66 | 59 | 66 | 45 | 72 | 66.92 | 0 | 1 | 0 | 0 | 0 | 0 | 0 | 1 | 1 | 1 | 1 | 0 | 100% | #N/A
1978-05-07 | 5 | 7 | 2018 | 2018-05-07 | 1 | 0 | 20:00 | 20 | 53 | 57 | 64.04 | 69.08 | 66.02 | 68 | 66.56 | 64.04 | 59 | 64 | 54 | 64 | 45 | 70 | 66.92 | 0 | 1 | 0 | 0 | 0 | 0 | 0 | 1 | 1 | 1 | 1 | 0 | 100% | #N/A
1978-05-07 | 5 | 7 | 2018 | 2018-05-07 | 1 | 0 | 21:00 | 21 | 53 | 55 | 62.06 | 66.92 | 64.04 | 66.92 | 63.14 | 62.06 | 55.4 | 57 | 51 | 61 | 45 | 66 | 66.02 | 0 | 1 | 0 | 0 | 0 | 0 | 0 | 1 | 1 | 1 | 1 | 0 | 100% | #N/A
1978-05-07 | 5 | 7 | 2018 | 2018-05-07 | 1 | 0 | 22:00 | 22 | 52 | 53 | 59 | 65.66 | 62.06 | 64.94 | 61.34 | 60.08 | 55.4 | 50 | 49 | 66 | 45 | 70 | 64.04 | 0 | 1 | 0 | 0 | 0 | 0 | 0 | 1 | 1 | 1 | 1 | 0 | 100% | #N/A
1978-05-07 | 5 | 7 | 2018 | 2018-05-07 | 1 | 0 | 23:00 | 23 | 52 | 49 | 57.92 | 64.4 | 60.98 | 62.96 | 59.72 | 57.92 | 55.4 | 46 | 47 | 59 | 45 | 68 | 60.98 | 0 | 1 | 0 | 0 | 0 | 0 | 0 | 1 | 1 | 1 | 1 | 0 | 100% | #N/A
1978-05-07 | 5 | 7 | 2018 | 2018-05-07 | 1 | 0 | 24:00 | 24 | 52 | 51 | 57.02 | 62.78 | 59 | 62.06 | 53.96 | 55.94 | 53.6 | 45 | 45 | 61 | 43 | 64 | 60.08 | 0 | 0 | 1 | 0 | 0 | 0 | 0 | 1 | 1 | 1 | 1 | 0 | 100% | #N/A
1978-05-08 | 5 | 8 | 2018 | 2018-05-08 | 2 | 0 | 1:00 | 1 | 53 | 50 | 51.8 | 61.52 | 57.02 | 59 | 52.88 | 55.94 | 53.6 | 43 | 43 | 57 | 42 | 63 | 55.04 | 0 | 0 | 1 | 0 | 0 | 0 | 0 | 1 | 1 | 1 | 1 | 0 | 100% | #N/A
1978-05-08 | 5 | 8 | 2018 | 2018-05-08 | 2 | 0 | 2:00 | 2 | 53 | 49 | 51.8 | 61.16 | 55.04 | 57.02 | 54.14 | 55.94 | 53.6 | 43 | 42 | 57 | 40 | 59 | 53.06 | 0 | 0 | 1 | 0 | 0 | 0 | 0 | 1 | 1 | 1 | 1 | 0 | 100% | #N/A
1978-05-08 | 5 | 8 | 2018 | 2018-05-08 | 2 | 0 | 3:00 | 3 | 53 | 53 | 51.8 | 59.9 | 53.06 | 55.04 | 52.52 | 57.02 | 53.6 | 43 | 40 | 54 | 39 | 57 | 51.08 | 0 | 0 | 1 | 0 | 0 | 0 | 0 | 1 | 1 | 1 | 1 | 0 | 100% | #N/A
1978-05-08 | 5 | 8 | 2018 | 2018-05-08 | 2 | 0 | 4:00 | 4 | 52 | 49 | 51.8 | 58.46 | 51.08 | 53.96 | 51.8 | 55.04 | 55.4 | 41 | 38 | 50 | 39 | 54 | 48.92 | 0 | 0 | 1 | 0 | 0 | 0 | 0 | 1 | 1 | 1 | 1 | 0 | 100% | #N/A
1978-05-08 | 5 | 8 | 2018 | 2018-05-08 | 2 | 0 | 5:00 | 5 | 52 | 48 | 48.2 | 56.66 | 51.8 | 53.96 | 51.8 | 55.04 | 57.2 | 39 | 37 | 46 | 37 | 50 | 50 | 0 | 0 | 1 | 0 | 0 | 0 | 0 | 1 | 1 | 1 | 1 | 0 | 100% | #N/A
1978-05-08 | 5 | 8 | 2018 | 2018-05-08 | 2 | 0 | 6:00 | 6 | 53 | 47 | 50 | 54.86 | 51.8 | 60.08 | 53.6 | 55.94 | 57.2 | 39 | 40 | 48 | 39 | 50 | 51.08 | 0 | 0 | 1 | 0 | 0 | 0 | 0 | 1 | 1 | 1 | 1 | 0 | 100% | #N/A
1978-05-08 | 5 | 8 | 2018 | 2018-05-08 | 2 | 0 | 7:00 | 7 | 53 | 47 | 57.2 | 54.86 | 55.4 | 62.96 | 59 | 55.94 | 59 | 39 | 43 | 50 | 41 | 54 | 51.08 | 0 | 0 | 1 | 0 | 0 | 0 | 0 | 1 | 1 | 1 | 1 | 0 | 100% | #N/A
1978-05-08 | 5 | 8 | 2018 | 2018-05-08 | 2 | 0 | 8:00 | 8 | 54.0842 | 48 | 60.8 | 56.12 | 57.2 | 68 | 64.04 | 57.92 | 62.6 | 39 | 49 | 52 | 43 | 55 | 51.98 | 0 | 1 | 0 | 0 | 0 | 0 | 0 | 1 | 1 | 1 | 1 | 0 | 100% | #N/A
1978-05-08 | 5 | 8 | 2018 | 2018-05-08 | 2 | 0 | 9:00 | 9 | 55 | 50 | 71.96 | 56.48 | 62.6 | 71.96 | 68 | 60.98 | 68 | 45 | 50 | 54 | 46 | 57 | 51.98 | 0 | 1 | 0 | 0 | 0 | 0 | 0 | 1 | 1 | 1 | 1 | 0 | 100% | #N/A
1978-05-08 | 5 | 8 | 2018 | 2018-05-08 | 2 | 0 | 10:00 | 10 | 57 | 51 | 73.4 | 55.22 | 62.6 | 71.96 | 69.8 | 60.98 | 68 | 46 | 52 | 55 | 48 | 61 | 53.96 | 0 | 1 | 0 | 0 | 0 | 0 | 0 | 1 | 1 | 1 | 1 | 0 | 100% | #N/A
1978-05-08 | 5 | 8 | 2018 | 2018-05-08 | 2 | 0 | 11:00 | 11 | 58 | 54 | 73.94 | 57.02 | 64.4 | 75.2 | 72.14 | 64.94 | 68 | 50 | 53 | 59 | 54 | 63 | 55.94 | 0 | 1 | 0 | 0 | 0 | 0 | 0 | 1 | 1 | 1 | 1 | 0 | 100% | #N/A
1978-05-08 | 5 | 8 | 2018 | 2018-05-08 | 2 | 0 | 12:00 | 12 | 54 | 55 | 73.04 | 58.28 | 64.04 | 75.02 | 72.32 | 64.4 | 69.8 | 54 | 56 | 61 | 54 | 63 | 55.94 | 0 | 1 | 0 | 0 | 0 | 0 | 0 | 1 | 1 | 1 | 1 | 0 | 100% | #N/A
1978-05-08 | 5 | 8 | 2018 | 2018-05-08 | 2 | 0 | 13:00 | 13 | 55 | 56 | 73.4 | 59.36 | 66.02 | 73.4 | 71.6 | 66.02 | 68 | 55 | 58 | 63 | 55 | 61 | 55.94 | 0 | 1 | 0 | 0 | 0 | 0 | 0 | 1 | 1 | 1 | 1 | 0 | 100% | #N/A
1978-05-08 | 5 | 8 | 2018 | 2018-05-08 | 2 | 0 | 14:00 | 14 | 58 | 57 | 73.4 | 60.62 | 68 | 75.92 | 71.42 | 64.04 | 66.2 | 55 | 60 | 64 | 57 | 61 | 57.92 | 0 | 1 | 0 | 0 | 0 | 0 | 0 | 1 | 1 | 1 | 1 | 0 | 100% | #N/A
1978-05-08 | 5 | 8 | 2018 | 2018-05-08 | 2 | 0 | 15:00 | 15 | 61 | 58 | 71.6 | 61.16 | 62.06 | 69.08 | 69.8 | 62.6 | 64.4 | 57 | 61 | 66 | 59 | 57 | 57.92 | 0 | 1 | 0 | 0 | 0 | 0 | 0 | 1 | 1 | 1 | 1 | 0 | 100% | #N/A
1978-05-08 | 5 | 8 | 2018 | 2018-05-08 | 2 | 0 | 16:00 | 16 | 60 | 57 | 68 | 62.42 | 57.2 | 64.4 | 64.4 | 62.06 | 62.6 | 55 | 59 | 64 | 60 | 57 | 57.92 | 0 | 1 | 0 | 0 | 0 | 0 | 0 | 1 | 1 | 1 | 1 | 0 | 100% | #N/A
1978-05-08 | 5 | 8 | 2018 | 2018-05-08 | 2 | 0 | 17:00 | 17 | 59 | 57 | 68 | 61.7 | 57.02 | 64.94 | 64.4 | 62.96 | 62.6 | 55 | 58 | 64 | 61 | 54 | 57.02 | 0 | 1 | 0 | 0 | 0 | 0 | 0 | 1 | 1 | 1 | 1 | 0 | 100% | #N/A
1978-05-08 | 5 | 8 | 2018 | 2018-05-08 | 2 | 0 | 18:00 | 18 | 60 | 55 | 68 | 58.82 | 57.2 | 62.96 | 64.4 | 60.98 | 59 | 54 | 56 | 63 | 61 | 54 | 55.04 | 0 | 1 | 0 | 0 | 0 | 0 | 0 | 1 | 1 | 1 | 1 | 0 | 100% | #N/A
1978-05-08 | 5 | 8 | 2018 | 2018-05-08 | 2 | 0 | 19:00 | 19 | 58 | 51 | 68 | 57.74 | 57.2 | 62.06 | 62.6 | 60.08 | 59 | 50 | 55 | 57 | 52 | 52 | 51.08 | 0 | 1 | 0 | 0 | 0 | 0 | 0 | 1 | 1 | 1 | 1 | 0 | 100% | #N/A
1978-05-08 | 5 | 8 | 2018 | 2018-05-08 | 2 | 0 | 20:00 | 20 | 58 | 49 | 64.04 | 57.92 | 57.2 | 60.8 | 62.6 | 60.08 | 59 | 43 | 54 | 54 | 48 | 52 | 48.02 | 0 | 1 | 0 | 0 | 0 | 0 | 0 | 1 | 1 | 1 | 1 | 0 | 100% | #N/A
1978-05-08 | 5 | 8 | 2018 | 2018-05-08 | 2 | 0 | 21:00 | 21 | 58 | 48 | 64.4 | 57.2 | 55.4 | 62.06 | 62.6 | 60.08 | 59 | 36 | 54 | 52 | 43 | 52 | 48.02 | 0 | 1 | 0 | 0 | 0 | 0 | 0 | 1 | 1 | 1 | 1 | 0 | 100% | #N/A
1978-05-08 | 5 | 8 | 2018 | 2018-05-08 | 2 | 0 | 22:00 | 22 | 57 | 46 | 62.96 | 55.94 | 55.4 | 62.6 | 62.6 | 60.08 | 57.2 | 36 | 49 | 54 | 40 | 50 | 46.94 | 0 | 1 | 0 | 0 | 0 | 0 | 0 | 1 | 1 | 1 | 1 | 0 | 100% | #N/A
1978-05-08 | 5 | 8 | 2018 | 2018-05-08 | 2 | 0 | 23:00 | 23 | 56 | 44 | 62.6 | 55.76 | 55.4 | 60.08 | 60.8 | 60.08 | 55.4 | 34 | 51 | 54 | 39 | 48 | 46.04 | 0 | 1 | 0 | 0 | 0 | 0 | 0 | 1 | 1 | 1 | 1 | 0 | 100% | #N/A
1978-05-08 | 5 | 8 | 2018 | 2018-05-08 | 2 | 0 | 24:00 | 24 | 55 | 42 | 62.06 | 55.58 | 53.6 | 60.8 | 60.8 | 59 | 57.2 | 34 | 51 | 54 | 37 | 50 | 46.04 | 0 | 0 | 1 | 0 | 0 | 0 | 0 | 1 | 1 | 1 | 1 | 0 | 100% | #N/A
1978-05-09 | 5 | 9 | 2018 | 2018-05-09 | 3 | 0 | 1:00 | 1 | 53 | 38 | 60.98 | 57.92 | 53.6 | 59 | 59.72 | 57.92 | 57.2 | 36 | 52 | 52 | 35 | 50 | 46.94 | 0 | 0 | 1 | 0 | 0 | 0 | 0 | 1 | 1 | 1 | 1 | 0 | 100% | #N/A
1978-05-09 | 5 | 9 | 2018 | 2018-05-09 | 3 | 0 | 2:00 | 2 | 50.0134 | 36 | 60.8 | 56.84 | 55.04 | 57.92 | 59 | 55.94 | 57.2 | 36 | 51 | 50 | 37 | 48 | 44.96 | 0 | 0 | 1 | 0 | 0 | 0 | 0 | 1 | 1 | 1 | 1 | 0 | 100% | #N/A
1978-05-09 | 5 | 9 | 2018 | 2018-05-09 | 3 | 0 | 3:00 | 3 | 48 | 33 | 60.8 | 56.3 | 53.6 | 57.2 | 57.74 | 55.94 | 57.2 | 36 | 50 | 52 | 35 | 48 | 44.06 | 0 | 0 | 1 | 0 | 0 | 0 | 0 | 1 | 1 | 1 | 1 | 0 | 100% | #N/A
1978-05-09 | 5 | 9 | 2018 | 2018-05-09 | 3 | 0 | 4:00 | 4 | 48 | 31 | 60.8 | 56.84 | 53.96 | 57.2 | 57.2 | 55.94 | 57.2 | 37 | 49 | 52 | 34 | 48 | 42.08 | 0 | 0 | 1 | 0 | 0 | 0 | 0 | 1 | 1 | 1 | 1 | 0 | 100% | #N/A
1978-05-09 | 5 | 9 | 2018 | 2018-05-09 | 3 | 0 | 5:00 | 5 | 47 | 32 | 60.8 | 56.48 | 53.6 | 57.02 | 57.2 | 55.04 | 57.2 | 34 | 48 | 46 | 34 | 48 | 42.08 | 0 | 0 | 1 | 0 | 0 | 0 | 0 | 1 | 1 | 1 | 1 | 0 | 100% | #N/A
1978-05-09 | 5 | 9 | 2018 | 2018-05-09 | 3 | 0 | 6:00 | 6 | 50 | 35 | 60.8 | 56.48 | 55.4 | 57.2 | 55.4 | 55.94 | 57.2 | 43 | 48 | 45 | 36 | 50 | 46.94 | 0 | 0 | 1 | 0 | 0 | 0 | 0 | 1 | 1 | 1 | 1 | 0 | 100% | #N/A
1978-05-09 | 5 | 9 | 2018 | 2018-05-09 | 3 | 0 | 7:00 | 7 | 53 | 45 | 60.8 | 56.84 | 55.4 | 57.92 | 57.2 | 55.04 | 57.2 | 52 | 49 | 45 | 36 | 50 | 53.96 | 0 | 0 | 1 | 0 | 0 | 0 | 0 | 1 | 1 | 1 | 1 | 0 | 100% | #N/A
1978-05-09 | 5 | 9 | 2018 | 2018-05-09 | 3 | 0 | 8:00 | 8 | 55 | 49 | 60.8 | 57.38 | 55.4 | 59 | 57.2 | 55.94 | 57.2 | 52 | 50 | 46 | 39 | 52 | 60.08 | 0 | 1 | 0 | 0 | 0 | 0 | 0 | 1 | 1 | 1 | 1 | 0 | 100% | #N/A
1978-05-09 | 5 | 9 | 2018 | 2018-05-09 | 3 | 0 | 9:00 | 9 | 58 | 53 | 62.6 | 56.3 | 55.4 | 57.2 | 59 | 57.02 | 57.2 | 54 | 51 | 48 | 43 | 52 | 62.96 | 0 | 1 | 0 | 0 | 0 | 0 | 0 | 1 | 1 | 1 | 1 | 0 | 100% | #N/A
1978-05-09 | 5 | 9 | 2018 | 2018-05-09 | 3 | 0 | 10:00 | 10 | 61 | 54 | 62.96 | 56.12 | 57.92 | 57.2 | 62.6 | 59 | 60.8 | 54 | 53 | 48 | 43 | 54 | 66.02 | 0 | 1 | 0 | 0 | 0 | 0 | 0 | 1 | 1 | 1 | 1 | 0 | 100% | #N/A
1978-05-09 | 5 | 9 | 2018 | 2018-05-09 | 3 | 0 | 11:00 | 11 | 61 | 57 | 60.98 | 57.38 | 59 | 62.6 | 62.6 | 57.92 | 64.4 | 54 | 54 | 50 | 43 | 52 | 68 | 0 | 1 | 0 | 0 | 0 | 0 | 0 | 1 | 1 | 1 | 1 | 0 | 100% | #N/A
1978-05-09 | 5 | 9 | 2018 | 2018-05-09 | 3 | 0 | 12:00 | 12 | 64 | 60 | 60.8 | 57.92 | 59 | 62.06 | 66.38 | 57.92 | 68 | 52 | 55 | 52 | 43 | 52 | 69.08 | 0 | 1 | 0 | 0 | 0 | 0 | 0 | 1 | 1 | 1 | 1 | 0 | 100% | #N/A
1978-05-09 | 5 | 9 | 2018 | 2018-05-09 | 3 | 0 | 13:00 | 13 | 66 | 61 | 62.6 | 59.18 | 59 | 60.8 | 68 | 60.08 | 64.4 | 52 | 60 | 54 | 45 | 50 | 69.98 | 0 | 1 | 0 | 0 | 0 | 0 | 0 | 1 | 1 | 1 | 1 | 0 | 100% | #N/A
1978-05-09 | 5 | 9 | 2018 | 2018-05-09 | 3 | 0 | 14:00 | 14 | 69 | 62 | 64.4 | 58.64 | 57.2 | 60.8 | 68 | 62.96 | 66.2 | 52 | 64 | 54 | 45 | 50 | 73.04 | 0 | 1 | 0 | 0 | 0 | 0 | 0 | 1 | 1 | 1 | 1 | 0 | 100% | #N/A
1978-05-09 | 5 | 9 | 2018 | 2018-05-09 | 3 | 0 | 15:00 | 15 | 70 | 63 | 68 | 61.34 | 60.8 | 64.4 | 68 | 62.96 | 64.4 | 52 | 66 | 54 | 45 | 50 | 71.96 | 0 | 1 | 0 | 0 | 0 | 0 | 0 | 1 | 1 | 1 | 1 | 0 | 100% | #N/A
1978-05-09 | 5 | 9 | 2018 | 2018-05-09 | 3 | 0 | 16:00 | 16 | 67 | 63 | 64.4 | 57.56 | 60.8 | 64.4 | 64.4 | 60.08 | 66.2 | 52 | 68 | 54 | 45 | 50 | 73.94 | 0 | 1 | 0 | 0 | 0 | 0 | 0 | 1 | 1 | 1 | 1 | 0 | 100% | #N/A
1978-05-09 | 5 | 9 | 2018 | 2018-05-09 | 3 | 0 | 17:00 | 17 | 66 | 62 | 60.8 | 57.56 | 59 | 62.06 | 62.6 | 57.92 | 64.4 | 52 | 68 | 54 | 45 | 50 | 71.96 | 0 | 1 | 0 | 0 | 0 | 0 | 0 | 1 | 1 | 1 | 1 | 0 | 100% | #N/A
1978-05-09 | 5 | 9 | 2018 | 2018-05-09 | 3 | 0 | 18:00 | 18 | 64 | 60 | 59 | 56.84 | 55.94 | 60.98 | 62.6 | 57.02 | 60.8 | 50 | 67 | 52 | 46 | 48 | 69.98 | 0 | 1 | 0 | 0 | 0 | 0 | 0 | 1 | 1 | 1 | 1 | 0 | 100% | #N/A
1978-05-09 | 5 | 9 | 2018 | 2018-05-09 | 3 | 0 | 19:00 | 19 | 62 | 57 | 59 | 57.56 | 55.94 | 60.8 | 60.8 | 57.02 | 57.2 | 46 | 61 | 52 | 45 | 48 | 66.02 | 0 | 1 | 0 | 0 | 0 | 0 | 0 | 1 | 1 | 1 | 1 | 0 | 100% | #N/A
1978-05-09 | 5 | 9 | 2018 | 2018-05-09 | 3 | 0 | 20:00 | 20 | 59 | 55 | 57.2 | 56.84 | 55.04 | 60.08 | 59 | 57.2 | 57.2 | 46 | 58 | 52 | 43 | 48 | 60.08 | 0 | 1 | 0 | 0 | 0 | 0 | 0 | 1 | 1 | 1 | 1 | 0 | 100% | #N/A
1978-05-09 | 5 | 9 | 2018 | 2018-05-09 | 3 | 0 | 21:00 | 21 | 58 | 54 | 57.2 | 56.3 | 55.4 | 59 | 59 | 57.02 | 53.6 | 46 | 53 | 48 | 43 | 48 | 55.94 | 0 | 1 | 0 | 0 | 0 | 0 | 0 | 1 | 1 | 1 | 1 | 0 | 100% | #N/A
1978-05-09 | 5 | 9 | 2018 | 2018-05-09 | 3 | 0 | 22:00 | 22 | 59 | 53 | 57.2 | 56.48 | 55.04 | 59 | 57.2 | 57.02 | 53.6 | 48 | 51 | 48 | 42 | 48 | 53.96 | 0 | 1 | 0 | 0 | 0 | 0 | 0 | 1 | 1 | 1 | 1 | 0 | 100% | #N/A
1978-05-09 | 5 | 9 | 2018 | 2018-05-09 | 3 | 0 | 23:00 | 23 | 59 | 52 | 57.2 | 57.2 | 53.96 | 57.2 | 53.6 | 57.02 | 53.6 | 48 | 51 | 48 | 41 | 48 | 53.96 | 0 | 1 | 0 | 0 | 0 | 0 | 0 | 1 | 1 | 1 | 1 | 0 | 100% | #N/A
1978-05-09 | 5 | 9 | 2018 | 2018-05-09 | 3 | 0 | 24:00 | 24 | 58 | 52 | 57.2 | 57.92 | 53.6 | 57.02 | 53.6 | 55.04 | 53.6 | 46 | 49 | 48 | 40 | 48 | 64.94 | 0 | 0 | 1 | 0 | 0 | 0 | 0 | 1 | 1 | 1 | 1 | 0 | 100% | #N/A
1978-05-10 | 5 | 10 | 2018 | 2018-05-10 | 4 | 0 | 1:00 | 1 | 58 | 51 | 59 | 59 | 53.6 | 57.02 | 55.4 | 53.06 | 53.6 | 46 | 47 | 48 | 40 | 48 | 66.02 | 0 | 0 | 1 | 0 | 0 | 0 | 0 | 1 | 1 | 1 | 1 | 0 | 100% | #N/A
1978-05-10 | 5 | 10 | 2018 | 2018-05-10 | 4 | 0 | 2:00 | 2 | 58 | 54 | 57.2 | 58.82 | 53.6 | 57.2 | 57.2 | 51.98 | 53.6 | 46 | 46 | 48 | 39 | 48 | 66.02 | 0 | 0 | 1 | 0 | 0 | 0 | 0 | 1 | 1 | 1 | 1 | 0 | 100% | #N/A
1978-05-10 | 5 | 10 | 2018 | 2018-05-10 | 4 | 0 | 3:00 | 3 | 58 | 54 | 55.4 | 58.46 | 53.06 | 57.2 | 55.4 | 53.06 | 55.4 | 46 | 45 | 48 | 38 | 48 | 66.02 | 0 | 0 | 1 | 0 | 0 | 0 | 0 | 1 | 1 | 1 | 1 | 0 | 100% | #N/A
1978-05-10 | 5 | 10 | 2018 | 2018-05-10 | 4 | 0 | 4:00 | 4 | 56 | 53 | 55.04 | 57.56 | 53.6 | 57.2 | 55.4 | 53.06 | 55.4 | 46 | 44 | 48 | 39 | 48 | 64.04 | 0 | 0 | 1 | 0 | 0 | 0 | 0 | 1 | 1 | 1 | 1 | 0 | 100% | #N/A
1978-05-10 | 5 | 10 | 2018 | 2018-05-10 | 4 | 0 | 5:00 | 5 | 56 | 54 | 55.04 | 57.92 | 53.6 | 57.02 | 55.4 | 51.8 | 57.2 | 45 | 42 | 48 | 41 | 48 | 60.98 | 0 | 0 | 1 | 0 | 0 | 0 | 0 | 1 | 1 | 1 | 1 | 0 | 100% | #N/A
1978-05-10 | 5 | 10 | 2018 | 2018-05-10 | 4 | 0 | 6:00 | 6 | 56 | 57 | 55.4 | 57.2 | 53.6 | 57.2 | 53.6 | 51.98 | 55.4 | 46 | 49 | 48 | 41 | 50 | 62.06 | 0 | 0 | 1 | 0 | 0 | 0 | 0 | 1 | 1 | 1 | 1 | 0 | 100% | #N/A
1978-05-10 | 5 | 10 | 2018 | 2018-05-10 | 4 | 0 | 7:00 | 7 | 58 | 61 | 57.2 | 58.82 | 53.6 | 57.2 | 55.4 | 53.96 | 57.2 | 52 | 53 | 50 | 41 | 52 | 68 | 0 | 0 | 1 | 0 | 0 | 0 | 0 | 1 | 1 | 1 | 1 | 0 | 100% | #N/A
1978-05-10 | 5 | 10 | 2018 | 2018-05-10 | 4 | 0 | 8:00 | 8 | 60 | 65 | 60.8 | 60.98 | 53.6 | 60.08 | 55.4 | 60.08 | 59 | 55 | 56 | 55 | 43 | 57 | 73.04 | 0 | 1 | 0 | 0 | 0 | 0 | 0 | 1 | 1 | 1 | 1 | 0 | 100% | #N/A
1978-05-10 | 5 | 10 | 2018 | 2018-05-10 | 4 | 0 | 9:00 | 9 | 65 | 68 | 68 | 63.86 | 55.4 | 64.4 | 57.2 | 64.94 | 57.2 | 57 | 58 | 61 | 45 | 63 | 78.98 | 0 | 1 | 0 | 0 | 0 | 0 | 0 | 1 | 1 | 1 | 1 | 0 | 100% | #N/A
1978-05-10 | 5 | 10 | 2018 | 2018-05-10 | 4 | 0 | 10:00 | 10 | 65 | 74 | 71.06 | 65.84 | 62.6 | 69.08 | 59 | 66.92 | 64.4 | 61 | 57 | 63 | 46 | 66 | 80.06 | 0 | 1 | 0 | 0 | 0 | 0 | 0 | 1 | 1 | 1 | 1 | 0 | 100% | #N/A
1978-05-10 | 5 | 10 | 2018 | 2018-05-10 | 4 | 0 | 11:00 | 11 | 68 | 78 | 75.02 | 66.38 | 66.92 | 73.04 | 69.8 | 69.98 | 71.6 | 63 | 59 | 64 | 46 | 68 | 84.02 | 0 | 1 | 0 | 0 | 0 | 0 | 0 | 1 | 1 | 1 | 1 | 0 | 100% | #N/A
1978-05-10 | 5 | 10 | 2018 | 2018-05-10 | 4 | 0 | 12:00 | 12 | 65 | 83 | 75.92 | 65.84 | 73.04 | 75.02 | 75.2 | 71.96 | 73.4 | 63 | 61 | 66 | 46 | 70 | 82.94 | 0 | 1 | 0 | 0 | 0 | 0 | 0 | 1 | 1 | 1 | 1 | 0 | 100% | #N/A
1978-05-10 | 5 | 10 | 2018 | 2018-05-10 | 4 | 0 | 13:00 | 13 | 60 | 83 | 77 | 63.86 | 69.98 | 77 | 76.28 | 73.04 | 73.4 | 64 | 62 | 70 | 46 | 73 | 84.92 | 0 | 1 | 0 | 0 | 0 | 0 | 0 | 1 | 1 | 1 | 1 | 0 | 100% | #N/A
1978-05-10 | 5 | 10 | 2018 | 2018-05-10 | 4 | 0 | 14:00 | 14 | 68 | 83 | 78.98 | 61.52 | 66.92 | 77 | 78.8 | 73.94 | 73.4 | 64 | 64 | 70 | 46 | 73 | 86 | 0 | 1 | 0 | 0 | 0 | 0 | 0 | 1 | 1 | 1 | 1 | 0 | 100% | #N/A
1978-05-10 | 5 | 10 | 2018 | 2018-05-10 | 4 | 0 | 15:00 | 15 | 68 | 85 | 78.08 | 59 | 57.92 | 75.92 | 78.26 | 73.94 | 75.2 | 66 | 63 | 72 | 46 | 73 | 84.02 | 0 | 1 | 0 | 0 | 0 | 0 | 0 | 1 | 1 | 1 | 1 | 0 | 100% | #N/A
1978-05-10 | 5 | 10 | 2018 | 2018-05-10 | 4 | 0 | 16:00 | 16 | 69 | 85 | 75.92 | 60.98 | 60.8 | 75.02 | 77.54 | 73.94 | 73.4 | 66 | 60 | 70 | 46 | 73 | 84.92 | 0 | 1 | 0 | 0 | 0 | 0 | 0 | 1 | 1 | 1 | 1 | 0 | 100% | #N/A
1978-05-10 | 5 | 10 | 2018 | 2018-05-10 | 4 | 0 | 17:00 | 17 | 66 | 81 | 75.02 | 61.88 | 57.02 | 71.06 | 76.64 | 75.02 | 69.8 | 63 | 58 | 70 | 46 | 73 | 84.02 | 0 | 1 | 0 | 0 | 0 | 0 | 0 | 1 | 1 | 1 | 1 | 0 | 100% | #N/A
1978-05-10 | 5 | 10 | 2018 | 2018-05-10 | 4 | 0 | 18:00 | 18 | 65 | 76 | 75.2 | 64.22 | 57.02 | 69.08 | 75.02 | 71.96 | 68 | 61 | 56 | 66 | 46 | 70 | 80.96 | 0 | 1 | 0 | 0 | 0 | 0 | 0 | 1 | 1 | 1 | 1 | 0 | 100% | #N/A
1978-05-10 | 5 | 10 | 2018 | 2018-05-10 | 4 | 0 | 19:00 | 19 | 62 | 73 | 69.98 | 62.42 | 55.04 | 64.94 | 72.14 | 69.08 | 62.6 | 54 | 54 | 63 | 46 | 66 | 78.08 | 0 | 1 | 0 | 0 | 0 | 0 | 0 | 1 | 1 | 1 | 1 | 0 | 100% | #N/A
1978-05-10 | 5 | 10 | 2018 | 2018-05-10 | 4 | 0 | 20:00 | 20 | 59 | 70 | 66.92 | 64.4 | 55.04 | 62.96 | 70.7 | 66.92 | 59 | 52 | 52 | 61 | 43 | 64 | 75.02 | 0 | 1 | 0 | 0 | 0 | 0 | 0 | 1 | 1 | 1 | 1 | 0 | 100% | #N/A
1978-05-10 | 5 | 10 | 2018 | 2018-05-10 | 4 | 0 | 21:00 | 21 | 58 | 69 | 66.02 | 68.72 | 55.04 | 62.96 | 68.54 | 66.02 | 57.2 | 50 | 50 | 57 | 43 | 61 | 73.04 | 0 | 1 | 0 | 0 | 0 | 0 | 0 | 1 | 1 | 1 | 1 | 0 | 100% | #N/A
1978-05-10 | 5 | 10 | 2018 | 2018-05-10 | 4 | 0 | 22:00 | 22 | 57 | 67 | 64.04 | 68.72 | 55.04 | 62.06 | 66.74 | 64.04 | 57.2 | 46 | 49 | 55 | 42 | 57 | 69.98 | 0 | 1 | 0 | 0 | 0 | 0 | 0 | 1 | 1 | 1 | 1 | 0 | 100% | #N/A
1978-05-10 | 5 | 10 | 2018 | 2018-05-10 | 4 | 0 | 23:00 | 23 | 56 | 62 | 62.96 | 67.64 | 57.02 | 64.94 | 64.22 | 62.06 | 57.2 | 45 | 49 | 54 | 43 | 57 | 69.08 | 0 | 1 | 0 | 0 | 0 | 0 | 0 | 1 | 1 | 1 | 1 | 0 | 100% | #N/A
1978-05-10 | 5 | 10 | 2018 | 2018-05-10 | 4 | 0 | 24:00 | 24 | 56 | 60 | 60.98 | 66.56 | 60.08 | 64.94 | 63.32 | 60.98 | 55.4 | 45 | 50 | 52 | 43 | 54 | 66.02 | 0 | 0 | 1 | 0 | 0 | 0 | 0 | 1 | 1 | 1 | 1 | 0 | 100% | #N/A
1978-05-11 | 5 | 11 | 2018 | 2018-05-11 | 5 | 0 | 1:00 | 1 | 54 | 59 | 59 | 65.12 | 59 | 64.04 | 61.7 | 59 | 55.4 | 43 | 50 | 52 | 40 | 54 | 64.04 | 0 | 0 | 1 | 0 | 0 | 0 | 0 | 1 | 1 | 1 | 1 | 0 | 100% | #N/A
1978-05-11 | 5 | 11 | 2018 | 2018-05-11 | 5 | 0 | 2:00 | 2 | 52 | 56 | 59 | 64.22 | 57.92 | 64.04 | 62.24 | 57.92 | 57.2 | 43 | 48 | 48 | 38 | 52 | 62.06 | 0 | 0 | 1 | 0 | 0 | 0 | 0 | 1 | 1 | 1 | 1 | 0 | 100% | #N/A
1978-05-11 | 5 | 11 | 2018 | 2018-05-11 | 5 | 0 | 3:00 | 3 | 50 | 58 | 57.92 | 63.86 | 57.92 | 64.04 | 62.06 | 57.02 | 57.2 | 39 | 48 | 46 | 37 | 50 | 57.92 | 0 | 0 | 1 | 0 | 0 | 0 | 0 | 1 | 1 | 1 | 1 | 0 | 100% | #N/A
1978-05-11 | 5 | 11 | 2018 | 2018-05-11 | 5 | 0 | 4:00 | 4 | 49 | 56 | 59 | 62.42 | 55.94 | 62.96 | 59 | 57.02 | 57.2 | 37 | 48 | 45 | 36 | 48 | 55.94 | 0 | 0 | 1 | 0 | 0 | 0 | 0 | 1 | 1 | 1 | 1 | 0 | 100% | #N/A
1978-05-11 | 5 | 11 | 2018 | 2018-05-11 | 5 | 0 | 5:00 | 5 | 47 | 57 | 59 | 62.24 | 57.02 | 62.96 | 59 | 55.4 | 55.4 | 36 | 49 | 45 | 37 | 46 | 53.96 | 0 | 0 | 1 | 0 | 0 | 0 | 0 | 1 | 1 | 1 | 1 | 0 | 100% | #N/A
1978-05-11 | 5 | 11 | 2018 | 2018-05-11 | 5 | 0 | 6:00 | 6 | 49 | 61 | 59 | 61.16 | 57.02 | 60.98 | 59 | 55.94 | 57.2 | 37 | 50 | 43 | 37 | 50 | 57.02 | 0 | 0 | 1 | 0 | 0 | 0 | 0 | 1 | 1 | 1 | 1 | 0 | 100% | #N/A
1978-05-11 | 5 | 11 | 2018 | 2018-05-11 | 5 | 0 | 7:00 | 7 | 54 | 65 | 60.08 | 59.9 | 57.02 | 60.8 | 60.44 | 57.02 | 57.2 | 37 | 51 | 46 | 45 | 50 | 60.08 | 0 | 0 | 1 | 0 | 0 | 0 | 0 | 1 | 1 | 1 | 1 | 0 | 100% | #N/A
1978-05-11 | 5 | 11 | 2018 | 2018-05-11 | 5 | 0 | 8:00 | 8 | 55 | 68 | 62.96 | 60.44 | 60.98 | 62.6 | 60.8 | 57.2 | 59 | 39 | 57 | 48 | 46 | 52 | 62.06 | 0 | 1 | 0 | 0 | 0 | 0 | 0 | 1 | 1 | 1 | 1 | 0 | 100% | #N/A
1978-05-11 | 5 | 11 | 2018 | 2018-05-11 | 5 | 0 | 9:00 | 9 | 58 | 79 | 62.6 | 63.5 | 64.04 | 64.4 | 60.8 | 59 | 64.4 | 41 | 66 | 52 | 48 | 54 | 64.94 | 0 | 1 | 0 | 0 | 0 | 0 | 0 | 1 | 1 | 1 | 1 | 0 | 100% | #N/A
1978-05-11 | 5 | 11 | 2018 | 2018-05-11 | 5 | 0 | 10:00 | 10 | 60 | 83 | 69.98 | 66.02 | 66.02 | 68 | 62.6 | 60.98 | 66.2 | 45 | 74 | 54 | 52 | 55 | 66.02 | 0 | 1 | 0 | 0 | 0 | 0 | 0 | 1 | 1 | 1 | 1 | 0 | 100% | #N/A
1978-05-11 | 5 | 11 | 2018 | 2018-05-11 | 5 | 0 | 11:00 | 11 | 63 | 85 | 71.06 | 69.08 | 66.2 | 69.08 | 64.4 | 60.98 | 66.2 | 48 | 80 | 55 | 54 | 59 | 68 | 0 | 1 | 0 | 0 | 0 | 0 | 0 | 1 | 1 | 1 | 1 | 0 | 100% | #N/A
1978-05-11 | 5 | 11 | 2018 | 2018-05-11 | 5 | 0 | 12:00 | 12 | 65 | 87 | 71.96 | 71.6 | 69.8 | 69.8 | 66.2 | 64.04 | 66.2 | 50 | 79 | 57 | 57 | 59 | 64.94 | 0 | 1 | 0 | 0 | 0 | 0 | 0 | 1 | 1 | 1 | 1 | 0 | 100% | #N/A
1978-05-11 | 5 | 11 | 2018 | 2018-05-11 | 5 | 0 | 13:00 | 13 | 66 | 88 | 66.2 | 72.14 | 68 | 71.06 | 66.2 | 62.96 | 64.4 | 52 | 80 | 61 | 59 | 63 | 64.94 | 0 | 1 | 0 | 0 | 0 | 0 | 0 | 1 | 1 | 1 | 1 | 0 | 100% | #N/A
1978-05-11 | 5 | 11 | 2018 | 2018-05-11 | 5 | 0 | 14:00 | 14 | 66 | 89 | 64.94 | 67.64 | 66.02 | 71.06 | 64.4 | 62.06 | 64.4 | 54 | 82 | 63 | 61 | 64 | 62.96 | 0 | 1 | 0 | 0 | 0 | 0 | 0 | 1 | 1 | 1 | 1 | 0 | 100% | #N/A
1978-05-11 | 5 | 11 | 2018 | 2018-05-11 | 5 | 0 | 15:00 | 15 | 65 | 89 | 66.02 | 66.02 | 64.04 | 69.8 | 64.4 | 60.98 | 60.8 | 54 | 84 | 63 | 64 | 64 | 62.96 | 0 | 1 | 0 | 0 | 0 | 0 | 0 | 1 | 1 | 1 | 1 | 0 | 100% | #N/A
1978-05-11 | 5 | 11 | 2018 | 2018-05-11 | 5 | 0 | 16:00 | 16 | 62 | 87 | 64.04 | 66.2 | 64.94 | 68 | 64.4 | 62.06 | 60.8 | 54 | 84 | 63 | 64 | 64 | 62.06 | 0 | 1 | 0 | 0 | 0 | 0 | 0 | 1 | 1 | 1 | 1 | 0 | 100% | #N/A
1978-05-11 | 5 | 11 | 2018 | 2018-05-11 | 5 | 0 | 17:00 | 17 | 60 | 87 | 64.4 | 65.3 | 62.96 | 66.92 | 62.6 | 60.98 | 59 | 54 | 83 | 64 | 63 | 64 | 60.08 | 0 | 1 | 0 | 0 | 0 | 0 | 0 | 1 | 1 | 1 | 1 | 0 | 100% | #N/A
1978-05-11 | 5 | 11 | 2018 | 2018-05-11 | 5 | 0 | 18:00 | 18 | 58 | 82 | 62.6 | 64.76 | 62.96 | 66.02 | 62.6 | 60.98 | 60.8 | 52 | 82 | 63 | 61 | 63 | 59 | 0 | 1 | 0 | 0 | 0 | 0 | 0 | 1 | 1 | 1 | 1 | 0 | 100% | #N/A
1978-05-11 | 5 | 11 | 2018 | 2018-05-11 | 5 | 0 | 19:00 | 19 | 58 | 78 | 62.6 | 63.86 | 62.06 | 64.4 | 62.42 | 60.8 | 59 | 48 | 76 | 59 | 57 | 59 | 55.04 | 0 | 1 | 0 | 0 | 0 | 0 | 0 | 1 | 1 | 1 | 1 | 0 | 100% | #N/A
1978-05-11 | 5 | 11 | 2018 | 2018-05-11 | 5 | 0 | 20:00 | 20 | 57 | 74 | 62.6 | 63.86 | 62.6 | 64.4 | 62.6 | 60.08 | 62.6 | 45 | 65 | 55 | 57 | 55 | 53.06 | 0 | 1 | 0 | 0 | 0 | 0 | 0 | 1 | 1 | 1 | 1 | 0 | 100% | #N/A
1978-05-11 | 5 | 11 | 2018 | 2018-05-11 | 5 | 0 | 21:00 | 21 | 56 | 71 | 62.06 | 63.68 | 60.98 | 64.4 | 60.8 | 60.08 | 62.6 | 45 | 62 | 50 | 55 | 52 | 51.98 | 0 | 1 | 0 | 0 | 0 | 0 | 0 | 1 | 1 | 1 | 1 | 0 | 100% | #N/A
1978-05-11 | 5 | 11 | 2018 | 2018-05-11 | 5 | 0 | 22:00 | 22 | 58 | 68 | 62.06 | 62.96 | 60.8 | 64.4 | 60.8 | 60.08 | 62.6 | 34 | 58 | 48 | 53 | 52 | 53.06 | 0 | 1 | 0 | 0 | 0 | 0 | 0 | 1 | 1 | 1 | 1 | 0 | 100% | #N/A
1978-05-11 | 5 | 11 | 2018 | 2018-05-11 | 5 | 0 | 23:00 | 23 | 57 | 67 | 62.06 | 62.78 | 60.08 | 64.04 | 60.8 | 59 | 60.8 | 30 | 55 | 45 | 51 | 46 | 53.06 | 0 | 1 | 0 | 0 | 0 | 0 | 0 | 1 | 1 | 1 | 1 | 0 | 100% | #N/A
1978-05-11 | 5 | 11 | 2018 | 2018-05-11 | 5 | 0 | 24:00 | 24 | 56 | 65 | 62.6 | 62.42 | 59 | 64.4 | 60.8 | 59 | 59 | 30 | 57 | 45 | 51 | 48 | 53.06 | 0 | 0 | 1 | 0 | 0 | 0 | 0 | 1 | 1 | 1 | 1 | 0 | 100% | #N/A
1978-05-12 | 5 | 12 | 2018 | 2018-05-12 | 6 | 0 | 1:00 | 1 | 57 | 64 | 62.06 | 62.42 | 59 | 62.6 | 60.8 | 57.92 | 57.2 | 32 | 51 | 44 | 50 | 48 | 51.98 | 0 | 0 | 1 | 0 | 0 | 0 | 0 | 1 | 1 | 1 | 1 | 0 | 100% | #N/A
1978-05-12 | 5 | 12 | 2018 | 2018-05-12 | 6 | 0 | 2:00 | 2 | 58 | 62 | 62.6 | 62.42 | 59 | 62.6 | 60.8 | 59 | 57.2 | 34 | 51 | 42 | 49 | 46 | 53.06 | 0 | 0 | 1 | 0 | 0 | 0 | 0 | 1 | 1 | 1 | 1 | 0 | 100% | #N/A
1978-05-12 | 5 | 12 | 2018 | 2018-05-12 | 6 | 0 | 3:00 | 3 | 56 | 62 | 62.06 | 62.6 | 60.08 | 62.06 | 60.8 | 57.92 | 59 | 34 | 51 | 41 | 50 | 48 | 53.06 | 0 | 0 | 1 | 0 | 0 | 0 | 0 | 1 | 1 | 1 | 1 | 0 | 100% | #N/A
1978-05-12 | 5 | 12 | 2018 | 2018-05-12 | 6 | 0 | 4:00 | 4 | 55 | 62 | 60.8 | 62.78 | 60.08 | 62.6 | 59 | 57.92 | 59 | 34 | 48 | 40 | 50 | 46 | 53.06 | 0 | 0 | 1 | 0 | 0 | 0 | 0 | 1 | 1 | 1 | 1 | 0 | 100% | #N/A
1978-05-12 | 5 | 12 | 2018 | 2018-05-12 | 6 | 0 | 5:00 | 5 | 56 | 62 | 60.08 | 62.42 | 60.08 | 62.6 | 57.2 | 57.92 | 59 | 34 | 47 | 40 | 52 | 48 | 53.96 | 0 | 0 | 1 | 0 | 0 | 0 | 0 | 1 | 1 | 1 | 1 | 0 | 100% | #N/A
1978-05-12 | 5 | 12 | 2018 | 2018-05-12 | 6 | 0 | 6:00 | 6 | 55 | 62 | 60.08 | 61.34 | 59 | 62.6 | 57.2 | 57.02 | 59 | 36 | 54 | 39 | 52 | 48 | 55.94 | 0 | 0 | 1 | 0 | 0 | 0 | 0 | 1 | 1 | 1 | 1 | 0 | 100% | #N/A
1978-05-12 | 5 | 12 | 2018 | 2018-05-12 | 6 | 0 | 7:00 | 7 | 56 | 63 | 60.8 | 60.8 | 59 | 62.06 | 57.74 | 57.02 | 57.2 | 43 | 61 | 41 | 55 | 52 | 59 | 0 | 0 | 1 | 0 | 0 | 0 | 0 | 1 | 1 | 1 | 1 | 0 | 100% | #N/A
1978-05-12 | 5 | 12 | 2018 | 2018-05-12 | 6 | 0 | 8:00 | 8 | 57 | 64 | 60.08 | 60.62 | 59 | 62.6 | 57.38 | 55.94 | 57.2 | 48 | 66 | 42 | 55 | 52 | 66.92 | 0 | 0 | 1 | 0 | 0 | 0 | 0 | 1 | 1 | 1 | 1 | 0 | 100% | #N/A
1978-05-12 | 5 | 12 | 2018 | 2018-05-12 | 6 | 0 | 9:00 | 9 | 58 | 65 | 60.8 | 60.62 | 60.08 | 62.6 | 59.18 | 55.94 | 57.2 | 50 | 72 | 44 | 55 | 54 | 69.98 | 0 | 0 | 1 | 0 | 0 | 0 | 0 | 1 | 1 | 1 | 1 | 0 | 100% | #N/A
1978-05-12 | 5 | 12 | 2018 | 2018-05-12 | 6 | 0 | 10:00 | 10 | 59 | 66 | 62.96 | 61.16 | 60.98 | 60.98 | 62.6 | 57.2 | 57.2 | 52 | 75 | 44 | 54 | 54 | 75.92 | 0 | 0 | 1 | 0 | 0 | 0 | 0 | 1 | 1 | 1 | 1 | 0 | 100% | #N/A
1978-05-12 | 5 | 12 | 2018 | 2018-05-12 | 6 | 0 | 11:00 | 11 | 57 | 68 | 62.6 | 62.06 | 57.2 | 62.6 | 62.6 | 60.08 | 59 | 52 | 78 | 46 | 61 | 54 | 71.06 | 0 | 0 | 1 | 0 | 0 | 0 | 0 | 1 | 1 | 1 | 1 | 0 | 100% | #N/A
1978-05-12 | 5 | 12 | 2018 | 2018-05-12 | 6 | 0 | 12:00 | 12 | 56 | 71 | 64.94 | 61.52 | 60.8 | 64.04 | 65.66 | 62.96 | 60.8 | 50 | 81 | 46 | 66 | 52 | 73.94 | 0 | 0 | 1 | 0 | 0 | 0 | 0 | 1 | 1 | 1 | 1 | 0 | 100% | #N/A
1978-05-12 | 5 | 12 | 2018 | 2018-05-12 | 6 | 0 | 13:00 | 13 | 64 | 72 | 68 | 64.58 | 64.94 | 66.92 | 67.46 | 64.04 | 59 | 48 | 83 | 47 | 72 | 50 | 69.08 | 0 | 0 | 1 | 0 | 0 | 0 | 0 | 1 | 1 | 1 | 1 | 0 | 100% | #N/A
1978-05-12 | 5 | 12 | 2018 | 2018-05-12 | 6 | 0 | 14:00 | 14 | 64 | 74 | 71.96 | 66.38 | 66.92 | 69.98 | 64.58 | 62.96 | 62.6 | 46 | 86 | 47 | 73 | 48 | 73.04 | 0 | 0 | 1 | 0 | 0 | 0 | 0 | 1 | 1 | 1 | 1 | 0 | 100% | #N/A
1978-05-12 | 5 | 12 | 2018 | 2018-05-12 | 6 | 0 | 15:00 | 15 | 58 | 77 | 69.98 | 71.42 | 66.92 | 71.06 | 61.7 | 60.98 | 64.4 | 43 | 87 | 46 | 73 | 48 | 69.98 | 0 | 0 | 1 | 0 | 0 | 0 | 0 | 1 | 1 | 1 | 1 | 0 | 100% | #N/A
1978-05-12 | 5 | 12 | 2018 | 2018-05-12 | 6 | 0 | 16:00 | 16 | 62 | 75 | 71.96 | 70.88 | 68 | 68 | 61.16 | 57.92 | 62.6 | 43 | 86 | 46 | 70 | 46 | 66.92 | 0 | 0 | 1 | 0 | 0 | 0 | 0 | 1 | 1 | 1 | 1 | 0 | 100% | #N/A
1978-05-12 | 5 | 12 | 2018 | 2018-05-12 | 6 | 0 | 17:00 | 17 | 61 | 70 | 68 | 71.96 | 64.04 | 62.06 | 61.52 | 55.04 | 62.6 | 43 | 84 | 46 | 67 | 45 | 64.94 | 0 | 0 | 1 | 0 | 0 | 0 | 0 | 1 | 1 | 1 | 1 | 0 | 100% | #N/A
1978-05-12 | 5 | 12 | 2018 | 2018-05-12 | 6 | 0 | 18:00 | 18 | 57 | 67 | 60.98 | 65.66 | 59 | 60.98 | 59.18 | 53.96 | 62.6 | 41 | 84 | 45 | 63 | 45 | 64.94 | 0 | 0 | 1 | 0 | 0 | 0 | 0 | 1 | 1 | 1 | 1 | 0 | 100% | #N/A
1978-05-12 | 5 | 12 | 2018 | 2018-05-12 | 6 | 0 | 19:00 | 19 | 55 | 64 | 59 | 62.24 | 55.94 | 57.92 | 55.94 | 51.08 | 59 | 39 | 75 | 45 | 61 | 43 | 64.94 | 0 | 0 | 1 | 0 | 0 | 0 | 0 | 1 | 1 | 1 | 1 | 0 | 100% | #N/A
1978-05-12 | 5 | 12 | 2018 | 2018-05-12 | 6 | 0 | 20:00 | 20 | 55 | 63 | 55.94 | 60.26 | 53.96 | 55.94 | 54.86 | 48.92 | 55.4 | 39 | 70 | 45 | 59 | 45 | 64.04 | 0 | 0 | 1 | 0 | 0 | 0 | 0 | 1 | 1 | 1 | 1 | 0 | 100% | #N/A
1978-05-12 | 5 | 12 | 2018 | 2018-05-12 | 6 | 0 | 21:00 | 21 | 53 | 61 | 51.98 | 58.46 | 51.98 | 53.96 | 52.88 | 46.94 | 53.6 | 39 | 69 | 43 | 57 | 45 | 64.94 | 0 | 0 | 1 | 0 | 0 | 0 | 0 | 1 | 1 | 1 | 1 | 0 | 100% | #N/A
1978-05-12 | 5 | 12 | 2018 | 2018-05-12 | 6 | 0 | 22:00 | 22 | 52 | 61 | 53.06 | 57.38 | 48.92 | 51.98 | 50.36 | 46.94 | 53.6 | 39 | 64 | 43 | 55 | 45 | 62.06 | 0 | 0 | 1 | 0 | 0 | 0 | 0 | 1 | 1 | 1 | 1 | 0 | 100% | #N/A
1978-05-12 | 5 | 12 | 2018 | 2018-05-12 | 6 | 0 | 23:00 | 23 | 49 | 61 | 51.08 | 55.94 | 48.02 | 50 | 48.38 | 44.96 | 50 | 39 | 60 | 43 | 50 | 45 | 59 | 0 | 0 | 1 | 0 | 0 | 0 | 0 | 1 | 1 | 1 | 1 | 0 | 100% | #N/A
1978-05-12 | 5 | 12 | 2018 | 2018-05-12 | 6 | 0 | 24:00 | 24 | 50 | 61 | 50 | 54.86 | 48.02 | 48.92 | 47.12 | 42.98 | 48.2 | 37 | 59 | 43 | 46 | 45 | 55.94 | 0 | 0 | 1 | 0 | 0 | 0 | 0 | 1 | 1 | 1 | 1 | 0 | 100% | #N/A
1978-05-13 | 5 | 13 | 2018 | 2018-05-13 | 7 | 0 | 1:00 | 1 | 48 | 61 | 44.06 | 53.24 | 44.06 | 48.02 | 45.68 | 42.98 | 48.2 | 39 | 60 | 43 | 46 | 45 | 53.06 | 0 | 0 | 1 | 0 | 0 | 0 | 0 | 1 | 1 | 1 | 1 | 0 | 100% | #N/A
1978-05-13 | 5 | 13 | 2018 | 2018-05-13 | 7 | 0 | 2:00 | 2 | 48 | 61 | 44.96 | 51.98 | 44.06 | 46.04 | 42.08 | 42.98 | 44.6 | 39 | 57 | 43 | 46 | 45 | 51.08 | 0 | 0 | 1 | 0 | 0 | 0 | 0 | 1 | 1 | 1 | 1 | 0 | 100% | #N/A
1978-05-13 | 5 | 13 | 2018 | 2018-05-13 | 7 | 0 | 3:00 | 3 | 47 | 61 | 42.98 | 51.26 | 41 | 44.96 | 41 | 42.08 | 41 | 39 | 60 | 43 | 46 | 45 | 51.08 | 0 | 0 | 1 | 0 | 0 | 0 | 0 | 1 | 1 | 1 | 1 | 0 | 100% | #N/A
1978-05-13 | 5 | 13 | 2018 | 2018-05-13 | 7 | 0 | 4:00 | 4 | 46 | 61 | 35.96 | 49.82 | 39.92 | 44.96 | 39.56 | 39.92 | 39.2 | 39 | 57 | 43 | 46 | 44 | 50 | 0 | 0 | 1 | 0 | 0 | 0 | 0 | 1 | 1 | 1 | 1 | 0 | 100% | #N/A
1978-05-13 | 5 | 13 | 2018 | 2018-05-13 | 7 | 0 | 5:00 | 5 | 44 | 62 | 33.98 | 49.28 | 41 | 42.98 | 39.74 | 37.04 | 41 | 39 | 55 | 43 | 48 | 45 | 48.02 | 0 | 0 | 1 | 0 | 0 | 0 | 0 | 1 | 1 | 1 | 1 | 0 | 100% | #N/A
1978-05-13 | 5 | 13 | 2018 | 2018-05-13 | 7 | 0 | 6:00 | 6 | 46 | 62 | 44.96 | 49.1 | 42.98 | 44.96 | 44.06 | 41 | 37.4 | 39 | 56 | 43 | 48 | 45 | 50 | 0 | 0 | 1 | 0 | 0 | 0 | 0 | 1 | 1 | 1 | 1 | 0 | 100% | #N/A
1978-05-13 | 5 | 13 | 2018 | 2018-05-13 | 7 | 0 | 7:00 | 7 | 48 | 63 | 50 | 48.02 | 46.94 | 48.92 | 46.58 | 44.06 | 50 | 39 | 58 | 45 | 50 | 45 | 51.98 | 0 | 0 | 1 | 0 | 0 | 0 | 0 | 1 | 1 | 1 | 1 | 0 | 100% | #N/A
1978-05-13 | 5 | 13 | 2018 | 2018-05-13 | 7 | 0 | 8:00 | 8 | 50 | 65 | 51.98 | 50.36 | 48.92 | 51.08 | 47.84 | 44.06 | 50 | 39 | 60 | 45 | 52 | 45 | 55.94 | 0 | 0 | 1 | 0 | 0 | 0 | 0 | 1 | 1 | 1 | 1 | 0 | 100% | #N/A
1978-05-13 | 5 | 13 | 2018 | 2018-05-13 | 7 | 0 | 9:00 | 9 | 52 | 68 | 53.06 | 53.6 | 48.92 | 51.98 | 48.92 | 46.04 | 53.6 | 39 | 63 | 45 | 54 | 45 | 57.92 | 0 | 0 | 1 | 0 | 0 | 0 | 0 | 1 | 1 | 1 | 1 | 0 | 100% | #N/A
1978-05-13 | 5 | 13 | 2018 | 2018-05-13 | 7 | 0 | 10:00 | 10 | 55 | 71 | 55.04 | 53.42 | 51.08 | 53.06 | 49.82 | 46.94 | 53.6 | 39 | 65 | 45 | 59 | 45 | 59 | 0 | 0 | 1 | 0 | 0 | 0 | 0 | 1 | 1 | 1 | 1 | 0 | 100% | #N/A
1978-05-13 | 5 | 13 | 2018 | 2018-05-13 | 7 | 0 | 11:00 | 11 | 58 | 74 | 55.4 | 54.14 | 53.96 | 53.96 | 51.8 | 48.02 | 55.4 | 39 | 67 | 46 | 61 | 46 | 60.08 | 0 | 0 | 1 | 0 | 0 | 0 | 0 | 1 | 1 | 1 | 1 | 0 | 100% | #N/A
1978-05-13 | 5 | 13 | 2018 | 2018-05-13 | 7 | 0 | 12:00 | 12 | 60 | 78 | 57.92 | 55.04 | 53.06 | 55.94 | 51.98 | 50 | 55.4 | 39 | 68 | 46 | 64 | 46 | 60.98 | 0 | 0 | 1 | 0 | 0 | 0 | 0 | 1 | 1 | 1 | 1 | 0 | 100% | #N/A
1978-05-13 | 5 | 13 | 2018 | 2018-05-13 | 7 | 0 | 13:00 | 13 | 62 | 81 | 59 | 57.74 | 55.94 | 55.94 | 53.78 | 50 | 55.4 | 39 | 69 | 46 | 63 | 45 | 60.98 | 0 | 0 | 1 | 0 | 0 | 0 | 0 | 1 | 1 | 1 | 1 | 0 | 100% | #N/A
1978-05-13 | 5 | 13 | 2018 | 2018-05-13 | 7 | 0 | 14:00 | 14 | 62 | 82 | 60.08 | 58.64 | 57.02 | 55.94 | 56.3 | 50 | 55.4 | 39 | 67 | 46 | 64 | 45 | 62.06 | 0 | 0 | 1 | 0 | 0 | 0 | 0 | 1 | 1 | 1 | 1 | 0 | 100% | #N/A
1978-05-13 | 5 | 13 | 2018 | 2018-05-13 | 7 | 0 | 15:00 | 15 | 62 | 83 | 57.02 | 59.54 | 55.94 | 57.92 | 55.4 | 51.08 | 55.4 | 37 | 65 | 45 | 64 | 43 | 62.06 | 0 | 0 | 1 | 0 | 0 | 0 | 0 | 1 | 1 | 1 | 1 | 0 | 100% | #N/A
1978-05-13 | 5 | 13 | 2018 | 2018-05-13 | 7 | 0 | 16:00 | 16 | 62 | 83 | 60.08 | 58.28 | 55.94 | 55.94 | 53.6 | 51.98 | 55.4 | 36 | 64 | 45 | 63 | 43 | 62.96 | 0 | 0 | 1 | 0 | 0 | 0 | 0 | 1 | 1 | 1 | 1 | 0 | 100% | #N/A
1978-05-13 | 5 | 13 | 2018 | 2018-05-13 | 7 | 0 | 17:00 | 17 | 61 | 82 | 57.92 | 59 | 55.04 | 55.04 | 53.78 | 50 | 53.6 | 34 | 60 | 43 | 61 | 43 | 62.06 | 0 | 0 | 1 | 0 | 0 | 0 | 0 | 1 | 1 | 1 | 1 | 0 | 100% | #N/A
1978-05-13 | 5 | 13 | 2018 | 2018-05-13 | 7 | 0 | 18:00 | 18 | 59 | 80 | 55.04 | 57.2 | 51.98 | 53.06 | 50.54 | 48.02 | 51.8 | 34 | 58 | 43 | 59 | 43 | 57.02 | 0 | 0 | 1 | 0 | 0 | 0 | 0 | 1 | 1 | 1 | 1 | 0 | 100% | #N/A
1978-05-13 | 5 | 13 | 2018 | 2018-05-13 | 7 | 0 | 19:00 | 19 | 56 | 77 | 51.98 | 55.22 | 48.92 | 50 | 48.02 | 44.96 | 50 | 32 | 55 | 42 | 55 | 42 | 53.06 | 0 | 0 | 1 | 0 | 0 | 0 | 0 | 1 | 1 | 1 | 1 | 0 | 100% | #N/A
1978-05-13 | 5 | 13 | 2018 | 2018-05-13 | 7 | 0 | 20:00 | 20 | 53 | 74 | 48.92 | 53.96 | 46.94 | 48.02 | 47.66 | 44.06 | 50 | 32 | 52 | 41 | 52 | 42 | 50 | 0 | 0 | 1 | 0 | 0 | 0 | 0 | 1 | 1 | 1 | 1 | 0 | 100% | #N/A
1978-05-13 | 5 | 13 | 2018 | 2018-05-13 | 7 | 0 | 21:00 | 21 | 52 | 73 | 46.94 | 51.44 | 44.96 | 46.94 | 46.76 | 42.08 | 50 | 32 | 50 | 41 | 49 | 42 | 48.02 | 0 | 0 | 1 | 0 | 0 | 0 | 0 | 1 | 1 | 1 | 1 | 0 | 100% | #N/A
1978-05-13 | 5 | 13 | 2018 | 2018-05-13 | 7 | 0 | 22:00 | 22 | 52 | 71 | 46.04 | 50.54 | 44.96 | 44.96 | 46.04 | 42.08 | 50 | 32 | 48 | 41 | 47 | 42 | 46.94 | 0 | 0 | 1 | 0 | 0 | 0 | 0 | 1 | 1 | 1 | 1 | 0 | 100% | #N/A
1978-05-13 | 5 | 13 | 2018 | 2018-05-13 | 7 | 0 | 23:00 | 23 | 52 | 71 | 46.04 | 50.18 | 44.96 | 44.96 | 44.6 | 41 | 48.2 | 33 | 47 | 41 | 45 | 43 | 44.96 | 0 | 0 | 1 | 0 | 0 | 0 | 0 | 1 | 1 | 1 | 1 | 0 | 100% | #N/A
1978-05-13 | 5 | 13 | 2018 | 2018-05-13 | 7 | 0 | 24:00 | 24 | 51 | 67 | 44.96 | 49.1 | 44.06 | 44.96 | 41.9 | 39.92 | 46.4 | 34 | 47 | 41 | 43 | 43 | 41 | 0 | 0 | 1 | 0 | 0 | 0 | 0 | 1 | 1 | 1 | 1 | 0 | 100% | #N/A
1978-05-14 | 5 | 14 | 2018 | 2018-05-14 | 1 | 0 | 1:00 | 1 | 49 | 64 | 44.96 | 48.56 | 44.06 | 44.96 | 39.74 | 39.92 | 46.4 | 36 | 46 | 43 | 41 | 43 | 41 | 0 | 0 | 1 | 0 | 0 | 0 | 0 | 1 | 1 | 1 | 1 | 0 | 100% | #N/A
1978-05-14 | 5 | 14 | 2018 | 2018-05-14 | 1 | 0 | 2:00 | 2 | 48 | 65 | 42.08 | 47.84 | 42.08 | 44.06 | 41.72 | 39.92 | 46.4 | 36 | 46 | 41 | 40 | 43 | 39.92 | 0 | 0 | 1 | 0 | 0 | 0 | 0 | 1 | 1 | 1 | 1 | 0 | 100% | #N/A
1978-05-14 | 5 | 14 | 2018 | 2018-05-14 | 1 | 0 | 3:00 | 3 | 48 | 64 | 37.04 | 46.76 | 37.94 | 42.08 | 38.3 | 41 | 46.4 | 36 | 46 | 39 | 39 | 43 | 37.94 | 0 | 0 | 1 | 0 | 0 | 0 | 0 | 1 | 1 | 1 | 1 | 0 | 100% | #N/A
1978-05-14 | 5 | 14 | 2018 | 2018-05-14 | 1 | 0 | 4:00 | 4 | 47 | 62 | 35.96 | 45.86 | 37.94 | 39.92 | 41.36 | 41 | 44.6 | 36 | 46 | 39 | 38 | 43 | 35.96 | 0 | 0 | 1 | 0 | 0 | 0 | 0 | 1 | 1 | 1 | 1 | 0 | 100% | #N/A
1978-05-14 | 5 | 14 | 2018 | 2018-05-14 | 1 | 0 | 5:00 | 5 | 46 | 62 | 35.06 | 44.78 | 39.92 | 42.08 | 41.9 | 39.92 | 42.8 | 34 | 46 | 39 | 37 | 43 | 37.04 | 0 | 0 | 1 | 0 | 0 | 0 | 0 | 1 | 1 | 1 | 1 | 0 | 100% | #N/A
1978-05-14 | 5 | 14 | 2018 | 2018-05-14 | 1 | 0 | 6:00 | 6 | 49 | 63 | 44.06 | 44.78 | 42.08 | 42.98 | 42.44 | 41 | 41 | 32 | 47 | 41 | 41 | 43 | 42.08 | 0 | 0 | 1 | 0 | 0 | 0 | 0 | 1 | 1 | 1 | 1 | 0 | 100% | #N/A
1978-05-14 | 5 | 14 | 2018 | 2018-05-14 | 1 | 0 | 7:00 | 7 | 53 | 65 | 48.92 | 45.5 | 44.96 | 48.92 | 45.32 | 44.06 | 42.8 | 34 | 49 | 41 | 45 | 43 | 46.94 | 0 | 0 | 1 | 0 | 0 | 0 | 0 | 1 | 1 | 1 | 1 | 0 | 100% | #N/A
1978-05-14 | 5 | 14 | 2018 | 2018-05-14 | 1 | 0 | 8:00 | 8 | 56 | 67 | 51.98 | 48.74 | 50 | 51.08 | 49.1 | 46.94 | 46.4 | 36 | 52 | 43 | 54 | 43 | 50 | 0 | 1 | 0 | 0 | 0 | 0 | 0 | 1 | 1 | 1 | 1 | 0 | 100% | #N/A
1978-05-14 | 5 | 14 | 2018 | 2018-05-14 | 1 | 0 | 9:00 | 9 | 59 | 71 | 53.96 | 52.34 | 51.98 | 53.06 | 52.34 | 50 | 50 | 36 | 56 | 45 | 55 | 45 | 53.96 | 0 | 1 | 0 | 0 | 0 | 0 | 0 | 1 | 1 | 1 | 1 | 0 | 100% | #N/A
1978-05-14 | 5 | 14 | 2018 | 2018-05-14 | 1 | 0 | 10:00 | 10 | 61 | 74 | 57.02 | 52.34 | 53.06 | 51.98 | 53.78 | 48.92 | 51.8 | 36 | 61 | 46 | 61 | 46 | 57.02 | 0 | 1 | 0 | 0 | 0 | 0 | 0 | 1 | 1 | 1 | 1 | 0 | 100% | #N/A
1978-05-14 | 5 | 14 | 2018 | 2018-05-14 | 1 | 0 | 11:00 | 11 | 66 | 76 | 53.96 | 53.96 | 53.96 | 53.96 | 54.14 | 51.08 | 53.6 | 39 | 65 | 50 | 63 | 50 | 57.92 | 0 | 1 | 0 | 0 | 0 | 0 | 0 | 1 | 1 | 1 | 1 | 0 | 100% | #N/A
1978-05-14 | 5 | 14 | 2018 | 2018-05-14 | 1 | 0 | 12:00 | 12 | 67 | 77 | 55.94 | 55.04 | 53.96 | 55.94 | 53.96 | 51.08 | 51.8 | 41 | 68 | 54 | 63 | 52 | 59 | 0 | 1 | 0 | 0 | 0 | 0 | 0 | 1 | 1 | 1 | 1 | 0 | 100% | #N/A
1978-05-14 | 5 | 14 | 2018 | 2018-05-14 | 1 | 0 | 13:00 | 13 | 64 | 78 | 55.94 | 56.66 | 57.02 | 57.92 | 54.86 | 51.08 | 53.6 | 41 | 73 | 55 | 63 | 54 | 60.98 | 0 | 1 | 0 | 0 | 0 | 0 | 0 | 1 | 1 | 1 | 1 | 0 | 100% | #N/A
1978-05-14 | 5 | 14 | 2018 | 2018-05-14 | 1 | 0 | 14:00 | 14 | 72 | 78 | 59 | 56.66 | 57.02 | 57.92 | 54.86 | 51.08 | 55.4 | 45 | 76 | 54 | 64 | 54 | 60.08 | 0 | 1 | 0 | 0 | 0 | 0 | 0 | 1 | 1 | 1 | 1 | 0 | 100% | #N/A
1978-05-14 | 5 | 14 | 2018 | 2018-05-14 | 1 | 0 | 15:00 | 15 | 75 | 74 | 57.02 | 57.92 | 55.94 | 59 | 56.12 | 51.08 | 53.6 | 45 | 79 | 55 | 64 | 59 | 60.08 | 0 | 1 | 0 | 0 | 0 | 0 | 0 | 1 | 1 | 1 | 1 | 0 | 100% | #N/A
1978-05-14 | 5 | 14 | 2018 | 2018-05-14 | 1 | 0 | 16:00 | 16 | 69 | 73 | 57.92 | 57.38 | 55.94 | 57.92 | 56.66 | 51.98 | 53.6 | 45 | 80 | 52 | 66 | 57 | 59 | 0 | 1 | 0 | 0 | 0 | 0 | 0 | 1 | 1 | 1 | 1 | 0 | 100% | #N/A
1978-05-14 | 5 | 14 | 2018 | 2018-05-14 | 1 | 0 | 17:00 | 17 | 68 | 64 | 57.92 | 57.74 | 57.92 | 57.02 | 55.94 | 51.98 | 51.8 | 45 | 80 | 46 | 64 | 57 | 57.02 | 0 | 1 | 0 | 0 | 0 | 0 | 0 | 1 | 1 | 1 | 1 | 0 | 100% | #N/A
1978-05-14 | 5 | 14 | 2018 | 2018-05-14 | 1 | 0 | 18:00 | 18 | 74 | 59 | 55.94 | 57.92 | 53.06 | 55.94 | 54.32 | 50 | 53.6 | 43 | 79 | 46 | 64 | 55 | 57.02 | 0 | 1 | 0 | 0 | 0 | 0 | 0 | 1 | 1 | 1 | 1 | 0 | 100% | #N/A
1978-05-14 | 5 | 14 | 2018 | 2018-05-14 | 1 | 0 | 19:00 | 19 | 69 | 55 | 53.96 | 57.02 | 51.08 | 53.96 | 53.42 | 46.94 | 51.8 | 41 | 72 | 46 | 63 | 48 | 55.04 | 0 | 1 | 0 | 0 | 0 | 0 | 0 | 1 | 1 | 1 | 1 | 0 | 100% | #N/A
1978-05-14 | 5 | 14 | 2018 | 2018-05-14 | 1 | 0 | 20:00 | 20 | 59 | 54 | 53.06 | 56.12 | 48.92 | 51.98 | 43.52 | 46.94 | 50 | 39 | 68 | 43 | 57 | 46 | 53.96 | 0 | 1 | 0 | 0 | 0 | 0 | 0 | 1 | 1 | 1 | 1 | 0 | 100% | #N/A
1978-05-14 | 5 | 14 | 2018 | 2018-05-14 | 1 | 0 | 21:00 | 21 | 60 | 52 | 51.98 | 55.94 | 48.92 | 50 | 39.02 | 46.94 | 50 | 37 | 65 | 41 | 50 | 45 | 53.96 | 0 | 1 | 0 | 0 | 0 | 0 | 0 | 1 | 1 | 1 | 1 | 0 | 100% | #N/A
1978-05-14 | 5 | 14 | 2018 | 2018-05-14 | 1 | 0 | 22:00 | 22 | 57 | 50 | 44.06 | 54.68 | 46.94 | 48.02 | 37.94 | 42.98 | 48.2 | 37 | 63 | 39 | 46 | 45 | 55.04 | 0 | 1 | 0 | 0 | 0 | 0 | 0 | 1 | 1 | 1 | 1 | 0 | 100% | #N/A
1978-05-14 | 5 | 14 | 2018 | 2018-05-14 | 1 | 0 | 23:00 | 23 | 56 | 50 | 39.02 | 53.6 | 44.96 | 46.04 | 34.7 | 42.98 | 46.4 | 37 | 63 | 37 | 41 | 43 | 55.04 | 0 | 1 | 0 | 0 | 0 | 0 | 0 | 1 | 1 | 1 | 1 | 0 | 100% | #N/A
1978-05-14 | 5 | 14 | 2018 | 2018-05-14 | 1 | 0 | 24:00 | 24 | 54 | 49 | 37.04 | 52.7 | 41 | 42.08 | 34.88 | 42.08 | 42.8 | 36 | 62 | 37 | 41 | 41 | 55.04 | 0 | 0 | 1 | 0 | 0 | 0 | 0 | 1 | 1 | 1 | 1 | 0 | 100% | #N/A
1978-05-15 | 5 | 15 | 2018 | 2018-05-15 | 2 | 0 | 1:00 | 1 | 51 | 48 | 35.06 | 51.44 | 39.92 | 39.92 | 31.82 | 42.08 | 39.2 | 36 | 61 | 37 | 40 | 43 | 55.94 | 0 | 0 | 1 | 0 | 0 | 0 | 0 | 1 | 1 | 1 | 1 | 0 | 100% | #N/A
1978-05-15 | 5 | 15 | 2018 | 2018-05-15 | 2 | 0 | 2:00 | 2 | 51 | 47 | 33.08 | 50.9 | 39.92 | 39.92 | 30.74 | 39.92 | 37.4 | 34 | 61 | 34 | 41 | 41 | 57.02 | 0 | 0 | 1 | 0 | 0 | 0 | 0 | 1 | 1 | 1 | 1 | 0 | 100% | #N/A
1978-05-15 | 5 | 15 | 2018 | 2018-05-15 | 2 | 0 | 3:00 | 3 | 49 | 47 | 33.08 | 49.82 | 37.94 | 37.94 | 28.58 | 39.92 | 41 | 34 | 62 | 37 | 41 | 41 | 57.02 | 0 | 0 | 1 | 0 | 0 | 0 | 0 | 1 | 1 | 1 | 1 | 0 | 100% | #N/A
1978-05-15 | 5 | 15 | 2018 | 2018-05-15 | 2 | 0 | 4:00 | 4 | 47 | 47 | 33.08 | 49.46 | 37.04 | 39.02 | 28.58 | 41 | 35.6 | 34 | 61 | 39 | 42 | 39 | 57.02 | 0 | 0 | 1 | 0 | 0 | 0 | 0 | 1 | 1 | 1 | 1 | 0 | 100% | #N/A
1978-05-15 | 5 | 15 | 2018 | 2018-05-15 | 2 | 0 | 5:00 | 5 | 47 | 47 | 30.92 | 48.2 | 37.94 | 37.94 | 28.76 | 41 | 37.4 | 34 | 61 | 41 | 43 | 39 | 55.94 | 0 | 0 | 1 | 0 | 0 | 0 | 0 | 1 | 1 | 1 | 1 | 0 | 100% | #N/A
1978-05-15 | 5 | 15 | 2018 | 2018-05-15 | 2 | 0 | 6:00 | 6 | 53 | 48 | 39.92 | 50.72 | 42.98 | 42.98 | 34.34 | 44.96 | 37.4 | 36 | 63 | 41 | 45 | 43 | 57.02 | 0 | 0 | 1 | 0 | 0 | 0 | 0 | 1 | 1 | 1 | 1 | 0 | 100% | #N/A
1978-05-15 | 5 | 15 | 2018 | 2018-05-15 | 2 | 0 | 7:00 | 7 | 62 | 49 | 50 | 52.16 | 51.08 | 48.92 | 42.26 | 50 | 48.2 | 34 | 67 | 43 | 48 | 45 | 57.92 | 0 | 0 | 1 | 0 | 0 | 0 | 0 | 1 | 1 | 1 | 1 | 0 | 100% | #N/A
1978-05-15 | 5 | 15 | 2018 | 2018-05-15 | 2 | 0 | 8:00 | 8 | 66 | 51 | 57.92 | 56.84 | 55.94 | 55.94 | 50.36 | 53.06 | 55.4 | 36 | 73 | 43 | 52 | 45 | 60.08 | 0 | 1 | 0 | 0 | 0 | 0 | 0 | 1 | 1 | 1 | 1 | 0 | 100% | #N/A
1978-05-15 | 5 | 15 | 2018 | 2018-05-15 | 2 | 0 | 9:00 | 9 | 64 | 55 | 60.08 | 57.74 | 57.92 | 60.08 | 55.22 | 55.04 | 57.2 | 37 | 77 | 46 | 52 | 48 | 60.08 | 0 | 1 | 0 | 0 | 0 | 0 | 0 | 1 | 1 | 1 | 1 | 0 | 100% | #N/A
1978-05-15 | 5 | 15 | 2018 | 2018-05-15 | 2 | 0 | 10:00 | 10 | 66 | 57 | 62.96 | 60.26 | 60.08 | 62.06 | 60.98 | 57.92 | 59 | 37 | 83 | 48 | 52 | 50 | 62.06 | 0 | 1 | 0 | 0 | 0 | 0 | 0 | 1 | 1 | 1 | 1 | 0 | 100% | #N/A
1978-05-15 | 5 | 15 | 2018 | 2018-05-15 | 2 | 0 | 11:00 | 11 | 64 | 59 | 64.04 | 61.88 | 59 | 66.02 | 61.88 | 57.92 | 60.8 | 39 | 86 | 48 | 54 | 50 | 62.06 | 0 | 1 | 0 | 0 | 0 | 0 | 0 | 1 | 1 | 1 | 1 | 0 | 100% | #N/A
1978-05-15 | 5 | 15 | 2018 | 2018-05-15 | 2 | 0 | 12:00 | 12 | 63 | 61 | 64.04 | 64.04 | 57.92 | 66.02 | 62.6 | 57.92 | 60.8 | 39 | 88 | 50 | 59 | 52 | 62.06 | 0 | 1 | 0 | 0 | 0 | 0 | 0 | 1 | 1 | 1 | 1 | 0 | 100% | #N/A
1978-05-15 | 5 | 15 | 2018 | 2018-05-15 | 2 | 0 | 13:00 | 13 | 64 | 64 | 64.94 | 63.32 | 62.06 | 64.04 | 62.6 | 60.98 | 60.8 | 41 | 87 | 54 | 63 | 50 | 60.98 | 0 | 1 | 0 | 0 | 0 | 0 | 0 | 1 | 1 | 1 | 1 | 0 | 100% | #N/A
1978-05-15 | 5 | 15 | 2018 | 2018-05-15 | 2 | 0 | 14:00 | 14 | 63 | 64 | 62.96 | 62.96 | 64.04 | 64.04 | 59 | 57.02 | 59 | 41 | 89 | 55 | 66 | 54 | 62.96 | 0 | 1 | 0 | 0 | 0 | 0 | 0 | 1 | 1 | 1 | 1 | 0 | 100% | #N/A
1978-05-15 | 5 | 15 | 2018 | 2018-05-15 | 2 | 0 | 15:00 | 15 | 67 | 65 | 57.92 | 64.4 | 60.98 | 64.04 | 55.4 | 51.98 | 59 | 45 | 89 | 55 | 61 | 52 | 64.94 | 0 | 1 | 0 | 0 | 0 | 0 | 0 | 1 | 1 | 1 | 1 | 0 | 100% | #N/A
1978-05-15 | 5 | 15 | 2018 | 2018-05-15 | 2 | 0 | 16:00 | 16 | 69 | 64 | 57.02 | 60.44 | 57.92 | 60.08 | 53.6 | 53.06 | 57.2 | 45 | 89 | 57 | 55 | 48 | 64.94 | 0 | 1 | 0 | 0 | 0 | 0 | 0 | 1 | 1 | 1 | 1 | 0 | 100% | #N/A
1978-05-15 | 5 | 15 | 2018 | 2018-05-15 | 2 | 0 | 17:00 | 17 | 67 | 62 | 57.2 | 57.74 | 57.02 | 59 | 57.2 | 51.08 | 55.4 | 43 | 72 | 59 | 57 | 54 | 68 | 0 | 1 | 0 | 0 | 0 | 0 | 0 | 1 | 1 | 1 | 1 | 0 | 100% | #N/A
1978-05-15 | 5 | 15 | 2018 | 2018-05-15 | 2 | 0 | 18:00 | 18 | 61 | 60 | 55.94 | 57.74 | 57.2 | 57.92 | 59 | 53.06 | 53.6 | 46 | 70 | 57 | 59 | 55 | 69.08 | 0 | 1 | 0 | 0 | 0 | 0 | 0 | 1 | 1 | 1 | 1 | 0 | 100% | #N/A
1978-05-15 | 5 | 15 | 2018 | 2018-05-15 | 2 | 0 | 19:00 | 19 | 59 | 57 | 57.92 | 56.66 | 55.94 | 57.92 | 58.46 | 53.6 | 55.4 | 46 | 65 | 55 | 57 | 52 | 66.92 | 0 | 1 | 0 | 0 | 0 | 0 | 0 | 1 | 1 | 1 | 1 | 0 | 100% | #N/A
1978-05-15 | 5 | 15 | 2018 | 2018-05-15 | 2 | 0 | 20:00 | 20 | 57 | 55 | 57.92 | 57.92 | 55.94 | 57.92 | 56.3 | 53.06 | 55.4 | 46 | 62 | 55 | 55 | 48 | 62.06 | 0 | 1 | 0 | 0 | 0 | 0 | 0 | 1 | 1 | 1 | 1 | 0 | 100% | #N/A
1978-05-15 | 5 | 15 | 2018 | 2018-05-15 | 2 | 0 | 21:00 | 21 | 57 | 54 | 57.02 | 58.82 | 57.2 | 57.92 | 56.84 | 51.98 | 57.2 | 45 | 59 | 52 | 54 | 46 | 55.94 | 0 | 1 | 0 | 0 | 0 | 0 | 0 | 1 | 1 | 1 | 1 | 0 | 100% | #N/A
1978-05-15 | 5 | 15 | 2018 | 2018-05-15 | 2 | 0 | 22:00 | 22 | 56 | 52 | 57.2 | 58.1 | 55.94 | 55.94 | 52.88 | 51.08 | 57.2 | 45 | 56 | 52 | 48 | 45 | 53.06 | 0 | 1 | 0 | 0 | 0 | 0 | 0 | 1 | 1 | 1 | 1 | 0 | 100% | #N/A
1978-05-15 | 5 | 15 | 2018 | 2018-05-15 | 2 | 0 | 23:00 | 23 | 54 | 51 | 55.04 | 57.74 | 53.96 | 55.4 | 52.52 | 51.98 | 57.2 | 43 | 56 | 48 | 46 | 43 | 50 | 0 | 1 | 0 | 0 | 0 | 0 | 0 | 1 | 1 | 1 | 1 | 0 | 100% | #N/A
1978-05-15 | 5 | 15 | 2018 | 2018-05-15 | 2 | 0 | 24:00 | 24 | 55 | 51 | 53.06 | 57.02 | 51.98 | 53.96 | 50 | 53.06 | 55.4 | 41 | 55 | 43 | 44 | 43 | 50 | 0 | 0 | 1 | 0 | 0 | 0 | 0 | 1 | 1 | 1 | 1 | 0 | 100% | #N/A
1978-05-16 | 5 | 16 | 2018 | 2018-05-16 | 3 | 0 | 1:00 | 1 | 55.0616 | 51 | 46.4 | 56.66 | 51.98 | 51.98 | 46.4 | 57.02 | 53.6 | 32 | 53 | 37 | 42 | 43 | 48.02 | 0 | 0 | 1 | 0 | 0 | 0 | 0 | 1 | 1 | 1 | 1 | 0 | 100% | #N/A
1978-05-16 | 5 | 16 | 2018 | 2018-05-16 | 3 | 0 | 2:00 | 2 | 53 | 51 | 46.4 | 55.94 | 53.96 | 51.08 | 44.6 | 53.96 | 53.6 | 28 | 53 | 37 | 42 | 45 | 46.94 | 0 | 0 | 1 | 0 | 0 | 0 | 0 | 1 | 1 | 1 | 1 | 0 | 100% | #N/A
1978-05-16 | 5 | 16 | 2018 | 2018-05-16 | 3 | 0 | 3:00 | 3 | 53 | 50 | 44.6 | 55.04 | 55.94 | 50 | 50.18 | 53.96 | 50 | 28 | 52 | 36 | 40 | 46 | 44.96 | 0 | 0 | 1 | 0 | 0 | 0 | 0 | 1 | 1 | 1 | 1 | 0 | 100% | #N/A
1978-05-16 | 5 | 16 | 2018 | 2018-05-16 | 3 | 0 | 4:00 | 4 | 53 | 50 | 44.6 | 58.82 | 53.06 | 50 | 48.2 | 53.96 | 50 | 28 | 51 | 36 | 38 | 45 | 44.06 | 0 | 0 | 1 | 0 | 0 | 0 | 0 | 1 | 1 | 1 | 1 | 0 | 100% | #N/A
1978-05-16 | 5 | 16 | 2018 | 2018-05-16 | 3 | 0 | 5:00 | 5 | 53 | 50 | 44.6 | 59 | 55.04 | 51.98 | 47.84 | 53.06 | 48.2 | 28 | 50 | 34 | 38 | 46 | 42.98 | 0 | 0 | 1 | 0 | 0 | 0 | 0 | 1 | 1 | 1 | 1 | 0 | 100% | #N/A
1978-05-16 | 5 | 16 | 2018 | 2018-05-16 | 3 | 0 | 6:00 | 6 | 54 | 51 | 44.6 | 59.54 | 57.02 | 57.02 | 53.24 | 55.94 | 50 | 34 | 51 | 36 | 41 | 48 | 44.96 | 0 | 0 | 1 | 0 | 0 | 0 | 0 | 1 | 1 | 1 | 1 | 0 | 100% | #N/A
1978-05-16 | 5 | 16 | 2018 | 2018-05-16 | 3 | 0 | 7:00 | 7 | 54 | 54 | 62.06 | 62.6 | 62.06 | 62.06 | 61.16 | 57.02 | 57.2 | 45 | 53 | 46 | 46 | 52 | 46.94 | 0 | 0 | 1 | 0 | 0 | 0 | 0 | 1 | 1 | 1 | 1 | 0 | 100% | #N/A
1978-05-16 | 5 | 16 | 2018 | 2018-05-16 | 3 | 0 | 8:00 | 8 | 55 | 56 | 66.92 | 64.4 | 64.94 | 66.02 | 67.28 | 62.06 | 62.6 | 52 | 56 | 55 | 48 | 56 | 50 | 0 | 1 | 0 | 0 | 0 | 0 | 0 | 1 | 1 | 1 | 1 | 0 | 100% | #N/A
1978-05-16 | 5 | 16 | 2018 | 2018-05-16 | 3 | 0 | 9:00 | 9 | 56 | 58 | 71.06 | 66.92 | 68 | 69.98 | 70.52 | 64.94 | 64.4 | 52 | 59 | 61 | 48 | 59 | 53.06 | 0 | 1 | 0 | 0 | 0 | 0 | 0 | 1 | 1 | 1 | 1 | 0 | 100% | #N/A
1978-05-16 | 5 | 16 | 2018 | 2018-05-16 | 3 | 0 | 10:00 | 10 | 60 | 62 | 75.02 | 70.16 | 71.96 | 75.02 | 73.94 | 68 | 66.2 | 55 | 62 | 64 | 46 | 60 | 55.04 | 0 | 1 | 0 | 0 | 0 | 0 | 0 | 1 | 1 | 1 | 1 | 0 | 100% | #N/A
1978-05-16 | 5 | 16 | 2018 | 2018-05-16 | 3 | 0 | 11:00 | 11 | 60 | 67 | 75.92 | 72.86 | 75.02 | 75.92 | 76.46 | 69.98 | 68 | 57 | 64 | 66 | 48 | 62 | 59 | 0 | 1 | 0 | 0 | 0 | 0 | 0 | 1 | 1 | 1 | 1 | 0 | 100% | #N/A
1978-05-16 | 5 | 16 | 2018 | 2018-05-16 | 3 | 0 | 12:00 | 12 | 61 | 68 | 78.08 | 76.28 | 75.02 | 80.06 | 77 | 73.04 | 71.6 | 61 | 65 | 72 | 52 | 67 | 62.06 | 0 | 1 | 0 | 0 | 0 | 0 | 0 | 1 | 1 | 1 | 1 | 0 | 100% | #N/A
1978-05-16 | 5 | 16 | 2018 | 2018-05-16 | 3 | 0 | 13:00 | 13 | 66 | 71 | 80.06 | 78.08 | 78.08 | 80.06 | 80.6 | 73.94 | 71.6 | 64 | 64 | 73 | 52 | 70 | 64.94 | 0 | 1 | 0 | 0 | 0 | 0 | 0 | 1 | 1 | 1 | 1 | 0 | 100% | #N/A
1978-05-16 | 5 | 16 | 2018 | 2018-05-16 | 3 | 0 | 14:00 | 14 | 68 | 69 | 80.96 | 79.52 | 78.98 | 80.06 | 82.04 | 75.92 | 73.4 | 63 | 60 | 75 | 52 | 73 | 62.06 | 0 | 1 | 0 | 0 | 0 | 0 | 0 | 1 | 1 | 1 | 1 | 0 | 100% | #N/A
1978-05-16 | 5 | 16 | 2018 | 2018-05-16 | 3 | 0 | 15:00 | 15 | 66 | 71 | 80.96 | 80.78 | 80.06 | 80.96 | 82.4 | 77 | 68 | 63 | 61 | 79 | 54 | 77 | 62.96 | 0 | 1 | 0 | 0 | 0 | 0 | 0 | 1 | 1 | 1 | 1 | 0 | 100% | #N/A
1978-05-16 | 5 | 16 | 2018 | 2018-05-16 | 3 | 0 | 16:00 | 16 | 66 | 69 | 80.96 | 81.14 | 78.98 | 80.96 | 82.04 | 75.92 | 68 | 63 | 60 | 79 | 50 | 79 | 62.06 | 0 | 1 | 0 | 0 | 0 | 0 | 0 | 1 | 1 | 1 | 1 | 0 | 100% | #N/A
1978-05-16 | 5 | 16 | 2018 | 2018-05-16 | 3 | 0 | 17:00 | 17 | 65 | 68 | 80.06 | 81.5 | 78.98 | 80.06 | 80.78 | 75.92 | 68 | 61 | 59 | 75 | 50 | 75 | 62.96 | 0 | 1 | 0 | 0 | 0 | 0 | 0 | 1 | 1 | 1 | 1 | 0 | 100% | #N/A
1978-05-16 | 5 | 16 | 2018 | 2018-05-16 | 3 | 0 | 18:00 | 18 | 60 | 67 | 78.98 | 79.52 | 77 | 78.08 | 78.62 | 73.94 | 64.4 | 63 | 59 | 72 | 48 | 73 | 62.06 | 0 | 1 | 0 | 0 | 0 | 0 | 0 | 1 | 1 | 1 | 1 | 0 | 100% | #N/A
1978-05-16 | 5 | 16 | 2018 | 2018-05-16 | 3 | 0 | 19:00 | 19 | 56 | 66 | 73.94 | 78.8 | 75.02 | 75.92 | 73.04 | 71.06 | 62.6 | 63 | 58 | 70 | 45 | 72 | 57.02 | 0 | 1 | 0 | 0 | 0 | 0 | 0 | 1 | 1 | 1 | 1 | 0 | 100% | #N/A
1978-05-16 | 5 | 16 | 2018 | 2018-05-16 | 3 | 0 | 20:00 | 20 | 56 | 64 | 69.98 | 77.18 | 71.06 | 73.04 | 71.24 | 68 | 59 | 61 | 57 | 64 | 46 | 72 | 53.96 | 0 | 1 | 0 | 0 | 0 | 0 | 0 | 1 | 1 | 1 | 1 | 0 | 100% | #N/A
1978-05-16 | 5 | 16 | 2018 | 2018-05-16 | 3 | 0 | 21:00 | 21 | 55 | 63 | 60.08 | 75.2 | 69.08 | 71.96 | 68 | 64.94 | 57.2 | 55 | 55 | 63 | 46 | 70 | 53.96 | 0 | 1 | 0 | 0 | 0 | 0 | 0 | 1 | 1 | 1 | 1 | 0 | 100% | #N/A
1978-05-16 | 5 | 16 | 2018 | 2018-05-16 | 3 | 0 | 22:00 | 22 | 56 | 62 | 55.04 | 73.04 | 64.94 | 66.92 | 65.84 | 62.96 | 57.2 | 59 | 54 | 61 | 46 | 66 | 55.04 | 0 | 1 | 0 | 0 | 0 | 0 | 0 | 1 | 1 | 1 | 1 | 0 | 100% | #N/A
1978-05-16 | 5 | 16 | 2018 | 2018-05-16 | 3 | 0 | 23:00 | 23 | 56 | 60 | 51.98 | 71.24 | 62.96 | 62.06 | 59 | 60.98 | 57.2 | 61 | 54 | 61 | 42 | 66 | 55.04 | 0 | 1 | 0 | 0 | 0 | 0 | 0 | 1 | 1 | 1 | 1 | 0 | 100% | #N/A
1978-05-16 | 5 | 16 | 2018 | 2018-05-16 | 3 | 0 | 24:00 | 24 | 53 | 60 | 51.08 | 69.26 | 57.02 | 59 | 62.78 | 60.08 | 53.6 | 61 | 54 | 61 | 41 | 66 | 53.96 | 0 | 0 | 1 | 0 | 0 | 0 | 0 | 1 | 1 | 1 | 1 | 0 | 100% | #N/A
1978-05-17 | 5 | 17 | 2018 | 2018-05-17 | 4 | 0 | 1:00 | 1 | 50.0134 | 58 | 57.92 | 64.04 | 55.04 | 55.94 | 57.56 | 53.96 | 50 | 55 | 54 | 61 | 42 | 66 | 55.04 | 0 | 0 | 1 | 0 | 0 | 0 | 0 | 1 | 1 | 1 | 1 | 0 | 100% | #N/A
1978-05-17 | 5 | 17 | 2018 | 2018-05-17 | 4 | 0 | 2:00 | 2 | 51 | 57 | 57.02 | 60.62 | 53.96 | 53.96 | 55.04 | 51.98 | 57.2 | 55 | 54 | 61 | 43 | 66 | 55.04 | 0 | 0 | 1 | 0 | 0 | 0 | 0 | 1 | 1 | 1 | 1 | 0 | 100% | #N/A
1978-05-17 | 5 | 17 | 2018 | 2018-05-17 | 4 | 0 | 3:00 | 3 | 53 | 56 | 50 | 58.64 | 50 | 53.06 | 50.18 | 51.98 | 53.6 | 55 | 54 | 61 | 41 | 64 | 55.04 | 0 | 0 | 1 | 0 | 0 | 0 | 0 | 1 | 1 | 1 | 1 | 0 | 100% | #N/A
1978-05-17 | 5 | 17 | 2018 | 2018-05-17 | 4 | 0 | 4:00 | 4 | 52 | 55 | 44.06 | 57.56 | 48.92 | 53.06 | 43.88 | 46.04 | 51.8 | 54 | 53 | 61 | 40 | 63 | 55.94 | 0 | 0 | 1 | 0 | 0 | 0 | 0 | 1 | 1 | 1 | 1 | 0 | 100% | #N/A
1978-05-17 | 5 | 17 | 2018 | 2018-05-17 | 4 | 0 | 5:00 | 5 | 50 | 55 | 44.06 | 56.3 | 51.08 | 51.98 | 42.26 | 48.02 | 48.2 | 52 | 54 | 61 | 42 | 61 | 57.02 | 0 | 0 | 1 | 0 | 0 | 0 | 0 | 1 | 1 | 1 | 1 | 0 | 100% | #N/A
1978-05-17 | 5 | 17 | 2018 | 2018-05-17 | 4 | 0 | 6:00 | 6 | 50 | 56 | 53.96 | 55.58 | 53.06 | 53.06 | 51.62 | 50 | 51.8 | 50 | 55 | 61 | 45 | 61 | 57.02 | 0 | 0 | 1 | 0 | 0 | 0 | 0 | 1 | 1 | 1 | 1 | 0 | 100% | #N/A
1978-05-17 | 5 | 17 | 2018 | 2018-05-17 | 4 | 0 | 7:00 | 7 | 51 | 58 | 55.94 | 57.56 | 53.96 | 55.04 | 55.22 | 51.08 | 57.2 | 48 | 56 | 63 | 63 | 63 | 60.98 | 0 | 0 | 1 | 0 | 0 | 0 | 0 | 1 | 1 | 1 | 1 | 0 | 100% | #N/A
1978-05-17 | 5 | 17 | 2018 | 2018-05-17 | 4 | 0 | 8:00 | 8 | 51 | 62 | 57.92 | 56.3 | 57.02 | 57.02 | 57.02 | 51.98 | 57.2 | 48 | 59 | 63 | 45 | 66 | 66.02 | 0 | 1 | 0 | 0 | 0 | 0 | 0 | 1 | 1 | 1 | 1 | 0 | 100% | #N/A
1978-05-17 | 5 | 17 | 2018 | 2018-05-17 | 4 | 0 | 9:00 | 9 | 52 | 62 | 60.08 | 57.02 | 59 | 60.08 | 59 | 55.94 | 59 | 52 | 61 | 57 | 46 | 66 | 73.04 | 0 | 1 | 0 | 0 | 0 | 0 | 0 | 1 | 1 | 1 | 1 | 0 | 100% | #N/A
1978-05-17 | 5 | 17 | 2018 | 2018-05-17 | 4 | 0 | 10:00 | 10 | 54 | 64 | 62.96 | 59.54 | 60.98 | 62.06 | 61.34 | 57.92 | 59 | 52 | 62 | 54 | 46 | 61 | 75.92 | 0 | 1 | 0 | 0 | 0 | 0 | 0 | 1 | 1 | 1 | 1 | 0 | 100% | #N/A
1978-05-17 | 5 | 17 | 2018 | 2018-05-17 | 4 | 0 | 11:00 | 11 | 54 | 63 | 66.02 | 61.7 | 62.96 | 60.98 | 64.22 | 60.08 | 59 | 54 | 66 | 57 | 49 | 63 | 80.06 | 0 | 1 | 0 | 0 | 0 | 0 | 0 | 1 | 1 | 1 | 1 | 0 | 100% | #N/A
1978-05-17 | 5 | 17 | 2018 | 2018-05-17 | 4 | 0 | 12:00 | 12 | 55 | 66 | 66.92 | 62.06 | 62.06 | 64.04 | 66.2 | 60.98 | 59 | 54 | 67 | 63 | 52 | 66 | 80.96 | 0 | 1 | 0 | 0 | 0 | 0 | 0 | 1 | 1 | 1 | 1 | 0 | 100% | #N/A
1978-05-17 | 5 | 17 | 2018 | 2018-05-17 | 4 | 0 | 13:00 | 13 | 60 | 68 | 66.92 | 63.14 | 64.04 | 64.94 | 68.18 | 62.06 | 62.6 | 55 | 69 | 64 | 52 | 70 | 82.04 | 0 | 1 | 0 | 0 | 0 | 0 | 0 | 1 | 1 | 1 | 1 | 0 | 100% | #N/A
1978-05-17 | 5 | 17 | 2018 | 2018-05-17 | 4 | 0 | 14:00 | 14 | 59 | 68 | 68 | 62.96 | 64.94 | 66.92 | 68 | 64.04 | 62.6 | 54 | 70 | 64 | 54 | 70 | 84.02 | 0 | 1 | 0 | 0 | 0 | 0 | 0 | 1 | 1 | 1 | 1 | 0 | 100% | #N/A
1978-05-17 | 5 | 17 | 2018 | 2018-05-17 | 4 | 0 | 15:00 | 15 | 58 | 70 | 68 | 64.76 | 66.02 | 68 | 70.7 | 64.94 | 62.6 | 52 | 70 | 64 | 54 | 70 | 86 | 0 | 1 | 0 | 0 | 0 | 0 | 0 | 1 | 1 | 1 | 1 | 0 | 100% | #N/A
1978-05-17 | 5 | 17 | 2018 | 2018-05-17 | 4 | 0 | 16:00 | 16 | 55 | 71 | 68 | 66.02 | 60.98 | 69.08 | 71.6 | 66.02 | 62.6 | 52 | 71 | 66 | 52 | 68 | 87.08 | 0 | 1 | 0 | 0 | 0 | 0 | 0 | 1 | 1 | 1 | 1 | 0 | 100% | #N/A
1978-05-17 | 5 | 17 | 2018 | 2018-05-17 | 4 | 0 | 17:00 | 17 | 56 | 68 | 69.08 | 58.64 | 57.92 | 68 | 69.08 | 64.94 | 60.8 | 48 | 71 | 64 | 52 | 66 | 82.94 | 0 | 1 | 0 | 0 | 0 | 0 | 0 | 1 | 1 | 1 | 1 | 0 | 100% | #N/A
1978-05-17 | 5 | 17 | 2018 | 2018-05-17 | 4 | 0 | 18:00 | 18 | 53 | 67 | 66.02 | 59 | 55.94 | 64.94 | 66.92 | 64.04 | 60.8 | 46 | 68 | 63 | 50 | 63 | 80.06 | 0 | 1 | 0 | 0 | 0 | 0 | 0 | 1 | 1 | 1 | 1 | 0 | 100% | #N/A
1978-05-17 | 5 | 17 | 2018 | 2018-05-17 | 4 | 0 | 19:00 | 19 | 54 | 63 | 60.98 | 57.56 | 53.96 | 62.06 | 60.8 | 60.98 | 57.2 | 45 | 64 | 59 | 48 | 59 | 75.92 | 0 | 1 | 0 | 0 | 0 | 0 | 0 | 1 | 1 | 1 | 1 | 0 | 100% | #N/A
1978-05-17 | 5 | 17 | 2018 | 2018-05-17 | 4 | 0 | 20:00 | 20 | 53 | 62 | 55.94 | 56.48 | 53.06 | 55.94 | 59 | 59 | 53.6 | 43 | 61 | 57 | 48 | 57 | 73.94 | 0 | 1 | 0 | 0 | 0 | 0 | 0 | 1 | 1 | 1 | 1 | 0 | 100% | #N/A
1978-05-17 | 5 | 17 | 2018 | 2018-05-17 | 4 | 0 | 21:00 | 21 | 54 | 62 | 51.98 | 56.66 | 51.98 | 53.06 | 51.8 | 57.92 | 50 | 43 | 58 | 55 | 48 | 57 | 69.08 | 0 | 1 | 0 | 0 | 0 | 0 | 0 | 1 | 1 | 1 | 1 | 0 | 100% | #N/A
1978-05-17 | 5 | 17 | 2018 | 2018-05-17 | 4 | 0 | 22:00 | 22 | 54 | 61 | 46.94 | 58.28 | 51.98 | 51.08 | 48.56 | 57.02 | 50 | 39 | 57 | 52 | 46 | 55 | 66.92 | 0 | 1 | 0 | 0 | 0 | 0 | 0 | 1 | 1 | 1 | 1 | 0 | 100% | #N/A
1978-05-17 | 5 | 17 | 2018 | 2018-05-17 | 4 | 0 | 23:00 | 23 | 55 | 60 | 46.04 | 58.28 | 48.02 | 50 | 43.16 | 53.06 | 48.2 | 43 | 56 | 52 | 47 | 54 | 64.94 | 0 | 1 | 0 | 0 | 0 | 0 | 0 | 1 | 1 | 1 | 1 | 0 | 100% | #N/A
1978-05-17 | 5 | 17 | 2018 | 2018-05-17 | 4 | 0 | 24:00 | 24 | 53 | 60 | 44.06 | 57.92 | 46.04 | 50 | 42.26 | 46.94 | 44.6 | 41 | 57 | 50 | 44 | 52 | 62.96 | 0 | 0 | 1 | 0 | 0 | 0 | 0 | 1 | 1 | 1 | 1 | 0 | 100% | #N/A
1978-05-18 | 5 | 18 | 2018 | 2018-05-18 | 5 | 0 | 1:00 | 1 | 52 | 60 | 42.98 | 57.02 | 48.02 | 48.92 | 41.72 | 48.92 | 46.4 | 37 | 58 | 48 | 41 | 52 | 62.96 | 0 | 0 | 1 | 0 | 0 | 0 | 0 | 1 | 1 | 1 | 1 | 0 | 100% | #N/A
1978-05-18 | 5 | 18 | 2018 | 2018-05-18 | 5 | 0 | 2:00 | 2 | 51 | 60 | 42.8 | 56.48 | 44.96 | 46.94 | 40.1 | 48.02 | 42.8 | 36 | 58 | 45 | 40 | 52 | 60.08 | 0 | 0 | 1 | 0 | 0 | 0 | 0 | 1 | 1 | 1 | 1 | 0 | 100% | #N/A
1978-05-18 | 5 | 18 | 2018 | 2018-05-18 | 5 | 0 | 3:00 | 3 | 49 | 59 | 39.2 | 55.58 | 44.96 | 46.04 | 39.92 | 48.02 | 41 | 36 | 58 | 43 | 37 | 50 | 62.06 | 0 | 0 | 1 | 0 | 0 | 0 | 0 | 1 | 1 | 1 | 1 | 0 | 100% | #N/A
1978-05-18 | 5 | 18 | 2018 | 2018-05-18 | 5 | 0 | 4:00 | 4 | 47 | 59 | 41 | 54.68 | 44.06 | 44.06 | 37.4 | 44.96 | 41 | 36 | 57 | 41 | 37 | 48 | 60.98 | 0 | 0 | 1 | 0 | 0 | 0 | 0 | 1 | 1 | 1 | 1 | 0 | 100% | #N/A
1978-05-18 | 5 | 18 | 2018 | 2018-05-18 | 5 | 0 | 5:00 | 5 | 49 | 59 | 39.2 | 54.14 | 44.06 | 44.96 | 39.2 | 48.02 | 44.6 | 36 | 56 | 39 | 37 | 45 | 60.98 | 0 | 0 | 1 | 0 | 0 | 0 | 0 | 1 | 1 | 1 | 1 | 0 | 100% | #N/A
1978-05-18 | 5 | 18 | 2018 | 2018-05-18 | 5 | 0 | 6:00 | 6 | 52 | 58 | 48.02 | 55.04 | 50 | 48.92 | 43.88 | 55.04 | 44.6 | 36 | 56 | 37 | 45 | 43 | 62.06 | 0 | 0 | 1 | 0 | 0 | 0 | 0 | 1 | 1 | 1 | 1 | 0 | 100% | #N/A
1978-05-18 | 5 | 18 | 2018 | 2018-05-18 | 5 | 0 | 7:00 | 7 | 55 | 57 | 55.94 | 57.74 | 55.94 | 55.04 | 48.2 | 59 | 53.6 | 36 | 57 | 36 | 48 | 41 | 66.02 | 0 | 0 | 1 | 0 | 0 | 0 | 0 | 1 | 1 | 1 | 1 | 0 | 100% | #N/A
1978-05-18 | 5 | 18 | 2018 | 2018-05-18 | 5 | 0 | 8:00 | 8 | 59 | 57 | 62.96 | 58.28 | 62.06 | 60.98 | 56.12 | 60.98 | 57.2 | 34 | 60 | 34 | 51 | 39 | 68 | 0 | 1 | 0 | 0 | 0 | 0 | 0 | 1 | 1 | 1 | 1 | 0 | 100% | #N/A
1978-05-18 | 5 | 18 | 2018 | 2018-05-18 | 5 | 0 | 9:00 | 9 | 62 | 54 | 66.92 | 59.72 | 66.02 | 64.94 | 61.34 | 62.96 | 60.8 | 34 | 61 | 36 | 54 | 37 | 69.98 | 0 | 1 | 0 | 0 | 0 | 0 | 0 | 1 | 1 | 1 | 1 | 0 | 100% | #N/A
1978-05-18 | 5 | 18 | 2018 | 2018-05-18 | 5 | 0 | 10:00 | 10 | 60 | 52 | 69.08 | 60.44 | 68 | 68 | 68.18 | 64.94 | 64.4 | 36 | 63 | 38 | 55 | 36 | 69.98 | 0 | 1 | 0 | 0 | 0 | 0 | 0 | 1 | 1 | 1 | 1 | 0 | 100% | #N/A
1978-05-18 | 5 | 18 | 2018 | 2018-05-18 | 5 | 0 | 11:00 | 11 | 60 | 52 | 68 | 62.42 | 69.08 | 71.06 | 70.34 | 64.94 | 66.2 | 37 | 70 | 39 | 57 | 34 | 69.98 | 0 | 1 | 0 | 0 | 0 | 0 | 0 | 1 | 1 | 1 | 1 | 0 | 100% | #N/A
1978-05-18 | 5 | 18 | 2018 | 2018-05-18 | 5 | 0 | 12:00 | 12 | 57 | 52 | 71.06 | 62.78 | 64.04 | 69.98 | 72.14 | 66.02 | 68 | 37 | 73 | 39 | 63 | 36 | 69.08 | 0 | 1 | 0 | 0 | 0 | 0 | 0 | 1 | 1 | 1 | 1 | 0 | 100% | #N/A
1978-05-18 | 5 | 18 | 2018 | 2018-05-18 | 5 | 0 | 13:00 | 13 | 58 | 53 | 71.96 | 64.58 | 64.94 | 71.06 | 71.6 | 68 | 66.2 | 39 | 69 | 39 | 63 | 39 | 68 | 0 | 1 | 0 | 0 | 0 | 0 | 0 | 1 | 1 | 1 | 1 | 0 | 100% | #N/A
1978-05-18 | 5 | 18 | 2018 | 2018-05-18 | 5 | 0 | 14:00 | 14 | 58 | 57 | 71.96 | 59.54 | 64.04 | 69.08 | 72.68 | 68 | 66.2 | 39 | 73 | 40 | 63 | 41 | 69.08 | 0 | 1 | 0 | 0 | 0 | 0 | 0 | 1 | 1 | 1 | 1 | 0 | 100% | #N/A
1978-05-18 | 5 | 18 | 2018 | 2018-05-18 | 5 | 0 | 15:00 | 15 | 59 | 57 | 68 | 59.54 | 60.98 | 69.98 | 72.68 | 68 | 64.4 | 39 | 78 | 40 | 63 | 41 | 68 | 0 | 1 | 0 | 0 | 0 | 0 | 0 | 1 | 1 | 1 | 1 | 0 | 100% | #N/A
1978-05-18 | 5 | 18 | 2018 | 2018-05-18 | 5 | 0 | 16:00 | 16 | 56 | 63 | 69.08 | 59 | 60.08 | 66.02 | 70.34 | 66.92 | 62.6 | 39 | 77 | 40 | 63 | 43 | 66.92 | 0 | 1 | 0 | 0 | 0 | 0 | 0 | 1 | 1 | 1 | 1 | 0 | 100% | #N/A
1978-05-18 | 5 | 18 | 2018 | 2018-05-18 | 5 | 0 | 17:00 | 17 | 53 | 63 | 66.92 | 58.82 | 60.08 | 66.02 | 69.44 | 66.92 | 62.6 | 39 | 74 | 40 | 63 | 45 | 64.04 | 0 | 1 | 0 | 0 | 0 | 0 | 0 | 1 | 1 | 1 | 1 | 0 | 100% | #N/A
1978-05-18 | 5 | 18 | 2018 | 2018-05-18 | 5 | 0 | 18:00 | 18 | 53 | 63 | 66.02 | 59 | 57.92 | 62.96 | 65.84 | 64.04 | 59 | 37 | 73 | 40 | 63 | 45 | 60.98 | 0 | 1 | 0 | 0 | 0 | 0 | 0 | 1 | 1 | 1 | 1 | 0 | 100% | #N/A
1978-05-18 | 5 | 18 | 2018 | 2018-05-18 | 5 | 0 | 19:00 | 19 | 51 | 57 | 64.04 | 66.92 | 55.94 | 60.98 | 63.68 | 60.08 | 57.2 | 37 | 72 | 40 | 61 | 45 | 55.94 | 0 | 1 | 0 | 0 | 0 | 0 | 0 | 1 | 1 | 1 | 1 | 0 | 100% | #N/A
1978-05-18 | 5 | 18 | 2018 | 2018-05-18 | 5 | 0 | 20:00 | 20 | 51 | 56 | 62.06 | 65.48 | 57.02 | 59 | 61.16 | 57.92 | 55.4 | 36 | 64 | 39 | 52 | 43 | 53.06 | 0 | 1 | 0 | 0 | 0 | 0 | 0 | 1 | 1 | 1 | 1 | 0 | 100% | #N/A
1978-05-18 | 5 | 18 | 2018 | 2018-05-18 | 5 | 0 | 21:00 | 21 | 51 | 54 | 57.02 | 64.58 | 53.96 | 53.06 | 58.1 | 55.94 | 55.4 | 32 | 64 | 38 | 52 | 43 | 51.98 | 0 | 1 | 0 | 0 | 0 | 0 | 0 | 1 | 1 | 1 | 1 | 0 | 100% | #N/A
1978-05-18 | 5 | 18 | 2018 | 2018-05-18 | 5 | 0 | 22:00 | 22 | 50 | 53 | 57.02 | 63.32 | 59 | 53.06 | 56.3 | 53.96 | 55.4 | 30 | 63 | 37 | 50 | 41 | 51.98 | 0 | 1 | 0 | 0 | 0 | 0 | 0 | 1 | 1 | 1 | 1 | 0 | 100% | #N/A
1978-05-18 | 5 | 18 | 2018 | 2018-05-18 | 5 | 0 | 23:00 | 23 | 52 | 49 | 53.96 | 61.7 | 51.08 | 51.8 | 53.42 | 53.06 | 53.6 | 32 | 63 | 36 | 49 | 39 | 50 | 0 | 1 | 0 | 0 | 0 | 0 | 0 | 1 | 1 | 1 | 1 | 0 | 100% | #N/A
1978-05-18 | 5 | 18 | 2018 | 2018-05-18 | 5 | 0 | 24:00 | 24 | 50 | 47 | 55.94 | 60.26 | 50 | 51.8 | 52.52 | 51.08 | 53.6 | 36 | 62 | 35 | 48 | 37 | 50 | 0 | 0 | 1 | 0 | 0 | 0 | 0 | 1 | 1 | 1 | 1 | 0 | 100% | #N/A
1978-05-19 | 5 | 19 | 2018 | 2018-05-19 | 6 | 0 | 1:00 | 1 | 50 | 47 | 53.06 | 59.18 | 50 | 50 | 51.26 | 51.08 | 53.6 | 36 | 61 | 35 | 48 | 37 | 50 | 0 | 0 | 1 | 0 | 0 | 0 | 0 | 1 | 1 | 1 | 1 | 0 | 100% | #N/A
1978-05-19 | 5 | 19 | 2018 | 2018-05-19 | 6 | 0 | 2:00 | 2 | 49 | 48 | 46.94 | 57.56 | 50 | 51.8 | 48.92 | 48.92 | 51.8 | 36 | 63 | 34 | 46 | 37 | 51.08 | 0 | 0 | 1 | 0 | 0 | 0 | 0 | 1 | 1 | 1 | 1 | 0 | 100% | #N/A
1978-05-19 | 5 | 19 | 2018 | 2018-05-19 | 6 | 0 | 3:00 | 3 | 50 | 46 | 46.94 | 57.02 | 48.92 | 51.8 | 46.76 | 50 | 50 | 36 | 62 | 32 | 47 | 37 | 51.08 | 0 | 0 | 1 | 0 | 0 | 0 | 0 | 1 | 1 | 1 | 1 | 0 | 100% | #N/A
1978-05-19 | 5 | 19 | 2018 | 2018-05-19 | 6 | 0 | 4:00 | 4 | 50 | 47 | 44.96 | 55.94 | 48.2 | 51.8 | 44.6 | 50 | 50 | 34 | 61 | 33 | 48 | 36 | 51.08 | 0 | 0 | 1 | 0 | 0 | 0 | 0 | 1 | 1 | 1 | 1 | 0 | 100% | #N/A
1978-05-19 | 5 | 19 | 2018 | 2018-05-19 | 6 | 0 | 5:00 | 5 | 50 | 47 | 44.06 | 55.76 | 50 | 51.98 | 44.6 | 48.02 | 48.2 | 34 | 60 | 33 | 46 | 37 | 51.08 | 0 | 0 | 1 | 0 | 0 | 0 | 0 | 1 | 1 | 1 | 1 | 0 | 100% | #N/A
1978-05-19 | 5 | 19 | 2018 | 2018-05-19 | 6 | 0 | 6:00 | 6 | 50 | 45 | 50 | 54.86 | 51.8 | 53.06 | 42.8 | 48.92 | 48.2 | 37 | 59 | 35 | 46 | 39 | 51.08 | 0 | 0 | 1 | 0 | 0 | 0 | 0 | 1 | 1 | 1 | 1 | 0 | 100% | #N/A
1978-05-19 | 5 | 19 | 2018 | 2018-05-19 | 6 | 0 | 7:00 | 7 | 50 | 44 | 59 | 58.46 | 53.06 | 53.6 | 53.6 | 55.94 | 55.4 | 37 | 59 | 36 | 46 | 45 | 51.98 | 0 | 0 | 1 | 0 | 0 | 0 | 0 | 1 | 1 | 1 | 1 | 0 | 100% | #N/A
1978-05-19 | 5 | 19 | 2018 | 2018-05-19 | 6 | 0 | 8:00 | 8 | 50 | 43 | 62.96 | 51.98 | 57.2 | 57.2 | 60.26 | 59 | 60.8 | 39 | 60 | 37 | 46 | 46 | 51.98 | 0 | 0 | 1 | 0 | 0 | 0 | 0 | 1 | 1 | 1 | 1 | 0 | 100% | #N/A
1978-05-19 | 5 | 19 | 2018 | 2018-05-19 | 6 | 0 | 9:00 | 9 | 51 | 50 | 64.94 | 53.96 | 62.06 | 60.08 | 61.16 | 62.06 | 62.6 | 39 | 62 | 38 | 46 | 50 | 51.98 | 0 | 0 | 1 | 0 | 0 | 0 | 0 | 1 | 1 | 1 | 1 | 0 | 100% | #N/A
1978-05-19 | 5 | 19 | 2018 | 2018-05-19 | 6 | 0 | 10:00 | 10 | 52 | 53 | 66.92 | 57.02 | 62.96 | 64.94 | 61.88 | 64.04 | 64.4 | 41 | 62 | 40 | 48 | 52 | 53.96 | 0 | 0 | 1 | 0 | 0 | 0 | 0 | 1 | 1 | 1 | 1 | 0 | 100% | #N/A
1978-05-19 | 5 | 19 | 2018 | 2018-05-19 | 6 | 0 | 11:00 | 11 | 53 | 54 | 68 | 59.72 | 64.94 | 66.92 | 63.68 | 64.04 | 66.2 | 43 | 65 | 41 | 48 | 54 | 55.94 | 0 | 0 | 1 | 0 | 0 | 0 | 0 | 1 | 1 | 1 | 1 | 0 | 100% | #N/A
1978-05-19 | 5 | 19 | 2018 | 2018-05-19 | 6 | 0 | 12:00 | 12 | 53 | 57 | 71.06 | 58.82 | 62.96 | 69.98 | 64.4 | 64.04 | 66.2 | 43 | 68 | 42 | 50 | 55 | 60.98 | 0 | 0 | 1 | 0 | 0 | 0 | 0 | 1 | 1 | 1 | 1 | 0 | 100% | #N/A
1978-05-19 | 5 | 19 | 2018 | 2018-05-19 | 6 | 0 | 13:00 | 13 | 51 | 60 | 69.08 | 54.5 | 64.04 | 66.92 | 64.4 | 64.04 | 66.2 | 45 | 70 | 42 | 48 | 55 | 62.96 | 0 | 0 | 1 | 0 | 0 | 0 | 0 | 1 | 1 | 1 | 1 | 0 | 100% | #N/A
1978-05-19 | 5 | 19 | 2018 | 2018-05-19 | 6 | 0 | 14:00 | 14 | 51 | 59 | 60.08 | 53.6 | 60.98 | 64.04 | 60.8 | 62.06 | 68 | 45 | 70 | 44 | 50 | 57 | 64.94 | 0 | 0 | 1 | 0 | 0 | 0 | 0 | 1 | 1 | 1 | 1 | 0 | 100% | #N/A
1978-05-19 | 5 | 19 | 2018 | 2018-05-19 | 6 | 0 | 15:00 | 15 | 51 | 60 | 59 | 52.7 | 60.98 | 59 | 59 | 60.08 | 66.2 | 43 | 71 | 44 | 50 | 57 | 64.94 | 0 | 0 | 1 | 0 | 0 | 0 | 0 | 1 | 1 | 1 | 1 | 0 | 100% | #N/A
1978-05-19 | 5 | 19 | 2018 | 2018-05-19 | 6 | 0 | 16:00 | 16 | 50 | 59 | 60.08 | 52.7 | 57.92 | 57.92 | 57.2 | 57.02 | 66.2 | 43 | 72 | 40 | 48 | 57 | 64.04 | 0 | 0 | 1 | 0 | 0 | 0 | 0 | 1 | 1 | 1 | 1 | 0 | 100% | #N/A
1978-05-19 | 5 | 19 | 2018 | 2018-05-19 | 6 | 0 | 17:00 | 17 | 50 | 58 | 62.96 | 52.88 | 57.02 | 57.02 | 57.2 | 55.04 | 64.4 | 43 | 72 | 40 | 48 | 55 | 62.06 | 0 | 0 | 1 | 0 | 0 | 0 | 0 | 1 | 1 | 1 | 1 | 0 | 100% | #N/A
1978-05-19 | 5 | 19 | 2018 | 2018-05-19 | 6 | 0 | 18:00 | 18 | 50 | 58 | 59 | 53.24 | 53.96 | 55.94 | 57.2 | 55.04 | 60.8 | 43 | 70 | 38 | 48 | 54 | 60.08 | 0 | 0 | 1 | 0 | 0 | 0 | 0 | 1 | 1 | 1 | 1 | 0 | 100% | #N/A
1978-05-19 | 5 | 19 | 2018 | 2018-05-19 | 6 | 0 | 19:00 | 19 | 49 | 58 | 57.02 | 53.78 | 53.06 | 55.04 | 55.4 | 53.06 | 57.2 | 39 | 67 | 38 | 48 | 50 | 57.02 | 0 | 0 | 1 | 0 | 0 | 0 | 0 | 1 | 1 | 1 | 1 | 0 | 100% | #N/A
1978-05-19 | 5 | 19 | 2018 | 2018-05-19 | 6 | 0 | 20:00 | 20 | 49 | 55 | 55.4 | 55.94 | 55.04 | 55.04 | 55.4 | 53.06 | 55.4 | 37 | 56 | 36 | 48 | 46 | 55.04 | 0 | 0 | 1 | 0 | 0 | 0 | 0 | 1 | 1 | 1 | 1 | 0 | 100% | #N/A
1978-05-19 | 5 | 19 | 2018 | 2018-05-19 | 6 | 0 | 21:00 | 21 | 49 | 49 | 55.4 | 57.56 | 55.94 | 55.94 | 55.4 | 53.06 | 55.4 | 28 | 51 | 35 | 48 | 46 | 51.98 | 0 | 0 | 1 | 0 | 0 | 0 | 0 | 1 | 1 | 1 | 1 | 0 | 100% | #N/A
1978-05-19 | 5 | 19 | 2018 | 2018-05-19 | 6 | 0 | 22:00 | 22 | 49 | 50 | 55.94 | 56.84 | 55.4 | 55.4 | 55.4 | 53.06 | 53.6 | 28 | 50 | 34 | 48 | 41 | 50 | 0 | 0 | 1 | 0 | 0 | 0 | 0 | 1 | 1 | 1 | 1 | 0 | 100% | #N/A
1978-05-19 | 5 | 19 | 2018 | 2018-05-19 | 6 | 0 | 23:00 | 23 | 49 | 49 | 55.4 | 56.3 | 55.4 | 57.2 | 55.4 | 53.06 | 55.4 | 25 | 46 | 34 | 46 | 43 | 48.92 | 0 | 0 | 1 | 0 | 0 | 0 | 0 | 1 | 1 | 1 | 1 | 0 | 100% | #N/A
1978-05-19 | 5 | 19 | 2018 | 2018-05-19 | 6 | 0 | 24:00 | 24 | 49 | 48 | 55.94 | 56.12 | 55.4 | 57.2 | 55.4 | 53.96 | 55.4 | 25 | 45 | 34 | 46 | 37 | 48.02 | 0 | 0 | 1 | 0 | 0 | 0 | 0 | 1 | 1 | 1 | 1 | 0 | 100% | #N/A
1978-05-20 | 5 | 20 | 2018 | 2018-05-20 | 7 | 0 | 1:00 | 1 | 47 | 47 | 57.02 | 56.12 | 55.04 | 57.02 | 55.4 | 53.96 | 55.4 | 27 | 44 | 32 | 46 | 36 | 46.94 | 0 | 0 | 1 | 0 | 0 | 0 | 0 | 1 | 1 | 1 | 1 | 0 | 100% | #N/A
1978-05-20 | 5 | 20 | 2018 | 2018-05-20 | 7 | 0 | 2:00 | 2 | 47 | 48 | 57.02 | 56.48 | 55.04 | 57.02 | 55.4 | 53.96 | 55.4 | 25 | 44 | 30 | 46 | 36 | 44.96 | 0 | 0 | 1 | 0 | 0 | 0 | 0 | 1 | 1 | 1 | 1 | 0 | 100% | #N/A
1978-05-20 | 5 | 20 | 2018 | 2018-05-20 | 7 | 0 | 3:00 | 3 | 46 | 45 | 57.02 | 57.2 | 55.4 | 57.2 | 55.4 | 53.96 | 57.2 | 23 | 43 | 28 | 48 | 34 | 46.04 | 0 | 0 | 1 | 0 | 0 | 0 | 0 | 1 | 1 | 1 | 1 | 0 | 100% | #N/A
1978-05-20 | 5 | 20 | 2018 | 2018-05-20 | 7 | 0 | 4:00 | 4 | 46 | 46 | 57.92 | 57.56 | 55.94 | 57.02 | 55.4 | 55.04 | 57.2 | 23 | 42 | 27 | 48 | 34 | 44.96 | 0 | 0 | 1 | 0 | 0 | 0 | 0 | 1 | 1 | 1 | 1 | 0 | 100% | #N/A
1978-05-20 | 5 | 20 | 2018 | 2018-05-20 | 7 | 0 | 5:00 | 5 | 46 | 47 | 59 | 58.28 | 57.2 | 57.92 | 57.2 | 55.04 | 57.2 | 23 | 40 | 28 | 48 | 34 | 46.04 | 0 | 0 | 1 | 0 | 0 | 0 | 0 | 1 | 1 | 1 | 1 | 0 | 100% | #N/A
1978-05-20 | 5 | 20 | 2018 | 2018-05-20 | 7 | 0 | 6:00 | 6 | 46 | 51 | 60.08 | 58.64 | 59 | 59 | 57.2 | 55.04 | 57.2 | 28 | 48 | 29 | 48 | 39 | 48.02 | 0 | 0 | 1 | 0 | 0 | 0 | 0 | 1 | 1 | 1 | 1 | 0 | 100% | #N/A
1978-05-20 | 5 | 20 | 2018 | 2018-05-20 | 7 | 0 | 7:00 | 7 | 48 | 58 | 60.98 | 59.9 | 60.08 | 59 | 59 | 57.2 | 57.2 | 36 | 53 | 28 | 52 | 45 | 50 | 0 | 0 | 1 | 0 | 0 | 0 | 0 | 1 | 1 | 1 | 1 | 0 | 100% | #N/A
1978-05-20 | 5 | 20 | 2018 | 2018-05-20 | 7 | 0 | 8:00 | 8 | 49 | 62 | 62.96 | 61.16 | 62.06 | 62.96 | 59 | 59 | 57.2 | 41 | 58 | 31 | 54 | 48 | 53.96 | 0 | 0 | 1 | 0 | 0 | 0 | 0 | 1 | 1 | 1 | 1 | 0 | 100% | #N/A
1978-05-20 | 5 | 20 | 2018 | 2018-05-20 | 7 | 0 | 9:00 | 9 | 52 | 67 | 66.2 | 63.32 | 64.4 | 64.4 | 62.6 | 60.08 | 59 | 43 | 65 | 31 | 61 | 50 | 55.04 | 0 | 0 | 1 | 0 | 0 | 0 | 0 | 1 | 1 | 1 | 1 | 0 | 100% | #N/A
1978-05-20 | 5 | 20 | 2018 | 2018-05-20 | 7 | 0 | 10:00 | 10 | 53 | 73 | 71.96 | 67.28 | 66.2 | 69.98 | 64.4 | 68 | 62.6 | 45 | 70 | 35 | 61 | 54 | 57.92 | 0 | 0 | 1 | 0 | 0 | 0 | 0 | 1 | 1 | 1 | 1 | 0 | 100% | #N/A
1978-05-20 | 5 | 20 | 2018 | 2018-05-20 | 7 | 0 | 11:00 | 11 | 54 | 76 | 75.02 | 71.78 | 67.46 | 71.6 | 68 | 69.08 | 66.2 | 46 | 73 | 38 | 61 | 55 | 60.98 | 0 | 0 | 1 | 0 | 0 | 0 | 0 | 1 | 1 | 1 | 1 | 0 | 100% | #N/A
1978-05-20 | 5 | 20 | 2018 | 2018-05-20 | 7 | 0 | 12:00 | 12 | 56 | 80 | 78.98 | 75.38 | 67.64 | 75.92 | 74.66 | 71.96 | 66.2 | 45 | 73 | 38 | 61 | 54 | 60.08 | 0 | 0 | 1 | 0 | 0 | 0 | 0 | 1 | 1 | 1 | 1 | 0 | 100% | #N/A
1978-05-20 | 5 | 20 | 2018 | 2018-05-20 | 7 | 0 | 13:00 | 13 | 56 | 83 | 80.96 | 77.36 | 69.62 | 78.08 | 77 | 73.94 | 68 | 46 | 75 | 39 | 63 | 55 | 60.98 | 0 | 0 | 1 | 0 | 0 | 0 | 0 | 1 | 1 | 1 | 1 | 0 | 100% | #N/A
1978-05-20 | 5 | 20 | 2018 | 2018-05-20 | 7 | 0 | 14:00 | 14 | 59 | 83 | 80.06 | 78.44 | 68.36 | 78.08 | 79.88 | 75.02 | 68 | 45 | 73 | 40 | 61 | 57 | 60.08 | 0 | 0 | 1 | 0 | 0 | 0 | 0 | 1 | 1 | 1 | 1 | 0 | 100% | #N/A
1978-05-20 | 5 | 20 | 2018 | 2018-05-20 | 7 | 0 | 15:00 | 15 | 59 | 82 | 82.04 | 80.96 | 68.72 | 80.96 | 81.86 | 77 | 68 | 46 | 77 | 40 | 63 | 55 | 59 | 0 | 0 | 1 | 0 | 0 | 0 | 0 | 1 | 1 | 1 | 1 | 0 | 100% | #N/A
1978-05-20 | 5 | 20 | 2018 | 2018-05-20 | 7 | 0 | 16:00 | 16 | 58 | 80 | 80.96 | 80.24 | 65.3 | 80.06 | 81.14 | 77 | 66.2 | 46 | 75 | 39 | 63 | 57 | 57.92 | 0 | 0 | 1 | 0 | 0 | 0 | 0 | 1 | 1 | 1 | 1 | 0 | 100% | #N/A
1978-05-20 | 5 | 20 | 2018 | 2018-05-20 | 7 | 0 | 17:00 | 17 | 59 | 79 | 82.04 | 70.7 | 64.04 | 80.06 | 81.32 | 77 | 66.2 | 46 | 70 | 39 | 59 | 54 | 55.94 | 0 | 0 | 1 | 0 | 0 | 0 | 0 | 1 | 1 | 1 | 1 | 0 | 100% | #N/A
1978-05-20 | 5 | 20 | 2018 | 2018-05-20 | 7 | 0 | 18:00 | 18 | 58 | 76 | 80.06 | 70.52 | 61.52 | 78.08 | 79.88 | 75.92 | 66.2 | 45 | 68 | 38 | 57 | 54 | 55.04 | 0 | 0 | 1 | 0 | 0 | 0 | 0 | 1 | 1 | 1 | 1 | 0 | 100% | #N/A
1978-05-20 | 5 | 20 | 2018 | 2018-05-20 | 7 | 0 | 19:00 | 19 | 54 | 72 | 75.02 | 67.1 | 60.26 | 73.94 | 78.8 | 73.94 | 62.6 | 43 | 66 | 37 | 57 | 50 | 53.96 | 0 | 0 | 1 | 0 | 0 | 0 | 0 | 1 | 1 | 1 | 1 | 0 | 100% | #N/A
1978-05-20 | 5 | 20 | 2018 | 2018-05-20 | 7 | 0 | 20:00 | 20 | 51 | 69 | 71.06 | 68 | 60.62 | 69.98 | 69.08 | 73.04 | 59 | 39 | 65 | 37 | 55 | 46 | 53.06 | 0 | 0 | 1 | 0 | 0 | 0 | 0 | 1 | 1 | 1 | 1 | 0 | 100% | #N/A
1978-05-20 | 5 | 20 | 2018 | 2018-05-20 | 7 | 0 | 21:00 | 21 | 50 | 68 | 66.02 | 68 | 60.8 | 68 | 69.44 | 71.06 | 59 | 41 | 62 | 36 | 52 | 45 | 53.06 | 0 | 0 | 1 | 0 | 0 | 0 | 0 | 1 | 1 | 1 | 1 | 0 | 100% | #N/A
1978-05-20 | 5 | 20 | 2018 | 2018-05-20 | 7 | 0 | 22:00 | 22 | 48 | 66 | 62.96 | 64.76 | 59.9 | 64.94 | 63.32 | 64.94 | 57.2 | 39 | 61 | 34 | 51 | 41 | 53.06 | 0 | 0 | 1 | 0 | 0 | 0 | 0 | 1 | 1 | 1 | 1 | 0 | 100% | #N/A
1978-05-20 | 5 | 20 | 2018 | 2018-05-20 | 7 | 0 | 23:00 | 23 | 48 | 65 | 60.98 | 63.68 | 59.36 | 64.04 | 64.4 | 68 | 57.2 | 37 | 60 | 34 | 48 | 41 | 53.06 | 0 | 0 | 1 | 0 | 0 | 0 | 0 | 1 | 1 | 1 | 1 | 0 | 100% | #N/A
1978-05-20 | 5 | 20 | 2018 | 2018-05-20 | 7 | 0 | 24:00 | 24 | 46 | 64 | 60.08 | 63.32 | 58.82 | 62.06 | 62.6 | 66.02 | 57.2 | 39 | 55 | 34 | 47 | 39 | 53.06 | 0 | 0 | 1 | 0 | 0 | 0 | 0 | 1 | 1 | 1 | 1 | 0 | 100% | #N/A
1978-05-21 | 5 | 21 | 2018 | 2018-05-21 | 1 | 0 | 1:00 | 1 | 45.1272 | 62 | 57.92 | 63.14 | 57.92 | 62.06 | 60.8 | 62.96 | 57.2 | 39 | 54 | 32 | 45 | 39 | 51.98 | 0 | 0 | 1 | 0 | 0 | 0 | 0 | 1 | 1 | 1 | 1 | 0 | 100% | #N/A
1978-05-21 | 5 | 21 | 2018 | 2018-05-21 | 1 | 0 | 2:00 | 2 | 44 | 60 | 57.2 | 61.7 | 57.2 | 60.98 | 62.6 | 64.04 | 57.2 | 37 | 52 | 31 | 43 | 39 | 51.98 | 0 | 0 | 1 | 0 | 0 | 0 | 0 | 1 | 1 | 1 | 1 | 0 | 100% | #N/A
1978-05-21 | 5 | 21 | 2018 | 2018-05-21 | 1 | 0 | 3:00 | 3 | 44 | 60 | 57.2 | 61.16 | 56.84 | 60.08 | 60.8 | 64.04 | 57.2 | 37 | 51 | 31 | 42 | 37 | 51.98 | 0 | 0 | 1 | 0 | 0 | 0 | 0 | 1 | 1 | 1 | 1 | 0 | 100% | #N/A
1978-05-21 | 5 | 21 | 2018 | 2018-05-21 | 1 | 0 | 4:00 | 4 | 44 | 60 | 55.4 | 60.08 | 56.66 | 59 | 59 | 62.96 | 55.4 | 37 | 51 | 31 | 40 | 37 | 51.98 | 0 | 0 | 1 | 0 | 0 | 0 | 0 | 1 | 1 | 1 | 1 | 0 | 100% | #N/A
1978-05-21 | 5 | 21 | 2018 | 2018-05-21 | 1 | 0 | 5:00 | 5 | 43.0063 | 60 | 53.6 | 59.72 | 57.2 | 60.8 | 60.8 | 64.04 | 55.4 | 37 | 51 | 30 | 37 | 41 | 51.08 | 0 | 0 | 1 | 0 | 0 | 0 | 0 | 1 | 1 | 1 | 1 | 0 | 100% | #N/A
1978-05-21 | 5 | 21 | 2018 | 2018-05-21 | 1 | 0 | 6:00 | 6 | 49 | 62 | 55.4 | 59.54 | 57.74 | 60.8 | 64.4 | 64.94 | 57.2 | 39 | 54 | 32 | 39 | 45 | 51.98 | 0 | 0 | 1 | 0 | 0 | 0 | 0 | 1 | 1 | 1 | 1 | 0 | 100% | #N/A
1978-05-21 | 5 | 21 | 2018 | 2018-05-21 | 1 | 0 | 7:00 | 7 | 49 | 63 | 62.6 | 58.46 | 58.46 | 60.8 | 64.4 | 66.02 | 57.2 | 39 | 57 | 35 | 50 | 50 | 53.96 | 0 | 0 | 1 | 0 | 0 | 0 | 0 | 1 | 1 | 1 | 1 | 0 | 100% | #N/A
1978-05-21 | 5 | 21 | 2018 | 2018-05-21 | 1 | 0 | 8:00 | 8 | 52 | 64 | 71.96 | 56.48 | 57.2 | 60.8 | 67.82 | 69.08 | 59 | 41 | 60 | 41 | 52 | 52 | 57.02 | 0 | 1 | 0 | 0 | 0 | 0 | 0 | 1 | 1 | 1 | 1 | 0 | 100% | #N/A
1978-05-21 | 5 | 21 | 2018 | 2018-05-21 | 1 | 0 | 9:00 | 9 | 53 | 70 | 73.4 | 56.84 | 57.2 | 62.6 | 68 | 73.04 | 64.4 | 45 | 66 | 44 | 52 | 55 | 60.08 | 0 | 1 | 0 | 0 | 0 | 0 | 0 | 1 | 1 | 1 | 1 | 0 | 100% | #N/A
1978-05-21 | 5 | 21 | 2018 | 2018-05-21 | 1 | 0 | 10:00 | 10 | 56 | 72 | 73.4 | 57.74 | 60.8 | 64.4 | 73.4 | 75.92 | 69.8 | 43 | 71 | 47 | 54 | 57 | 62.96 | 0 | 1 | 0 | 0 | 0 | 0 | 0 | 1 | 1 | 1 | 1 | 0 | 100% | #N/A
1978-05-21 | 5 | 21 | 2018 | 2018-05-21 | 1 | 0 | 11:00 | 11 | 55 | 73 | 82.04 | 60.8 | 64.4 | 66.2 | 81.86 | 78.98 | 71.6 | 46 | 72 | 49 | 55 | 59 | 64.94 | 0 | 1 | 0 | 0 | 0 | 0 | 0 | 1 | 1 | 1 | 1 | 0 | 100% | #N/A
1978-05-21 | 5 | 21 | 2018 | 2018-05-21 | 1 | 0 | 12:00 | 12 | 58 | 75 | 84.02 | 64.76 | 68 | 69.8 | 85.46 | 82.04 | 75.2 | 46 | 75 | 51 | 57 | 59 | 66.02 | 0 | 1 | 0 | 0 | 0 | 0 | 0 | 1 | 1 | 1 | 1 | 0 | 100% | #N/A
1978-05-21 | 5 | 21 | 2018 | 2018-05-21 | 1 | 0 | 13:00 | 13 | 64 | 74 | 75.02 | 60.98 | 62.6 | 64.4 | 86.36 | 82.94 | 77 | 50 | 77 | 53 | 55 | 61 | 68 | 0 | 1 | 0 | 0 | 0 | 0 | 0 | 1 | 1 | 1 | 1 | 0 | 100% | #N/A
1978-05-21 | 5 | 21 | 2018 | 2018-05-21 | 1 | 0 | 14:00 | 14 | 65 | 75 | 69.08 | 62.24 | 55.4 | 59 | 89.78 | 82.94 | 77 | 50 | 78 | 53 | 55 | 57 | 66.92 | 0 | 1 | 0 | 0 | 0 | 0 | 0 | 1 | 1 | 1 | 1 | 0 | 100% | #N/A
1978-05-21 | 5 | 21 | 2018 | 2018-05-21 | 1 | 0 | 15:00 | 15 | 68 | 71 | 64.4 | 60.08 | 54.5 | 57.02 | 91.4 | 84.92 | 73.4 | 50 | 79 | 56 | 57 | 61 | 64.94 | 0 | 1 | 0 | 0 | 0 | 0 | 0 | 1 | 1 | 1 | 1 | 0 | 100% | #N/A
1978-05-21 | 5 | 21 | 2018 | 2018-05-21 | 1 | 0 | 16:00 | 16 | 70 | 73 | 59 | 58.28 | 53.6 | 53.96 | 89.6 | 69.8 | 73.4 | 50 | 78 | 56 | 57 | 57 | 64.94 | 0 | 1 | 0 | 0 | 0 | 0 | 0 | 1 | 1 | 1 | 1 | 0 | 100% | #N/A
1978-05-21 | 5 | 21 | 2018 | 2018-05-21 | 1 | 0 | 17:00 | 17 | 66 | 70 | 53.96 | 54.32 | 51.8 | 53.6 | 84.2 | 64.04 | 64.4 | 48 | 77 | 54 | 57 | 59 | 66.02 | 0 | 1 | 0 | 0 | 0 | 0 | 0 | 1 | 1 | 1 | 1 | 0 | 100% | #N/A
1978-05-21 | 5 | 21 | 2018 | 2018-05-21 | 1 | 0 | 18:00 | 18 | 65 | 69 | 53.6 | 52.52 | 51.8 | 51.8 | 69.98 | 60.08 | 62.6 | 46 | 75 | 53 | 55 | 57 | 66.02 | 0 | 1 | 0 | 0 | 0 | 0 | 0 | 1 | 1 | 1 | 1 | 0 | 100% | #N/A
1978-05-21 | 5 | 21 | 2018 | 2018-05-21 | 1 | 0 | 19:00 | 19 | 60 | 67 | 53.6 | 52.34 | 51.8 | 51.8 | 68 | 53.96 | 55.4 | 45 | 70 | 50 | 50 | 54 | 64.04 | 0 | 1 | 0 | 0 | 0 | 0 | 0 | 1 | 1 | 1 | 1 | 0 | 100% | #N/A
1978-05-21 | 5 | 21 | 2018 | 2018-05-21 | 1 | 0 | 20:00 | 20 | 59 | 64 | 53.6 | 52.88 | 50 | 51.08 | 62.6 | 51.08 | 55.4 | 45 | 66 | 42 | 45 | 50 | 60.08 | 0 | 1 | 0 | 0 | 0 | 0 | 0 | 1 | 1 | 1 | 1 | 0 | 100% | #N/A
1978-05-21 | 5 | 21 | 2018 | 2018-05-21 | 1 | 0 | 21:00 | 21 | 56 | 64 | 51.8 | 52.88 | 51.08 | 51.8 | 57.2 | 50 | 53.6 | 36 | 61 | 38 | 41 | 46 | 59 | 0 | 1 | 0 | 0 | 0 | 0 | 0 | 1 | 1 | 1 | 1 | 0 | 100% | #N/A
1978-05-21 | 5 | 21 | 2018 | 2018-05-21 | 1 | 0 | 22:00 | 22 | 54 | 63 | 51.98 | 52.34 | 51.26 | 51.08 | 55.4 | 50 | 55.4 | 34 | 58 | 38 | 39 | 45 | 57.02 | 0 | 1 | 0 | 0 | 0 | 0 | 0 | 1 | 1 | 1 | 1 | 0 | 100% | #N/A
1978-05-21 | 5 | 21 | 2018 | 2018-05-21 | 1 | 0 | 23:00 | 23 | 55 | 60 | 51.98 | 52.16 | 51.62 | 51.08 | 55.4 | 48.02 | 53.6 | 30 | 58 | 39 | 38 | 45 | 55.94 | 0 | 1 | 0 | 0 | 0 | 0 | 0 | 1 | 1 | 1 | 1 | 0 | 100% | #N/A
1978-05-21 | 5 | 21 | 2018 | 2018-05-21 | 1 | 0 | 24:00 | 24 | 54 | 59 | 51.8 | 52.16 | 52.16 | 51.8 | 55.4 | 48.92 | 53.6 | 28 | 56 | 37 | 40 | 45 | 57.02 | 0 | 0 | 1 | 0 | 0 | 0 | 0 | 1 | 1 | 1 | 1 | 0 | 100% | #N/A
1978-05-22 | 5 | 22 | 2018 | 2018-05-22 | 2 | 0 | 1:00 | 1 | 53.0049 | 58 | 51.8 | 51.98 | 52.34 | 51.8 | 55.4 | 48.02 | 51.8 | 28 | 55 | 36 | 41 | 41 | 57.92 | 0 | 0 | 1 | 0 | 0 | 0 | 0 | 1 | 1 | 1 | 1 | 0 | 100% | #N/A
1978-05-22 | 5 | 22 | 2018 | 2018-05-22 | 2 | 0 | 2:00 | 2 | 52 | 55 | 51.08 | 51.62 | 52.34 | 51.8 | 55.4 | 48.02 | 51.8 | 27 | 57 | 34 | 42 | 41 | 55.04 | 0 | 0 | 1 | 0 | 0 | 0 | 0 | 1 | 1 | 1 | 1 | 0 | 100% | #N/A
1978-05-22 | 5 | 22 | 2018 | 2018-05-22 | 2 | 0 | 3:00 | 3 | 52 | 54 | 51.98 | 52.34 | 52.88 | 51.8 | 55.4 | 50 | 50 | 25 | 58 | 33 | 43 | 43 | 53.96 | 0 | 0 | 1 | 0 | 0 | 0 | 0 | 1 | 1 | 1 | 1 | 0 | 100% | #N/A
1978-05-22 | 5 | 22 | 2018 | 2018-05-22 | 2 | 0 | 4:00 | 4 | 51 | 50 | 51.8 | 53.42 | 53.42 | 51.8 | 53.6 | 48.92 | 50 | 25 | 58 | 33 | 45 | 39 | 53.96 | 0 | 0 | 1 | 0 | 0 | 0 | 0 | 1 | 1 | 1 | 1 | 0 | 100% | #N/A
1978-05-22 | 5 | 22 | 2018 | 2018-05-22 | 2 | 0 | 5:00 | 5 | 51 | 50 | 51.8 | 52.34 | 54.86 | 51.8 | 55.4 | 48.92 | 51.8 | 25 | 52 | 33 | 43 | 41 | 53.06 | 0 | 0 | 1 | 0 | 0 | 0 | 0 | 1 | 1 | 1 | 1 | 0 | 100% | #N/A
1978-05-22 | 5 | 22 | 2018 | 2018-05-22 | 2 | 0 | 6:00 | 6 | 57 | 55 | 53.6 | 53.24 | 55.76 | 51.8 | 55.4 | 50 | 51.8 | 32 | 50 | 34 | 45 | 45 | 55.94 | 0 | 0 | 1 | 0 | 0 | 0 | 0 | 1 | 1 | 1 | 1 | 0 | 100% | #N/A
1978-05-22 | 5 | 22 | 2018 | 2018-05-22 | 2 | 0 | 7:00 | 7 | 63 | 58 | 53.6 | 53.78 | 52.7 | 53.6 | 56.48 | 51.8 | 53.6 | 39 | 49 | 37 | 43 | 50 | 62.06 | 0 | 0 | 1 | 0 | 0 | 0 | 0 | 1 | 1 | 1 | 1 | 0 | 100% | #N/A
1978-05-22 | 5 | 22 | 2018 | 2018-05-22 | 2 | 0 | 8:00 | 8 | 65 | 62 | 55.4 | 55.58 | 53.6 | 53.96 | 57.2 | 57.92 | 55.4 | 50 | 48 | 42 | 43 | 55 | 66.02 | 0 | 1 | 0 | 0 | 0 | 0 | 0 | 1 | 1 | 1 | 1 | 0 | 100% | #N/A
1978-05-22 | 5 | 22 | 2018 | 2018-05-22 | 2 | 0 | 9:00 | 9 | 63 | 67 | 59 | 57.74 | 53.6 | 55.4 | 59 | 59 | 57.2 | 52 | 44 | 50 | 48 | 61 | 69.98 | 0 | 1 | 0 | 0 | 0 | 0 | 0 | 1 | 1 | 1 | 1 | 0 | 100% | #N/A
1978-05-22 | 5 | 22 | 2018 | 2018-05-22 | 2 | 0 | 10:00 | 10 | 63 | 70 | 60.98 | 58.64 | 55.4 | 57.92 | 60.8 | 60.98 | 64.4 | 55 | 45 | 53 | 50 | 63 | 73.04 | 0 | 1 | 0 | 0 | 0 | 0 | 0 | 1 | 1 | 1 | 1 | 0 | 100% | #N/A
1978-05-22 | 5 | 22 | 2018 | 2018-05-22 | 2 | 0 | 11:00 | 11 | 64 | 72 | 62.6 | 59.9 | 57.2 | 59 | 64.4 | 66.02 | 62.6 | 57 | 45 | 55 | 52 | 63 | 73.04 | 0 | 1 | 0 | 0 | 0 | 0 | 0 | 1 | 1 | 1 | 1 | 0 | 100% | #N/A
1978-05-22 | 5 | 22 | 2018 | 2018-05-22 | 2 | 0 | 12:00 | 12 | 72 | 75 | 68 | 57.74 | 59 | 60.8 | 66.2 | 71.96 | 62.6 | 61 | 46 | 58 | 54 | 66 | 75.02 | 0 | 1 | 0 | 0 | 0 | 0 | 0 | 1 | 1 | 1 | 1 | 0 | 100% | #N/A
1978-05-22 | 5 | 22 | 2018 | 2018-05-22 | 2 | 0 | 13:00 | 13 | 74 | 76 | 66.92 | 57.56 | 55.94 | 59 | 71.6 | 73.04 | 62.6 | 63 | 47 | 57 | 55 | 68 | 75.02 | 0 | 1 | 0 | 0 | 0 | 0 | 0 | 1 | 1 | 1 | 1 | 0 | 100% | #N/A
1978-05-22 | 5 | 22 | 2018 | 2018-05-22 | 2 | 0 | 14:00 | 14 | 69 | 75 | 66.02 | 58.28 | 57.02 | 59 | 76.28 | 73.94 | 64.4 | 63 | 48 | 57 | 54 | 68 | 73.04 | 0 | 1 | 0 | 0 | 0 | 0 | 0 | 1 | 1 | 1 | 1 | 0 | 100% | #N/A
1978-05-22 | 5 | 22 | 2018 | 2018-05-22 | 2 | 0 | 15:00 | 15 | 67 | 74 | 64.94 | 55.22 | 57.92 | 60.8 | 77.18 | 73.94 | 64.4 | 64 | 48 | 58 | 50 | 68 | 71.06 | 0 | 1 | 0 | 0 | 0 | 0 | 0 | 1 | 1 | 1 | 1 | 0 | 100% | #N/A
1978-05-22 | 5 | 22 | 2018 | 2018-05-22 | 2 | 0 | 16:00 | 16 | 70 | 73 | 64.94 | 54.68 | 55.94 | 57.02 | 75.56 | 75.02 | 62.6 | 64 | 48 | 58 | 50 | 70 | 73.04 | 0 | 1 | 0 | 0 | 0 | 0 | 0 | 1 | 1 | 1 | 1 | 0 | 100% | #N/A
1978-05-22 | 5 | 22 | 2018 | 2018-05-22 | 2 | 0 | 17:00 | 17 | 68 | 75 | 64.4 | 55.04 | 55.4 | 57.02 | 75.2 | 73.04 | 66.2 | 63 | 48 | 58 | 50 | 64 | 73.94 | 0 | 1 | 0 | 0 | 0 | 0 | 0 | 1 | 1 | 1 | 1 | 0 | 100% | #N/A
1978-05-22 | 5 | 22 | 2018 | 2018-05-22 | 2 | 0 | 18:00 | 18 | 64 | 72 | 62.6 | 55.04 | 55.4 | 55.4 | 75.92 | 71.96 | 62.6 | 63 | 48 | 58 | 50 | 61 | 73.94 | 0 | 1 | 0 | 0 | 0 | 0 | 0 | 1 | 1 | 1 | 1 | 0 | 100% | #N/A
1978-05-22 | 5 | 22 | 2018 | 2018-05-22 | 2 | 0 | 19:00 | 19 | 60 | 67 | 59 | 55.04 | 53.96 | 53.6 | 73.4 | 69.08 | 62.6 | 59 | 48 | 56 | 50 | 57 | 68 | 0 | 1 | 0 | 0 | 0 | 0 | 0 | 1 | 1 | 1 | 1 | 0 | 100% | #N/A
1978-05-22 | 5 | 22 | 2018 | 2018-05-22 | 2 | 0 | 20:00 | 20 | 60 | 63 | 57.2 | 55.04 | 53.06 | 53.6 | 73.4 | 60.08 | 60.8 | 48 | 48 | 50 | 48 | 55 | 66.02 | 0 | 1 | 0 | 0 | 0 | 0 | 0 | 1 | 1 | 1 | 1 | 0 | 100% | #N/A
1978-05-22 | 5 | 22 | 2018 | 2018-05-22 | 2 | 0 | 21:00 | 21 | 58 | 58 | 57.2 | 54.32 | 53.6 | 53.96 | 71.6 | 55.94 | 60.8 | 43 | 48 | 45 | 46 | 55 | 64.94 | 0 | 1 | 0 | 0 | 0 | 0 | 0 | 1 | 1 | 1 | 1 | 0 | 100% | #N/A
1978-05-22 | 5 | 22 | 2018 | 2018-05-22 | 2 | 0 | 22:00 | 22 | 57 | 59 | 55.4 | 54.14 | 53.6 | 53.6 | 71.6 | 55.04 | 59 | 37 | 48 | 41 | 49 | 54 | 64.94 | 0 | 1 | 0 | 0 | 0 | 0 | 0 | 1 | 1 | 1 | 1 | 0 | 100% | #N/A
1978-05-22 | 5 | 22 | 2018 | 2018-05-22 | 2 | 0 | 23:00 | 23 | 56 | 55 | 55.4 | 54.14 | 53.6 | 53.96 | 71.6 | 55.04 | 59 | 34 | 47 | 41 | 48 | 52 | 64.04 | 0 | 1 | 0 | 0 | 0 | 0 | 0 | 1 | 1 | 1 | 1 | 0 | 100% | #N/A
1978-05-22 | 5 | 22 | 2018 | 2018-05-22 | 2 | 0 | 24:00 | 24 | 55 | 52 | 55.4 | 53.96 | 53.6 | 53.6 | 69.8 | 53.6 | 59 | 34 | 47 | 39 | 48 | 50 | 64.04 | 0 | 0 | 1 | 0 | 0 | 0 | 0 | 1 | 1 | 1 | 1 | 0 | 100% | #N/A
1978-05-23 | 5 | 23 | 2018 | 2018-05-23 | 3 | 0 | 1:00 | 1 | 56 | 52 | 55.4 | 53.78 | 53.6 | 53.96 | 67.82 | 53.96 | 60.8 | 34 | 47 | 37 | 47 | 50 | 64.04 | 0 | 0 | 1 | 0 | 0 | 0 | 0 | 1 | 1 | 1 | 1 | 0 | 100% | #N/A
1978-05-23 | 5 | 23 | 2018 | 2018-05-23 | 3 | 0 | 2:00 | 2 | 53 | 51 | 55.4 | 53.78 | 53.06 | 53.6 | 67.64 | 55.04 | 60.8 | 28 | 46 | 36 | 48 | 48 | 64.04 | 0 | 0 | 1 | 0 | 0 | 0 | 0 | 1 | 1 | 1 | 1 | 0 | 100% | #N/A
1978-05-23 | 5 | 23 | 2018 | 2018-05-23 | 3 | 0 | 3:00 | 3 | 53 | 52 | 55.94 | 53.96 | 53.06 | 53.6 | 67.46 | 55.94 | 60.8 | 28 | 47 | 36 | 47 | 46 | 64.94 | 0 | 0 | 1 | 0 | 0 | 0 | 0 | 1 | 1 | 1 | 1 | 0 | 100% | #N/A
1978-05-23 | 5 | 23 | 2018 | 2018-05-23 | 3 | 0 | 4:00 | 4 | 53 | 49 | 55.4 | 54.14 | 53.06 | 53.6 | 68 | 55.94 | 60.8 | 28 | 47 | 34 | 47 | 46 | 64.94 | 0 | 0 | 1 | 0 | 0 | 0 | 0 | 1 | 1 | 1 | 1 | 0 | 100% | #N/A
1978-05-23 | 5 | 23 | 2018 | 2018-05-23 | 3 | 0 | 5:00 | 5 | 53 | 49 | 57.2 | 54.5 | 53.96 | 53.6 | 66.2 | 57.92 | 60.8 | 28 | 44 | 34 | 46 | 48 | 64.94 | 0 | 0 | 1 | 0 | 0 | 0 | 0 | 1 | 1 | 1 | 1 | 0 | 100% | #N/A
1978-05-23 | 5 | 23 | 2018 | 2018-05-23 | 3 | 0 | 6:00 | 6 | 56 | 52 | 59 | 54.32 | 53.6 | 53.96 | 66.2 | 62.06 | 60.8 | 36 | 50 | 36 | 48 | 50 | 66.92 | 0 | 0 | 1 | 0 | 0 | 0 | 0 | 1 | 1 | 1 | 1 | 0 | 100% | #N/A
1978-05-23 | 5 | 23 | 2018 | 2018-05-23 | 3 | 0 | 7:00 | 7 | 59 | 55 | 66.92 | 55.22 | 55.04 | 55.4 | 66.2 | 62.96 | 62.6 | 46 | 58 | 37 | 50 | 54 | 69.98 | 0 | 0 | 1 | 0 | 0 | 0 | 0 | 1 | 1 | 1 | 1 | 0 | 100% | #N/A
1978-05-23 | 5 | 23 | 2018 | 2018-05-23 | 3 | 0 | 8:00 | 8 | 62 | 58 | 66.92 | 56.48 | 55.94 | 55.4 | 66.2 | 64.04 | 64.4 | 59 | 65 | 46 | 52 | 59 | 75.02 | 0 | 1 | 0 | 0 | 0 | 0 | 0 | 1 | 1 | 1 | 1 | 0 | 100% | #N/A
1978-05-23 | 5 | 23 | 2018 | 2018-05-23 | 3 | 0 | 9:00 | 9 | 62 | 61 | 69.08 | 57.2 | 55.4 | 55.4 | 68 | 64.94 | 62.6 | 61 | 69 | 53 | 52 | 66 | 78.08 | 0 | 1 | 0 | 0 | 0 | 0 | 0 | 1 | 1 | 1 | 1 | 0 | 100% | #N/A
1978-05-23 | 5 | 23 | 2018 | 2018-05-23 | 3 | 0 | 10:00 | 10 | 64 | 65 | 69.8 | 57.02 | 59 | 57.2 | 69.8 | 66.02 | 64.4 | 63 | 73 | 59 | 52 | 68 | 75.92 | 0 | 1 | 0 | 0 | 0 | 0 | 0 | 1 | 1 | 1 | 1 | 0 | 100% | #N/A
1978-05-23 | 5 | 23 | 2018 | 2018-05-23 | 3 | 0 | 11:00 | 11 | 68 | 70 | 71.6 | 59 | 59 | 66.2 | 69.8 | 68 | 66.2 | 66 | 75 | 61 | 55 | 72 | 68 | 0 | 1 | 0 | 0 | 0 | 0 | 0 | 1 | 1 | 1 | 1 | 0 | 100% | #N/A
1978-05-23 | 5 | 23 | 2018 | 2018-05-23 | 3 | 0 | 12:00 | 12 | 73 | 72 | 71.06 | 60.26 | 66.2 | 69.8 | 71.6 | 68 | 66.2 | 70 | 77 | 62 | 55 | 73 | 60.08 | 0 | 1 | 0 | 0 | 0 | 0 | 0 | 1 | 1 | 1 | 1 | 0 | 100% | #N/A
1978-05-23 | 5 | 23 | 2018 | 2018-05-23 | 3 | 0 | 13:00 | 13 | 75 | 74 | 73.94 | 72.5 | 71.6 | 75.92 | 70.7 | 66.92 | 66.2 | 72 | 78 | 65 | 61 | 75 | 57.92 | 0 | 1 | 0 | 0 | 0 | 0 | 0 | 1 | 1 | 1 | 1 | 0 | 100% | #N/A
1978-05-23 | 5 | 23 | 2018 | 2018-05-23 | 3 | 0 | 14:00 | 14 | 80 | 73 | 75.92 | 73.94 | 77 | 77 | 69.8 | 68 | 69.8 | 73 | 78 | 67 | 59 | 77 | 59 | 0 | 1 | 0 | 0 | 0 | 0 | 0 | 1 | 1 | 1 | 1 | 0 | 100% | #N/A
1978-05-23 | 5 | 23 | 2018 | 2018-05-23 | 3 | 0 | 15:00 | 15 | 84 | 73 | 75.2 | 75.38 | 78.8 | 75.2 | 68 | 68 | 71.6 | 75 | 78 | 67 | 61 | 77 | 57.92 | 0 | 1 | 0 | 0 | 0 | 0 | 0 | 1 | 1 | 1 | 1 | 0 | 100% | #N/A
1978-05-23 | 5 | 23 | 2018 | 2018-05-23 | 3 | 0 | 16:00 | 16 | 83 | 71 | 73.4 | 76.28 | 75.2 | 75.2 | 68 | 68 | 71.6 | 75 | 78 | 69 | 61 | 77 | 55.94 | 0 | 1 | 0 | 0 | 0 | 0 | 0 | 1 | 1 | 1 | 1 | 0 | 100% | #N/A
1978-05-23 | 5 | 23 | 2018 | 2018-05-23 | 3 | 0 | 17:00 | 17 | 84 | 68 | 73.4 | 75.38 | 73.94 | 75.2 | 68 | 66.2 | 69.8 | 73 | 75 | 69 | 61 | 77 | 55.94 | 0 | 1 | 0 | 0 | 0 | 0 | 0 | 1 | 1 | 1 | 1 | 0 | 100% | #N/A
1978-05-23 | 5 | 23 | 2018 | 2018-05-23 | 3 | 0 | 18:00 | 18 | 84 | 66 | 71.06 | 72.32 | 73.4 | 73.94 | 66.2 | 66.92 | 68 | 73 | 72 | 70 | 59 | 70 | 53.96 | 0 | 1 | 0 | 0 | 0 | 0 | 0 | 1 | 1 | 1 | 1 | 0 | 100% | #N/A
1978-05-23 | 5 | 23 | 2018 | 2018-05-23 | 3 | 0 | 19:00 | 19 | 61 | 64 | 69.98 | 71.78 | 71.96 | 73.04 | 66.74 | 66.02 | 66.2 | 70 | 66 | 59 | 57 | 66 | 53.06 | 0 | 1 | 0 | 0 | 0 | 0 | 0 | 1 | 1 | 1 | 1 | 0 | 100% | #N/A
1978-05-23 | 5 | 23 | 2018 | 2018-05-23 | 3 | 0 | 20:00 | 20 | 65 | 61 | 69.08 | 70.7 | 71.06 | 71.6 | 66.2 | 64.94 | 66.2 | 61 | 57 | 55 | 50 | 63 | 51.08 | 0 | 1 | 0 | 0 | 0 | 0 | 0 | 1 | 1 | 1 | 1 | 0 | 100% | #N/A
1978-05-23 | 5 | 23 | 2018 | 2018-05-23 | 3 | 0 | 21:00 | 21 | 65 | 60 | 66.92 | 69.44 | 68 | 69.98 | 66.2 | 64.94 | 64.4 | 50 | 56 | 52 | 45 | 63 | 50 | 0 | 1 | 0 | 0 | 0 | 0 | 0 | 1 | 1 | 1 | 1 | 0 | 100% | #N/A
1978-05-23 | 5 | 23 | 2018 | 2018-05-23 | 3 | 0 | 22:00 | 22 | 66 | 58 | 66.2 | 68 | 68 | 68 | 66.2 | 64.04 | 64.4 | 48 | 50 | 49 | 48 | 61 | 48.92 | 0 | 1 | 0 | 0 | 0 | 0 | 0 | 1 | 1 | 1 | 1 | 0 | 100% | #N/A
1978-05-23 | 5 | 23 | 2018 | 2018-05-23 | 3 | 0 | 23:00 | 23 | 69 | 55 | 66.2 | 66.56 | 66.2 | 66.2 | 66.2 | 62.96 | 64.4 | 43 | 45 | 49 | 48 | 59 | 50 | 0 | 1 | 0 | 0 | 0 | 0 | 0 | 1 | 1 | 1 | 1 | 0 | 100% | #N/A
1978-05-23 | 5 | 23 | 2018 | 2018-05-23 | 3 | 0 | 24:00 | 24 | 67 | 52 | 66.2 | 66.74 | 66.2 | 66.2 | 64.4 | 62.6 | 64.4 | 43 | 46 | 47 | 46 | 57 | 50 | 0 | 0 | 1 | 0 | 0 | 0 | 0 | 1 | 1 | 1 | 1 | 0 | 100% | #N/A
1978-05-24 | 5 | 24 | 2018 | 2018-05-24 | 4 | 0 | 1:00 | 1 | 65 | 49 | 64.94 | 66.92 | 66.2 | 66.2 | 64.4 | 62.96 | 64.4 | 45 | 41 | 46 | 46 | 57 | 50 | 0 | 0 | 1 | 0 | 0 | 0 | 0 | 1 | 1 | 1 | 1 | 0 | 100% | #N/A
1978-05-24 | 5 | 24 | 2018 | 2018-05-24 | 4 | 0 | 2:00 | 2 | 63 | 47 | 64.4 | 66.02 | 66.2 | 66.2 | 64.4 | 62.06 | 64.4 | 45 | 35 | 45 | 44 | 54 | 50 | 0 | 0 | 1 | 0 | 0 | 0 | 0 | 1 | 1 | 1 | 1 | 0 | 100% | #N/A
1978-05-24 | 5 | 24 | 2018 | 2018-05-24 | 4 | 0 | 3:00 | 3 | 60 | 46 | 66.2 | 65.3 | 64.4 | 66.2 | 64.4 | 62.06 | 64.4 | 41 | 30 | 45 | 43 | 54 | 48.92 | 0 | 0 | 1 | 0 | 0 | 0 | 0 | 1 | 1 | 1 | 1 | 0 | 100% | #N/A
1978-05-24 | 5 | 24 | 2018 | 2018-05-24 | 4 | 0 | 4:00 | 4 | 60 | 44 | 64.4 | 65.48 | 62.6 | 66.2 | 64.4 | 62.06 | 64.4 | 37 | 28 | 43 | 43 | 52 | 50 | 0 | 0 | 1 | 0 | 0 | 0 | 0 | 1 | 1 | 1 | 1 | 0 | 100% | #N/A
1978-05-24 | 5 | 24 | 2018 | 2018-05-24 | 4 | 0 | 5:00 | 5 | 59 | 46 | 64.4 | 65.48 | 62.6 | 66.2 | 63.68 | 60.98 | 62.6 | 41 | 26 | 41 | 43 | 48 | 50 | 0 | 0 | 1 | 0 | 0 | 0 | 0 | 1 | 1 | 1 | 1 | 0 | 100% | #N/A
1978-05-24 | 5 | 24 | 2018 | 2018-05-24 | 4 | 0 | 6:00 | 6 | 62 | 52 | 64.94 | 65.3 | 64.4 | 66.2 | 64.4 | 62.06 | 62.6 | 50 | 31 | 45 | 43 | 54 | 50 | 0 | 0 | 1 | 0 | 0 | 0 | 0 | 1 | 1 | 1 | 1 | 0 | 100% | #N/A
1978-05-24 | 5 | 24 | 2018 | 2018-05-24 | 4 | 0 | 7:00 | 7 | 68 | 55 | 64.94 | 65.48 | 66.92 | 66.2 | 64.4 | 62.06 | 62.6 | 57 | 37 | 47 | 45 | 57 | 51.08 | 0 | 0 | 1 | 0 | 0 | 0 | 0 | 1 | 1 | 1 | 1 | 0 | 100% | #N/A
1978-05-24 | 5 | 24 | 2018 | 2018-05-24 | 4 | 0 | 8:00 | 8 | 69 | 62 | 64.94 | 65.66 | 66.92 | 66.92 | 64.4 | 62.96 | 62.6 | 70 | 45 | 51 | 52 | 64 | 51.98 | 0 | 1 | 0 | 0 | 0 | 0 | 0 | 1 | 1 | 1 | 1 | 0 | 100% | #N/A
1978-05-24 | 5 | 24 | 2018 | 2018-05-24 | 4 | 0 | 9:00 | 9 | 68 | 68 | 64.94 | 66.02 | 66.92 | 68 | 66.2 | 62.96 | 62.6 | 72 | 50 | 56 | 55 | 70 | 53.06 | 0 | 1 | 0 | 0 | 0 | 0 | 0 | 1 | 1 | 1 | 1 | 0 | 100% | #N/A
1978-05-24 | 5 | 24 | 2018 | 2018-05-24 | 4 | 0 | 10:00 | 10 | 70 | 72 | 66.92 | 66.2 | 68 | 69.8 | 66.2 | 64.94 | 62.6 | 70 | 54 | 60 | 61 | 75 | 53.96 | 0 | 1 | 0 | 0 | 0 | 0 | 0 | 1 | 1 | 1 | 1 | 0 | 100% | #N/A
1978-05-24 | 5 | 24 | 2018 | 2018-05-24 | 4 | 0 | 11:00 | 11 | 72 | 75 | 66.2 | 66.02 | 69.8 | 71.6 | 62.6 | 66.02 | 60.8 | 68 | 54 | 64 | 63 | 79 | 55.04 | 0 | 1 | 0 | 0 | 0 | 0 | 0 | 1 | 1 | 1 | 1 | 0 | 100% | #N/A
1978-05-24 | 5 | 24 | 2018 | 2018-05-24 | 4 | 0 | 12:00 | 12 | 72 | 78 | 66.2 | 67.64 | 69.8 | 69.98 | 62.6 | 66.02 | 62.6 | 70 | 53 | 65 | 63 | 81 | 55.94 | 0 | 1 | 0 | 0 | 0 | 0 | 0 | 1 | 1 | 1 | 1 | 0 | 100% | #N/A
1978-05-24 | 5 | 24 | 2018 | 2018-05-24 | 4 | 0 | 13:00 | 13 | 76 | 80 | 68 | 67.64 | 68 | 73.04 | 62.6 | 64.04 | 62.6 | 70 | 52 | 68 | 64 | 82 | 59 | 0 | 1 | 0 | 0 | 0 | 0 | 0 | 1 | 1 | 1 | 1 | 0 | 100% | #N/A
1978-05-24 | 5 | 24 | 2018 | 2018-05-24 | 4 | 0 | 14:00 | 14 | 79 | 79 | 68 | 68.54 | 68 | 66.2 | 59 | 64.04 | 60.8 | 66 | 53 | 69 | 68 | 84 | 60.08 | 0 | 1 | 0 | 0 | 0 | 0 | 0 | 1 | 1 | 1 | 1 | 0 | 100% | #N/A
1978-05-24 | 5 | 24 | 2018 | 2018-05-24 | 4 | 0 | 15:00 | 15 | 79 | 79 | 69.98 | 69.62 | 69.8 | 64.4 | 58.46 | 62.96 | 62.6 | 66 | 54 | 68 | 68 | 82 | 57.02 | 0 | 1 | 0 | 0 | 0 | 0 | 0 | 1 | 1 | 1 | 1 | 0 | 100% | #N/A
1978-05-24 | 5 | 24 | 2018 | 2018-05-24 | 4 | 0 | 16:00 | 16 | 79 | 79 | 69.8 | 69.98 | 66.2 | 64.4 | 57.2 | 57.02 | 62.6 | 64 | 54 | 66 | 69 | 81 | 57.02 | 0 | 1 | 0 | 0 | 0 | 0 | 0 | 1 | 1 | 1 | 1 | 0 | 100% | #N/A
1978-05-24 | 5 | 24 | 2018 | 2018-05-24 | 4 | 0 | 17:00 | 17 | 78 | 79 | 62.6 | 64.4 | 64.4 | 62.06 | 57.2 | 55.94 | 62.6 | 66 | 54 | 66 | 70 | 79 | 53.96 | 0 | 1 | 0 | 0 | 0 | 0 | 0 | 1 | 1 | 1 | 1 | 0 | 100% | #N/A
1978-05-24 | 5 | 24 | 2018 | 2018-05-24 | 4 | 0 | 18:00 | 18 | 72 | 73 | 62.6 | 61.16 | 60.8 | 59 | 53.6 | 53.06 | 59 | 66 | 53 | 66 | 72 | 77 | 51.98 | 0 | 1 | 0 | 0 | 0 | 0 | 0 | 1 | 1 | 1 | 1 | 0 | 100% | #N/A
1978-05-24 | 5 | 24 | 2018 | 2018-05-24 | 4 | 0 | 19:00 | 19 | 70 | 70 | 59 | 58.1 | 57.2 | 53.6 | 51.8 | 51.08 | 59 | 55 | 51 | 65 | 61 | 73 | 50 | 0 | 1 | 0 | 0 | 0 | 0 | 0 | 1 | 1 | 1 | 1 | 0 | 100% | #N/A
1978-05-24 | 5 | 24 | 2018 | 2018-05-24 | 4 | 0 | 20:00 | 20 | 66 | 67 | 55.04 | 55.76 | 55.4 | 53.6 | 48.2 | 50 | 59 | 54 | 51 | 62 | 59 | 70 | 48.02 | 0 | 1 | 0 | 0 | 0 | 0 | 0 | 1 | 1 | 1 | 1 | 0 | 100% | #N/A
1978-05-24 | 5 | 24 | 2018 | 2018-05-24 | 4 | 0 | 21:00 | 21 | 64 | 64 | 51.98 | 54.14 | 53.6 | 51.8 | 48.2 | 46.4 | 59 | 52 | 50 | 62 | 54 | 68 | 46.94 | 0 | 1 | 0 | 0 | 0 | 0 | 0 | 1 | 1 | 1 | 1 | 0 | 100% | #N/A
1978-05-24 | 5 | 24 | 2018 | 2018-05-24 | 4 | 0 | 22:00 | 22 | 63 | 61 | 51.8 | 52.16 | 53.06 | 51.08 | 46.4 | 46.04 | 55.4 | 48 | 47 | 62 | 52 | 66 | 46.94 | 0 | 1 | 0 | 0 | 0 | 0 | 0 | 1 | 1 | 1 | 1 | 0 | 100% | #N/A
1978-05-24 | 5 | 24 | 2018 | 2018-05-24 | 4 | 0 | 23:00 | 23 | 63 | 59 | 51.8 | 51.8 | 53.06 | 50 | 46.4 | 44.96 | 53.6 | 45 | 45 | 61 | 53 | 63 | 46.94 | 0 | 1 | 0 | 0 | 0 | 0 | 0 | 1 | 1 | 1 | 1 | 0 | 100% | #N/A
1978-05-24 | 5 | 24 | 2018 | 2018-05-24 | 4 | 0 | 24:00 | 24 | 62 | 56 | 50 | 51.08 | 51.98 | 50 | 46.4 | 44.96 | 51.8 | 39 | 47 | 60 | 51 | 61 | 46.94 | 0 | 0 | 1 | 0 | 0 | 0 | 0 | 1 | 1 | 1 | 1 | 0 | 100% | #N/A
1978-05-25 | 5 | 25 | 2018 | 2018-05-25 | 5 | 0 | 1:00 | 1 | 62 | 55 | 50 | 51.44 | 51.08 | 51.8 | 46.4 | 44.96 | 51.8 | 39 | 46 | 60 | 52 | 57 | 46.94 | 0 | 0 | 1 | 0 | 0 | 0 | 0 | 1 | 1 | 1 | 1 | 0 | 100% | #N/A
1978-05-25 | 5 | 25 | 2018 | 2018-05-25 | 5 | 0 | 2:00 | 2 | 61 | 53 | 50 | 51.62 | 50 | 51.8 | 46.4 | 44.6 | 50 | 34 | 48 | 59 | 51 | 54 | 46.94 | 0 | 0 | 1 | 0 | 0 | 0 | 0 | 1 | 1 | 1 | 1 | 0 | 100% | #N/A
1978-05-25 | 5 | 25 | 2018 | 2018-05-25 | 5 | 0 | 3:00 | 3 | 61 | 51 | 50 | 51.44 | 50 | 50 | 46.4 | 44.96 | 50 | 36 | 48 | 59 | 49 | 50 | 46.94 | 0 | 0 | 1 | 0 | 0 | 0 | 0 | 1 | 1 | 1 | 1 | 0 | 100% | #N/A
1978-05-25 | 5 | 25 | 2018 | 2018-05-25 | 5 | 0 | 4:00 | 4 | 61 | 49 | 50 | 50.54 | 50 | 50 | 46.22 | 44.96 | 50 | 28 | 47 | 59 | 48 | 48 | 46.94 | 0 | 0 | 1 | 0 | 0 | 0 | 0 | 1 | 1 | 1 | 1 | 0 | 100% | #N/A
1978-05-25 | 5 | 25 | 2018 | 2018-05-25 | 5 | 0 | 5:00 | 5 | 61 | 48 | 50 | 50.36 | 48.2 | 50 | 46.4 | 44.96 | 50 | 34 | 48 | 59 | 52 | 48 | 46.94 | 0 | 0 | 1 | 0 | 0 | 0 | 0 | 1 | 1 | 1 | 1 | 0 | 100% | #N/A
1978-05-25 | 5 | 25 | 2018 | 2018-05-25 | 5 | 0 | 6:00 | 6 | 61 | 51 | 50 | 50.36 | 48.2 | 50 | 44.6 | 44.96 | 50 | 37 | 49 | 60 | 52 | 46 | 48.02 | 0 | 0 | 1 | 0 | 0 | 0 | 0 | 1 | 1 | 1 | 1 | 0 | 100% | #N/A
1978-05-25 | 5 | 25 | 2018 | 2018-05-25 | 5 | 0 | 7:00 | 7 | 62 | 58 | 50 | 50 | 50 | 50 | 46.4 | 44.96 | 50 | 43 | 50 | 62 | 52 | 48 | 48.92 | 0 | 0 | 1 | 0 | 0 | 0 | 0 | 1 | 1 | 1 | 1 | 0 | 100% | #N/A
1978-05-25 | 5 | 25 | 2018 | 2018-05-25 | 5 | 0 | 8:00 | 8 | 66 | 63 | 51.08 | 50.72 | 50 | 50 | 46.4 | 46.04 | 50 | 45 | 51 | 66 | 54 | 50 | 50 | 0 | 1 | 0 | 0 | 0 | 0 | 0 | 1 | 1 | 1 | 1 | 0 | 100% | #N/A
1978-05-25 | 5 | 25 | 2018 | 2018-05-25 | 5 | 0 | 9:00 | 9 | 68 | 68 | 51.08 | 50.72 | 51.8 | 51.8 | 46.4 | 46.4 | 51.8 | 48 | 55 | 72 | 55 | 52 | 51.08 | 0 | 1 | 0 | 0 | 0 | 0 | 0 | 1 | 1 | 1 | 1 | 0 | 100% | #N/A
1978-05-25 | 5 | 25 | 2018 | 2018-05-25 | 5 | 0 | 10:00 | 10 | 70 | 71 | 51.8 | 51.08 | 51.8 | 51.8 | 46.4 | 46.94 | 53.6 | 52 | 56 | 75 | 61 | 54 | 53.96 | 0 | 1 | 0 | 0 | 0 | 0 | 0 | 1 | 1 | 1 | 1 | 0 | 100% | #N/A
1978-05-25 | 5 | 25 | 2018 | 2018-05-25 | 5 | 0 | 11:00 | 11 | 71 | 72 | 51.8 | 51.44 | 53.06 | 51.8 | 46.4 | 46.94 | 51.8 | 55 | 57 | 74 | 61 | 57 | 57.02 | 0 | 1 | 0 | 0 | 0 | 0 | 0 | 1 | 1 | 1 | 1 | 0 | 100% | #N/A
1978-05-25 | 5 | 25 | 2018 | 2018-05-25 | 5 | 0 | 12:00 | 12 | 74 | 76 | 53.06 | 51.8 | 53.6 | 51.98 | 46.4 | 46.94 | 50 | 57 | 56 | 77 | 64 | 57 | 60.08 | 0 | 1 | 0 | 0 | 0 | 0 | 0 | 1 | 1 | 1 | 1 | 0 | 100% | #N/A
1978-05-25 | 5 | 25 | 2018 | 2018-05-25 | 5 | 0 | 13:00 | 13 | 72 | 78 | 51.98 | 52.16 | 53.6 | 51.8 | 48.2 | 46.94 | 50 | 59 | 54 | 78 | 66 | 57 | 62.06 | 0 | 1 | 0 | 0 | 0 | 0 | 0 | 1 | 1 | 1 | 1 | 0 | 100% | #N/A
1978-05-25 | 5 | 25 | 2018 | 2018-05-25 | 5 | 0 | 14:00 | 14 | 77 | 79 | 51.8 | 52.16 | 53.6 | 51.8 | 46.4 | 46.04 | 51.8 | 61 | 52 | 79 | 66 | 57 | 62.96 | 0 | 1 | 0 | 0 | 0 | 0 | 0 | 1 | 1 | 1 | 1 | 0 | 100% | #N/A
1978-05-25 | 5 | 25 | 2018 | 2018-05-25 | 5 | 0 | 15:00 | 15 | 80 | 80 | 51.08 | 51.98 | 51.8 | 50 | 46.4 | 44.06 | 51.8 | 63 | 50 | 80 | 64 | 57 | 62.96 | 0 | 1 | 0 | 0 | 0 | 0 | 0 | 1 | 1 | 1 | 1 | 0 | 100% | #N/A
1978-05-25 | 5 | 25 | 2018 | 2018-05-25 | 5 | 0 | 16:00 | 16 | 75 | 80 | 48.92 | 50.9 | 50 | 46.94 | 46.4 | 42.98 | 51.8 | 63 | 51 | 78 | 66 | 57 | 60.08 | 0 | 1 | 0 | 0 | 0 | 0 | 0 | 1 | 1 | 1 | 1 | 0 | 100% | #N/A
1978-05-25 | 5 | 25 | 2018 | 2018-05-25 | 5 | 0 | 17:00 | 17 | 70 | 79 | 48.2 | 49.28 | 46.04 | 46.4 | 44.6 | 39.92 | 50 | 63 | 51 | 77 | 64 | 55 | 57.92 | 0 | 1 | 0 | 0 | 0 | 0 | 0 | 1 | 1 | 1 | 1 | 0 | 100% | #N/A
1978-05-25 | 5 | 25 | 2018 | 2018-05-25 | 5 | 0 | 18:00 | 18 | 67 | 75 | 46.4 | 46.94 | 46.4 | 44.6 | 43.88 | 39.02 | 50 | 63 | 50 | 74 | 63 | 54 | 55.94 | 0 | 1 | 0 | 0 | 0 | 0 | 0 | 1 | 1 | 1 | 1 | 0 | 100% | #N/A
1978-05-25 | 5 | 25 | 2018 | 2018-05-25 | 5 | 0 | 19:00 | 19 | 66 | 69 | 44.06 | 45.86 | 44.6 | 44.6 | 44.6 | 37.94 | 48.2 | 55 | 49 | 70 | 63 | 50 | 55.94 | 0 | 1 | 0 | 0 | 0 | 0 | 0 | 1 | 1 | 1 | 1 | 0 | 100% | #N/A
1978-05-25 | 5 | 25 | 2018 | 2018-05-25 | 5 | 0 | 20:00 | 20 | 64 | 64 | 42.98 | 44.78 | 44.6 | 44.6 | 42.8 | 37.94 | 46.4 | 46 | 48 | 65 | 59 | 46 | 53.96 | 0 | 1 | 0 | 0 | 0 | 0 | 0 | 1 | 1 | 1 | 1 | 0 | 100% | #N/A
1978-05-25 | 5 | 25 | 2018 | 2018-05-25 | 5 | 0 | 21:00 | 21 | 63 | 61 | 42.8 | 44.96 | 44.6 | 44.96 | 42.8 | 37.94 | 44.6 | 45 | 47 | 63 | 59 | 46 | 53.06 | 0 | 1 | 0 | 0 | 0 | 0 | 0 | 1 | 1 | 1 | 1 | 0 | 100% | #N/A
1978-05-25 | 5 | 25 | 2018 | 2018-05-25 | 5 | 0 | 22:00 | 22 | 63 | 60 | 42.98 | 44.6 | 44.06 | 42.98 | 42.8 | 37.94 | 42.8 | 45 | 47 | 62 | 61 | 45 | 51.98 | 0 | 1 | 0 | 0 | 0 | 0 | 0 | 1 | 1 | 1 | 1 | 0 | 100% | #N/A
1978-05-25 | 5 | 25 | 2018 | 2018-05-25 | 5 | 0 | 23:00 | 23 | 60 | 58 | 42.98 | 44.42 | 42.98 | 42.8 | 42.8 | 37.94 | 42.8 | 43 | 47 | 60 | 63 | 43 | 51.08 | 0 | 1 | 0 | 0 | 0 | 0 | 0 | 1 | 1 | 1 | 1 | 0 | 100% | #N/A
1978-05-25 | 5 | 25 | 2018 | 2018-05-25 | 5 | 0 | 24:00 | 24 | 59 | 57 | 42.8 | 43.88 | 41 | 42.8 | 42.8 | 37.94 | 41 | 45 | 46 | 59 | 62 | 45 | 51.08 | 0 | 0 | 1 | 0 | 0 | 0 | 0 | 1 | 1 | 1 | 1 | 0 | 100% | #N/A
1978-05-26 | 5 | 26 | 2018 | 2018-05-26 | 6 | 0 | 1:00 | 1 | 57.0333 | 56 | 42.08 | 43.52 | 41 | 39.92 | 42.8 | 35.96 | 41 | 45 | 46 | 58 | 61 | 45 | 51.98 | 0 | 0 | 1 | 0 | 0 | 0 | 0 | 1 | 1 | 1 | 1 | 0 | 100% | #N/A
1978-05-26 | 5 | 26 | 2018 | 2018-05-26 | 6 | 0 | 2:00 | 2 | 57.0333 | 55 | 41 | 43.16 | 39.92 | 41 | 42.8 | 37.04 | 41 | 46 | 46 | 57 | 57 | 46 | 51.98 | 0 | 0 | 1 | 0 | 0 | 0 | 0 | 1 | 1 | 1 | 1 | 0 | 100% | #N/A
1978-05-26 | 5 | 26 | 2018 | 2018-05-26 | 6 | 0 | 3:00 | 3 | 61 | 55 | 39.92 | 42.8 | 39.2 | 41 | 43.16 | 37.04 | 41 | 48 | 46 | 56 | 56 | 45 | 51.98 | 0 | 0 | 1 | 0 | 0 | 0 | 0 | 1 | 1 | 1 | 1 | 0 | 100% | #N/A
1978-05-26 | 5 | 26 | 2018 | 2018-05-26 | 6 | 0 | 4:00 | 4 | 62 | 55 | 41 | 42.08 | 39.2 | 41 | 40.82 | 37.94 | 41 | 50 | 46 | 56 | 55 | 46 | 51.98 | 0 | 0 | 1 | 0 | 0 | 0 | 0 | 1 | 1 | 1 | 1 | 0 | 100% | #N/A
1978-05-26 | 5 | 26 | 2018 | 2018-05-26 | 6 | 0 | 5:00 | 5 | 61 | 53 | 42.08 | 41.9 | 41 | 41 | 43.16 | 39.02 | 41 | 48 | 46 | 55 | 53 | 48 | 51.08 | 0 | 0 | 1 | 0 | 0 | 0 | 0 | 1 | 1 | 1 | 1 | 0 | 100% | #N/A
1978-05-26 | 5 | 26 | 2018 | 2018-05-26 | 6 | 0 | 6:00 | 6 | 61 | 56 | 42.8 | 42.98 | 42.08 | 42.8 | 46.4 | 41 | 41 | 48 | 46 | 55 | 52 | 50 | 53.06 | 0 | 0 | 1 | 0 | 0 | 0 | 0 | 1 | 1 | 1 | 1 | 0 | 100% | #N/A
1978-05-26 | 5 | 26 | 2018 | 2018-05-26 | 6 | 0 | 7:00 | 7 | 62 | 59 | 46.04 | 43.88 | 42.8 | 42.08 | 49.64 | 42.08 | 44.6 | 46 | 45 | 56 | 52 | 52 | 57.92 | 0 | 0 | 1 | 0 | 0 | 0 | 0 | 1 | 1 | 1 | 1 | 0 | 100% | #N/A
1978-05-26 | 5 | 26 | 2018 | 2018-05-26 | 6 | 0 | 8:00 | 8 | 64 | 64 | 46.94 | 45.14 | 42.98 | 44.06 | 51.98 | 44.96 | 44.6 | 48 | 46 | 55 | 52 | 54 | 60.08 | 0 | 0 | 1 | 0 | 0 | 0 | 0 | 1 | 1 | 1 | 1 | 0 | 100% | #N/A
1978-05-26 | 5 | 26 | 2018 | 2018-05-26 | 6 | 0 | 9:00 | 9 | 67 | 67 | 50 | 46.4 | 44.6 | 48.02 | 52.52 | 46.04 | 46.4 | 50 | 47 | 57 | 52 | 55 | 60.98 | 0 | 0 | 1 | 0 | 0 | 0 | 0 | 1 | 1 | 1 | 1 | 0 | 100% | #N/A
1978-05-26 | 5 | 26 | 2018 | 2018-05-26 | 6 | 0 | 10:00 | 10 | 69 | 69 | 51.08 | 51.62 | 51.08 | 51.98 | 53.6 | 48.02 | 48.2 | 50 | 47 | 58 | 54 | 59 | 64.94 | 0 | 0 | 1 | 0 | 0 | 0 | 0 | 1 | 1 | 1 | 1 | 0 | 100% | #N/A
1978-05-26 | 5 | 26 | 2018 | 2018-05-26 | 6 | 0 | 11:00 | 11 | 70 | 72 | 53.96 | 53.06 | 55.04 | 55.04 | 53.6 | 51.08 | 50 | 54 | 48 | 60 | 54 | 64 | 66.02 | 0 | 0 | 1 | 0 | 0 | 0 | 0 | 1 | 1 | 1 | 1 | 0 | 100% | #N/A
1978-05-26 | 5 | 26 | 2018 | 2018-05-26 | 6 | 0 | 12:00 | 12 | 69 | 74 | 55.94 | 56.12 | 57.92 | 57.02 | 53.6 | 51.98 | 53.6 | 55 | 48 | 62 | 54 | 63 | 64.94 | 0 | 0 | 1 | 0 | 0 | 0 | 0 | 1 | 1 | 1 | 1 | 0 | 100% | #N/A
1978-05-26 | 5 | 26 | 2018 | 2018-05-26 | 6 | 0 | 13:00 | 13 | 69 | 77 | 55.94 | 56.12 | 57.02 | 57.02 | 51.8 | 51.98 | 55.4 | 61 | 49 | 63 | 54 | 64 | 66.02 | 0 | 0 | 1 | 0 | 0 | 0 | 0 | 1 | 1 | 1 | 1 | 0 | 100% | #N/A
1978-05-26 | 5 | 26 | 2018 | 2018-05-26 | 6 | 0 | 14:00 | 14 | 70 | 78 | 57.92 | 56.66 | 57.92 | 57.02 | 51.8 | 53.06 | 55.4 | 63 | 50 | 67 | 54 | 63 | 64.94 | 0 | 0 | 1 | 0 | 0 | 0 | 0 | 1 | 1 | 1 | 1 | 0 | 100% | #N/A
1978-05-26 | 5 | 26 | 2018 | 2018-05-26 | 6 | 0 | 15:00 | 15 | 68 | 76 | 60.98 | 57.02 | 55.94 | 55.04 | 53.6 | 50 | 57.2 | 66 | 50 | 66 | 55 | 64 | 62.96 | 0 | 0 | 1 | 0 | 0 | 0 | 0 | 1 | 1 | 1 | 1 | 0 | 100% | #N/A
1978-05-26 | 5 | 26 | 2018 | 2018-05-26 | 6 | 0 | 16:00 | 16 | 70 | 73 | 60.08 | 58.28 | 55.94 | 55.94 | 55.4 | 51.98 | 57.2 | 70 | 50 | 67 | 54 | 68 | 62.06 | 0 | 0 | 1 | 0 | 0 | 0 | 0 | 1 | 1 | 1 | 1 | 0 | 100% | #N/A
1978-05-26 | 5 | 26 | 2018 | 2018-05-26 | 6 | 0 | 17:00 | 17 | 68 | 72 | 55.94 | 58.1 | 57.02 | 55.94 | 53.06 | 51.08 | 57.2 | 68 | 51 | 66 | 55 | 68 | 60.98 | 0 | 0 | 1 | 0 | 0 | 0 | 0 | 1 | 1 | 1 | 1 | 0 | 100% | #N/A
1978-05-26 | 5 | 26 | 2018 | 2018-05-26 | 6 | 0 | 18:00 | 18 | 65 | 70 | 55.94 | 57.2 | 55.94 | 55.94 | 52.88 | 51.08 | 55.4 | 66 | 50 | 66 | 54 | 66 | 57.02 | 0 | 0 | 1 | 0 | 0 | 0 | 0 | 1 | 1 | 1 | 1 | 0 | 100% | #N/A
1978-05-26 | 5 | 26 | 2018 | 2018-05-26 | 6 | 0 | 19:00 | 19 | 66 | 68 | 53.96 | 56.12 | 53.06 | 53.06 | 52.16 | 48.02 | 55.4 | 64 | 49 | 64 | 53 | 63 | 55.94 | 0 | 0 | 1 | 0 | 0 | 0 | 0 | 1 | 1 | 1 | 1 | 0 | 100% | #N/A
1978-05-26 | 5 | 26 | 2018 | 2018-05-26 | 6 | 0 | 20:00 | 20 | 65 | 65 | 51.98 | 55.04 | 51.08 | 51.08 | 49.46 | 46.94 | 53.6 | 54 | 48 | 59 | 52 | 61 | 55.04 | 0 | 0 | 1 | 0 | 0 | 0 | 0 | 1 | 1 | 1 | 1 | 0 | 100% | #N/A
1978-05-26 | 5 | 26 | 2018 | 2018-05-26 | 6 | 0 | 21:00 | 21 | 64 | 63 | 48.92 | 53.6 | 50 | 51.08 | 44.42 | 44.96 | 50 | 54 | 49 | 57 | 50 | 59 | 53.06 | 0 | 0 | 1 | 0 | 0 | 0 | 0 | 1 | 1 | 1 | 1 | 0 | 100% | #N/A
1978-05-26 | 5 | 26 | 2018 | 2018-05-26 | 6 | 0 | 22:00 | 22 | 61 | 63 | 48.02 | 52.52 | 48.92 | 48.92 | 39.2 | 42.98 | 50 | 48 | 49 | 55 | 49 | 59 | 51.98 | 0 | 0 | 1 | 0 | 0 | 0 | 0 | 1 | 1 | 1 | 1 | 0 | 100% | #N/A
1978-05-26 | 5 | 26 | 2018 | 2018-05-26 | 6 | 0 | 23:00 | 23 | 59 | 63 | 46.94 | 51.62 | 48.02 | 46.94 | 37.58 | 42.08 | 48.2 | 45 | 49 | 52 | 42 | 57 | 51.08 | 0 | 0 | 1 | 0 | 0 | 0 | 0 | 1 | 1 | 1 | 1 | 0 | 100% | #N/A
1978-05-26 | 5 | 26 | 2018 | 2018-05-26 | 6 | 0 | 24:00 | 24 | 57 | 62 | 44.96 | 50.18 | 44.06 | 46.04 | 37.22 | 41 | 48.2 | 43 | 48 | 52 | 39 | 55 | 51.08 | 0 | 0 | 1 | 0 | 0 | 0 | 0 | 1 | 1 | 1 | 1 | 0 | 100% | #N/A
1978-05-27 | 5 | 27 | 2018 | 2018-05-27 | 7 | 0 | 1:00 | 1 | 56 | 61 | 44.96 | 49.46 | 44.06 | 44.96 | 36.86 | 41 | 46.4 | 41 | 48 | 50 | 36 | 54 | 51.08 | 0 | 0 | 1 | 0 | 0 | 0 | 0 | 1 | 1 | 1 | 1 | 0 | 100% | #N/A
1978-05-27 | 5 | 27 | 2018 | 2018-05-27 | 7 | 0 | 2:00 | 2 | 54 | 60 | 44.06 | 49.28 | 44.06 | 44.06 | 36.32 | 42.08 | 46.4 | 37 | 48 | 47 | 36 | 54 | 51.08 | 0 | 0 | 1 | 0 | 0 | 0 | 0 | 1 | 1 | 1 | 1 | 0 | 100% | #N/A
1978-05-27 | 5 | 27 | 2018 | 2018-05-27 | 7 | 0 | 3:00 | 3 | 54 | 59 | 37.94 | 49.28 | 44.06 | 42.98 | 35.96 | 42.08 | 46.4 | 34 | 48 | 45 | 35 | 55 | 51.08 | 0 | 0 | 1 | 0 | 0 | 0 | 0 | 1 | 1 | 1 | 1 | 0 | 100% | #N/A
1978-05-27 | 5 | 27 | 2018 | 2018-05-27 | 7 | 0 | 4:00 | 4 | 52 | 58 | 37.04 | 49.82 | 42.08 | 41 | 35.6 | 42.08 | 46.4 | 34 | 48 | 43 | 33 | 54 | 51.08 | 0 | 0 | 1 | 0 | 0 | 0 | 0 | 1 | 1 | 1 | 1 | 0 | 100% | #N/A
1978-05-27 | 5 | 27 | 2018 | 2018-05-27 | 7 | 0 | 5:00 | 5 | 53 | 58 | 39.02 | 48.74 | 44.06 | 42.08 | 35.6 | 42.98 | 46.4 | 36 | 48 | 47 | 34 | 54 | 51.98 | 0 | 0 | 1 | 0 | 0 | 0 | 0 | 1 | 1 | 1 | 1 | 0 | 100% | #N/A
1978-05-27 | 5 | 27 | 2018 | 2018-05-27 | 7 | 0 | 6:00 | 6 | 51 | 59 | 48.92 | 48.74 | 48.02 | 46.04 | 41 | 46.04 | 48.2 | 37 | 48 | 49 | 39 | 55 | 51.98 | 0 | 0 | 1 | 0 | 0 | 0 | 0 | 1 | 1 | 1 | 1 | 0 | 100% | #N/A
1978-05-27 | 5 | 27 | 2018 | 2018-05-27 | 7 | 0 | 7:00 | 7 | 50 | 62 | 53.96 | 50 | 51.98 | 51.98 | 49.64 | 48.92 | 53.6 | 45 | 50 | 58 | 45 | 61 | 53.06 | 0 | 0 | 1 | 0 | 0 | 0 | 0 | 1 | 1 | 1 | 1 | 0 | 100% | #N/A
1978-05-27 | 5 | 27 | 2018 | 2018-05-27 | 7 | 0 | 8:00 | 8 | 50 | 67 | 60.08 | 53.96 | 57.92 | 57.02 | 57.38 | 53.96 | 55.4 | 57 | 51 | 65 | 48 | 64 | 53.96 | 0 | 0 | 1 | 0 | 0 | 0 | 0 | 1 | 1 | 1 | 1 | 0 | 100% | #N/A
1978-05-27 | 5 | 27 | 2018 | 2018-05-27 | 7 | 0 | 9:00 | 9 | 51 | 72 | 64.04 | 60.08 | 62.06 | 62.06 | 62.06 | 57.02 | 59 | 61 | 53 | 69 | 54 | 68 | 55.94 | 0 | 0 | 1 | 0 | 0 | 0 | 0 | 1 | 1 | 1 | 1 | 0 | 100% | #N/A
1978-05-27 | 5 | 27 | 2018 | 2018-05-27 | 7 | 0 | 10:00 | 10 | 53 | 77 | 66.92 | 62.96 | 64.94 | 64.94 | 64.4 | 60.08 | 62.6 | 66 | 56 | 72 | 59 | 68 | 59 | 0 | 0 | 1 | 0 | 0 | 0 | 0 | 1 | 1 | 1 | 1 | 0 | 100% | #N/A
1978-05-27 | 5 | 27 | 2018 | 2018-05-27 | 7 | 0 | 11:00 | 11 | 56 | 81 | 66.92 | 65.66 | 66.02 | 66.02 | 66.92 | 62.06 | 66.2 | 70 | 58 | 74 | 59 | 68 | 57.92 | 0 | 0 | 1 | 0 | 0 | 0 | 0 | 1 | 1 | 1 | 1 | 0 | 100% | #N/A
1978-05-27 | 5 | 27 | 2018 | 2018-05-27 | 7 | 0 | 12:00 | 12 | 57 | 84 | 69.08 | 66.92 | 66.92 | 68 | 68 | 62.96 | 66.2 | 73 | 63 | 75 | 62 | 70 | 60.08 | 0 | 0 | 1 | 0 | 0 | 0 | 0 | 1 | 1 | 1 | 1 | 0 | 100% | #N/A
1978-05-27 | 5 | 27 | 2018 | 2018-05-27 | 7 | 0 | 13:00 | 13 | 58 | 88 | 69.98 | 67.28 | 68 | 69.08 | 69.8 | 64.04 | 68 | 75 | 68 | 77 | 64 | 73 | 62.06 | 0 | 0 | 1 | 0 | 0 | 0 | 0 | 1 | 1 | 1 | 1 | 0 | 100% | #N/A
1978-05-27 | 5 | 27 | 2018 | 2018-05-27 | 7 | 0 | 14:00 | 14 | 60 | 88 | 71.06 | 68 | 69.98 | 69.98 | 71.6 | 64.94 | 66.2 | 77 | 71 | 78 | 65 | 72 | 64.04 | 0 | 0 | 1 | 0 | 0 | 0 | 0 | 1 | 1 | 1 | 1 | 0 | 100% | #N/A
1978-05-27 | 5 | 27 | 2018 | 2018-05-27 | 7 | 0 | 15:00 | 15 | 62 | 86 | 71.96 | 69.98 | 71.06 | 71.06 | 71.96 | 66.92 | 66.2 | 77 | 71 | 80 | 64 | 72 | 62.96 | 0 | 0 | 1 | 0 | 0 | 0 | 0 | 1 | 1 | 1 | 1 | 0 | 100% | #N/A
1978-05-27 | 5 | 27 | 2018 | 2018-05-27 | 7 | 0 | 16:00 | 16 | 63 | 86 | 71.96 | 72.5 | 69.98 | 69.98 | 72.32 | 66.92 | 66.2 | 75 | 72 | 79 | 65 | 68 | 62.96 | 0 | 0 | 1 | 0 | 0 | 0 | 0 | 1 | 1 | 1 | 1 | 0 | 100% | #N/A
1978-05-27 | 5 | 27 | 2018 | 2018-05-27 | 7 | 0 | 17:00 | 17 | 64 | 83 | 71.96 | 72.32 | 69.98 | 69.98 | 71.42 | 68 | 62.6 | 73 | 72 | 79 | 66 | 66 | 62.96 | 0 | 0 | 1 | 0 | 0 | 0 | 0 | 1 | 1 | 1 | 1 | 0 | 100% | #N/A
1978-05-27 | 5 | 27 | 2018 | 2018-05-27 | 7 | 0 | 18:00 | 18 | 63 | 68 | 69.98 | 70.34 | 68 | 69.08 | 69.8 | 66.02 | 60.8 | 73 | 67 | 77 | 66 | 61 | 60.08 | 0 | 0 | 1 | 0 | 0 | 0 | 0 | 1 | 1 | 1 | 1 | 0 | 100% | #N/A
1978-05-27 | 5 | 27 | 2018 | 2018-05-27 | 7 | 0 | 19:00 | 19 | 61 | 67 | 66.02 | 69.44 | 66.02 | 66.02 | 64.4 | 60.98 | 57.2 | 70 | 62 | 69 | 66 | 61 | 59 | 0 | 0 | 1 | 0 | 0 | 0 | 0 | 1 | 1 | 1 | 1 | 0 | 100% | #N/A
1978-05-27 | 5 | 27 | 2018 | 2018-05-27 | 7 | 0 | 20:00 | 20 | 58 | 66 | 53.06 | 68.36 | 51.98 | 60.98 | 64.4 | 57.92 | 55.4 | 55 | 58 | 65 | 54 | 59 | 57.02 | 0 | 0 | 1 | 0 | 0 | 0 | 0 | 1 | 1 | 1 | 1 | 0 | 100% | #N/A
1978-05-27 | 5 | 27 | 2018 | 2018-05-27 | 7 | 0 | 21:00 | 21 | 54 | 66 | 50 | 65.12 | 50 | 57.02 | 46.76 | 55.94 | 53.6 | 54 | 54 | 63 | 52 | 59 | 57.02 | 0 | 0 | 1 | 0 | 0 | 0 | 0 | 1 | 1 | 1 | 1 | 0 | 100% | #N/A
1978-05-27 | 5 | 27 | 2018 | 2018-05-27 | 7 | 0 | 22:00 | 22 | 53 | 65 | 48.02 | 64.04 | 50 | 51.98 | 45.68 | 55.94 | 53.6 | 46 | 52 | 62 | 49 | 59 | 55.94 | 0 | 0 | 1 | 0 | 0 | 0 | 0 | 1 | 1 | 1 | 1 | 0 | 100% | #N/A
1978-05-27 | 5 | 27 | 2018 | 2018-05-27 | 7 | 0 | 23:00 | 23 | 51 | 63 | 44.96 | 61.88 | 46.04 | 51.08 | 45.68 | 57.92 | 50 | 45 | 51 | 62 | 44 | 59 | 55.94 | 0 | 0 | 1 | 0 | 0 | 0 | 0 | 1 | 1 | 1 | 1 | 0 | 100% | #N/A
1978-05-27 | 5 | 27 | 2018 | 2018-05-27 | 7 | 0 | 24:00 | 24 | 49 | 64 | 42.98 | 59.72 | 44.96 | 48.02 | 42.8 | 57.92 | 50 | 43 | 51 | 61 | 42 | 59 | 55.94 | 0 | 0 | 1 | 0 | 0 | 0 | 0 | 1 | 1 | 1 | 1 | 0 | 100% | #N/A
1978-05-28 | 5 | 28 | 2018 | 2018-05-28 | 1 | 1 | 1:00 | 1 | 48 | 63 | 42.8 | 57.56 | 44.06 | 46.94 | 42.62 | 53.96 | 48.2 | 39 | 51 | 61 | 43 | 59 | 55.94 | 0 | 0 | 1 | 0 | 0 | 0 | 0 | 0 | 1 | 0 | 1 | 0 | 100% | #N/A
1978-05-28 | 5 | 28 | 2018 | 2018-05-28 | 1 | 1 | 2:00 | 2 | 46 | 64 | 42.8 | 57.02 | 44.06 | 46.04 | 39.56 | 55.04 | 46.4 | 43 | 50 | 61 | 42 | 59 | 55.04 | 0 | 0 | 1 | 0 | 0 | 0 | 0 | 0 | 1 | 0 | 1 | 0 | 100% | #N/A
1978-05-28 | 5 | 28 | 2018 | 2018-05-28 | 1 | 1 | 3:00 | 3 | 43 | 63 | 39.2 | 55.76 | 44.06 | 44.96 | 38.66 | 53.96 | 44.6 | 43 | 48 | 61 | 42 | 57 | 55.04 | 0 | 0 | 1 | 0 | 0 | 0 | 0 | 0 | 1 | 0 | 1 | 0 | 100% | #N/A
1978-05-28 | 5 | 28 | 2018 | 2018-05-28 | 1 | 1 | 4:00 | 4 | 44 | 62 | 39.2 | 56.12 | 42.08 | 44.96 | 39.2 | 55.04 | 42.8 | 43 | 49 | 61 | 39 | 57 | 55.04 | 0 | 0 | 1 | 0 | 0 | 0 | 0 | 0 | 1 | 0 | 1 | 0 | 100% | #N/A
1978-05-28 | 5 | 28 | 2018 | 2018-05-28 | 1 | 1 | 5:00 | 5 | 43 | 62 | 39.2 | 53.96 | 42.98 | 44.06 | 37.4 | 55.04 | 41 | 46 | 49 | 59 | 37 | 57 | 55.94 | 0 | 0 | 1 | 0 | 0 | 0 | 0 | 0 | 1 | 0 | 1 | 0 | 100% | #N/A
1978-05-28 | 5 | 28 | 2018 | 2018-05-28 | 1 | 1 | 6:00 | 6 | 49 | 62 | 46.94 | 56.66 | 50 | 48.92 | 45.32 | 57.02 | 46.4 | 48 | 50 | 59 | 41 | 57 | 57.92 | 0 | 0 | 1 | 0 | 0 | 0 | 0 | 0 | 1 | 0 | 1 | 0 | 100% | #N/A
1978-05-28 | 5 | 28 | 2018 | 2018-05-28 | 1 | 1 | 7:00 | 7 | 51 | 64 | 55.94 | 58.64 | 57.92 | 55.94 | 51.26 | 57.92 | 55.4 | 52 | 50 | 62 | 46 | 61 | 57.92 | 0 | 0 | 1 | 0 | 0 | 0 | 0 | 0 | 1 | 0 | 1 | 0 | 100% | #N/A
1978-05-28 | 5 | 28 | 2018 | 2018-05-28 | 1 | 1 | 8:00 | 8 | 54 | 65 | 64.04 | 59.54 | 64.94 | 64.94 | 56.12 | 59 | 60.8 | 57 | 51 | 64 | 54 | 61 | 59 | 0 | 0 | 1 | 0 | 0 | 0 | 0 | 0 | 1 | 0 | 1 | 0 | 100% | #N/A
1978-05-28 | 5 | 28 | 2018 | 2018-05-28 | 1 | 1 | 9:00 | 9 | 57 | 65 | 68 | 59.9 | 66.02 | 68 | 62.06 | 60.98 | 64.4 | 66 | 54 | 66 | 61 | 61 | 62.06 | 0 | 0 | 1 | 0 | 0 | 0 | 0 | 0 | 1 | 0 | 1 | 0 | 100% | #N/A
1978-05-28 | 5 | 28 | 2018 | 2018-05-28 | 1 | 1 | 10:00 | 10 | 59 | 65 | 69.98 | 60.26 | 64.94 | 69.98 | 62.6 | 62.96 | 66.2 | 70 | 53 | 69 | 70 | 64 | 66.92 | 0 | 0 | 1 | 0 | 0 | 0 | 0 | 0 | 1 | 0 | 1 | 0 | 100% | #N/A
1978-05-28 | 5 | 28 | 2018 | 2018-05-28 | 1 | 1 | 11:00 | 11 | 61 | 65 | 71.06 | 60.98 | 64.94 | 69.98 | 69.8 | 66.02 | 66.2 | 72 | 55 | 70 | 72 | 66 | 71.96 | 0 | 0 | 1 | 0 | 0 | 0 | 0 | 0 | 1 | 0 | 1 | 0 | 100% | #N/A
1978-05-28 | 5 | 28 | 2018 | 2018-05-28 | 1 | 1 | 12:00 | 12 | 63 | 62 | 75.02 | 61.7 | 66.92 | 71.96 | 71.24 | 69.08 | 66.2 | 72 | 56 | 73 | 73 | 61 | 75.92 | 0 | 0 | 1 | 0 | 0 | 0 | 0 | 0 | 1 | 0 | 1 | 0 | 100% | #N/A
1978-05-28 | 5 | 28 | 2018 | 2018-05-28 | 1 | 1 | 13:00 | 13 | 64 | 61 | 73.94 | 62.06 | 66.92 | 71.06 | 73.4 | 69.98 | 68 | 72 | 58 | 72 | 77 | 66 | 78.98 | 0 | 0 | 1 | 0 | 0 | 0 | 0 | 0 | 1 | 0 | 1 | 0 | 100% | #N/A
1978-05-28 | 5 | 28 | 2018 | 2018-05-28 | 1 | 1 | 14:00 | 14 | 66 | 58 | 73.94 | 62.24 | 68 | 71.96 | 71.96 | 69.08 | 69.8 | 73 | 59 | 73 | 75 | 66 | 82.04 | 0 | 0 | 1 | 0 | 0 | 0 | 0 | 0 | 1 | 0 | 1 | 0 | 100% | #N/A
1978-05-28 | 5 | 28 | 2018 | 2018-05-28 | 1 | 1 | 15:00 | 15 | 67 | 57 | 73.94 | 61.16 | 64.94 | 71.96 | 71.6 | 69.98 | 71.6 | 75 | 61 | 70 | 77 | 66 | 82.94 | 0 | 0 | 1 | 0 | 0 | 0 | 0 | 0 | 1 | 0 | 1 | 0 | 100% | #N/A
1978-05-28 | 5 | 28 | 2018 | 2018-05-28 | 1 | 1 | 16:00 | 16 | 65 | 57 | 71.96 | 60.44 | 64.94 | 69.98 | 71.6 | 69.08 | 66.2 | 73 | 61 | 72 | 79 | 64 | 84.02 | 0 | 0 | 1 | 0 | 0 | 0 | 0 | 0 | 1 | 0 | 1 | 0 | 100% | #N/A
1978-05-28 | 5 | 28 | 2018 | 2018-05-28 | 1 | 1 | 17:00 | 17 | 64 | 56 | 71.06 | 60.8 | 62.96 | 66.92 | 69.8 | 68 | 66.2 | 72 | 55 | 68 | 79 | 61 | 82.94 | 0 | 0 | 1 | 0 | 0 | 0 | 0 | 0 | 1 | 0 | 1 | 0 | 100% | #N/A
1978-05-28 | 5 | 28 | 2018 | 2018-05-28 | 1 | 1 | 18:00 | 18 | 63 | 56 | 66.92 | 60.44 | 60.98 | 64.94 | 64.4 | 66.02 | 62.6 | 70 | 55 | 68 | 75 | 59 | 80.96 | 0 | 0 | 1 | 0 | 0 | 0 | 0 | 0 | 1 | 0 | 1 | 0 | 100% | #N/A
1978-05-28 | 5 | 28 | 2018 | 2018-05-28 | 1 | 1 | 19:00 | 19 | 60 | 56 | 62.96 | 59.9 | 57.02 | 62.96 | 62.6 | 62.06 | 59 | 66 | 56 | 64 | 73 | 57 | 78.08 | 0 | 0 | 1 | 0 | 0 | 0 | 0 | 0 | 1 | 0 | 1 | 0 | 100% | #N/A
1978-05-28 | 5 | 28 | 2018 | 2018-05-28 | 1 | 1 | 20:00 | 20 | 58 | 56 | 59 | 59.54 | 55.94 | 60.08 | 62.6 | 57.92 | 57.2 | 63 | 54 | 63 | 57 | 57 | 75.92 | 0 | 0 | 1 | 0 | 0 | 0 | 0 | 0 | 1 | 0 | 1 | 0 | 100% | #N/A
1978-05-28 | 5 | 28 | 2018 | 2018-05-28 | 1 | 1 | 21:00 | 21 | 58 | 56 | 55.94 | 64.22 | 53.06 | 57.92 | 60.8 | 57.92 | 55.4 | 55 | 51 | 63 | 57 | 57 | 75.02 | 0 | 0 | 1 | 0 | 0 | 0 | 0 | 0 | 1 | 0 | 1 | 0 | 100% | #N/A
1978-05-28 | 5 | 28 | 2018 | 2018-05-28 | 1 | 1 | 22:00 | 22 | 56 | 56 | 57.92 | 63.14 | 53.96 | 55.04 | 60.8 | 57.92 | 57.2 | 50 | 49 | 63 | 58 | 54 | 73.94 | 0 | 0 | 1 | 0 | 0 | 0 | 0 | 0 | 1 | 0 | 1 | 0 | 100% | #N/A
1978-05-28 | 5 | 28 | 2018 | 2018-05-28 | 1 | 1 | 23:00 | 23 | 56 | 57 | 60.8 | 62.06 | 53.06 | 57.02 | 59 | 57.2 | 57.2 | 52 | 50 | 63 | 53 | 54 | 73.04 | 0 | 0 | 1 | 0 | 0 | 0 | 0 | 0 | 1 | 0 | 1 | 0 | 100% | #N/A
1978-05-28 | 5 | 28 | 2018 | 2018-05-28 | 1 | 1 | 24:00 | 24 | 56 | 56 | 60.08 | 61.34 | 57.02 | 57.02 | 59 | 55.94 | 57.2 | 46 | 48 | 61 | 48 | 54 | 73.04 | 0 | 0 | 1 | 0 | 0 | 0 | 0 | 0 | 1 | 0 | 1 | 0 | 100% | #N/A
1978-05-29 | 5 | 29 | 2018 | 2018-05-29 | 2 | 0 | 1:00 | 1 | 55 | 56 | 60.8 | 61.16 | 60.08 | 60.08 | 59 | 55.94 | 57.2 | 46 | 48 | 61 | 46 | 54 | 73.04 | 0 | 0 | 1 | 0 | 0 | 0 | 0 | 1 | 1 | 1 | 1 | 0 | 100% | #N/A
1978-05-29 | 5 | 29 | 2018 | 2018-05-29 | 2 | 0 | 2:00 | 2 | 52 | 53 | 59 | 60.62 | 60.8 | 60.8 | 59 | 55.04 | 57.2 | 48 | 48 | 61 | 47 | 54 | 71.96 | 0 | 0 | 1 | 0 | 0 | 0 | 0 | 1 | 1 | 1 | 1 | 0 | 100% | #N/A
1978-05-29 | 5 | 29 | 2018 | 2018-05-29 | 2 | 0 | 3:00 | 3 | 51 | 52 | 59 | 59.54 | 59 | 60.8 | 57.2 | 55.04 | 57.2 | 46 | 46 | 61 | 43 | 54 | 71.06 | 0 | 0 | 1 | 0 | 0 | 0 | 0 | 1 | 1 | 1 | 1 | 0 | 100% | #N/A
1978-05-29 | 5 | 29 | 2018 | 2018-05-29 | 2 | 0 | 4:00 | 4 | 51 | 51 | 59 | 59 | 57.2 | 57.2 | 57.2 | 55.04 | 57.2 | 46 | 44 | 59 | 42 | 55 | 69.08 | 0 | 0 | 1 | 0 | 0 | 0 | 0 | 1 | 1 | 1 | 1 | 0 | 100% | #N/A
1978-05-29 | 5 | 29 | 2018 | 2018-05-29 | 2 | 0 | 5:00 | 5 | 50 | 52 | 59 | 58.82 | 55.4 | 57.2 | 57.2 | 55.04 | 57.2 | 48 | 45 | 57 | 42 | 54 | 71.96 | 0 | 0 | 1 | 0 | 0 | 0 | 0 | 1 | 1 | 1 | 1 | 0 | 100% | #N/A
1978-05-29 | 5 | 29 | 2018 | 2018-05-29 | 2 | 0 | 6:00 | 6 | 55 | 54 | 59 | 59 | 57.2 | 57.2 | 57.2 | 55.94 | 57.2 | 52 | 47 | 59 | 43 | 54 | 75.02 | 0 | 0 | 1 | 0 | 0 | 0 | 0 | 1 | 1 | 1 | 1 | 0 | 100% | #N/A
1978-05-29 | 5 | 29 | 2018 | 2018-05-29 | 2 | 0 | 7:00 | 7 | 59 | 54 | 60.8 | 59.18 | 57.2 | 59 | 57.2 | 55.94 | 57.2 | 57 | 48 | 63 | 50 | 54 | 73.94 | 0 | 0 | 1 | 0 | 0 | 0 | 0 | 1 | 1 | 1 | 1 | 0 | 100% | #N/A
1978-05-29 | 5 | 29 | 2018 | 2018-05-29 | 2 | 0 | 8:00 | 8 | 59 | 58 | 60.8 | 59.9 | 57.2 | 60.8 | 59 | 57.02 | 57.2 | 66 | 49 | 64 | 59 | 55 | 78.08 | 0 | 1 | 0 | 0 | 0 | 0 | 0 | 1 | 1 | 1 | 1 | 0 | 100% | #N/A
1978-05-29 | 5 | 29 | 2018 | 2018-05-29 | 2 | 0 | 9:00 | 9 | 61 | 61 | 60.98 | 60.8 | 57.2 | 62.6 | 60.8 | 57.02 | 57.2 | 70 | 53 | 67 | 66 | 59 | 80.96 | 0 | 1 | 0 | 0 | 0 | 0 | 0 | 1 | 1 | 1 | 1 | 0 | 100% | #N/A
1978-05-29 | 5 | 29 | 2018 | 2018-05-29 | 2 | 0 | 10:00 | 10 | 64 | 64 | 62.6 | 61.34 | 60.98 | 62.6 | 60.8 | 57.92 | 59 | 72 | 54 | 70 | 70 | 66 | 82.04 | 0 | 1 | 0 | 0 | 0 | 0 | 0 | 1 | 1 | 1 | 1 | 0 | 100% | #N/A
1978-05-29 | 5 | 29 | 2018 | 2018-05-29 | 2 | 0 | 11:00 | 11 | 70 | 65 | 64.04 | 61.7 | 62.96 | 62.96 | 60.8 | 59 | 59 | 75 | 56 | 72 | 73 | 70 | 84.02 | 0 | 1 | 0 | 0 | 0 | 0 | 0 | 1 | 1 | 1 | 1 | 0 | 100% | #N/A
1978-05-29 | 5 | 29 | 2018 | 2018-05-29 | 2 | 0 | 12:00 | 12 | 71 | 67 | 64.94 | 63.14 | 60.8 | 64.4 | 64.4 | 60.98 | 60.8 | 75 | 57 | 72 | 75 | 68 | 86 | 0 | 1 | 0 | 0 | 0 | 0 | 0 | 1 | 1 | 1 | 1 | 0 | 100% | #N/A
1978-05-29 | 5 | 29 | 2018 | 2018-05-29 | 2 | 0 | 13:00 | 13 | 74 | 67 | 66.2 | 64.4 | 64.94 | 64.94 | 66.2 | 60.98 | 62.6 | 77 | 59 | 73 | 77 | 68 | 82.04 | 0 | 1 | 0 | 0 | 0 | 0 | 0 | 1 | 1 | 1 | 1 | 0 | 100% | #N/A
1978-05-29 | 5 | 29 | 2018 | 2018-05-29 | 2 | 0 | 14:00 | 14 | 75 | 68 | 69.8 | 66.56 | 66.02 | 66.2 | 75.2 | 66.92 | 62.6 | 75 | 59 | 73 | 77 | 68 | 80.96 | 0 | 1 | 0 | 0 | 0 | 0 | 0 | 1 | 1 | 1 | 1 | 0 | 100% | #N/A
1978-05-29 | 5 | 29 | 2018 | 2018-05-29 | 2 | 0 | 15:00 | 15 | 74 | 69 | 69.8 | 67.64 | 66.2 | 68 | 76.64 | 66.92 | 64.4 | 79 | 60 | 72 | 77 | 68 | 80.06 | 0 | 1 | 0 | 0 | 0 | 0 | 0 | 1 | 1 | 1 | 1 | 0 | 100% | #N/A
1978-05-29 | 5 | 29 | 2018 | 2018-05-29 | 2 | 0 | 16:00 | 16 | 72 | 69 | 75.02 | 64.58 | 64.94 | 66.92 | 78.8 | 71.06 | 64.4 | 79 | 61 | 73 | 77 | 66 | 78.98 | 0 | 1 | 0 | 0 | 0 | 0 | 0 | 1 | 1 | 1 | 1 | 0 | 100% | #N/A
1978-05-29 | 5 | 29 | 2018 | 2018-05-29 | 2 | 0 | 17:00 | 17 | 71 | 70 | 73.4 | 64.58 | 66.2 | 68 | 78.26 | 71.96 | 64.4 | 73 | 60 | 72 | 77 | 63 | 75.92 | 0 | 1 | 0 | 0 | 0 | 0 | 0 | 1 | 1 | 1 | 1 | 0 | 100% | #N/A
1978-05-29 | 5 | 29 | 2018 | 2018-05-29 | 2 | 0 | 18:00 | 18 | 69 | 70 | 68 | 60.98 | 64.94 | 68 | 76.82 | 69.08 | 62.6 | 73 | 59 | 72 | 75 | 63 | 73.04 | 0 | 1 | 0 | 0 | 0 | 0 | 0 | 1 | 1 | 1 | 1 | 0 | 100% | #N/A
1978-05-29 | 5 | 29 | 2018 | 2018-05-29 | 2 | 0 | 19:00 | 19 | 66 | 65 | 66.02 | 63.14 | 62.6 | 64.94 | 75.2 | 66.92 | 62.6 | 72 | 57 | 68 | 73 | 61 | 69.98 | 0 | 1 | 0 | 0 | 0 | 0 | 0 | 1 | 1 | 1 | 1 | 0 | 100% | #N/A
1978-05-29 | 5 | 29 | 2018 | 2018-05-29 | 2 | 0 | 20:00 | 20 | 63 | 58 | 64.94 | 62.6 | 60.98 | 64.4 | 73.4 | 66.02 | 59 | 64 | 53 | 66 | 70 | 61 | 68 | 0 | 1 | 0 | 0 | 0 | 0 | 0 | 1 | 1 | 1 | 1 | 0 | 100% | #N/A
1978-05-29 | 5 | 29 | 2018 | 2018-05-29 | 2 | 0 | 21:00 | 21 | 59 | 56 | 66.92 | 62.24 | 60.8 | 62.6 | 69.8 | 68 | 57.2 | 59 | 45 | 64 | 68 | 61 | 66.02 | 0 | 1 | 0 | 0 | 0 | 0 | 0 | 1 | 1 | 1 | 1 | 0 | 100% | #N/A
1978-05-29 | 5 | 29 | 2018 | 2018-05-29 | 2 | 0 | 22:00 | 22 | 57 | 55 | 66.2 | 61.52 | 60.8 | 60.8 | 66.2 | 64.04 | 57.2 | 57 | 44 | 64 | 65 | 61 | 66.02 | 0 | 1 | 0 | 0 | 0 | 0 | 0 | 1 | 1 | 1 | 1 | 0 | 100% | #N/A
1978-05-29 | 5 | 29 | 2018 | 2018-05-29 | 2 | 0 | 23:00 | 23 | 56 | 52 | 68 | 62.78 | 60.8 | 62.6 | 64.4 | 62.96 | 59 | 57 | 45 | 64 | 64 | 61 | 64.04 | 0 | 1 | 0 | 0 | 0 | 0 | 0 | 1 | 1 | 1 | 1 | 0 | 100% | #N/A
1978-05-29 | 5 | 29 | 2018 | 2018-05-29 | 2 | 0 | 24:00 | 24 | 56 | 51 | 66.2 | 64.04 | 62.6 | 64.4 | 64.4 | 62.06 | 60.8 | 59 | 45 | 61 | 60 | 61 | 62.06 | 0 | 0 | 1 | 0 | 0 | 0 | 0 | 1 | 1 | 1 | 1 | 0 | 100% | #N/A
1978-05-30 | 5 | 30 | 2018 | 2018-05-30 | 3 | 0 | 1:00 | 1 | 56 | 49 | 66.02 | 66.74 | 64.04 | 64.04 | 62.6 | 62.06 | 62.6 | 57 | 45 | 61 | 61 | 59 | 60.98 | 0 | 0 | 1 | 0 | 0 | 0 | 0 | 1 | 1 | 1 | 1 | 0 | 100% | #N/A
1978-05-30 | 5 | 30 | 2018 | 2018-05-30 | 3 | 0 | 2:00 | 2 | 58 | 48 | 64.94 | 67.28 | 64.04 | 62.96 | 62.6 | 62.06 | 62.6 | 57 | 44 | 61 | 58 | 59 | 60.08 | 0 | 0 | 1 | 0 | 0 | 0 | 0 | 1 | 1 | 1 | 1 | 0 | 100% | #N/A
1978-05-30 | 5 | 30 | 2018 | 2018-05-30 | 3 | 0 | 3:00 | 3 | 56 | 43 | 64.94 | 68.18 | 64.04 | 62.96 | 62.6 | 62.96 | 62.6 | 57 | 42 | 57 | 56 | 57 | 60.08 | 0 | 0 | 1 | 0 | 0 | 0 | 0 | 1 | 1 | 1 | 1 | 0 | 100% | #N/A
1978-05-30 | 5 | 30 | 2018 | 2018-05-30 | 3 | 0 | 4:00 | 4 | 56 | 41 | 62.06 | 67.82 | 64.04 | 62.96 | 62.6 | 62.96 | 60.8 | 57 | 39 | 61 | 55 | 57 | 60.08 | 0 | 0 | 1 | 0 | 0 | 0 | 0 | 1 | 1 | 1 | 1 | 0 | 100% | #N/A
1978-05-30 | 5 | 30 | 2018 | 2018-05-30 | 3 | 0 | 5:00 | 5 | 55 | 43 | 64.94 | 67.82 | 64.94 | 64.04 | 62.6 | 64.04 | 59 | 59 | 39 | 61 | 54 | 57 | 60.98 | 0 | 0 | 1 | 0 | 0 | 0 | 0 | 1 | 1 | 1 | 1 | 0 | 100% | #N/A
1978-05-30 | 5 | 30 | 2018 | 2018-05-30 | 3 | 0 | 6:00 | 6 | 58 | 49 | 66.92 | 67.28 | 68 | 66.92 | 60.8 | 64.94 | 59 | 61 | 47 | 61 | 54 | 59 | 64.04 | 0 | 0 | 1 | 0 | 0 | 0 | 0 | 1 | 1 | 1 | 1 | 0 | 100% | #N/A
1978-05-30 | 5 | 30 | 2018 | 2018-05-30 | 3 | 0 | 7:00 | 7 | 60 | 50 | 69.98 | 69.8 | 71.06 | 69.98 | 64.4 | 69.08 | 60.8 | 61 | 53 | 64 | 54 | 63 | 69.98 | 0 | 0 | 1 | 0 | 0 | 0 | 0 | 1 | 1 | 1 | 1 | 0 | 100% | #N/A
1978-05-30 | 5 | 30 | 2018 | 2018-05-30 | 3 | 0 | 8:00 | 8 | 63 | 57 | 75.02 | 72.32 | 75.92 | 75.02 | 68 | 71.96 | 64.4 | 63 | 56 | 66 | 55 | 68 | 78.08 | 0 | 1 | 0 | 0 | 0 | 0 | 0 | 1 | 1 | 1 | 1 | 0 | 100% | #N/A
1978-05-30 | 5 | 30 | 2018 | 2018-05-30 | 3 | 0 | 9:00 | 9 | 66 | 62 | 78.98 | 75.56 | 78.08 | 78.08 | 75.56 | 75.02 | 68 | 66 | 60 | 70 | 57 | 72 | 82.94 | 0 | 1 | 0 | 0 | 0 | 0 | 0 | 1 | 1 | 1 | 1 | 0 | 100% | #N/A
1978-05-30 | 5 | 30 | 2018 | 2018-05-30 | 3 | 0 | 10:00 | 10 | 69 | 66 | 82.04 | 79.52 | 80.06 | 80.96 | 77 | 77 | 73.4 | 66 | 61 | 72 | 59 | 75 | 86 | 0 | 1 | 0 | 0 | 0 | 0 | 0 | 1 | 1 | 1 | 1 | 0 | 100% | #N/A
1978-05-30 | 5 | 30 | 2018 | 2018-05-30 | 3 | 0 | 11:00 | 11 | 73 | 71 | 84.02 | 81.32 | 82.04 | 82.94 | 81.86 | 78.08 | 80.6 | 66 | 63 | 75 | 61 | 79 | 87.98 | 0 | 1 | 0 | 0 | 0 | 0 | 0 | 1 | 1 | 1 | 1 | 0 | 100% | #N/A
1978-05-30 | 5 | 30 | 2018 | 2018-05-30 | 3 | 0 | 12:00 | 12 | 73 | 72 | 86 | 83.66 | 84.02 | 84.02 | 85.1 | 80.06 | 82.4 | 68 | 65 | 77 | 62 | 81 | 91.04 | 0 | 1 | 0 | 0 | 0 | 0 | 0 | 1 | 1 | 1 | 1 | 0 | 100% | #N/A
1978-05-30 | 5 | 30 | 2018 | 2018-05-30 | 3 | 0 | 13:00 | 13 | 75 | 73 | 86 | 85.46 | 84.92 | 84.92 | 86.72 | 80.96 | 82.4 | 70 | 66 | 79 | 63 | 82 | 91.04 | 0 | 1 | 0 | 0 | 0 | 0 | 0 | 1 | 1 | 1 | 1 | 0 | 100% | #N/A
1978-05-30 | 5 | 30 | 2018 | 2018-05-30 | 3 | 0 | 14:00 | 14 | 75 | 72 | 87.98 | 84.56 | 86 | 87.08 | 88.16 | 82.94 | 80.6 | 70 | 67 | 81 | 61 | 81 | 91.94 | 0 | 1 | 0 | 0 | 0 | 0 | 0 | 1 | 1 | 1 | 1 | 0 | 100% | #N/A
1978-05-30 | 5 | 30 | 2018 | 2018-05-30 | 3 | 0 | 15:00 | 15 | 73 | 73 | 87.98 | 87.44 | 87.08 | 87.98 | 90.14 | 82.94 | 78.8 | 70 | 68 | 81 | 63 | 82 | 93.02 | 0 | 1 | 0 | 0 | 0 | 0 | 0 | 1 | 1 | 1 | 1 | 0 | 100% | #N/A
1978-05-30 | 5 | 30 | 2018 | 2018-05-30 | 3 | 0 | 16:00 | 16 | 71 | 72 | 87.98 | 88.34 | 87.08 | 87.98 | 88.88 | 82.94 | 80.6 | 70 | 68 | 79 | 63 | 81 | 91.94 | 0 | 1 | 0 | 0 | 0 | 0 | 0 | 1 | 1 | 1 | 1 | 0 | 100% | #N/A
1978-05-30 | 5 | 30 | 2018 | 2018-05-30 | 3 | 0 | 17:00 | 17 | 69 | 70 | 87.98 | 87.62 | 87.08 | 87.08 | 88.88 | 84.02 | 77 | 70 | 69 | 66 | 63 | 79 | 91.04 | 0 | 1 | 0 | 0 | 0 | 0 | 0 | 1 | 1 | 1 | 1 | 0 | 100% | #N/A
1978-05-30 | 5 | 30 | 2018 | 2018-05-30 | 3 | 0 | 18:00 | 18 | 66 | 68 | 87.08 | 86.72 | 86 | 86 | 86.72 | 82.94 | 68 | 70 | 67 | 66 | 64 | 77 | 87.98 | 0 | 1 | 0 | 0 | 0 | 0 | 0 | 1 | 1 | 1 | 1 | 0 | 100% | #N/A
1978-05-30 | 5 | 30 | 2018 | 2018-05-30 | 3 | 0 | 19:00 | 19 | 65 | 65 | 82.94 | 85.64 | 82.94 | 82.94 | 83.12 | 78.08 | 68 | 66 | 62 | 66 | 63 | 75 | 86 | 0 | 1 | 0 | 0 | 0 | 0 | 0 | 1 | 1 | 1 | 1 | 0 | 100% | #N/A
1978-05-30 | 5 | 30 | 2018 | 2018-05-30 | 3 | 0 | 20:00 | 20 | 64 | 61 | 73.94 | 84.74 | 77 | 77 | 73.22 | 75.92 | 64.4 | 64 | 58 | 64 | 61 | 72 | 80.06 | 0 | 1 | 0 | 0 | 0 | 0 | 0 | 1 | 1 | 1 | 1 | 0 | 100% | #N/A
1978-05-30 | 5 | 30 | 2018 | 2018-05-30 | 3 | 0 | 21:00 | 21 | 63 | 58 | 71.06 | 82.94 | 73.04 | 75.02 | 71.6 | 73.94 | 64.4 | 63 | 49 | 64 | 63 | 70 | 80.06 | 0 | 1 | 0 | 0 | 0 | 0 | 0 | 1 | 1 | 1 | 1 | 0 | 100% | #N/A
1978-05-30 | 5 | 30 | 2018 | 2018-05-30 | 3 | 0 | 22:00 | 22 | 61 | 57 | 69.08 | 82.22 | 73.04 | 73.94 | 66.92 | 73.04 | 64.4 | 59 | 46 | 64 | 60 | 70 | 78.08 | 0 | 1 | 0 | 0 | 0 | 0 | 0 | 1 | 1 | 1 | 1 | 0 | 100% | #N/A
1978-05-30 | 5 | 30 | 2018 | 2018-05-30 | 3 | 0 | 23:00 | 23 | 62 | 55 | 66.92 | 81.68 | 71.06 | 73.04 | 66.2 | 69.98 | 64.4 | 57 | 42 | 64 | 58 | 70 | 77 | 0 | 1 | 0 | 0 | 0 | 0 | 0 | 1 | 1 | 1 | 1 | 0 | 100% | #N/A
1978-05-30 | 5 | 30 | 2018 | 2018-05-30 | 3 | 0 | 24:00 | 24 | 60 | 55 | 69.08 | 81.5 | 71.06 | 71.06 | 66.2 | 71.06 | 62.6 | 57 | 44 | 63 | 57 | 68 | 75.92 | 0 | 0 | 1 | 0 | 0 | 0 | 0 | 1 | 1 | 1 | 1 | 0 | 100% | #N/A
1978-05-31 | 5 | 31 | 2018 | 2018-05-31 | 4 | 0 | 1:00 | 1 | 59 | 55 | 69.08 | 76.28 | 69.98 | 69.08 | 64.4 | 69.08 | 62.6 | 54 | 39 | 63 | 56 | 68 | 75.02 | 0 | 0 | 1 | 0 | 0 | 0 | 0 | 1 | 1 | 1 | 1 | 0 | 100% | #N/A
1978-05-31 | 5 | 31 | 2018 | 2018-05-31 | 4 | 0 | 2:00 | 2 | 60 | 56 | 68 | 76.82 | 71.06 | 69.08 | 64.4 | 68 | 60.8 | 54 | 38 | 63 | 55 | 66 | 73.94 | 0 | 0 | 1 | 0 | 0 | 0 | 0 | 1 | 1 | 1 | 1 | 0 | 100% | #N/A
1978-05-31 | 5 | 31 | 2018 | 2018-05-31 | 4 | 0 | 3:00 | 3 | 60 | 56 | 64.94 | 76.28 | 69.08 | 66.92 | 62.6 | 68 | 59 | 54 | 37 | 63 | 54 | 66 | 71.96 | 0 | 0 | 1 | 0 | 0 | 0 | 0 | 1 | 1 | 1 | 1 | 0 | 100% | #N/A
1978-05-31 | 5 | 31 | 2018 | 2018-05-31 | 4 | 0 | 4:00 | 4 | 60 | 56 | 62.6 | 75.02 | 64.94 | 66.92 | 62.6 | 68 | 59 | 54 | 36 | 64 | 53 | 64 | 71.96 | 0 | 0 | 1 | 0 | 0 | 0 | 0 | 1 | 1 | 1 | 1 | 0 | 100% | #N/A
1978-05-31 | 5 | 31 | 2018 | 2018-05-31 | 4 | 0 | 5:00 | 5 | 60 | 58 | 60.8 | 74.3 | 66.02 | 66.92 | 62.6 | 69.98 | 59 | 54 | 37 | 63 | 54 | 64 | 71.06 | 0 | 0 | 1 | 0 | 0 | 0 | 0 | 1 | 1 | 1 | 1 | 0 | 100% | #N/A
1978-05-31 | 5 | 31 | 2018 | 2018-05-31 | 4 | 0 | 6:00 | 6 | 60 | 59 | 68 | 74.66 | 69.98 | 69.98 | 62.6 | 73.04 | 62.6 | 55 | 43 | 64 | 55 | 66 | 73.94 | 0 | 0 | 1 | 0 | 0 | 0 | 0 | 1 | 1 | 1 | 1 | 0 | 100% | #N/A
1978-05-31 | 5 | 31 | 2018 | 2018-05-31 | 4 | 0 | 7:00 | 7 | 62 | 61 | 75.92 | 76.28 | 77 | 75.02 | 68 | 77 | 66.2 | 57 | 50 | 66 | 59 | 70 | 77 | 0 | 0 | 1 | 0 | 0 | 0 | 0 | 1 | 1 | 1 | 1 | 0 | 100% | #N/A
1978-05-31 | 5 | 31 | 2018 | 2018-05-31 | 4 | 0 | 8:00 | 8 | 65 | 62 | 82.94 | 78.44 | 82.04 | 80.96 | 77 | 80.06 | 75.2 | 63 | 55 | 66 | 61 | 72 | 82.94 | 0 | 1 | 0 | 0 | 0 | 0 | 0 | 1 | 1 | 1 | 1 | 0 | 100% | #N/A
1978-05-31 | 5 | 31 | 2018 | 2018-05-31 | 4 | 0 | 9:00 | 9 | 68 | 67 | 87.08 | 83.84 | 86 | 86 | 80.6 | 82.04 | 82.4 | 66 | 60 | 72 | 63 | 75 | 86 | 0 | 1 | 0 | 0 | 0 | 0 | 0 | 1 | 1 | 1 | 1 | 0 | 100% | #N/A
1978-05-31 | 5 | 31 | 2018 | 2018-05-31 | 4 | 0 | 10:00 | 10 | 71 | 70 | 89.06 | 86.72 | 87.98 | 87.98 | 86 | 84.02 | 86 | 73 | 67 | 75 | 61 | 77 | 87.98 | 0 | 1 | 0 | 0 | 0 | 0 | 0 | 1 | 1 | 1 | 1 | 0 | 100% | #N/A
1978-05-31 | 5 | 31 | 2018 | 2018-05-31 | 4 | 0 | 11:00 | 11 | 74 | 69 | 91.04 | 89.24 | 89.06 | 91.04 | 87.98 | 86 | 86 | 75 | 67 | 75 | 63 | 79 | 91.04 | 0 | 1 | 0 | 0 | 0 | 0 | 0 | 1 | 1 | 1 | 1 | 0 | 100% | #N/A
1978-05-31 | 5 | 31 | 2018 | 2018-05-31 | 4 | 0 | 12:00 | 12 | 74 | 70 | 91.94 | 91.94 | 89.96 | 91.94 | 90.5 | 87.08 | 87.8 | 73 | 68 | 81 | 64 | 82 | 91.94 | 0 | 1 | 0 | 0 | 0 | 0 | 0 | 1 | 1 | 1 | 1 | 0 | 100% | #N/A
1978-05-31 | 5 | 31 | 2018 | 2018-05-31 | 4 | 0 | 13:00 | 13 | 74 | 68 | 93.02 | 92.48 | 91.94 | 93.02 | 90.86 | 87.98 | 87.8 | 70 | 70 | 81 | 64 | 81 | 91.94 | 0 | 1 | 0 | 0 | 0 | 0 | 0 | 1 | 1 | 1 | 1 | 0 | 100% | #N/A
1978-05-31 | 5 | 31 | 2018 | 2018-05-31 | 4 | 0 | 14:00 | 14 | 75 | 70 | 91.94 | 93.56 | 91.04 | 91.04 | 91.4 | 87.98 | 87.8 | 75 | 71 | 81 | 70 | 82 | 93.02 | 0 | 1 | 0 | 0 | 0 | 0 | 0 | 1 | 1 | 1 | 1 | 0 | 100% | #N/A
1978-05-31 | 5 | 31 | 2018 | 2018-05-31 | 4 | 0 | 15:00 | 15 | 74 | 70 | 91.94 | 93.38 | 91.94 | 93.92 | 93.02 | 87.98 | 86 | 64 | 69 | 72 | 70 | 82 | 91.04 | 0 | 1 | 0 | 0 | 0 | 0 | 0 | 1 | 1 | 1 | 1 | 0 | 100% | #N/A
1978-05-31 | 5 | 31 | 2018 | 2018-05-31 | 4 | 0 | 16:00 | 16 | 72 | 69 | 91.94 | 93.92 | 91.94 | 93.02 | 93.56 | 87.98 | 84.2 | 61 | 67 | 63 | 70 | 79 | 89.06 | 0 | 1 | 0 | 0 | 0 | 0 | 0 | 1 | 1 | 1 | 1 | 0 | 100% | #N/A
1978-05-31 | 5 | 31 | 2018 | 2018-05-31 | 4 | 0 | 17:00 | 17 | 71 | 69 | 91.04 | 93.74 | 89.96 | 91.94 | 91.4 | 87.98 | 80.6 | 61 | 66 | 63 | 70 | 64 | 87.08 | 0 | 1 | 0 | 0 | 0 | 0 | 0 | 1 | 1 | 1 | 1 | 0 | 100% | #N/A
1978-05-31 | 5 | 31 | 2018 | 2018-05-31 | 4 | 0 | 18:00 | 18 | 68 | 69 | 89.06 | 93.02 | 89.06 | 89.96 | 87.8 | 84.92 | 77 | 63 | 62 | 61 | 66 | 64 | 82.94 | 0 | 1 | 0 | 0 | 0 | 0 | 0 | 1 | 1 | 1 | 1 | 0 | 100% | #N/A
1978-05-31 | 5 | 31 | 2018 | 2018-05-31 | 4 | 0 | 19:00 | 19 | 66 | 68 | 82.22 | 86.72 | 82.22 | 83.48 | 80.06 | 76.82 | 68.36 | 64 | 59 | 63 | 64 | 64 | 80.96 | 0 | 1 | 0 | 0 | 0 | 0 | 0 | 1 | 1 | 1 | 1 | 0 | 100% | #N/A
1978-05-31 | 5 | 31 | 2018 | 2018-05-31 | 4 | 0 | 20:00 | 20 | 65 | 66 | 79.52 | 84.38 | 80.42 | 81.5 | 77.18 | 74.48 | 66.2 | 63 | 56 | 59 | 61 | 64 | 78.98 | 0 | 1 | 0 | 0 | 0 | 0 | 0 | 1 | 1 | 1 | 1 | 0 | 100% | #N/A
1978-05-31 | 5 | 31 | 2018 | 2018-05-31 | 4 | 0 | 21:00 | 21 | 64 | 65 | 76.28 | 82.58 | 78.8 | 79.52 | 74.3 | 72.68 | 65.3 | 61 | 54 | 59 | 61 | 63 | 75.92 | 0 | 1 | 0 | 0 | 0 | 0 | 0 | 1 | 1 | 1 | 1 | 0 | 100% | #N/A
1978-05-31 | 5 | 31 | 2018 | 2018-05-31 | 4 | 0 | 22:00 | 22 | 63 | 64 | 69.26 | 76.46 | 74.84 | 76.1 | 68.54 | 66.02 | 64.04 | 60 | 56 | 59 | 61 | 62 | 72.14 | 0 | 1 | 0 | 0 | 0 | 0 | 0 | 1 | 1 | 1 | 1 | 0 | 100% | #N/A
1978-05-31 | 5 | 31 | 2018 | 2018-05-31 | 4 | 0 | 23:00 | 23 | 62 | 63 | 63.68 | 70.7 | 71.06 | 72.68 | 63.5 | 60.08 | 62.24 | 59 | 57 | 59 | 60 | 61 | 68.54 | 0 | 1 | 0 | 0 | 0 | 0 | 0 | 1 | 1 | 1 | 1 | 0 | 100% | #N/A
1978-05-31 | 5 | 31 | 2018 | 2018-05-31 | 4 | 0 | 24:00 | 24 | 62 | 62 | 58.82 | 65.48 | 67.64 | 69.8 | 58.64 | 55.58 | 61.7 | 58 | 59 | 60 | 60 | 60 | 64.76 | 0 | 0 | 1 | 0 | 0 | 0 | 0 | 1 | 1 | 1 | 1 | 0 | 100% | #N/A
2002-06-01 | 6 | 1 | 2018 | 2018-06-01 | 5 | 0 | 1:00 | 1 | 61 | 62 | 55.22 | 60.08 | 64.94 | 66.2 | 55.04 | 50.18 | 61.16 | 58 | 60 | 60 | 60 | 60 | 61.16 | 0 | 0 | 0 | 0 | 1 | 0 | 0 | 1 | 1 | 1 | 1 | 0 | 100% | #N/A
2002-06-01 | 6 | 1 | 2018 | 2018-06-01 | 5 | 0 | 2:00 | 2 | 60 | 61 | 55.58 | 59.54 | 64.94 | 64.94 | 55.04 | 51.44 | 61.7 | 57 | 62 | 60 | 60 | 59 | 57.38 | 0 | 0 | 0 | 0 | 1 | 0 | 0 | 1 | 1 | 1 | 1 | 0 | 100% | #N/A
2002-06-01 | 6 | 1 | 2018 | 2018-06-01 | 5 | 0 | 3:00 | 3 | 59 | 60 | 55.94 | 59 | 65.12 | 64.76 | 55.04 | 53.96 | 62.6 | 56 | 63 | 60 | 59 | 58 | 53.78 | 0 | 0 | 0 | 0 | 1 | 0 | 0 | 1 | 1 | 1 | 1 | 0 | 100% | #N/A
2002-06-01 | 6 | 1 | 2018 | 2018-06-01 | 5 | 0 | 4:00 | 4 | 58 | 59 | 57.92 | 59.18 | 65.48 | 64.94 | 55.4 | 56.12 | 62.96 | 55 | 65 | 60 | 59 | 57 | 50 | 0 | 0 | 0 | 0 | 1 | 0 | 0 | 1 | 1 | 1 | 1 | 0 | 100% | #N/A
2002-06-01 | 6 | 1 | 2018 | 2018-06-01 | 5 | 0 | 5:00 | 5 | 59 | 59 | 60.8 | 60.26 | 66.74 | 66.74 | 55.76 | 59.72 | 63.5 | 55 | 65 | 61 | 61 | 57 | 48.92 | 0 | 0 | 0 | 0 | 1 | 0 | 0 | 1 | 1 | 1 | 1 | 0 | 100% | #N/A
2002-06-01 | 6 | 1 | 2018 | 2018-06-01 | 5 | 0 | 6:00 | 6 | 61 | 61 | 64.94 | 62.24 | 68 | 69.26 | 57.74 | 63.32 | 64.04 | 55 | 70 | 61 | 64 | 59 | 48.92 | 0 | 0 | 0 | 0 | 1 | 0 | 0 | 1 | 1 | 1 | 1 | 0 | 100% | #N/A
2002-06-01 | 6 | 1 | 2018 | 2018-06-01 | 5 | 0 | 7:00 | 7 | 61 | 63 | 62.96 | 61.16 | 66.02 | 68 | 55.4 | 62.06 | 64.4 | 54 | 73 | 63 | 66 | 61 | 48.92 | 0 | 0 | 0 | 0 | 1 | 0 | 0 | 1 | 1 | 1 | 1 | 0 | 100% | #N/A
2002-06-01 | 6 | 1 | 2018 | 2018-06-01 | 5 | 0 | 8:00 | 8 | 63 | 66 | 66.92 | 62.78 | 69.98 | 69.98 | 57.2 | 64.94 | 64.4 | 54 | 75 | 68 | 70 | 63 | 48.92 | 0 | 0 | 0 | 1 | 0 | 0 | 0 | 1 | 1 | 1 | 1 | 0 | 100% | #N/A
2002-06-01 | 6 | 1 | 2018 | 2018-06-01 | 5 | 0 | 9:00 | 9 | 64 | 71 | 71.06 | 66.74 | 69.98 | 73.04 | 62.96 | 66.92 | 64.4 | 55 | 73 | 73 | 73 | 64 | 50 | 0 | 0 | 0 | 1 | 0 | 0 | 0 | 1 | 1 | 1 | 1 | 0 | 100% | #N/A
2002-06-01 | 6 | 1 | 2018 | 2018-06-01 | 5 | 0 | 10:00 | 10 | 66 | 74 | 75.02 | 71.42 | 75.92 | 75.92 | 68.72 | 66.92 | 68 | 55 | 80 | 79 | 75 | 64 | 51.08 | 0 | 0 | 0 | 1 | 0 | 0 | 0 | 1 | 1 | 1 | 1 | 0 | 100% | #N/A
2002-06-01 | 6 | 1 | 2018 | 2018-06-01 | 5 | 0 | 11:00 | 11 | 67 | 79 | 78.08 | 74.66 | 75.02 | 78.08 | 72.5 | 69.08 | 69.8 | 55 | 81 | 81 | 82 | 66 | 53.96 | 0 | 0 | 0 | 1 | 0 | 0 | 0 | 1 | 1 | 1 | 1 | 0 | 100% | #N/A
2002-06-01 | 6 | 1 | 2018 | 2018-06-01 | 5 | 0 | 12:00 | 12 | 67 | 83 | 80.06 | 75.92 | 75.92 | 78.98 | 73.22 | 69.08 | 69.8 | 57 | 82 | 80 | 82 | 66 | 55.04 | 0 | 0 | 0 | 1 | 0 | 0 | 0 | 1 | 1 | 1 | 1 | 0 | 100% | #N/A
2002-06-01 | 6 | 1 | 2018 | 2018-06-01 | 5 | 0 | 13:00 | 13 | 68 | 84 | 78.98 | 77.18 | 75.02 | 78.98 | 73.4 | 69.98 | 69.8 | 57 | 84 | 80 | 84 | 64 | 55.94 | 0 | 0 | 0 | 1 | 0 | 0 | 0 | 1 | 1 | 1 | 1 | 0 | 100% | #N/A
2002-06-01 | 6 | 1 | 2018 | 2018-06-01 | 5 | 0 | 14:00 | 14 | 67 | 86 | 73.94 | 78.62 | 77 | 78.08 | 71.6 | 71.06 | 69.8 | 61 | 85 | 78 | 84 | 64 | 53.96 | 0 | 0 | 0 | 1 | 0 | 0 | 1 | 1 | 1 | 1 | 1 | 0 | 100% | #N/A
2002-06-01 | 6 | 1 | 2018 | 2018-06-01 | 5 | 0 | 15:00 | 15 | 66 | 87 | 73.04 | 72.14 | 77 | 80.06 | 73.4 | 71.96 | 69.8 | 61 | 87 | 77 | 84 | 66 | 53.96 | 0 | 0 | 0 | 1 | 0 | 0 | 1 | 1 | 1 | 1 | 1 | 0 | 100% | #N/A
2002-06-01 | 6 | 1 | 2018 | 2018-06-01 | 5 | 0 | 16:00 | 16 | 65 | 87 | 66.92 | 75.92 | 77 | 77 | 76.28 | 71.96 | 69.8 | 57 | 86 | 73 | 82 | 64 | 53.06 | 0 | 0 | 0 | 1 | 0 | 0 | 1 | 1 | 1 | 1 | 1 | 0 | 100% | #N/A
2002-06-01 | 6 | 1 | 2018 | 2018-06-01 | 5 | 0 | 17:00 | 17 | 64 | 85 | 71.96 | 69.98 | 77 | 78.08 | 76.28 | 71.96 | 68 | 57 | 86 | 69 | 77 | 63 | 51.98 | 0 | 0 | 0 | 1 | 0 | 0 | 1 | 1 | 1 | 1 | 1 | 0 | 100% | #N/A
2002-06-01 | 6 | 1 | 2018 | 2018-06-01 | 5 | 0 | 18:00 | 18 | 64 | 83 | 73.04 | 74.12 | 75.92 | 75.92 | 74.3 | 71.06 | 69.8 | 54 | 83 | 64 | 77 | 61 | 51.98 | 0 | 0 | 0 | 1 | 0 | 0 | 0 | 1 | 1 | 1 | 1 | 0 | 100% | #N/A
2002-06-01 | 6 | 1 | 2018 | 2018-06-01 | 5 | 0 | 19:00 | 19 | 63 | 78 | 69.98 | 73.4 | 73.94 | 73.94 | 69.62 | 69.08 | 69.8 | 52 | 78 | 62 | 73 | 61 | 51.08 | 0 | 0 | 0 | 1 | 0 | 0 | 0 | 1 | 1 | 1 | 1 | 0 | 100% | #N/A
2002-06-01 | 6 | 1 | 2018 | 2018-06-01 | 5 | 0 | 20:00 | 20 | 63 | 74 | 60.98 | 71.78 | 75.02 | 66.92 | 69.8 | 64.04 | 68 | 46 | 76 | 55 | 66 | 59 | 51.08 | 0 | 0 | 0 | 1 | 0 | 0 | 0 | 1 | 1 | 1 | 1 | 0 | 100% | #N/A
2002-06-01 | 6 | 1 | 2018 | 2018-06-01 | 5 | 0 | 21:00 | 21 | 62 | 67 | 57.02 | 70.16 | 75.02 | 66.02 | 64.76 | 60.98 | 66.2 | 37 | 72 | 52 | 66 | 59 | 51.08 | 0 | 0 | 0 | 1 | 0 | 0 | 0 | 1 | 1 | 1 | 1 | 0 | 100% | #N/A
2002-06-01 | 6 | 1 | 2018 | 2018-06-01 | 5 | 0 | 22:00 | 22 | 61 | 62 | 55.04 | 69.08 | 73.94 | 66.02 | 62.06 | 57.02 | 66.2 | 34 | 72 | 52 | 64 | 57 | 51.98 | 0 | 0 | 0 | 1 | 0 | 0 | 0 | 1 | 1 | 1 | 1 | 0 | 100% | #N/A
2002-06-01 | 6 | 1 | 2018 | 2018-06-01 | 5 | 0 | 23:00 | 23 | 61 | 63 | 50 | 66.74 | 73.04 | 62.06 | 60.26 | 53.96 | 66.2 | 34 | 70 | 53 | 66 | 57 | 51.98 | 0 | 0 | 0 | 1 | 0 | 0 | 0 | 1 | 1 | 1 | 1 | 0 | 100% | #N/A
2002-06-01 | 6 | 1 | 2018 | 2018-06-01 | 5 | 0 | 24:00 | 24 | 60 | 62 | 60.08 | 65.66 | 71.96 | 60.98 | 59.18 | 53.06 | 64.4 | 32 | 67 | 58 | 64 | 57 | 53.06 | 0 | 0 | 0 | 0 | 1 | 0 | 0 | 1 | 1 | 1 | 1 | 0 | 100% | #N/A
2002-06-02 | 6 | 2 | 2018 | 2018-06-02 | 6 | 0 | 1:00 | 1 | 60 | 63 | 57.92 | 63.5 | 69.98 | 60.98 | 56.66 | 55.94 | 64.4 | 30 | 66 | 55 | 64 | 55 | 53.06 | 0 | 0 | 0 | 0 | 1 | 0 | 0 | 1 | 1 | 1 | 1 | 0 | 100% | #N/A
2002-06-02 | 6 | 2 | 2018 | 2018-06-02 | 6 | 0 | 2:00 | 2 | 60 | 60 | 55.04 | 62.42 | 69.98 | 59 | 52.34 | 55.04 | 62.6 | 30 | 66 | 55 | 64 | 55 | 53.06 | 0 | 0 | 0 | 0 | 1 | 0 | 0 | 1 | 1 | 1 | 1 | 0 | 100% | #N/A
2002-06-02 | 6 | 2 | 2018 | 2018-06-02 | 6 | 0 | 3:00 | 3 | 60 | 61 | 50 | 61.34 | 69.98 | 59 | 46.76 | 55.94 | 62.6 | 30 | 65 | 55 | 64 | 55 | 53.96 | 0 | 0 | 0 | 0 | 1 | 0 | 0 | 1 | 1 | 1 | 1 | 0 | 100% | #N/A
2002-06-02 | 6 | 2 | 2018 | 2018-06-02 | 6 | 0 | 4:00 | 4 | 60 | 63 | 44.06 | 58.82 | 69.08 | 57.02 | 46.76 | 55.04 | 62.6 | 30 | 66 | 56 | 63 | 57 | 53.96 | 0 | 0 | 0 | 0 | 1 | 0 | 0 | 1 | 1 | 1 | 1 | 0 | 100% | #N/A
2002-06-02 | 6 | 2 | 2018 | 2018-06-02 | 6 | 0 | 5:00 | 5 | 61 | 62 | 44.96 | 58.64 | 69.08 | 57.02 | 48.2 | 53.96 | 60.8 | 30 | 66 | 57 | 64 | 57 | 53.96 | 0 | 0 | 0 | 0 | 1 | 0 | 0 | 1 | 1 | 1 | 1 | 0 | 100% | #N/A
2002-06-02 | 6 | 2 | 2018 | 2018-06-02 | 6 | 0 | 6:00 | 6 | 61 | 62 | 55.94 | 59.36 | 71.96 | 60.08 | 52.88 | 57.02 | 62.6 | 34 | 68 | 60 | 64 | 57 | 55.04 | 0 | 0 | 0 | 0 | 1 | 0 | 0 | 1 | 1 | 1 | 1 | 0 | 100% | #N/A
2002-06-02 | 6 | 2 | 2018 | 2018-06-02 | 6 | 0 | 7:00 | 7 | 60.0246 | 64 | 60.08 | 61.34 | 73.94 | 62.06 | 57.92 | 62.06 | 66.2 | 43 | 69 | 63 | 66 | 57 | 57.02 | 0 | 0 | 0 | 0 | 1 | 0 | 0 | 1 | 1 | 1 | 1 | 0 | 100% | #N/A
2002-06-02 | 6 | 2 | 2018 | 2018-06-02 | 6 | 0 | 8:00 | 8 | 60 | 67 | 64.04 | 62.96 | 78.08 | 64.94 | 61.16 | 64.94 | 68 | 50 | 70 | 65 | 70 | 55 | 59 | 0 | 0 | 0 | 0 | 1 | 0 | 0 | 1 | 1 | 1 | 1 | 0 | 100% | #N/A
2002-06-02 | 6 | 2 | 2018 | 2018-06-02 | 6 | 0 | 9:00 | 9 | 60 | 71 | 66.92 | 63.68 | 78.08 | 66.02 | 62.96 | 68 | 73.4 | 59 | 68 | 68 | 72 | 54 | 62.96 | 0 | 0 | 0 | 0 | 1 | 0 | 0 | 1 | 1 | 1 | 1 | 0 | 100% | #N/A
2002-06-02 | 6 | 2 | 2018 | 2018-06-02 | 6 | 0 | 10:00 | 10 | 60 | 73 | 69.08 | 66.02 | 78.98 | 66.92 | 66.38 | 71.96 | 77 | 63 | 67 | 75 | 75 | 55 | 69.08 | 0 | 0 | 0 | 0 | 1 | 0 | 0 | 1 | 1 | 1 | 1 | 0 | 100% | #N/A
2002-06-02 | 6 | 2 | 2018 | 2018-06-02 | 6 | 0 | 11:00 | 11 | 61 | 75 | 69.98 | 68 | 80.06 | 68 | 67.64 | 73.04 | 73.4 | 64 | 67 | 75 | 75 | 57 | 73.04 | 0 | 0 | 0 | 0 | 1 | 0 | 0 | 1 | 1 | 1 | 1 | 0 | 100% | #N/A
2002-06-02 | 6 | 2 | 2018 | 2018-06-02 | 6 | 0 | 12:00 | 12 | 61 | 76 | 71.96 | 69.26 | 80.06 | 68 | 68.9 | 75.02 | 69.8 | 66 | 64 | 76 | 79 | 59 | 73.94 | 0 | 0 | 0 | 0 | 1 | 0 | 0 | 1 | 1 | 1 | 1 | 0 | 100% | #N/A
2002-06-02 | 6 | 2 | 2018 | 2018-06-02 | 6 | 0 | 13:00 | 13 | 62 | 75 | 71.96 | 69.8 | 80.06 | 69.08 | 71.6 | 75.92 | 71.6 | 64 | 63 | 75 | 79 | 61 | 77 | 0 | 0 | 0 | 0 | 1 | 0 | 0 | 1 | 1 | 1 | 1 | 0 | 100% | #N/A
2002-06-02 | 6 | 2 | 2018 | 2018-06-02 | 6 | 0 | 14:00 | 14 | 62 | 73 | 69.98 | 71.06 | 77 | 69.98 | 67.64 | 78.08 | 73.4 | 70 | 60 | 76 | 81 | 59 | 73.94 | 0 | 0 | 0 | 0 | 1 | 0 | 0 | 1 | 1 | 1 | 1 | 0 | 100% | #N/A
2002-06-02 | 6 | 2 | 2018 | 2018-06-02 | 6 | 0 | 15:00 | 15 | 63 | 71 | 71.96 | 70.7 | 71.96 | 71.06 | 67.28 | 77 | 73.4 | 68 | 60 | 76 | 81 | 61 | 73.04 | 0 | 0 | 0 | 0 | 1 | 0 | 0 | 1 | 1 | 1 | 1 | 0 | 100% | #N/A
2002-06-02 | 6 | 2 | 2018 | 2018-06-02 | 6 | 0 | 16:00 | 16 | 63 | 70 | 69.08 | 70.52 | 73.04 | 66.02 | 70.88 | 78.08 | 77 | 64 | 59 | 76 | 82 | 59 | 68 | 0 | 0 | 0 | 0 | 1 | 0 | 0 | 1 | 1 | 1 | 1 | 0 | 100% | #N/A
2002-06-02 | 6 | 2 | 2018 | 2018-06-02 | 6 | 0 | 17:00 | 17 | 62 | 67 | 66.02 | 70.34 | 75.02 | 62.96 | 69.62 | 77 | 73.4 | 64 | 57 | 76 | 79 | 59 | 69.98 | 0 | 0 | 0 | 0 | 1 | 0 | 0 | 1 | 1 | 1 | 1 | 0 | 100% | #N/A
2002-06-02 | 6 | 2 | 2018 | 2018-06-02 | 6 | 0 | 18:00 | 18 | 61 | 65 | 62.06 | 70.88 | 71.96 | 62.06 | 67.28 | 75.92 | 69.8 | 59 | 57 | 75 | 79 | 55 | 66.02 | 0 | 0 | 0 | 0 | 1 | 0 | 0 | 1 | 1 | 1 | 1 | 0 | 100% | #N/A
2002-06-02 | 6 | 2 | 2018 | 2018-06-02 | 6 | 0 | 19:00 | 19 | 60 | 62 | 62.96 | 64.94 | 68 | 60.98 | 64.04 | 71.96 | 66.2 | 57 | 57 | 70 | 73 | 55 | 64.04 | 0 | 0 | 0 | 0 | 1 | 0 | 0 | 1 | 1 | 1 | 1 | 0 | 100% | #N/A
2002-06-02 | 6 | 2 | 2018 | 2018-06-02 | 6 | 0 | 20:00 | 20 | 59.0029 | 58 | 60.98 | 64.76 | 62.96 | 60.08 | 60.44 | 69.08 | 62.6 | 55 | 57 | 71 | 70 | 54 | 62.06 | 0 | 0 | 0 | 0 | 1 | 0 | 0 | 1 | 1 | 1 | 1 | 0 | 100% | #N/A
2002-06-02 | 6 | 2 | 2018 | 2018-06-02 | 6 | 0 | 21:00 | 21 | 58 | 57 | 53.06 | 65.66 | 60.98 | 59 | 58.82 | 64.94 | 60.8 | 55 | 57 | 68 | 72 | 52 | 62.06 | 0 | 0 | 0 | 0 | 1 | 0 | 0 | 1 | 1 | 1 | 1 | 0 | 100% | #N/A
2002-06-02 | 6 | 2 | 2018 | 2018-06-02 | 6 | 0 | 22:00 | 22 | 57 | 56 | 50 | 63.14 | 60.08 | 57.92 | 56.66 | 62.06 | 59 | 55 | 56 | 69 | 72 | 52 | 60.98 | 0 | 0 | 0 | 0 | 1 | 0 | 0 | 1 | 1 | 1 | 1 | 0 | 100% | #N/A
2002-06-02 | 6 | 2 | 2018 | 2018-06-02 | 6 | 0 | 23:00 | 23 | 57 | 56 | 48.92 | 60.62 | 59 | 57.02 | 54.14 | 60.08 | 57.2 | 57 | 56 | 66 | 72 | 50 | 60.08 | 0 | 0 | 0 | 0 | 1 | 0 | 0 | 1 | 1 | 1 | 1 | 0 | 100% | #N/A
2002-06-02 | 6 | 2 | 2018 | 2018-06-02 | 6 | 0 | 24:00 | 24 | 57 | 52 | 46.94 | 59 | 57.02 | 57.02 | 48.38 | 59 | 55.4 | 54 | 55 | 65 | 72 | 46 | 59 | 0 | 0 | 0 | 0 | 1 | 0 | 0 | 1 | 1 | 1 | 1 | 0 | 100% | #N/A
2002-06-03 | 6 | 3 | 2018 | 2018-06-03 | 7 | 0 | 1:00 | 1 | 56.0066 | 53 | 44.6 | 57.92 | 53.06 | 55.94 | 44.78 | 60.08 | 53.6 | 54 | 55 | 65 | 72 | 50 | 59 | 0 | 0 | 0 | 0 | 1 | 0 | 0 | 1 | 1 | 1 | 1 | 0 | 100% | #N/A
2002-06-03 | 6 | 3 | 2018 | 2018-06-03 | 7 | 0 | 2:00 | 2 | 56.0066 | 51 | 46.04 | 58.28 | 53.06 | 55.94 | 43.52 | 62.96 | 51.8 | 54 | 54 | 65 | 70 | 48 | 59 | 0 | 0 | 0 | 0 | 1 | 0 | 0 | 1 | 1 | 1 | 1 | 0 | 100% | #N/A
2002-06-03 | 6 | 3 | 2018 | 2018-06-03 | 7 | 0 | 3:00 | 3 | 56.0066 | 50 | 42.98 | 57.74 | 53.06 | 57.02 | 42.8 | 62.96 | 51.8 | 52 | 53 | 64 | 72 | 48 | 57.92 | 0 | 0 | 0 | 0 | 1 | 0 | 0 | 1 | 1 | 1 | 1 | 0 | 100% | #N/A
2002-06-03 | 6 | 3 | 2018 | 2018-06-03 | 7 | 0 | 4:00 | 4 | 56.0066 | 49 | 42.08 | 56.48 | 53.06 | 57.92 | 41.9 | 62.06 | 51.8 | 54 | 53 | 64 | 70 | 48 | 57.92 | 0 | 0 | 0 | 0 | 1 | 0 | 0 | 1 | 1 | 1 | 1 | 0 | 100% | #N/A
2002-06-03 | 6 | 3 | 2018 | 2018-06-03 | 7 | 0 | 5:00 | 5 | 57 | 51 | 42.8 | 54.5 | 53.06 | 59 | 42.98 | 60.08 | 51.8 | 54 | 53 | 64 | 68 | 50 | 57.02 | 0 | 0 | 0 | 0 | 1 | 0 | 0 | 1 | 1 | 1 | 1 | 0 | 100% | #N/A
2002-06-03 | 6 | 3 | 2018 | 2018-06-03 | 7 | 0 | 6:00 | 6 | 57 | 51 | 42.98 | 55.76 | 57.02 | 55.94 | 51.08 | 66.02 | 53.6 | 52 | 53 | 65 | 70 | 50 | 57.02 | 0 | 0 | 0 | 0 | 1 | 0 | 0 | 1 | 1 | 1 | 1 | 0 | 100% | #N/A
2002-06-03 | 6 | 3 | 2018 | 2018-06-03 | 7 | 0 | 7:00 | 7 | 58 | 56 | 57.02 | 56.66 | 59 | 55.04 | 55.22 | 66.92 | 55.4 | 50 | 55 | 66 | 72 | 50 | 57.02 | 0 | 0 | 0 | 0 | 1 | 0 | 0 | 1 | 1 | 1 | 1 | 0 | 100% | #N/A
2002-06-03 | 6 | 3 | 2018 | 2018-06-03 | 7 | 0 | 8:00 | 8 | 59 | 58 | 62.06 | 60.26 | 60.08 | 55.04 | 57.92 | 71.06 | 55.4 | 46 | 55 | 66 | 73 | 52 | 57.02 | 0 | 0 | 0 | 0 | 1 | 0 | 0 | 1 | 1 | 1 | 1 | 0 | 100% | #N/A
2002-06-03 | 6 | 3 | 2018 | 2018-06-03 | 7 | 0 | 9:00 | 9 | 59 | 60 | 64.04 | 62.6 | 57.92 | 55.4 | 59.9 | 73.04 | 57.2 | 46 | 57 | 69 | 75 | 55 | 60.08 | 0 | 0 | 0 | 0 | 1 | 0 | 0 | 1 | 1 | 1 | 1 | 0 | 100% | #N/A
2002-06-03 | 6 | 3 | 2018 | 2018-06-03 | 7 | 0 | 10:00 | 10 | 60 | 65 | 66.02 | 65.12 | 60.08 | 55.4 | 61.7 | 75.92 | 59 | 46 | 61 | 70 | 73 | 59 | 64.04 | 0 | 0 | 0 | 0 | 1 | 0 | 0 | 1 | 1 | 1 | 1 | 0 | 100% | #N/A
2002-06-03 | 6 | 3 | 2018 | 2018-06-03 | 7 | 0 | 11:00 | 11 | 60 | 65 | 64.94 | 63.86 | 60.98 | 55.4 | 62.6 | 77 | 57.2 | 48 | 64 | 70 | 72 | 59 | 66.92 | 0 | 0 | 0 | 0 | 1 | 0 | 0 | 1 | 1 | 1 | 1 | 0 | 100% | #N/A
2002-06-03 | 6 | 3 | 2018 | 2018-06-03 | 7 | 0 | 12:00 | 12 | 60 | 67 | 66.02 | 63.5 | 60.08 | 59 | 65.12 | 77 | 59 | 46 | 67 | 72 | 73 | 61 | 69.08 | 0 | 0 | 0 | 0 | 1 | 0 | 0 | 1 | 1 | 1 | 1 | 0 | 100% | #N/A
2002-06-03 | 6 | 3 | 2018 | 2018-06-03 | 7 | 0 | 13:00 | 13 | 60 | 70 | 66.02 | 62.6 | 60.98 | 60.8 | 67.46 | 78.98 | 59 | 48 | 68 | 72 | 70 | 59 | 71.06 | 0 | 0 | 0 | 0 | 1 | 0 | 0 | 1 | 1 | 1 | 1 | 0 | 100% | #N/A
2002-06-03 | 6 | 3 | 2018 | 2018-06-03 | 7 | 0 | 14:00 | 14 | 60 | 70 | 68 | 62.96 | 60.08 | 60.8 | 69.98 | 78.98 | 57.2 | 48 | 70 | 75 | 75 | 59 | 66.92 | 0 | 0 | 0 | 0 | 1 | 0 | 0 | 1 | 1 | 1 | 1 | 0 | 100% | #N/A
2002-06-03 | 6 | 3 | 2018 | 2018-06-03 | 7 | 0 | 15:00 | 15 | 60 | 70 | 66.02 | 65.12 | 57.92 | 60.08 | 67.46 | 78.98 | 55.4 | 48 | 70 | 78 | 75 | 57 | 66.92 | 0 | 0 | 0 | 0 | 1 | 0 | 0 | 1 | 1 | 1 | 1 | 0 | 100% | #N/A
2002-06-03 | 6 | 3 | 2018 | 2018-06-03 | 7 | 0 | 16:00 | 16 | 60 | 71 | 66.92 | 65.66 | 57.02 | 60.8 | 68.72 | 78.08 | 53.6 | 52 | 69 | 79 | 73 | 59 | 66.02 | 0 | 0 | 0 | 0 | 1 | 0 | 0 | 1 | 1 | 1 | 1 | 0 | 100% | #N/A
2002-06-03 | 6 | 3 | 2018 | 2018-06-03 | 7 | 0 | 17:00 | 17 | 60 | 70 | 66.02 | 66.02 | 53.96 | 60.8 | 70.34 | 73.04 | 53.6 | 50 | 64 | 76 | 70 | 57 | 62.96 | 0 | 0 | 0 | 0 | 1 | 0 | 0 | 1 | 1 | 1 | 1 | 0 | 100% | #N/A
2002-06-03 | 6 | 3 | 2018 | 2018-06-03 | 7 | 0 | 18:00 | 18 | 60 | 68 | 64.94 | 65.66 | 53.06 | 60.8 | 69.26 | 69.08 | 53.6 | 48 | 62 | 71 | 72 | 55 | 62.06 | 0 | 0 | 0 | 0 | 1 | 0 | 0 | 1 | 1 | 1 | 1 | 0 | 100% | #N/A
2002-06-03 | 6 | 3 | 2018 | 2018-06-03 | 7 | 0 | 19:00 | 19 | 60.0872 | 64 | 64.04 | 65.66 | 51.08 | 60.8 | 67.1 | 64.04 | 51.8 | 46 | 59 | 69 | 72 | 50 | 60.08 | 0 | 0 | 0 | 0 | 1 | 0 | 0 | 1 | 1 | 1 | 1 | 0 | 100% | #N/A
2002-06-03 | 6 | 3 | 2018 | 2018-06-03 | 7 | 0 | 20:00 | 20 | 61 | 59 | 62.06 | 63.32 | 50 | 60.8 | 65.66 | 62.96 | 50 | 39 | 57 | 66 | 66 | 50 | 60.98 | 0 | 0 | 0 | 0 | 1 | 0 | 0 | 1 | 1 | 1 | 1 | 0 | 100% | #N/A
2002-06-03 | 6 | 3 | 2018 | 2018-06-03 | 7 | 0 | 21:00 | 21 | 60.0872 | 57 | 60.08 | 61.7 | 48.92 | 60.98 | 59.9 | 62.06 | 48.2 | 39 | 55 | 66 | 64 | 50 | 57.92 | 0 | 0 | 0 | 0 | 1 | 0 | 0 | 1 | 1 | 1 | 1 | 0 | 100% | #N/A
2002-06-03 | 6 | 3 | 2018 | 2018-06-03 | 7 | 0 | 22:00 | 22 | 59 | 54 | 60.98 | 61.88 | 48.92 | 60.8 | 58.1 | 60.98 | 48.2 | 38 | 54 | 64 | 63 | 48 | 55.04 | 0 | 0 | 0 | 0 | 1 | 0 | 0 | 1 | 1 | 1 | 1 | 0 | 100% | #N/A
2002-06-03 | 6 | 3 | 2018 | 2018-06-03 | 7 | 0 | 23:00 | 23 | 59 | 54 | 57.92 | 60.62 | 48.92 | 60.08 | 55.4 | 60.08 | 46.4 | 37 | 54 | 63 | 61 | 46 | 55.94 | 0 | 0 | 0 | 0 | 1 | 0 | 0 | 1 | 1 | 1 | 1 | 0 | 100% | #N/A
2002-06-03 | 6 | 3 | 2018 | 2018-06-03 | 7 | 0 | 24:00 | 24 | 59 | 50 | 55.04 | 59.18 | 50 | 60.08 | 53.6 | 57.92 | 46.4 | 43 | 54 | 63 | 57 | 46 | 53.96 | 0 | 0 | 0 | 0 | 1 | 0 | 0 | 1 | 1 | 1 | 1 | 0 | 100% | #N/A
2002-06-04 | 6 | 4 | 2018 | 2018-06-04 | 1 | 0 | 1:00 | 1 | 58 | 48 | 51.08 | 58.64 | 50 | 60.08 | 47.66 | 55.94 | 46.4 | 43 | 53 | 63 | 57 | 48 | 53.06 | 0 | 0 | 0 | 0 | 1 | 0 | 0 | 1 | 1 | 1 | 1 | 0 | 100% | #N/A
2002-06-04 | 6 | 4 | 2018 | 2018-06-04 | 1 | 0 | 2:00 | 2 | 58 | 47 | 46.94 | 58.1 | 50 | 60.08 | 45.14 | 53.06 | 48.2 | 43 | 53 | 62 | 52 | 46 | 51.98 | 0 | 0 | 0 | 0 | 1 | 0 | 0 | 1 | 1 | 1 | 1 | 0 | 100% | #N/A
2002-06-04 | 6 | 4 | 2018 | 2018-06-04 | 1 | 0 | 3:00 | 3 | 58 | 45 | 46.94 | 57.02 | 50 | 60.8 | 44.96 | 53.96 | 50 | 43 | 53 | 63 | 55 | 46 | 53.06 | 0 | 0 | 0 | 0 | 1 | 0 | 0 | 1 | 1 | 1 | 1 | 0 | 100% | #N/A
2002-06-04 | 6 | 4 | 2018 | 2018-06-04 | 1 | 0 | 4:00 | 4 | 58 | 45 | 44.96 | 57.02 | 50 | 60.8 | 43.34 | 53.96 | 51.8 | 43 | 53 | 61 | 55 | 46 | 51.08 | 0 | 0 | 0 | 0 | 1 | 0 | 0 | 1 | 1 | 1 | 1 | 0 | 100% | #N/A
2002-06-04 | 6 | 4 | 2018 | 2018-06-04 | 1 | 0 | 5:00 | 5 | 59 | 45 | 44.96 | 55.58 | 51.08 | 60.8 | 45.68 | 53.96 | 51.8 | 43 | 53 | 60 | 54 | 46 | 51.08 | 0 | 0 | 0 | 0 | 1 | 0 | 0 | 1 | 1 | 1 | 1 | 0 | 100% | #N/A
2002-06-04 | 6 | 4 | 2018 | 2018-06-04 | 1 | 0 | 6:00 | 6 | 61 | 50 | 57.02 | 56.3 | 51.08 | 59 | 48.92 | 53.96 | 51.8 | 43 | 53 | 59 | 57 | 48 | 53.06 | 0 | 0 | 0 | 0 | 1 | 0 | 0 | 1 | 1 | 1 | 1 | 0 | 100% | #N/A
2002-06-04 | 6 | 4 | 2018 | 2018-06-04 | 1 | 0 | 7:00 | 7 | 62 | 54 | 62.06 | 58.82 | 51.08 | 59 | 56.66 | 53.06 | 50 | 45 | 53 | 60 | 59 | 52 | 59 | 0 | 0 | 0 | 0 | 1 | 0 | 0 | 1 | 1 | 1 | 1 | 0 | 100% | #N/A
2002-06-04 | 6 | 4 | 2018 | 2018-06-04 | 1 | 0 | 8:00 | 8 | 65.0406 | 58 | 66.02 | 62.78 | 51.98 | 57.2 | 60.8 | 55.4 | 51.8 | 48 | 54 | 60 | 61 | 55 | 60.98 | 0 | 0 | 0 | 1 | 0 | 0 | 0 | 1 | 1 | 1 | 1 | 0 | 100% | #N/A
2002-06-04 | 6 | 4 | 2018 | 2018-06-04 | 1 | 0 | 9:00 | 9 | 67 | 61 | 68 | 63.68 | 51.08 | 57.02 | 64.76 | 55.94 | 51.8 | 48 | 54 | 61 | 63 | 59 | 62.96 | 0 | 0 | 0 | 1 | 0 | 0 | 0 | 1 | 1 | 1 | 1 | 0 | 100% | #N/A
2002-06-04 | 6 | 4 | 2018 | 2018-06-04 | 1 | 0 | 10:00 | 10 | 70 | 65 | 69.98 | 65.3 | 51.98 | 57.92 | 68.9 | 60.08 | 51.8 | 50 | 54 | 64 | 64 | 61 | 64.94 | 0 | 0 | 0 | 1 | 0 | 0 | 0 | 1 | 1 | 1 | 1 | 0 | 100% | #N/A
2002-06-04 | 6 | 4 | 2018 | 2018-06-04 | 1 | 0 | 11:00 | 11 | 72 | 68 | 71.96 | 68.18 | 51.98 | 59 | 70.16 | 62.06 | 51.8 | 52 | 56 | 67 | 70 | 61 | 66.92 | 0 | 0 | 0 | 1 | 0 | 0 | 0 | 1 | 1 | 1 | 1 | 0 | 100% | #N/A
2002-06-04 | 6 | 4 | 2018 | 2018-06-04 | 1 | 0 | 12:00 | 12 | 73 | 70 | 73.04 | 66.38 | 51.98 | 60.8 | 70.7 | 64.04 | 51.8 | 52 | 57 | 68 | 72 | 59 | 68 | 0 | 0 | 0 | 1 | 0 | 0 | 0 | 1 | 1 | 1 | 1 | 0 | 100% | #N/A
2002-06-04 | 6 | 4 | 2018 | 2018-06-04 | 1 | 0 | 13:00 | 13 | 75 | 70 | 71.96 | 66.02 | 51.8 | 57.92 | 69.8 | 64.94 | 51.8 | 54 | 57 | 68 | 72 | 61 | 69.08 | 0 | 0 | 0 | 1 | 0 | 0 | 0 | 1 | 1 | 1 | 1 | 0 | 100% | #N/A
2002-06-04 | 6 | 4 | 2018 | 2018-06-04 | 1 | 0 | 14:00 | 14 | 74 | 72 | 71.06 | 63.32 | 53.06 | 60.08 | 69.8 | 66.02 | 51.8 | 55 | 58 | 68 | 73 | 61 | 66.92 | 0 | 0 | 0 | 1 | 0 | 0 | 1 | 1 | 1 | 1 | 1 | 0 | 100% | #N/A
2002-06-04 | 6 | 4 | 2018 | 2018-06-04 | 1 | 0 | 15:00 | 15 | 73 | 70 | 71.06 | 65.3 | 53.06 | 57.92 | 69.44 | 66.92 | 51.8 | 52 | 58 | 69 | 72 | 61 | 69.08 | 0 | 0 | 0 | 1 | 0 | 0 | 1 | 1 | 1 | 1 | 1 | 0 | 100% | #N/A
2002-06-04 | 6 | 4 | 2018 | 2018-06-04 | 1 | 0 | 16:00 | 16 | 72 | 66 | 66.02 | 70.52 | 53.06 | 59 | 69.8 | 66.92 | 51.8 | 48 | 58 | 70 | 72 | 59 | 69.98 | 0 | 0 | 0 | 1 | 0 | 0 | 1 | 1 | 1 | 1 | 1 | 0 | 100% | #N/A
2002-06-04 | 6 | 4 | 2018 | 2018-06-04 | 1 | 0 | 17:00 | 17 | 71 | 66 | 66.02 | 69.26 | 51.98 | 57.2 | 64.4 | 66.02 | 51.8 | 52 | 58 | 68 | 72 | 59 | 68 | 0 | 0 | 0 | 1 | 0 | 0 | 1 | 1 | 1 | 1 | 1 | 0 | 100% | #N/A
2002-06-04 | 6 | 4 | 2018 | 2018-06-04 | 1 | 0 | 18:00 | 18 | 70 | 66 | 64.04 | 68.36 | 51.8 | 57.02 | 60.8 | 66.02 | 51.8 | 46 | 57 | 66 | 72 | 54 | 64.94 | 0 | 0 | 0 | 1 | 0 | 0 | 0 | 1 | 1 | 1 | 1 | 0 | 100% | #N/A
2002-06-04 | 6 | 4 | 2018 | 2018-06-04 | 1 | 0 | 19:00 | 19 | 69 | 64 | 62.06 | 65.66 | 51.08 | 55.4 | 57.2 | 64.04 | 51.8 | 46 | 57 | 64 | 68 | 54 | 62.06 | 0 | 0 | 0 | 1 | 0 | 0 | 0 | 1 | 1 | 1 | 1 | 0 | 100% | #N/A
2002-06-04 | 6 | 4 | 2018 | 2018-06-04 | 1 | 0 | 20:00 | 20 | 68 | 64 | 60.08 | 63.32 | 51.08 | 55.4 | 55.4 | 62.96 | 51.8 | 46 | 57 | 58 | 54 | 52 | 59 | 0 | 0 | 0 | 1 | 0 | 0 | 0 | 1 | 1 | 1 | 1 | 0 | 100% | #N/A
2002-06-04 | 6 | 4 | 2018 | 2018-06-04 | 1 | 0 | 21:00 | 21 | 67 | 64 | 57.92 | 61.16 | 51.08 | 53.6 | 55.4 | 62.06 | 51.8 | 45 | 57 | 54 | 52 | 52 | 57.02 | 0 | 0 | 0 | 1 | 0 | 0 | 0 | 1 | 1 | 1 | 1 | 0 | 100% | #N/A
2002-06-04 | 6 | 4 | 2018 | 2018-06-04 | 1 | 0 | 22:00 | 22 | 67 | 63 | 57.02 | 59.18 | 51.08 | 53.6 | 55.94 | 62.06 | 50 | 45 | 56 | 50 | 48 | 50 | 55.04 | 0 | 0 | 0 | 1 | 0 | 0 | 0 | 1 | 1 | 1 | 1 | 0 | 100% | #N/A
2002-06-04 | 6 | 4 | 2018 | 2018-06-04 | 1 | 0 | 23:00 | 23 | 67 | 63 | 57.02 | 57.56 | 51.08 | 53.6 | 55.4 | 60.98 | 50 | 45 | 56 | 49 | 46 | 50 | 55.04 | 0 | 0 | 0 | 1 | 0 | 0 | 0 | 1 | 1 | 1 | 1 | 0 | 100% | #N/A
2002-06-04 | 6 | 4 | 2018 | 2018-06-04 | 1 | 0 | 24:00 | 24 | 67 | 62 | 57.02 | 57.2 | 50 | 53.06 | 55.58 | 60.98 | 50 | 45 | 56 | 47 | 45 | 50 | 53.06 | 0 | 0 | 0 | 0 | 1 | 0 | 0 | 1 | 1 | 1 | 1 | 0 | 100% | #N/A
2002-06-05 | 6 | 5 | 2018 | 2018-06-05 | 2 | 0 | 1:00 | 1 | 66 | 62 | 57.02 | 57.02 | 50 | 53.6 | 55.04 | 60.98 | 50 | 45 | 56 | 46 | 45 | 48 | 53.06 | 0 | 0 | 0 | 0 | 1 | 0 | 0 | 1 | 1 | 1 | 1 | 0 | 100% | #N/A
2002-06-05 | 6 | 5 | 2018 | 2018-06-05 | 2 | 0 | 2:00 | 2 | 67 | 62 | 55.94 | 56.84 | 48.92 | 51.8 | 55.4 | 60.08 | 50 | 45 | 55 | 45 | 43 | 50 | 51.98 | 0 | 0 | 0 | 0 | 1 | 0 | 0 | 1 | 1 | 1 | 1 | 0 | 100% | #N/A
2002-06-05 | 6 | 5 | 2018 | 2018-06-05 | 2 | 0 | 3:00 | 3 | 67 | 63 | 57.02 | 56.48 | 48.92 | 51.8 | 55.4 | 60.08 | 50 | 45 | 56 | 44 | 43 | 48 | 53.06 | 0 | 0 | 0 | 0 | 1 | 0 | 0 | 1 | 1 | 1 | 1 | 0 | 100% | #N/A
2002-06-05 | 6 | 5 | 2018 | 2018-06-05 | 2 | 0 | 4:00 | 4 | 67 | 63 | 57.02 | 56.48 | 48.92 | 51.8 | 55.4 | 60.08 | 50 | 45 | 55 | 43 | 41 | 48 | 53.06 | 0 | 0 | 0 | 0 | 1 | 0 | 0 | 1 | 1 | 1 | 1 | 0 | 100% | #N/A
2002-06-05 | 6 | 5 | 2018 | 2018-06-05 | 2 | 0 | 5:00 | 5 | 68 | 63 | 55.94 | 56.66 | 48.92 | 51.08 | 55.4 | 60.08 | 50 | 43 | 56 | 43 | 43 | 48 | 53.06 | 0 | 0 | 0 | 0 | 1 | 0 | 0 | 1 | 1 | 1 | 1 | 0 | 100% | #N/A
2002-06-05 | 6 | 5 | 2018 | 2018-06-05 | 2 | 0 | 6:00 | 6 | 70 | 61 | 55.94 | 55.4 | 48.2 | 51.08 | 55.4 | 60.08 | 50 | 45 | 56 | 47 | 46 | 50 | 55.04 | 0 | 0 | 0 | 0 | 1 | 0 | 0 | 1 | 1 | 1 | 1 | 0 | 100% | #N/A
2002-06-05 | 6 | 5 | 2018 | 2018-06-05 | 2 | 0 | 7:00 | 7 | 70 | 61 | 55.94 | 54.68 | 48.2 | 51.8 | 55.4 | 59 | 50 | 45 | 57 | 52 | 50 | 52 | 55.94 | 0 | 0 | 0 | 0 | 1 | 0 | 0 | 1 | 1 | 1 | 1 | 0 | 100% | #N/A
2002-06-05 | 6 | 5 | 2018 | 2018-06-05 | 2 | 0 | 8:00 | 8 | 72 | 63 | 57.02 | 54.5 | 51.08 | 51.8 | 57.38 | 59 | 51.8 | 45 | 58 | 58 | 54 | 57 | 59 | 0 | 0 | 0 | 1 | 0 | 0 | 0 | 1 | 1 | 1 | 1 | 0 | 100% | #N/A
2002-06-05 | 6 | 5 | 2018 | 2018-06-05 | 2 | 0 | 9:00 | 9 | 73 | 66 | 55.94 | 54.32 | 53.96 | 51.8 | 58.82 | 59 | 53.6 | 45 | 63 | 64 | 61 | 55 | 62.96 | 0 | 0 | 0 | 1 | 0 | 0 | 0 | 1 | 1 | 1 | 1 | 0 | 100% | #N/A
2002-06-05 | 6 | 5 | 2018 | 2018-06-05 | 2 | 0 | 10:00 | 10 | 75 | 67 | 57.02 | 54.32 | 55.94 | 51.8 | 58.82 | 57.92 | 55.4 | 48 | 66 | 70 | 70 | 57 | 66.02 | 0 | 0 | 0 | 1 | 0 | 0 | 0 | 1 | 1 | 1 | 1 | 0 | 100% | #N/A
2002-06-05 | 6 | 5 | 2018 | 2018-06-05 | 2 | 0 | 11:00 | 11 | 75 | 67 | 57.92 | 53.96 | 59 | 51.8 | 58.64 | 57.92 | 60.8 | 46 | 69 | 72 | 73 | 61 | 68 | 0 | 0 | 0 | 1 | 0 | 0 | 0 | 1 | 1 | 1 | 1 | 0 | 100% | #N/A
2002-06-05 | 6 | 5 | 2018 | 2018-06-05 | 2 | 0 | 12:00 | 12 | 75 | 66 | 57.92 | 53.96 | 57.02 | 51.8 | 60.08 | 57.92 | 64.4 | 48 | 71 | 74 | 76 | 61 | 66.02 | 0 | 0 | 0 | 1 | 0 | 0 | 0 | 1 | 1 | 1 | 1 | 0 | 100% | #N/A
2002-06-05 | 6 | 5 | 2018 | 2018-06-05 | 2 | 0 | 13:00 | 13 | 75 | 70.0232 | 57.02 | 54.14 | 55.94 | 51.8 | 60.26 | 57.02 | 66.2 | 52 | 74 | 75 | 77 | 61 | 66.02 | 0 | 0 | 0 | 1 | 0 | 0 | 0 | 1 | 1 | 1 | 1 | 0 | 100% | #N/A
2002-06-05 | 6 | 5 | 2018 | 2018-06-05 | 2 | 0 | 14:00 | 14 | 76 | 71 | 55.94 | 54.14 | 55.94 | 51.8 | 60.8 | 57.2 | 68 | 54 | 76 | 76 | 75 | 61 | 68 | 0 | 0 | 0 | 1 | 0 | 0 | 1 | 1 | 1 | 1 | 1 | 0 | 100% | #N/A
2002-06-05 | 6 | 5 | 2018 | 2018-06-05 | 2 | 0 | 15:00 | 15 | 76 | 75 | 55.94 | 53.96 | 55.4 | 51.8 | 59.18 | 57.02 | 66.2 | 54 | 77 | 76 | 77 | 63 | 66.92 | 0 | 0 | 0 | 1 | 0 | 0 | 1 | 1 | 1 | 1 | 1 | 0 | 100% | #N/A
2002-06-05 | 6 | 5 | 2018 | 2018-06-05 | 2 | 0 | 16:00 | 16 | 77 | 77 | 55.94 | 53.6 | 59 | 51.8 | 58.64 | 59 | 62.6 | 54 | 76 | 77 | 77 | 63 | 66.02 | 0 | 0 | 0 | 1 | 0 | 0 | 1 | 1 | 1 | 1 | 1 | 0 | 100% | #N/A
2002-06-05 | 6 | 5 | 2018 | 2018-06-05 | 2 | 0 | 17:00 | 17 | 75 | 78 | 55.04 | 53.42 | 57.02 | 51.8 | 57.56 | 59 | 60.8 | 54 | 77 | 76 | 75 | 63 | 64.04 | 0 | 0 | 0 | 1 | 0 | 0 | 1 | 1 | 1 | 1 | 1 | 0 | 100% | #N/A
2002-06-05 | 6 | 5 | 2018 | 2018-06-05 | 2 | 0 | 18:00 | 18 | 73 | 76 | 55.04 | 53.6 | 57.92 | 53.6 | 56.84 | 60.08 | 59 | 52 | 76 | 74 | 73 | 59 | 62.96 | 0 | 0 | 0 | 1 | 0 | 0 | 0 | 1 | 1 | 1 | 1 | 0 | 100% | #N/A
2002-06-05 | 6 | 5 | 2018 | 2018-06-05 | 2 | 0 | 19:00 | 19 | 71 | 75 | 55.04 | 53.24 | 55.94 | 51.8 | 57.2 | 60.98 | 57.2 | 52 | 71 | 72 | 72 | 57 | 60.98 | 0 | 0 | 0 | 1 | 0 | 0 | 0 | 1 | 1 | 1 | 1 | 0 | 100% | #N/A
2002-06-05 | 6 | 5 | 2018 | 2018-06-05 | 2 | 0 | 20:00 | 20 | 70 | 73 | 53.96 | 53.06 | 55.04 | 50 | 55.4 | 59 | 57.2 | 50 | 67 | 67 | 66 | 55 | 60.08 | 0 | 0 | 0 | 1 | 0 | 0 | 0 | 1 | 1 | 1 | 1 | 0 | 100% | #N/A
2002-06-05 | 6 | 5 | 2018 | 2018-06-05 | 2 | 0 | 21:00 | 21 | 69 | 71 | 53.96 | 52.88 | 53.96 | 50 | 55.4 | 55.04 | 57.2 | 50 | 65 | 64 | 68 | 52 | 57.92 | 0 | 0 | 0 | 1 | 0 | 0 | 0 | 1 | 1 | 1 | 1 | 0 | 100% | #N/A
2002-06-05 | 6 | 5 | 2018 | 2018-06-05 | 2 | 0 | 22:00 | 22 | 68 | 70 | 53.96 | 52.7 | 53.06 | 50 | 53.6 | 55.94 | 55.4 | 49 | 63 | 63 | 66 | 48 | 55.04 | 0 | 0 | 0 | 1 | 0 | 0 | 0 | 1 | 1 | 1 | 1 | 0 | 100% | #N/A
2002-06-05 | 6 | 5 | 2018 | 2018-06-05 | 2 | 0 | 23:00 | 23 | 67 | 69 | 53.96 | 52.52 | 53.06 | 50 | 53.6 | 57.92 | 55.4 | 48 | 59 | 63 | 64 | 48 | 53.06 | 0 | 0 | 0 | 1 | 0 | 0 | 0 | 1 | 1 | 1 | 1 | 0 | 100% | #N/A
2002-06-05 | 6 | 5 | 2018 | 2018-06-05 | 2 | 0 | 24:00 | 24 | 67 | 69.0085 | 53.06 | 52.52 | 53.06 | 51.8 | 53.6 | 55.04 | 53.6 | 48 | 57 | 60 | 63 | 46 | 53.06 | 0 | 0 | 0 | 0 | 1 | 0 | 0 | 1 | 1 | 1 | 1 | 0 | 100% | #N/A
2002-06-06 | 6 | 6 | 2018 | 2018-06-06 | 3 | 0 | 1:00 | 1 | 66 | 67 | 51.98 | 52.16 | 53.06 | 51.8 | 53.6 | 55.4 | 53.6 | 46 | 54 | 57 | 61 | 46 | 51.98 | 0 | 0 | 0 | 0 | 1 | 0 | 0 | 1 | 1 | 1 | 1 | 0 | 100% | #N/A
2002-06-06 | 6 | 6 | 2018 | 2018-06-06 | 3 | 0 | 2:00 | 2 | 66 | 67 | 51.98 | 51.98 | 53.06 | 51.8 | 51.8 | 55.04 | 53.6 | 46 | 54 | 55 | 57 | 46 | 51.98 | 0 | 0 | 0 | 0 | 1 | 0 | 0 | 1 | 1 | 1 | 1 | 0 | 100% | #N/A
2002-06-06 | 6 | 6 | 2018 | 2018-06-06 | 3 | 0 | 3:00 | 3 | 66 | 67 | 51.98 | 51.26 | 53.06 | 50 | 53.6 | 53.96 | 53.6 | 46 | 52 | 52 | 59 | 46 | 53.06 | 0 | 0 | 0 | 0 | 1 | 0 | 0 | 1 | 1 | 1 | 1 | 0 | 100% | #N/A
2002-06-06 | 6 | 6 | 2018 | 2018-06-06 | 3 | 0 | 4:00 | 4 | 65 | 67 | 51.08 | 50.54 | 53.06 | 51.8 | 51.8 | 55.04 | 51.8 | 46 | 53 | 50 | 57 | 46 | 53.06 | 0 | 0 | 0 | 0 | 1 | 0 | 0 | 1 | 1 | 1 | 1 | 0 | 100% | #N/A
2002-06-06 | 6 | 6 | 2018 | 2018-06-06 | 3 | 0 | 5:00 | 5 | 66 | 67 | 51.08 | 50.18 | 53.06 | 51.08 | 51.8 | 55.04 | 51.8 | 46 | 52 | 52 | 55 | 48 | 53.96 | 0 | 0 | 0 | 0 | 1 | 0 | 0 | 1 | 1 | 1 | 1 | 0 | 100% | #N/A
2002-06-06 | 6 | 6 | 2018 | 2018-06-06 | 3 | 0 | 6:00 | 6 | 66 | 68 | 51.08 | 50.54 | 53.06 | 51.8 | 50 | 55.04 | 51.8 | 46 | 55 | 56 | 57 | 50 | 53.96 | 0 | 0 | 0 | 0 | 1 | 0 | 0 | 1 | 1 | 1 | 1 | 0 | 100% | #N/A
2002-06-06 | 6 | 6 | 2018 | 2018-06-06 | 3 | 0 | 7:00 | 7 | 67 | 68 | 51.08 | 49.82 | 53.96 | 51.8 | 50 | 55.94 | 53.6 | 46 | 58 | 61 | 61 | 54 | 55.04 | 0 | 0 | 0 | 0 | 1 | 0 | 0 | 1 | 1 | 1 | 1 | 0 | 100% | #N/A
2002-06-06 | 6 | 6 | 2018 | 2018-06-06 | 3 | 0 | 8:00 | 8 | 68 | 68 | 51.8 | 49.64 | 53.96 | 51.8 | 50 | 57.92 | 55.4 | 48 | 61 | 65 | 64 | 57 | 53.06 | 0 | 0 | 0 | 1 | 0 | 0 | 0 | 1 | 1 | 1 | 1 | 0 | 100% | #N/A
2002-06-06 | 6 | 6 | 2018 | 2018-06-06 | 3 | 0 | 9:00 | 9 | 69 | 69 | 50 | 49.64 | 55.94 | 51.8 | 49.28 | 60.98 | 55.4 | 48 | 61 | 68 | 66 | 59 | 53.96 | 0 | 0 | 0 | 1 | 0 | 0 | 0 | 1 | 1 | 1 | 1 | 0 | 100% | #N/A
2002-06-06 | 6 | 6 | 2018 | 2018-06-06 | 3 | 0 | 10:00 | 10 | 70 | 68 | 50 | 48.92 | 57.02 | 53.96 | 50 | 64.04 | 55.4 | 48 | 64 | 72 | 70 | 61 | 55.04 | 0 | 0 | 0 | 1 | 0 | 0 | 0 | 1 | 1 | 1 | 1 | 0 | 100% | #N/A
2002-06-06 | 6 | 6 | 2018 | 2018-06-06 | 3 | 0 | 11:00 | 11 | 73 | 67 | 50 | 48.56 | 60.08 | 53.96 | 50 | 66.02 | 55.4 | 48 | 65 | 73 | 73 | 63 | 55.94 | 0 | 0 | 0 | 1 | 0 | 0 | 0 | 1 | 1 | 1 | 1 | 0 | 100% | #N/A
2002-06-06 | 6 | 6 | 2018 | 2018-06-06 | 3 | 0 | 12:00 | 12 | 75 | 65 | 48.92 | 48.2 | 60.08 | 57.02 | 50.72 | 66.92 | 57.2 | 50 | 66 | 76 | 75 | 63 | 55.4 | 0 | 0 | 0 | 1 | 0 | 0 | 0 | 1 | 1 | 1 | 1 | 0 | 100% | #N/A
2002-06-06 | 6 | 6 | 2018 | 2018-06-06 | 3 | 0 | 13:00 | 13 | 78 | 64 | 50 | 47.84 | 60.08 | 57.2 | 51.8 | 66.92 | 59 | 50 | 67 | 79 | 79 | 63 | 55.04 | 0 | 0 | 0 | 1 | 0 | 0 | 0 | 1 | 1 | 1 | 1 | 0 | 100% | #N/A
2002-06-06 | 6 | 6 | 2018 | 2018-06-06 | 3 | 0 | 14:00 | 14 | 77 | 62 | 50 | 47.66 | 60.98 | 57.2 | 50 | 64.94 | 59 | 52 | 67 | 80 | 81 | 63 | 53.96 | 0 | 0 | 0 | 1 | 0 | 0 | 1 | 1 | 1 | 1 | 1 | 0 | 100% | #N/A
2002-06-06 | 6 | 6 | 2018 | 2018-06-06 | 3 | 0 | 15:00 | 15 | 76 | 59 | 50 | 48.02 | 62.96 | 55.4 | 50 | 69.98 | 60.8 | 52 | 67 | 80 | 81 | 63 | 53.06 | 0 | 0 | 0 | 1 | 0 | 0 | 1 | 1 | 1 | 1 | 1 | 0 | 100% | #N/A
2002-06-06 | 6 | 6 | 2018 | 2018-06-06 | 3 | 0 | 16:00 | 16 | 75 | 59 | 50 | 48.56 | 60.08 | 57.2 | 50 | 69.08 | 60.8 | 52 | 66 | 81 | 79 | 63 | 53.96 | 0 | 0 | 0 | 1 | 0 | 0 | 1 | 1 | 1 | 1 | 1 | 0 | 100% | #N/A
2002-06-06 | 6 | 6 | 2018 | 2018-06-06 | 3 | 0 | 17:00 | 17 | 73 | 57 | 48.92 | 48.74 | 60.08 | 55.4 | 50 | 68 | 62.6 | 52 | 65 | 79 | 79 | 61 | 53.06 | 0 | 0 | 0 | 1 | 0 | 0 | 1 | 1 | 1 | 1 | 1 | 0 | 100% | #N/A
2002-06-06 | 6 | 6 | 2018 | 2018-06-06 | 3 | 0 | 18:00 | 18 | 72 | 58 | 50 | 49.28 | 57.92 | 55.04 | 49.82 | 66.92 | 57.2 | 52 | 64 | 78 | 77 | 57 | 53.06 | 0 | 0 | 0 | 1 | 0 | 0 | 0 | 1 | 1 | 1 | 1 | 0 | 100% | #N/A
2002-06-06 | 6 | 6 | 2018 | 2018-06-06 | 3 | 0 | 19:00 | 19 | 70 | 58 | 50 | 50.18 | 55.94 | 53.06 | 49.28 | 66.02 | 55.4 | 50 | 60 | 75 | 77 | 52 | 51.98 | 0 | 0 | 0 | 1 | 0 | 0 | 0 | 1 | 1 | 1 | 1 | 0 | 100% | #N/A
2002-06-06 | 6 | 6 | 2018 | 2018-06-06 | 3 | 0 | 20:00 | 20 | 70 | 57 | 50 | 50.54 | 55.94 | 51.98 | 48.92 | 62.96 | 51.8 | 48 | 56 | 72 | 72 | 50 | 51.98 | 0 | 0 | 0 | 1 | 0 | 0 | 0 | 1 | 1 | 1 | 1 | 0 | 100% | #N/A
2002-06-06 | 6 | 6 | 2018 | 2018-06-06 | 3 | 0 | 21:00 | 21 | 69 | 58 | 50 | 50.54 | 57.02 | 51.98 | 48.2 | 60.08 | 51.8 | 46 | 53 | 69 | 68 | 52 | 51.98 | 0 | 0 | 0 | 1 | 0 | 0 | 0 | 1 | 1 | 1 | 1 | 0 | 100% | #N/A
2002-06-06 | 6 | 6 | 2018 | 2018-06-06 | 3 | 0 | 22:00 | 22 | 68 | 58 | 50 | 50 | 57.92 | 51.98 | 48.74 | 59 | 53.6 | 48 | 47 | 68 | 64 | 50 | 51.98 | 0 | 0 | 0 | 1 | 0 | 0 | 0 | 1 | 1 | 1 | 1 | 0 | 100% | #N/A
2002-06-06 | 6 | 6 | 2018 | 2018-06-06 | 3 | 0 | 23:00 | 23 | 68 | 57 | 51.08 | 50 | 57.92 | 51.98 | 48.2 | 57.02 | 50 | 48 | 42 | 67 | 64 | 48 | 51.98 | 0 | 0 | 0 | 1 | 0 | 0 | 0 | 1 | 1 | 1 | 1 | 0 | 100% | #N/A
2002-06-06 | 6 | 6 | 2018 | 2018-06-06 | 3 | 0 | 24:00 | 24 | 68 | 56.0148 | 50 | 50.18 | 57.02 | 50 | 48.2 | 57.02 | 50 | 48 | 39 | 65 | 63 | 48 | 51.08 | 0 | 0 | 0 | 0 | 1 | 0 | 0 | 1 | 1 | 1 | 1 | 0 | 100% | #N/A
2002-06-07 | 6 | 7 | 2018 | 2018-06-07 | 4 | 0 | 1:00 | 1 | 67 | 55 | 51.08 | 50.18 | 55.94 | 50 | 48.2 | 57.02 | 48.2 | 46 | 38 | 64 | 63 | 48 | 51.08 | 0 | 0 | 0 | 0 | 1 | 0 | 0 | 1 | 1 | 1 | 1 | 0 | 100% | #N/A
2002-06-07 | 6 | 7 | 2018 | 2018-06-07 | 4 | 0 | 2:00 | 2 | 67 | 54 | 51.08 | 50.36 | 53.96 | 51.08 | 48.92 | 57.92 | 48.2 | 48 | 37 | 63 | 63 | 46 | 51.08 | 0 | 0 | 0 | 0 | 1 | 0 | 0 | 1 | 1 | 1 | 1 | 0 | 100% | #N/A
2002-06-07 | 6 | 7 | 2018 | 2018-06-07 | 4 | 0 | 3:00 | 3 | 67 | 55 | 51.08 | 50.54 | 53.96 | 51.08 | 49.1 | 60.08 | 48.2 | 46 | 36 | 62 | 63 | 46 | 51.8 | 0 | 0 | 0 | 0 | 1 | 0 | 0 | 1 | 1 | 1 | 1 | 0 | 100% | #N/A
2002-06-07 | 6 | 7 | 2018 | 2018-06-07 | 4 | 0 | 4:00 | 4 | 67 | 55 | 51.08 | 50.36 | 53.96 | 51.08 | 48.92 | 55.94 | 48.2 | 46 | 36 | 61 | 64 | 46 | 51.98 | 0 | 0 | 0 | 0 | 1 | 0 | 0 | 1 | 1 | 1 | 1 | 0 | 100% | #N/A
2002-06-07 | 6 | 7 | 2018 | 2018-06-07 | 4 | 0 | 5:00 | 5 | 68 | 55 | 51.98 | 51.08 | 55.94 | 51.98 | 49.28 | 57.02 | 48.2 | 48 | 36 | 62 | 64 | 46 | 51.98 | 0 | 0 | 0 | 0 | 1 | 0 | 0 | 1 | 1 | 1 | 1 | 0 | 100% | #N/A
2002-06-07 | 6 | 7 | 2018 | 2018-06-07 | 4 | 0 | 6:00 | 6 | 68 | 55 | 51.98 | 51.26 | 55.94 | 53.96 | 50.54 | 60.08 | 50 | 50 | 43 | 65 | 66 | 50 | 53.06 | 0 | 0 | 0 | 0 | 1 | 0 | 0 | 1 | 1 | 1 | 1 | 0 | 100% | #N/A
2002-06-07 | 6 | 7 | 2018 | 2018-06-07 | 4 | 0 | 7:00 | 7 | 69 | 54.0588 | 53.06 | 52.16 | 57.92 | 55.04 | 52.52 | 62.96 | 53.6 | 52 | 50 | 70 | 70 | 54 | 53.06 | 0 | 0 | 0 | 0 | 1 | 0 | 0 | 1 | 1 | 1 | 1 | 0 | 100% | #N/A
2002-06-07 | 6 | 7 | 2018 | 2018-06-07 | 4 | 0 | 8:00 | 8 | 71 | 55 | 55.94 | 53.78 | 60.08 | 55.4 | 56.3 | 66.02 | 57.2 | 54 | 58 | 75 | 79 | 57 | 53.96 | 0 | 0 | 0 | 1 | 0 | 0 | 0 | 1 | 1 | 1 | 1 | 0 | 100% | #N/A
2002-06-07 | 6 | 7 | 2018 | 2018-06-07 | 4 | 0 | 9:00 | 9 | 72 | 57 | 57.92 | 55.58 | 62.06 | 57.02 | 57.92 | 69.98 | 59 | 55 | 61 | 80 | 82 | 61 | 57.92 | 0 | 0 | 0 | 1 | 0 | 0 | 0 | 1 | 1 | 1 | 1 | 0 | 100% | #N/A
2002-06-07 | 6 | 7 | 2018 | 2018-06-07 | 4 | 0 | 10:00 | 10 | 74 | 57 | 62.96 | 57.56 | 66.02 | 59 | 58.82 | 71.96 | 62.6 | 55 | 65 | 84 | 88 | 63 | 60.98 | 0 | 0 | 0 | 1 | 0 | 0 | 0 | 1 | 1 | 1 | 1 | 0 | 100% | #N/A
2002-06-07 | 6 | 7 | 2018 | 2018-06-07 | 4 | 0 | 11:00 | 11 | 74 | 55 | 64.04 | 58.82 | 68 | 62.06 | 64.04 | 73.94 | 64.4 | 61 | 69 | 87 | 91 | 63 | 62.96 | 0 | 0 | 0 | 1 | 0 | 0 | 0 | 1 | 1 | 1 | 1 | 0 | 100% | #N/A
2002-06-07 | 6 | 7 | 2018 | 2018-06-07 | 4 | 0 | 12:00 | 12 | 74 | 60 | 64.94 | 60.08 | 66.92 | 64.04 | 68 | 75.92 | 66.2 | 61 | 69 | 91 | 91 | 68 | 66.02 | 0 | 0 | 0 | 1 | 0 | 0 | 0 | 1 | 1 | 1 | 1 | 0 | 100% | #N/A
2002-06-07 | 6 | 7 | 2018 | 2018-06-07 | 4 | 0 | 13:00 | 13 | 74 | 60 | 66.02 | 58.28 | 68 | 62.96 | 69.62 | 77 | 64.4 | 55 | 70 | 93 | 93 | 64 | 66.02 | 0 | 0 | 0 | 1 | 0 | 0 | 0 | 1 | 1 | 1 | 1 | 0 | 100% | #N/A
2002-06-07 | 6 | 7 | 2018 | 2018-06-07 | 4 | 0 | 14:00 | 14 | 75 | 61 | 66.92 | 56.66 | 69.98 | 62.96 | 72.32 | 78.08 | 64.4 | 55 | 66 | 93 | 93 | 64 | 66.02 | 0 | 0 | 0 | 1 | 0 | 0 | 1 | 1 | 1 | 1 | 1 | 0 | 100% | #N/A
2002-06-07 | 6 | 7 | 2018 | 2018-06-07 | 4 | 0 | 15:00 | 15 | 75 | 62 | 68 | 56.84 | 71.96 | 64.94 | 73.4 | 78.08 | 62.6 | 55 | 67 | 93 | 91 | 64 | 64.94 | 0 | 0 | 0 | 1 | 0 | 0 | 1 | 1 | 1 | 1 | 1 | 0 | 100% | #N/A
2002-06-07 | 6 | 7 | 2018 | 2018-06-07 | 4 | 0 | 16:00 | 16 | 76 | 63 | 69.08 | 58.1 | 69.98 | 66.02 | 72.86 | 78.08 | 62.6 | 54 | 67 | 92 | 91 | 59 | 64.04 | 0 | 0 | 0 | 1 | 0 | 0 | 1 | 1 | 1 | 1 | 1 | 0 | 100% | #N/A
2002-06-07 | 6 | 7 | 2018 | 2018-06-07 | 4 | 0 | 17:00 | 17 | 74 | 63 | 69.08 | 59.54 | 69.08 | 62.96 | 74.12 | 77 | 60.8 | 52 | 66 | 89 | 91 | 57 | 64.94 | 0 | 0 | 0 | 1 | 0 | 0 | 1 | 1 | 1 | 1 | 1 | 0 | 100% | #N/A
2002-06-07 | 6 | 7 | 2018 | 2018-06-07 | 4 | 0 | 18:00 | 18 | 72 | 64 | 68 | 64.04 | 66.02 | 62.06 | 73.04 | 75.92 | 60.8 | 54 | 64 | 86 | 90 | 57 | 66.02 | 0 | 0 | 0 | 1 | 0 | 0 | 0 | 1 | 1 | 1 | 1 | 0 | 100% | #N/A
2002-06-07 | 6 | 7 | 2018 | 2018-06-07 | 4 | 0 | 19:00 | 19 | 70 | 61 | 62.96 | 61.34 | 64.94 | 57.92 | 70.52 | 73.04 | 57.2 | 54 | 61 | 82 | 84 | 54 | 64.94 | 0 | 0 | 0 | 1 | 0 | 0 | 0 | 1 | 1 | 1 | 1 | 0 | 100% | #N/A
2002-06-07 | 6 | 7 | 2018 | 2018-06-07 | 4 | 0 | 20:00 | 20 | 68 | 59 | 55.94 | 61.16 | 62.96 | 57.02 | 60.08 | 66.92 | 55.4 | 52 | 60 | 74 | 81 | 54 | 66.02 | 0 | 0 | 0 | 1 | 0 | 0 | 0 | 1 | 1 | 1 | 1 | 0 | 100% | #N/A
2002-06-07 | 6 | 7 | 2018 | 2018-06-07 | 4 | 0 | 21:00 | 21 | 66 | 56 | 51.98 | 62.6 | 62.06 | 57.02 | 56.3 | 66.02 | 53.6 | 52 | 58 | 68 | 82 | 52 | 62.06 | 0 | 0 | 0 | 1 | 0 | 0 | 0 | 1 | 1 | 1 | 1 | 0 | 100% | #N/A
2002-06-07 | 6 | 7 | 2018 | 2018-06-07 | 4 | 0 | 22:00 | 22 | 65 | 50.0258 | 51.98 | 62.42 | 62.06 | 55.94 | 54.68 | 64.94 | 53.6 | 50 | 58 | 63 | 75 | 50 | 60.98 | 0 | 0 | 0 | 1 | 0 | 0 | 0 | 1 | 1 | 1 | 1 | 0 | 100% | #N/A
2002-06-07 | 6 | 7 | 2018 | 2018-06-07 | 4 | 0 | 23:00 | 23 | 64 | 47.107 | 48.92 | 60.98 | 60.08 | 53.96 | 51.08 | 64.04 | 53.6 | 50 | 57 | 61 | 75 | 50 | 59 | 0 | 0 | 0 | 1 | 0 | 0 | 0 | 1 | 1 | 1 | 1 | 0 | 100% | #N/A
2002-06-07 | 6 | 7 | 2018 | 2018-06-07 | 4 | 0 | 24:00 | 24 | 63 | 48 | 46.94 | 59 | 59 | 51.98 | 49.1 | 64.94 | 51.8 | 50 | 54 | 58 | 81 | 48 | 60.98 | 0 | 0 | 0 | 0 | 1 | 0 | 0 | 1 | 1 | 1 | 1 | 0 | 100% | #N/A
2002-06-08 | 6 | 8 | 2018 | 2018-06-08 | 5 | 0 | 1:00 | 1 | 62 | 46 | 48.02 | 58.28 | 57.92 | 51.08 | 47.3 | 64.04 | 51.8 | 50 | 55 | 55 | 79 | 48 | 62.06 | 0 | 0 | 0 | 0 | 1 | 0 | 0 | 1 | 1 | 1 | 1 | 0 | 100% | #N/A
2002-06-08 | 6 | 8 | 2018 | 2018-06-08 | 5 | 0 | 2:00 | 2 | 61 | 45.1272 | 48.02 | 57.2 | 55.94 | 50 | 48.38 | 64.04 | 53.6 | 50 | 56 | 51 | 72 | 48 | 62.96 | 0 | 0 | 0 | 0 | 1 | 0 | 0 | 1 | 1 | 1 | 1 | 0 | 100% | #N/A
2002-06-08 | 6 | 8 | 2018 | 2018-06-08 | 5 | 0 | 3:00 | 3 | 60 | 44 | 46.94 | 56.12 | 53.96 | 53.6 | 46.4 | 64.04 | 53.6 | 50 | 54 | 48 | 75 | 46 | 64.04 | 0 | 0 | 0 | 0 | 1 | 0 | 0 | 1 | 1 | 1 | 1 | 0 | 100% | #N/A
2002-06-08 | 6 | 8 | 2018 | 2018-06-08 | 5 | 0 | 4:00 | 4 | 59 | 43.0063 | 44.6 | 55.22 | 53.06 | 53.06 | 46.4 | 64.04 | 53.6 | 48 | 54 | 45 | 73 | 45 | 64.94 | 0 | 0 | 0 | 0 | 1 | 0 | 0 | 1 | 1 | 1 | 1 | 0 | 100% | #N/A
2002-06-08 | 6 | 8 | 2018 | 2018-06-08 | 5 | 0 | 5:00 | 5 | 59 | 44 | 44.06 | 54.32 | 53.96 | 53.6 | 45.32 | 64.94 | 51.8 | 48 | 54 | 45 | 70 | 46 | 64.04 | 0 | 0 | 0 | 0 | 1 | 0 | 0 | 1 | 1 | 1 | 1 | 0 | 100% | #N/A
2002-06-08 | 6 | 8 | 2018 | 2018-06-08 | 5 | 0 | 6:00 | 6 | 59 | 49 | 53.06 | 55.76 | 57.92 | 53.6 | 50 | 68 | 55.4 | 50 | 55 | 46 | 72 | 52 | 64.94 | 0 | 0 | 0 | 0 | 1 | 0 | 0 | 1 | 1 | 1 | 1 | 0 | 100% | #N/A
2002-06-08 | 6 | 8 | 2018 | 2018-06-08 | 5 | 0 | 7:00 | 7 | 59 | 53 | 59 | 62.24 | 62.96 | 53.6 | 55.58 | 73.04 | 59 | 52 | 58 | 50 | 79 | 54 | 66.92 | 0 | 0 | 0 | 0 | 1 | 0 | 0 | 1 | 1 | 1 | 1 | 0 | 100% | #N/A
2002-06-08 | 6 | 8 | 2018 | 2018-06-08 | 5 | 0 | 8:00 | 8 | 60 | 57 | 66.02 | 64.4 | 68 | 57.2 | 60.98 | 75.02 | 62.6 | 52 | 57 | 57 | 81 | 61 | 71.96 | 0 | 0 | 0 | 1 | 0 | 0 | 0 | 1 | 1 | 1 | 1 | 0 | 100% | #N/A
2002-06-08 | 6 | 8 | 2018 | 2018-06-08 | 5 | 0 | 9:00 | 9 | 61 | 60 | 69.08 | 62.6 | 71.06 | 62.06 | 65.3 | 75.92 | 62.6 | 54 | 58 | 62 | 82 | 66 | 77 | 0 | 0 | 0 | 1 | 0 | 0 | 0 | 1 | 1 | 1 | 1 | 0 | 100% | #N/A
2002-06-08 | 6 | 8 | 2018 | 2018-06-08 | 5 | 0 | 10:00 | 10 | 62 | 63 | 71.96 | 63.32 | 73.94 | 66.92 | 69.8 | 78.08 | 64.4 | 55 | 61 | 65 | 82 | 66 | 78.98 | 0 | 0 | 0 | 1 | 0 | 0 | 0 | 1 | 1 | 1 | 1 | 0 | 100% | #N/A
2002-06-08 | 6 | 8 | 2018 | 2018-06-08 | 5 | 0 | 11:00 | 11 | 64 | 65 | 73.94 | 66.56 | 75.92 | 69.08 | 73.76 | 78.08 | 68 | 54 | 63 | 69 | 84 | 66 | 77 | 0 | 0 | 0 | 1 | 0 | 0 | 0 | 1 | 1 | 1 | 1 | 0 | 100% | #N/A
2002-06-08 | 6 | 8 | 2018 | 2018-06-08 | 5 | 0 | 12:00 | 12 | 66 | 68 | 75.92 | 67.46 | 78.08 | 69.08 | 76.82 | 78.08 | 68 | 55 | 67 | 70 | 84 | 66 | 80.06 | 0 | 0 | 0 | 1 | 0 | 0 | 0 | 1 | 1 | 1 | 1 | 0 | 100% | #N/A
2002-06-08 | 6 | 8 | 2018 | 2018-06-08 | 5 | 0 | 13:00 | 13 | 68 | 69 | 77 | 65.12 | 78.98 | 59 | 78.26 | 78.98 | 69.8 | 54 | 68 | 72 | 84 | 64 | 80.06 | 0 | 0 | 0 | 1 | 0 | 0 | 0 | 1 | 1 | 1 | 1 | 0 | 100% | #N/A
2002-06-08 | 6 | 8 | 2018 | 2018-06-08 | 5 | 0 | 14:00 | 14 | 68 | 71 | 75.92 | 65.3 | 78.98 | 66.02 | 77.18 | 78.98 | 71.6 | 55 | 68 | 72 | 84 | 63 | 78.98 | 0 | 0 | 0 | 1 | 0 | 0 | 1 | 1 | 1 | 1 | 1 | 0 | 100% | #N/A
2002-06-08 | 6 | 8 | 2018 | 2018-06-08 | 5 | 0 | 15:00 | 15 | 68 | 71 | 75.92 | 66.38 | 69.98 | 62.96 | 76.28 | 80.06 | 69.8 | 57 | 69 | 72 | 84 | 63 | 84.02 | 0 | 0 | 0 | 1 | 0 | 0 | 1 | 1 | 1 | 1 | 1 | 0 | 100% | #N/A
2002-06-08 | 6 | 8 | 2018 | 2018-06-08 | 5 | 0 | 16:00 | 16 | 68 | 72 | 71.96 | 66.02 | 73.04 | 60.98 | 74.3 | 80.06 | 69.8 | 57 | 71 | 73 | 84 | 61 | 84.02 | 0 | 0 | 0 | 1 | 0 | 0 | 1 | 1 | 1 | 1 | 1 | 0 | 100% | #N/A
2002-06-08 | 6 | 8 | 2018 | 2018-06-08 | 5 | 0 | 17:00 | 17 | 67 | 72 | 68 | 65.12 | 73.94 | 62.6 | 68.72 | 80.06 | 69.8 | 52 | 70 | 71 | 84 | 57 | 82.94 | 0 | 0 | 0 | 1 | 0 | 0 | 1 | 1 | 1 | 1 | 1 | 0 | 100% | #N/A
2002-06-08 | 6 | 8 | 2018 | 2018-06-08 | 5 | 0 | 18:00 | 18 | 65 | 68 | 64.94 | 71.06 | 73.94 | 60.8 | 66.38 | 78.98 | 68 | 52 | 72 | 70 | 82 | 55 | 80.06 | 0 | 0 | 0 | 1 | 0 | 0 | 0 | 1 | 1 | 1 | 1 | 0 | 100% | #N/A
2002-06-08 | 6 | 8 | 2018 | 2018-06-08 | 5 | 0 | 19:00 | 19 | 64 | 65 | 62.96 | 68.36 | 69.98 | 59 | 63.68 | 73.94 | 64.4 | 52 | 70 | 69 | 68 | 52 | 77 | 0 | 0 | 0 | 1 | 0 | 0 | 0 | 1 | 1 | 1 | 1 | 0 | 100% | #N/A
2002-06-08 | 6 | 8 | 2018 | 2018-06-08 | 5 | 0 | 20:00 | 20 | 63 | 61 | 59 | 65.84 | 64.94 | 57.02 | 60.8 | 69.08 | 62.6 | 52 | 65 | 64 | 66 | 50 | 73.94 | 0 | 0 | 0 | 1 | 0 | 0 | 0 | 1 | 1 | 1 | 1 | 0 | 100% | #N/A
2002-06-08 | 6 | 8 | 2018 | 2018-06-08 | 5 | 0 | 21:00 | 21 | 62 | 59 | 57.92 | 63.68 | 62.96 | 57.2 | 59.18 | 69.08 | 62.6 | 48 | 65 | 61 | 64 | 48 | 71.96 | 0 | 0 | 0 | 1 | 0 | 0 | 0 | 1 | 1 | 1 | 1 | 0 | 100% | #N/A
2002-06-08 | 6 | 8 | 2018 | 2018-06-08 | 5 | 0 | 22:00 | 22 | 61 | 57 | 57.02 | 60.26 | 60.98 | 53.06 | 57.56 | 68 | 62.6 | 48 | 65 | 60 | 64 | 48 | 71.06 | 0 | 0 | 0 | 1 | 0 | 0 | 0 | 1 | 1 | 1 | 1 | 0 | 100% | #N/A
2002-06-08 | 6 | 8 | 2018 | 2018-06-08 | 5 | 0 | 23:00 | 23 | 61 | 55 | 55.94 | 58.82 | 60.08 | 53.6 | 57.2 | 64.94 | 60.8 | 46 | 64 | 58 | 66 | 46 | 69.98 | 0 | 0 | 0 | 1 | 0 | 0 | 0 | 1 | 1 | 1 | 1 | 0 | 100% | #N/A
2002-06-08 | 6 | 8 | 2018 | 2018-06-08 | 5 | 0 | 24:00 | 24 | 60 | 54 | 57.02 | 57.38 | 62.06 | 53.6 | 54.32 | 64.04 | 60.8 | 46 | 64 | 57 | 64 | 46 | 69.08 | 0 | 0 | 0 | 0 | 1 | 0 | 0 | 1 | 1 | 1 | 1 | 0 | 100% | #N/A
2002-06-09 | 6 | 9 | 2018 | 2018-06-09 | 6 | 0 | 1:00 | 1 | 60 | 53 | 57.92 | 56.66 | 60.08 | 53.6 | 53.6 | 62.96 | 60.8 | 45 | 62 | 57 | 64 | 45 | 68 | 0 | 0 | 0 | 0 | 1 | 0 | 0 | 1 | 1 | 1 | 1 | 0 | 100% | #N/A
2002-06-09 | 6 | 9 | 2018 | 2018-06-09 | 6 | 0 | 2:00 | 2 | 60 | 52 | 57.02 | 56.48 | 59 | 53.6 | 51.44 | 62.96 | 60.8 | 45 | 63 | 55 | 63 | 43 | 66.92 | 0 | 0 | 0 | 0 | 1 | 0 | 0 | 1 | 1 | 1 | 1 | 0 | 100% | #N/A
2002-06-09 | 6 | 9 | 2018 | 2018-06-09 | 6 | 0 | 3:00 | 3 | 60 | 51 | 57.02 | 56.3 | 57.92 | 53.6 | 49.64 | 62.06 | 59 | 43 | 61 | 54 | 63 | 41 | 66.92 | 0 | 0 | 0 | 0 | 1 | 0 | 0 | 1 | 1 | 1 | 1 | 0 | 100% | #N/A
2002-06-09 | 6 | 9 | 2018 | 2018-06-09 | 6 | 0 | 4:00 | 4 | 60 | 51 | 57.02 | 56.12 | 55.04 | 53.6 | 46.22 | 62.96 | 57.2 | 43 | 61 | 53 | 63 | 43 | 66.92 | 0 | 0 | 0 | 0 | 1 | 0 | 0 | 1 | 1 | 1 | 1 | 0 | 100% | #N/A
2002-06-09 | 6 | 9 | 2018 | 2018-06-09 | 6 | 0 | 5:00 | 5 | 61.0697 | 53 | 57.02 | 57.56 | 53.96 | 51.8 | 45.32 | 62.06 | 57.2 | 43 | 60 | 53 | 63 | 46 | 66.92 | 0 | 0 | 0 | 0 | 1 | 0 | 0 | 1 | 1 | 1 | 1 | 0 | 100% | #N/A
2002-06-09 | 6 | 9 | 2018 | 2018-06-09 | 6 | 0 | 6:00 | 6 | 63 | 55 | 57.02 | 57.38 | 60.08 | 53.06 | 51.98 | 62.06 | 57.2 | 43 | 63 | 56 | 63 | 50 | 69.98 | 0 | 0 | 0 | 0 | 1 | 0 | 0 | 1 | 1 | 1 | 1 | 0 | 100% | #N/A
2002-06-09 | 6 | 9 | 2018 | 2018-06-09 | 6 | 0 | 7:00 | 7 | 65 | 57 | 57.92 | 56.84 | 66.92 | 55.04 | 57.02 | 64.04 | 62.6 | 43 | 66 | 59 | 64 | 54 | 73.04 | 0 | 0 | 0 | 0 | 1 | 0 | 0 | 1 | 1 | 1 | 1 | 0 | 100% | #N/A
2002-06-09 | 6 | 9 | 2018 | 2018-06-09 | 6 | 0 | 8:00 | 8 | 69 | 60 | 64.04 | 59 | 71.06 | 55.4 | 61.88 | 64.94 | 66.2 | 46 | 69 | 57 | 61 | 61 | 77 | 0 | 0 | 0 | 0 | 1 | 0 | 0 | 1 | 1 | 1 | 1 | 0 | 100% | #N/A
2002-06-09 | 6 | 9 | 2018 | 2018-06-09 | 6 | 0 | 9:00 | 9 | 72 | 63 | 69.08 | 62.6 | 71.96 | 60.8 | 65.3 | 66.02 | 68 | 52 | 69 | 55 | 59 | 66 | 82.04 | 0 | 0 | 0 | 0 | 1 | 0 | 0 | 1 | 1 | 1 | 1 | 0 | 100% | #N/A
2002-06-09 | 6 | 9 | 2018 | 2018-06-09 | 6 | 0 | 10:00 | 10 | 76 | 67 | 73.04 | 68.36 | 73.94 | 69.08 | 69.26 | 68 | 71.6 | 59 | 69 | 52 | 57 | 72 | 86 | 0 | 0 | 0 | 0 | 1 | 0 | 0 | 1 | 1 | 1 | 1 | 0 | 100% | #N/A
2002-06-09 | 6 | 9 | 2018 | 2018-06-09 | 6 | 0 | 11:00 | 11 | 75 | 73 | 75.92 | 72.32 | 75.92 | 73.04 | 72.5 | 69.98 | 73.4 | 64 | 70 | 54 | 61 | 75 | 87.08 | 0 | 0 | 0 | 0 | 1 | 0 | 0 | 1 | 1 | 1 | 1 | 0 | 100% | #N/A
2002-06-09 | 6 | 9 | 2018 | 2018-06-09 | 6 | 0 | 12:00 | 12 | 75 | 75 | 75.02 | 73.22 | 77 | 75.92 | 74.3 | 71.96 | 75.2 | 66 | 70 | 54 | 61 | 77 | 89.96 | 0 | 0 | 0 | 0 | 1 | 0 | 0 | 1 | 1 | 1 | 1 | 0 | 100% | #N/A
2002-06-09 | 6 | 9 | 2018 | 2018-06-09 | 6 | 0 | 13:00 | 13 | 74 | 77 | 78.98 | 73.94 | 77 | 78.08 | 78.26 | 73.04 | 73.4 | 68 | 70 | 55 | 61 | 79 | 91.04 | 0 | 0 | 0 | 0 | 1 | 0 | 0 | 1 | 1 | 1 | 1 | 0 | 100% | #N/A
2002-06-09 | 6 | 9 | 2018 | 2018-06-09 | 6 | 0 | 14:00 | 14 | 76 | 81 | 78.08 | 77.18 | 78.98 | 80.06 | 78.44 | 71.96 | 73.4 | 70 | 71 | 53 | 59 | 81 | 91.04 | 0 | 0 | 0 | 0 | 1 | 0 | 0 | 1 | 1 | 1 | 1 | 0 | 100% | #N/A
2002-06-09 | 6 | 9 | 2018 | 2018-06-09 | 6 | 0 | 15:00 | 15 | 78 | 82 | 66.02 | 74.48 | 78.98 | 75.02 | 77.36 | 66.92 | 75.2 | 73 | 70 | 55 | 61 | 81 | 91.04 | 0 | 0 | 0 | 0 | 1 | 0 | 0 | 1 | 1 | 1 | 1 | 0 | 100% | #N/A
2002-06-09 | 6 | 9 | 2018 | 2018-06-09 | 6 | 0 | 16:00 | 16 | 80 | 82 | 71.06 | 75.02 | 78.98 | 69.08 | 79.7 | 64.04 | 75.2 | 70 | 60 | 56 | 61 | 79 | 89.06 | 0 | 0 | 0 | 0 | 1 | 0 | 0 | 1 | 1 | 1 | 1 | 0 | 100% | #N/A
2002-06-09 | 6 | 9 | 2018 | 2018-06-09 | 6 | 0 | 17:00 | 17 | 79 | 81 | 71.06 | 72.32 | 78.08 | 71.96 | 79.88 | 64.04 | 73.4 | 70 | 61 | 57 | 59 | 77 | 87.98 | 0 | 0 | 0 | 0 | 1 | 0 | 0 | 1 | 1 | 1 | 1 | 0 | 100% | #N/A
2002-06-09 | 6 | 9 | 2018 | 2018-06-09 | 6 | 0 | 18:00 | 18 | 78 | 80 | 75.02 | 75.38 | 77 | 71.06 | 78.62 | 62.96 | 71.6 | 57 | 62 | 57 | 59 | 73 | 86 | 0 | 0 | 0 | 0 | 1 | 0 | 0 | 1 | 1 | 1 | 1 | 0 | 100% | #N/A
2002-06-09 | 6 | 9 | 2018 | 2018-06-09 | 6 | 0 | 19:00 | 19 | 77 | 78 | 71.96 | 75.56 | 73.94 | 69.08 | 75.56 | 62.96 | 69.8 | 57 | 61 | 57 | 57 | 70 | 82.94 | 0 | 0 | 0 | 0 | 1 | 0 | 0 | 1 | 1 | 1 | 1 | 0 | 100% | #N/A
2002-06-09 | 6 | 9 | 2018 | 2018-06-09 | 6 | 0 | 20:00 | 20 | 75 | 74 | 64.94 | 75.2 | 66.92 | 66.92 | 73.04 | 62.06 | 66.2 | 57 | 59 | 55 | 57 | 68 | 80.96 | 0 | 0 | 0 | 0 | 1 | 0 | 0 | 1 | 1 | 1 | 1 | 0 | 100% | #N/A
2002-06-09 | 6 | 9 | 2018 | 2018-06-09 | 6 | 0 | 21:00 | 21 | 73 | 73 | 60.08 | 73.22 | 62.06 | 64.04 | 69.8 | 62.06 | 62.6 | 55 | 57 | 54 | 57 | 66 | 80.06 | 0 | 0 | 0 | 0 | 1 | 0 | 0 | 1 | 1 | 1 | 1 | 0 | 100% | #N/A
2002-06-09 | 6 | 9 | 2018 | 2018-06-09 | 6 | 0 | 22:00 | 22 | 72 | 70 | 64.94 | 71.06 | 66.92 | 62.96 | 61.16 | 60.98 | 60.8 | 54 | 57 | 54 | 56 | 66 | 80.06 | 0 | 0 | 0 | 0 | 1 | 0 | 0 | 1 | 1 | 1 | 1 | 0 | 100% | #N/A
2002-06-09 | 6 | 9 | 2018 | 2018-06-09 | 6 | 0 | 23:00 | 23 | 71 | 67 | 64.04 | 71.24 | 64.04 | 62.06 | 60.8 | 60.08 | 59 | 52 | 56 | 55 | 55 | 64 | 76.46 | 0 | 0 | 0 | 0 | 1 | 0 | 0 | 1 | 1 | 1 | 1 | 0 | 100% | #N/A
2002-06-09 | 6 | 9 | 2018 | 2018-06-09 | 6 | 0 | 24:00 | 24 | 70 | 68 | 60.08 | 71.06 | 62.06 | 60.98 | 56.12 | 60.08 | 59 | 48 | 57 | 55 | 55 | 63 | 76.64 | 0 | 0 | 0 | 0 | 1 | 0 | 0 | 1 | 1 | 1 | 1 | 0 | 100% | #N/A
2002-06-10 | 6 | 10 | 2018 | 2018-06-10 | 7 | 0 | 1:00 | 1 | 69 | 65 | 55.94 | 68.9 | 57.92 | 62.06 | 53.6 | 60.08 | 59 | 46 | 57 | 56 | 55 | 63 | 74.48 | 0 | 0 | 0 | 0 | 1 | 0 | 0 | 1 | 1 | 1 | 1 | 0 | 100% | #N/A
2002-06-10 | 6 | 10 | 2018 | 2018-06-10 | 7 | 0 | 2:00 | 2 | 68 | 63 | 53.96 | 69.08 | 53.96 | 60.08 | 53.6 | 60.08 | 59 | 45 | 56 | 56 | 55 | 61 | 73.76 | 0 | 0 | 0 | 0 | 1 | 0 | 0 | 1 | 1 | 1 | 1 | 0 | 100% | #N/A
2002-06-10 | 6 | 10 | 2018 | 2018-06-10 | 7 | 0 | 3:00 | 3 | 67 | 62 | 53.06 | 68.18 | 51.98 | 57.92 | 51.8 | 60.08 | 59 | 45 | 55 | 57 | 55 | 61 | 74.48 | 0 | 0 | 0 | 0 | 1 | 0 | 0 | 1 | 1 | 1 | 1 | 0 | 100% | #N/A
2002-06-10 | 6 | 10 | 2018 | 2018-06-10 | 7 | 0 | 4:00 | 4 | 66 | 62 | 53.06 | 66.92 | 55.04 | 57.02 | 50.9 | 60.08 | 60.8 | 43 | 55 | 57 | 55 | 61 | 73.4 | 0 | 0 | 0 | 0 | 1 | 0 | 0 | 1 | 1 | 1 | 1 | 0 | 100% | #N/A
2002-06-10 | 6 | 10 | 2018 | 2018-06-10 | 7 | 0 | 5:00 | 5 | 66 | 59 | 53.06 | 66.92 | 53.96 | 57.92 | 51.8 | 60.08 | 60.8 | 45 | 55 | 57 | 55 | 61 | 75.02 | 0 | 0 | 0 | 0 | 1 | 0 | 0 | 1 | 1 | 1 | 1 | 0 | 100% | #N/A
2002-06-10 | 6 | 10 | 2018 | 2018-06-10 | 7 | 0 | 6:00 | 6 | 66 | 61 | 62.06 | 66.92 | 59 | 60.98 | 57.38 | 60.08 | 60.8 | 46 | 56 | 59 | 55 | 63 | 76.1 | 0 | 0 | 0 | 0 | 1 | 0 | 0 | 1 | 1 | 1 | 1 | 0 | 100% | #N/A
2002-06-10 | 6 | 10 | 2018 | 2018-06-10 | 7 | 0 | 7:00 | 7 | 66 | 62 | 69.08 | 69.98 | 62.96 | 64.04 | 64.4 | 60.98 | 62.6 | 52 | 59 | 62 | 57 | 68 | 73.04 | 0 | 0 | 0 | 0 | 1 | 0 | 0 | 1 | 1 | 1 | 1 | 0 | 100% | #N/A
2002-06-10 | 6 | 10 | 2018 | 2018-06-10 | 7 | 0 | 8:00 | 8 | 68 | 65 | 73.94 | 70.52 | 66.92 | 68 | 70.52 | 66.02 | 64.4 | 61 | 60 | 64 | 59 | 75 | 69.98 | 0 | 0 | 0 | 0 | 1 | 0 | 0 | 1 | 1 | 1 | 1 | 0 | 100% | #N/A
2002-06-10 | 6 | 10 | 2018 | 2018-06-10 | 7 | 0 | 9:00 | 9 | 69 | 67 | 78.08 | 76.64 | 69.08 | 68 | 75.56 | 68 | 64.4 | 64 | 61 | 71 | 63 | 82 | 66.2 | 0 | 0 | 0 | 0 | 1 | 0 | 0 | 1 | 1 | 1 | 1 | 0 | 100% | #N/A
2002-06-10 | 6 | 10 | 2018 | 2018-06-10 | 7 | 0 | 10:00 | 10 | 71 | 69 | 80.96 | 77.9 | 69.98 | 71.96 | 78.8 | 71.06 | 66.2 | 70 | 65 | 77 | 64 | 86 | 66.02 | 0 | 0 | 0 | 0 | 1 | 0 | 0 | 1 | 1 | 1 | 1 | 0 | 100% | #N/A
2002-06-10 | 6 | 10 | 2018 | 2018-06-10 | 7 | 0 | 11:00 | 11 | 71 | 70 | 82.94 | 79.88 | 71.96 | 73.94 | 80.42 | 71.06 | 66.2 | 73 | 67 | 81 | 66 | 84 | 66.02 | 0 | 0 | 0 | 0 | 1 | 0 | 0 | 1 | 1 | 1 | 1 | 0 | 100% | #N/A
2002-06-10 | 6 | 10 | 2018 | 2018-06-10 | 7 | 0 | 12:00 | 12 | 70 | 72 | 84.02 | 81.32 | 68 | 75.02 | 82.94 | 71.96 | 66.2 | 75 | 67 | 83 | 70 | 86 | 66.02 | 0 | 0 | 0 | 0 | 1 | 0 | 0 | 1 | 1 | 1 | 1 | 0 | 100% | #N/A
2002-06-10 | 6 | 10 | 2018 | 2018-06-10 | 7 | 0 | 13:00 | 13 | 70 | 74 | 82.94 | 84.02 | 66.02 | 77 | 83.84 | 73.94 | 66.2 | 77 | 70 | 85 | 72 | 88 | 64.94 | 0 | 0 | 0 | 0 | 1 | 0 | 0 | 1 | 1 | 1 | 1 | 0 | 100% | #N/A
2002-06-10 | 6 | 10 | 2018 | 2018-06-10 | 7 | 0 | 14:00 | 14 | 68 | 75 | 80.96 | 83.3 | 68 | 75.92 | 84.02 | 73.94 | 66.2 | 77 | 70 | 86 | 72 | 88 | 66.02 | 0 | 0 | 0 | 0 | 1 | 0 | 0 | 1 | 1 | 1 | 1 | 0 | 100% | #N/A
2002-06-10 | 6 | 10 | 2018 | 2018-06-10 | 7 | 0 | 15:00 | 15 | 67 | 77 | 82.94 | 83.48 | 69.98 | 78.08 | 83.48 | 78.08 | 68 | 75 | 71 | 87 | 73 | 90 | 66.02 | 0 | 0 | 0 | 0 | 1 | 0 | 0 | 1 | 1 | 1 | 1 | 0 | 100% | #N/A
2002-06-10 | 6 | 10 | 2018 | 2018-06-10 | 7 | 0 | 16:00 | 16 | 65 | 77 | 80.96 | 82.76 | 69.08 | 78.08 | 85.1 | 75.92 | 68 | 77 | 71 | 88 | 73 | 88 | 68 | 0 | 0 | 0 | 0 | 1 | 0 | 0 | 1 | 1 | 1 | 1 | 0 | 100% | #N/A
2002-06-10 | 6 | 10 | 2018 | 2018-06-10 | 7 | 0 | 17:00 | 17 | 64 | 77 | 82.04 | 83.12 | 66.92 | 75.92 | 84.02 | 73.04 | 66.2 | 68 | 67 | 87 | 73 | 90 | 68 | 0 | 0 | 0 | 0 | 1 | 0 | 0 | 1 | 1 | 1 | 1 | 0 | 100% | #N/A
2002-06-10 | 6 | 10 | 2018 | 2018-06-10 | 7 | 0 | 18:00 | 18 | 64 | 76 | 78.98 | 81.68 | 62.96 | 75.92 | 81.68 | 71.06 | 64.4 | 63 | 67 | 84 | 72 | 86 | 68 | 0 | 0 | 0 | 0 | 1 | 0 | 0 | 1 | 1 | 1 | 1 | 0 | 100% | #N/A
2002-06-10 | 6 | 10 | 2018 | 2018-06-10 | 7 | 0 | 19:00 | 19 | 63 | 74 | 77 | 80.96 | 62.06 | 73.94 | 78.98 | 66.02 | 60.8 | 63 | 64 | 76 | 68 | 81 | 66.92 | 0 | 0 | 0 | 0 | 1 | 0 | 0 | 1 | 1 | 1 | 1 | 0 | 100% | #N/A
2002-06-10 | 6 | 10 | 2018 | 2018-06-10 | 7 | 0 | 20:00 | 20 | 63 | 71 | 75.92 | 78.62 | 59 | 69.08 | 74.84 | 62.96 | 59 | 61 | 61 | 69 | 61 | 77 | 66.02 | 0 | 0 | 0 | 0 | 1 | 0 | 0 | 1 | 1 | 1 | 1 | 0 | 100% | #N/A
2002-06-10 | 6 | 10 | 2018 | 2018-06-10 | 7 | 0 | 21:00 | 21 | 62 | 68 | 75.02 | 77.72 | 60.08 | 62.96 | 71.6 | 60.98 | 57.2 | 55 | 57 | 64 | 54 | 77 | 66.02 | 0 | 0 | 0 | 0 | 1 | 0 | 0 | 1 | 1 | 1 | 1 | 0 | 100% | #N/A
2002-06-10 | 6 | 10 | 2018 | 2018-06-10 | 7 | 0 | 22:00 | 22 | 61 | 65 | 73.04 | 76.28 | 59 | 60.08 | 69.8 | 60.08 | 55.4 | 52 | 54 | 63 | 52 | 75 | 64.04 | 0 | 0 | 0 | 0 | 1 | 0 | 0 | 1 | 1 | 1 | 1 | 0 | 100% | #N/A
2002-06-10 | 6 | 10 | 2018 | 2018-06-10 | 7 | 0 | 23:00 | 23 | 61 | 62 | 71.06 | 75.02 | 57.92 | 57.02 | 67.1 | 59 | 53.6 | 48 | 49 | 60 | 48 | 72 | 62.06 | 0 | 0 | 0 | 0 | 1 | 0 | 0 | 1 | 1 | 1 | 1 | 0 | 100% | #N/A
2002-06-10 | 6 | 10 | 2018 | 2018-06-10 | 7 | 0 | 24:00 | 24 | 61 | 61 | 68 | 72.86 | 57.92 | 57.92 | 65.66 | 59 | 51.8 | 48 | 50 | 59 | 46 | 70 | 60.08 | 0 | 0 | 0 | 0 | 1 | 0 | 0 | 1 | 1 | 1 | 1 | 0 | 100% | #N/A
2002-06-11 | 6 | 11 | 2018 | 2018-06-11 | 1 | 0 | 1:00 | 1 | 61 | 60 | 64.04 | 71.42 | 53.96 | 55.04 | 64.94 | 57.92 | 51.8 | 46 | 45 | 58 | 48 | 70 | 57.02 | 0 | 0 | 0 | 0 | 1 | 0 | 0 | 1 | 1 | 1 | 1 | 0 | 100% | #N/A
2002-06-11 | 6 | 11 | 2018 | 2018-06-11 | 1 | 0 | 2:00 | 2 | 61 | 60 | 62.06 | 70.7 | 53.96 | 55.04 | 60.44 | 57.02 | 51.8 | 47 | 42 | 55 | 45 | 68 | 55.04 | 0 | 0 | 0 | 0 | 1 | 0 | 0 | 1 | 1 | 1 | 1 | 0 | 100% | #N/A
2002-06-11 | 6 | 11 | 2018 | 2018-06-11 | 1 | 0 | 3:00 | 3 | 61 | 59 | 60.98 | 69.26 | 53.96 | 55.04 | 61.16 | 57.02 | 51.8 | 48 | 41 | 54 | 45 | 66 | 53.96 | 0 | 0 | 0 | 0 | 1 | 0 | 0 | 1 | 1 | 1 | 1 | 0 | 100% | #N/A
2002-06-11 | 6 | 11 | 2018 | 2018-06-11 | 1 | 0 | 4:00 | 4 | 61 | 60 | 60.98 | 68.54 | 55.04 | 55.04 | 59.54 | 55.94 | 53.6 | 46 | 41 | 53 | 43 | 64 | 53.06 | 0 | 0 | 0 | 0 | 1 | 0 | 0 | 1 | 1 | 1 | 1 | 0 | 100% | #N/A
2002-06-11 | 6 | 11 | 2018 | 2018-06-11 | 1 | 0 | 5:00 | 5 | 63 | 60 | 62.06 | 68.36 | 53.96 | 55.04 | 59 | 55.94 | 51.8 | 46 | 41 | 52 | 45 | 66 | 53.06 | 0 | 0 | 0 | 0 | 1 | 0 | 0 | 1 | 1 | 1 | 1 | 0 | 100% | #N/A
2002-06-11 | 6 | 11 | 2018 | 2018-06-11 | 1 | 0 | 6:00 | 6 | 64 | 61 | 69.98 | 69.44 | 59 | 60.08 | 64.58 | 55.94 | 53.6 | 48 | 46 | 57 | 48 | 70 | 55.94 | 0 | 0 | 0 | 0 | 1 | 0 | 0 | 1 | 1 | 1 | 1 | 0 | 100% | #N/A
2002-06-11 | 6 | 11 | 2018 | 2018-06-11 | 1 | 0 | 7:00 | 7 | 65 | 65 | 75.02 | 72.5 | 60.08 | 66.02 | 72.32 | 57.02 | 55.4 | 52 | 57 | 62 | 54 | 72 | 60.98 | 0 | 0 | 0 | 0 | 1 | 0 | 0 | 1 | 1 | 1 | 1 | 0 | 100% | #N/A
2002-06-11 | 6 | 11 | 2018 | 2018-06-11 | 1 | 0 | 8:00 | 8 | 67 | 70 | 78.98 | 75.74 | 60.98 | 71.96 | 74.48 | 57.92 | 57.2 | 61 | 63 | 67 | 57 | 73 | 62.96 | 0 | 0 | 0 | 1 | 0 | 0 | 0 | 1 | 1 | 1 | 1 | 0 | 100% | #N/A
2002-06-11 | 6 | 11 | 2018 | 2018-06-11 | 1 | 0 | 9:00 | 9 | 70 | 74 | 84.02 | 79.52 | 62.06 | 75.92 | 79.7 | 60.98 | 59 | 68 | 67 | 72 | 63 | 77 | 64.94 | 0 | 0 | 0 | 1 | 0 | 0 | 0 | 1 | 1 | 1 | 1 | 0 | 100% | #N/A
2002-06-11 | 6 | 11 | 2018 | 2018-06-11 | 1 | 0 | 10:00 | 10 | 72 | 79 | 84.92 | 84.38 | 62.96 | 78.08 | 80.96 | 64.94 | 60.8 | 73 | 72 | 77 | 68 | 82 | 66.92 | 0 | 0 | 0 | 1 | 0 | 0 | 0 | 1 | 1 | 1 | 1 | 0 | 100% | #N/A
2002-06-11 | 6 | 11 | 2018 | 2018-06-11 | 1 | 0 | 11:00 | 11 | 72 | 84 | 86 | 85.46 | 64.04 | 78.98 | 83.48 | 64.94 | 62.6 | 77 | 75 | 79 | 73 | 84 | 69.08 | 0 | 0 | 0 | 1 | 0 | 0 | 0 | 1 | 1 | 1 | 1 | 0 | 100% | #N/A
2002-06-11 | 6 | 11 | 2018 | 2018-06-11 | 1 | 0 | 12:00 | 12 | 72 | 87 | 87.98 | 86.36 | 64.94 | 80.06 | 87.44 | 64.94 | 64.4 | 75 | 75 | 82 | 75 | 88 | 69.98 | 0 | 0 | 0 | 1 | 0 | 0 | 0 | 1 | 1 | 1 | 1 | 0 | 100% | #N/A
2002-06-11 | 6 | 11 | 2018 | 2018-06-11 | 1 | 0 | 13:00 | 13 | 72 | 89 | 87.08 | 86.18 | 64.94 | 80.06 | 89.6 | 66.02 | 64.4 | 77 | 77 | 84 | 79 | 90 | 69.98 | 0 | 0 | 0 | 1 | 0 | 0 | 0 | 1 | 1 | 1 | 1 | 0 | 100% | #N/A
2002-06-11 | 6 | 11 | 2018 | 2018-06-11 | 1 | 0 | 14:00 | 14 | 74 | 89 | 89.06 | 87.44 | 64.94 | 78.08 | 91.04 | 64.94 | 66.2 | 75 | 76 | 85 | 81 | 91 | 71.96 | 0 | 0 | 0 | 1 | 0 | 0 | 1 | 1 | 1 | 1 | 1 | 0 | 100% | #N/A
2002-06-11 | 6 | 11 | 2018 | 2018-06-11 | 1 | 0 | 15:00 | 15 | 75 | 90 | 91.04 | 87.98 | 64.94 | 78.08 | 94.1 | 64.04 | 66.2 | 75 | 76 | 87 | 82 | 93 | 71.96 | 0 | 0 | 0 | 1 | 0 | 0 | 1 | 1 | 1 | 1 | 1 | 0 | 100% | #N/A
2002-06-11 | 6 | 11 | 2018 | 2018-06-11 | 1 | 0 | 16:00 | 16 | 77 | 85 | 91.04 | 89.78 | 64.04 | 77 | 92.12 | 62.96 | 64.4 | 74 | 76 | 86 | 82 | 91 | 73.04 | 0 | 0 | 0 | 1 | 0 | 0 | 1 | 1 | 1 | 1 | 1 | 0 | 100% | #N/A
2002-06-11 | 6 | 11 | 2018 | 2018-06-11 | 1 | 0 | 17:00 | 17 | 75 | 82 | 89.96 | 91.22 | 62.06 | 73.94 | 91.58 | 62.06 | 62.6 | 73 | 72 | 83 | 81 | 90 | 71.06 | 0 | 0 | 0 | 1 | 0 | 0 | 1 | 1 | 1 | 1 | 1 | 0 | 100% | #N/A
2002-06-11 | 6 | 11 | 2018 | 2018-06-11 | 1 | 0 | 18:00 | 18 | 72 | 84 | 87.98 | 90.5 | 60.98 | 69.08 | 90.5 | 62.96 | 60.8 | 72 | 72 | 81 | 79 | 86 | 69.98 | 0 | 0 | 0 | 1 | 0 | 0 | 0 | 1 | 1 | 1 | 1 | 0 | 100% | #N/A
2002-06-11 | 6 | 11 | 2018 | 2018-06-11 | 1 | 0 | 19:00 | 19 | 70 | 83 | 84.02 | 88.88 | 57.92 | 66.02 | 84.38 | 60.98 | 57.2 | 68 | 69 | 77 | 72 | 82 | 69.08 | 0 | 0 | 0 | 1 | 0 | 0 | 0 | 1 | 1 | 1 | 1 | 0 | 100% | #N/A
2002-06-11 | 6 | 11 | 2018 | 2018-06-11 | 1 | 0 | 20:00 | 20 | 68 | 79 | 80.96 | 86.54 | 57.92 | 62.06 | 78.44 | 60.08 | 53.6 | 61 | 66 | 72 | 61 | 79 | 62.06 | 0 | 0 | 0 | 1 | 0 | 0 | 0 | 1 | 1 | 1 | 1 | 0 | 100% | #N/A
2002-06-11 | 6 | 11 | 2018 | 2018-06-11 | 1 | 0 | 21:00 | 21 | 67 | 78 | 78.98 | 83.48 | 57.02 | 60.98 | 75.56 | 59 | 51.8 | 54 | 63 | 69 | 55 | 77 | 62.06 | 0 | 0 | 0 | 1 | 0 | 0 | 0 | 1 | 1 | 1 | 1 | 0 | 100% | #N/A
2002-06-11 | 6 | 11 | 2018 | 2018-06-11 | 1 | 0 | 22:00 | 22 | 66 | 76 | 75.92 | 81.5 | 57.02 | 60.98 | 74.84 | 59 | 51.8 | 52 | 64 | 67 | 54 | 73 | 62.06 | 0 | 0 | 0 | 1 | 0 | 0 | 0 | 1 | 1 | 1 | 1 | 0 | 100% | #N/A
2002-06-11 | 6 | 11 | 2018 | 2018-06-11 | 1 | 0 | 23:00 | 23 | 65 | 75 | 73.04 | 80.24 | 57.02 | 60.08 | 71.96 | 57.92 | 48.2 | 48 | 61 | 65 | 52 | 72 | 60.98 | 0 | 0 | 0 | 1 | 0 | 0 | 0 | 1 | 1 | 1 | 1 | 0 | 100% | #N/A
2002-06-11 | 6 | 11 | 2018 | 2018-06-11 | 1 | 0 | 24:00 | 24 | 64 | 74 | 71.06 | 79.34 | 55.94 | 60.08 | 71.78 | 57.02 | 48.2 | 45 | 60 | 62 | 48 | 70 | 59 | 0 | 0 | 0 | 0 | 1 | 0 | 0 | 1 | 1 | 1 | 1 | 0 | 100% | #N/A
2002-06-12 | 6 | 12 | 2018 | 2018-06-12 | 2 | 0 | 1:00 | 1 | 64 | 65 | 66.92 | 77 | 53.96 | 57.02 | 68 | 55.94 | 48.2 | 45 | 59 | 61 | 46 | 68 | 55.94 | 0 | 0 | 0 | 0 | 1 | 0 | 0 | 1 | 1 | 1 | 1 | 0 | 100% | #N/A
2002-06-12 | 6 | 12 | 2018 | 2018-06-12 | 2 | 0 | 2:00 | 2 | 63 | 63 | 64.94 | 75.56 | 51.98 | 55.94 | 65.48 | 55.94 | 46.4 | 43 | 57 | 59 | 46 | 63 | 55.04 | 0 | 0 | 0 | 0 | 1 | 0 | 0 | 1 | 1 | 1 | 1 | 0 | 100% | #N/A
2002-06-12 | 6 | 12 | 2018 | 2018-06-12 | 2 | 0 | 3:00 | 3 | 62 | 61 | 64.94 | 75.38 | 51.98 | 55.94 | 62.96 | 55.04 | 46.4 | 39 | 57 | 58 | 46 | 63 | 53.96 | 0 | 0 | 0 | 0 | 1 | 0 | 0 | 1 | 1 | 1 | 1 | 0 | 100% | #N/A
2002-06-12 | 6 | 12 | 2018 | 2018-06-12 | 2 | 0 | 4:00 | 4 | 62 | 59 | 64.04 | 77.54 | 51.08 | 55.94 | 62.6 | 55.04 | 46.4 | 39 | 57 | 56 | 45 | 63 | 51.98 | 0 | 0 | 0 | 0 | 1 | 0 | 0 | 1 | 1 | 1 | 1 | 0 | 100% | #N/A
2002-06-12 | 6 | 12 | 2018 | 2018-06-12 | 2 | 0 | 5:00 | 5 | 63 | 59 | 69.08 | 76.64 | 51.98 | 59 | 62.24 | 53.96 | 51.8 | 39 | 56 | 55 | 45 | 64 | 53.06 | 0 | 0 | 0 | 0 | 1 | 0 | 0 | 1 | 1 | 1 | 1 | 0 | 100% | #N/A
2002-06-12 | 6 | 12 | 2018 | 2018-06-12 | 2 | 0 | 6:00 | 6 | 64 | 60 | 73.94 | 77.36 | 57.02 | 62.06 | 69.44 | 55.04 | 55.4 | 45 | 56 | 58 | 50 | 64 | 55.94 | 0 | 0 | 0 | 0 | 1 | 0 | 0 | 1 | 1 | 1 | 1 | 0 | 100% | #N/A
2002-06-12 | 6 | 12 | 2018 | 2018-06-12 | 2 | 0 | 7:00 | 7 | 65 | 62 | 78.98 | 78.98 | 62.06 | 64.94 | 75.2 | 55.94 | 59 | 61 | 56 | 64 | 55 | 66 | 60.08 | 0 | 0 | 0 | 0 | 1 | 0 | 0 | 1 | 1 | 1 | 1 | 0 | 100% | #N/A
2002-06-12 | 6 | 12 | 2018 | 2018-06-12 | 2 | 0 | 8:00 | 8 | 67 | 63 | 82.94 | 80.42 | 64.94 | 66.92 | 80.06 | 57.2 | 62.6 | 61 | 57 | 69 | 61 | 72 | 62.06 | 0 | 0 | 0 | 1 | 0 | 0 | 0 | 1 | 1 | 1 | 1 | 0 | 100% | #N/A
2002-06-12 | 6 | 12 | 2018 | 2018-06-12 | 2 | 0 | 9:00 | 9 | 70 | 64 | 86 | 85.64 | 69.08 | 69.98 | 84.02 | 57.92 | 64.4 | 64 | 58 | 74 | 66 | 73 | 64.04 | 0 | 0 | 0 | 1 | 0 | 0 | 0 | 1 | 1 | 1 | 1 | 0 | 100% | #N/A
2002-06-12 | 6 | 12 | 2018 | 2018-06-12 | 2 | 0 | 10:00 | 10 | 72 | 64 | 87.98 | 87.8 | 71.96 | 69.98 | 86.9 | 59 | 66.2 | 66 | 59 | 78 | 72 | 75 | 66.92 | 0 | 0 | 0 | 1 | 0 | 0 | 0 | 1 | 1 | 1 | 1 | 0 | 100% | #N/A
2002-06-12 | 6 | 12 | 2018 | 2018-06-12 | 2 | 0 | 11:00 | 11 | 73 | 67 | 91.04 | 88.52 | 75.02 | 71.06 | 90.68 | 60.08 | 68 | 64 | 60 | 81 | 77 | 73 | 69.08 | 0 | 0 | 0 | 1 | 0 | 0 | 0 | 1 | 1 | 1 | 1 | 0 | 100% | #N/A
2002-06-12 | 6 | 12 | 2018 | 2018-06-12 | 2 | 0 | 12:00 | 12 | 73 | 70 | 93.02 | 89.96 | 77 | 73.04 | 93.02 | 60.98 | 68 | 66 | 63 | 83 | 81 | 77 | 69.98 | 0 | 0 | 0 | 1 | 0 | 0 | 0 | 1 | 1 | 1 | 1 | 0 | 100% | #N/A
2002-06-12 | 6 | 12 | 2018 | 2018-06-12 | 2 | 0 | 13:00 | 13 | 74 | 69 | 95 | 93.02 | 78.98 | 71.06 | 94.28 | 60.98 | 68 | 64 | 66 | 84 | 82 | 77 | 71.06 | 0 | 0 | 0 | 1 | 0 | 0 | 0 | 1 | 1 | 1 | 1 | 0 | 100% | #N/A
2002-06-12 | 6 | 12 | 2018 | 2018-06-12 | 2 | 0 | 14:00 | 14 | 73 | 66 | 95 | 95 | 80.06 | 73.94 | 94.46 | 60.08 | 68 | 63 | 66 | 85 | 84 | 73 | 71.06 | 0 | 0 | 0 | 1 | 0 | 0 | 1 | 1 | 1 | 1 | 1 | 0 | 100% | #N/A
2002-06-12 | 6 | 12 | 2018 | 2018-06-12 | 2 | 0 | 15:00 | 15 | 73 | 61 | 95 | 95 | 78.98 | 73.94 | 95.72 | 62.06 | 68 | 61 | 68 | 85 | 86 | 75 | 71.96 | 0 | 0 | 0 | 1 | 0 | 0 | 1 | 1 | 1 | 1 | 1 | 0 | 100% | #N/A
2002-06-12 | 6 | 12 | 2018 | 2018-06-12 | 2 | 0 | 16:00 | 16 | 72 | 57 | 95 | 95.18 | 78.08 | 71.06 | 95.36 | 62.06 | 68 | 61 | 68 | 84 | 86 | 75 | 66.92 | 0 | 0 | 0 | 1 | 0 | 0 | 1 | 1 | 1 | 1 | 1 | 0 | 100% | #N/A
2002-06-12 | 6 | 12 | 2018 | 2018-06-12 | 2 | 0 | 17:00 | 17 | 71 | 56 | 93.92 | 96.08 | 77 | 71.96 | 93.74 | 62.96 | 65.84 | 55 | 69 | 81 | 84 | 73 | 64.94 | 0 | 0 | 0 | 1 | 0 | 0 | 1 | 1 | 1 | 1 | 1 | 0 | 100% | #N/A
2002-06-12 | 6 | 12 | 2018 | 2018-06-12 | 2 | 0 | 18:00 | 18 | 69 | 56 | 91.04 | 94.82 | 73.94 | 73.04 | 92.12 | 62.96 | 63.5 | 55 | 71 | 76 | 82 | 70 | 64.04 | 0 | 0 | 0 | 1 | 0 | 0 | 0 | 1 | 1 | 1 | 1 | 0 | 100% | #N/A
2002-06-12 | 6 | 12 | 2018 | 2018-06-12 | 2 | 0 | 19:00 | 19 | 68 | 55 | 87.98 | 92.66 | 71.06 | 71.06 | 89.42 | 62.06 | 61.16 | 55 | 69 | 71 | 73 | 68 | 60.08 | 0 | 0 | 0 | 1 | 0 | 0 | 0 | 1 | 1 | 1 | 1 | 0 | 100% | #N/A
2002-06-12 | 6 | 12 | 2018 | 2018-06-12 | 2 | 0 | 20:00 | 20 | 68 | 54 | 84.02 | 90.32 | 69.08 | 68 | 81.68 | 62.06 | 59 | 55 | 66 | 70 | 64 | 64 | 57.92 | 0 | 0 | 0 | 1 | 0 | 0 | 0 | 1 | 1 | 1 | 1 | 0 | 100% | #N/A
2002-06-12 | 6 | 12 | 2018 | 2018-06-12 | 2 | 0 | 21:00 | 21 | 66 | 54 | 82.04 | 87.44 | 66.02 | 64.94 | 78.98 | 60.98 | 59 | 55 | 64 | 70 | 61 | 63 | 55.94 | 0 | 0 | 0 | 1 | 0 | 0 | 0 | 1 | 1 | 1 | 1 | 0 | 100% | #N/A
2002-06-12 | 6 | 12 | 2018 | 2018-06-12 | 2 | 0 | 22:00 | 22 | 65 | 54 | 80.06 | 84.74 | 64.04 | 64.04 | 77 | 60.98 | 59 | 55 | 62 | 67 | 57 | 61 | 53.96 | 0 | 0 | 0 | 1 | 0 | 0 | 0 | 1 | 1 | 1 | 1 | 0 | 100% | #N/A
2002-06-12 | 6 | 12 | 2018 | 2018-06-12 | 2 | 0 | 23:00 | 23 | 64 | 54 | 78.98 | 82.58 | 62.06 | 62.06 | 75.56 | 60.08 | 59 | 57 | 63 | 64 | 55 | 61 | 51.98 | 0 | 0 | 0 | 1 | 0 | 0 | 0 | 1 | 1 | 1 | 1 | 0 | 100% | #N/A
2002-06-12 | 6 | 12 | 2018 | 2018-06-12 | 2 | 0 | 24:00 | 24 | 64 | 54 | 75.02 | 81.68 | 60.98 | 62.06 | 68 | 60.08 | 59 | 57 | 62 | 64 | 55 | 61 | 53.06 | 0 | 0 | 0 | 0 | 1 | 0 | 0 | 1 | 1 | 1 | 1 | 0 | 100% | #N/A
2002-06-13 | 6 | 13 | 2018 | 2018-06-13 | 3 | 0 | 1:00 | 1 | 62 | 54 | 71.06 | 79.88 | 60.08 | 62.06 | 68 | 59 | 59 | 57 | 60 | 63 | 54 | 59 | 53.06 | 0 | 0 | 0 | 0 | 1 | 0 | 0 | 1 | 1 | 1 | 1 | 0 | 100% | #N/A
2002-06-13 | 6 | 13 | 2018 | 2018-06-13 | 3 | 0 | 2:00 | 2 | 62 | 53 | 69.08 | 80.96 | 59 | 62.06 | 66.38 | 59 | 59 | 57 | 58 | 63 | 54 | 59 | 51.98 | 0 | 0 | 0 | 0 | 1 | 0 | 0 | 1 | 1 | 1 | 1 | 0 | 100% | #N/A
2002-06-13 | 6 | 13 | 2018 | 2018-06-13 | 3 | 0 | 3:00 | 3 | 61 | 54 | 68 | 78.62 | 57.92 | 62.06 | 64.58 | 57.92 | 59 | 57 | 58 | 63 | 52 | 57 | 51.08 | 0 | 0 | 0 | 0 | 1 | 0 | 0 | 1 | 1 | 1 | 1 | 0 | 100% | #N/A
2002-06-13 | 6 | 13 | 2018 | 2018-06-13 | 3 | 0 | 4:00 | 4 | 60 | 53 | 68 | 80.06 | 57.02 | 62.06 | 62.6 | 57.92 | 59 | 56 | 58 | 59 | 52 | 59 | 48.92 | 0 | 0 | 0 | 0 | 1 | 0 | 0 | 1 | 1 | 1 | 1 | 0 | 100% | #N/A
2002-06-13 | 6 | 13 | 2018 | 2018-06-13 | 3 | 0 | 5:00 | 5 | 61 | 53 | 71.96 | 77.72 | 57.92 | 60.08 | 65.48 | 57.92 | 59 | 55 | 58 | 59 | 52 | 59 | 50 | 0 | 0 | 0 | 0 | 1 | 0 | 0 | 1 | 1 | 1 | 1 | 0 | 100% | #N/A
2002-06-13 | 6 | 13 | 2018 | 2018-06-13 | 3 | 0 | 6:00 | 6 | 63 | 53 | 75.92 | 80.06 | 62.06 | 60.8 | 71.6 | 57.92 | 60.8 | 57 | 60 | 60 | 57 | 59 | 55.04 | 0 | 0 | 0 | 0 | 1 | 0 | 0 | 1 | 1 | 1 | 1 | 0 | 100% | #N/A
2002-06-13 | 6 | 13 | 2018 | 2018-06-13 | 3 | 0 | 7:00 | 7 | 63 | 55 | 80.06 | 80.6 | 66.92 | 62.6 | 75.92 | 57.92 | 64.4 | 57 | 63 | 62 | 59 | 59 | 60.08 | 0 | 0 | 0 | 0 | 1 | 0 | 0 | 1 | 1 | 1 | 1 | 0 | 100% | #N/A
2002-06-13 | 6 | 13 | 2018 | 2018-06-13 | 3 | 0 | 8:00 | 8 | 65 | 56 | 84.02 | 82.94 | 71.96 | 69.08 | 80.96 | 59 | 68 | 57 | 70 | 64 | 64 | 61 | 64.94 | 0 | 0 | 0 | 1 | 0 | 0 | 0 | 1 | 1 | 1 | 1 | 0 | 100% | #N/A
2002-06-13 | 6 | 13 | 2018 | 2018-06-13 | 3 | 0 | 9:00 | 9 | 67 | 57 | 87.98 | 84.92 | 75.02 | 69.98 | 84.2 | 59 | 68 | 57 | 75 | 66 | 70 | 63 | 68 | 0 | 0 | 0 | 1 | 0 | 0 | 0 | 1 | 1 | 1 | 1 | 0 | 100% | #N/A
2002-06-13 | 6 | 13 | 2018 | 2018-06-13 | 3 | 0 | 10:00 | 10 | 69 | 58 | 89.96 | 86.72 | 78.08 | 71.96 | 87.62 | 59 | 66.2 | 57 | 77 | 68 | 73 | 63 | 69.08 | 0 | 0 | 0 | 1 | 0 | 0 | 0 | 1 | 1 | 1 | 1 | 0 | 100% | #N/A
2002-06-13 | 6 | 13 | 2018 | 2018-06-13 | 3 | 0 | 11:00 | 11 | 69 | 60 | 91.94 | 89.78 | 75.02 | 71.96 | 90.32 | 59 | 68 | 61 | 81 | 73 | 77 | 64 | 73.04 | 0 | 0 | 0 | 1 | 0 | 0 | 0 | 1 | 1 | 1 | 1 | 0 | 100% | #N/A
2002-06-13 | 6 | 13 | 2018 | 2018-06-13 | 3 | 0 | 12:00 | 12 | 70 | 61 | 93.02 | 91.4 | 73.04 | 75.02 | 91.94 | 60.08 | 71.6 | 63 | 83 | 80 | 79 | 68 | 73.94 | 0 | 0 | 0 | 1 | 0 | 0 | 0 | 1 | 1 | 1 | 1 | 0 | 100% | #N/A
2002-06-13 | 6 | 13 | 2018 | 2018-06-13 | 3 | 0 | 13:00 | 13 | 70 | 62 | 93.02 | 93.38 | 73.04 | 75.92 | 92.12 | 60.8 | 68 | 63 | 83 | 82 | 82 | 73 | 73.94 | 0 | 0 | 0 | 1 | 0 | 0 | 0 | 1 | 1 | 1 | 1 | 0 | 100% | #N/A
2002-06-13 | 6 | 13 | 2018 | 2018-06-13 | 3 | 0 | 14:00 | 14 | 72 | 63 | 93.02 | 93.2 | 75.02 | 77 | 91.76 | 60.98 | 64.4 | 63 | 84 | 84 | 82 | 70 | 73.04 | 0 | 0 | 0 | 1 | 0 | 0 | 1 | 1 | 1 | 1 | 1 | 0 | 100% | #N/A
2002-06-13 | 6 | 13 | 2018 | 2018-06-13 | 3 | 0 | 15:00 | 15 | 73 | 64 | 93.02 | 93.56 | 75.02 | 75.92 | 92.12 | 60.08 | 64.4 | 63 | 83 | 85 | 82 | 70 | 71.96 | 0 | 0 | 0 | 1 | 0 | 0 | 1 | 1 | 1 | 1 | 1 | 0 | 100% | #N/A
2002-06-13 | 6 | 13 | 2018 | 2018-06-13 | 3 | 0 | 16:00 | 16 | 75 | 65 | 93.02 | 93.56 | 73.04 | 75.02 | 91.58 | 60.98 | 64.4 | 63 | 84 | 83 | 82 | 72 | 71.06 | 0 | 0 | 0 | 1 | 0 | 0 | 1 | 1 | 1 | 1 | 1 | 0 | 100% | #N/A
2002-06-13 | 6 | 13 | 2018 | 2018-06-13 | 3 | 0 | 17:00 | 17 | 73 | 64 | 91.94 | 94.46 | 71.96 | 73.94 | 91.22 | 60.08 | 64.4 | 63 | 82 | 82 | 82 | 72 | 66.92 | 0 | 0 | 0 | 1 | 0 | 0 | 1 | 1 | 1 | 1 | 1 | 0 | 100% | #N/A
2002-06-13 | 6 | 13 | 2018 | 2018-06-13 | 3 | 0 | 18:00 | 18 | 70 | 64 | 91.94 | 88.16 | 71.96 | 71.96 | 89.24 | 59 | 62.6 | 63 | 76 | 80 | 79 | 72 | 64.94 | 0 | 0 | 0 | 1 | 0 | 0 | 0 | 1 | 1 | 1 | 1 | 0 | 100% | #N/A
2002-06-13 | 6 | 13 | 2018 | 2018-06-13 | 3 | 0 | 19:00 | 19 | 68 | 63 | 82.94 | 82.04 | 71.96 | 71.06 | 84.38 | 59 | 64.4 | 63 | 70 | 74 | 73 | 72 | 60.98 | 0 | 0 | 0 | 1 | 0 | 0 | 0 | 1 | 1 | 1 | 1 | 0 | 100% | #N/A
2002-06-13 | 6 | 13 | 2018 | 2018-06-13 | 3 | 0 | 20:00 | 20 | 66 | 62 | 84.02 | 81.5 | 71.96 | 69.08 | 81.5 | 59 | 64.4 | 63 | 69 | 66 | 70 | 68 | 59 | 0 | 0 | 0 | 1 | 0 | 0 | 0 | 1 | 1 | 1 | 1 | 0 | 100% | #N/A
2002-06-13 | 6 | 13 | 2018 | 2018-06-13 | 3 | 0 | 21:00 | 21 | 65 | 61 | 82.94 | 82.04 | 71.06 | 66.92 | 80.24 | 57.92 | 62.6 | 61 | 66 | 63 | 66 | 68 | 57.92 | 0 | 0 | 0 | 1 | 0 | 0 | 0 | 1 | 1 | 1 | 1 | 0 | 100% | #N/A
2002-06-13 | 6 | 13 | 2018 | 2018-06-13 | 3 | 0 | 22:00 | 22 | 64 | 59 | 80.96 | 80.24 | 71.06 | 66.02 | 77.54 | 57.92 | 62.6 | 61 | 65 | 61 | 64 | 66 | 57.92 | 0 | 0 | 0 | 1 | 0 | 0 | 0 | 1 | 1 | 1 | 1 | 0 | 100% | #N/A
2002-06-13 | 6 | 13 | 2018 | 2018-06-13 | 3 | 0 | 23:00 | 23 | 64 | 59 | 75.92 | 78.98 | 69.08 | 64.94 | 75.2 | 57.02 | 62.6 | 61 | 64 | 57 | 63 | 64 | 57.92 | 0 | 0 | 0 | 1 | 0 | 0 | 0 | 1 | 1 | 1 | 1 | 0 | 100% | #N/A
2002-06-13 | 6 | 13 | 2018 | 2018-06-13 | 3 | 0 | 24:00 | 24 | 63 | 57 | 71.96 | 75.02 | 69.98 | 64.4 | 71.6 | 57.02 | 60.8 | 61 | 63 | 56 | 63 | 64 | 57.92 | 0 | 0 | 0 | 0 | 1 | 0 | 0 | 1 | 1 | 1 | 1 | 0 | 100% | #N/A
2002-06-14 | 6 | 14 | 2018 | 2018-06-14 | 4 | 0 | 1:00 | 1 | 63 | 57 | 69.08 | 73.04 | 69.98 | 62.6 | 71.78 | 57.02 | 62.6 | 61 | 64 | 56 | 64 | 63 | 57.02 | 0 | 0 | 0 | 0 | 1 | 0 | 0 | 1 | 1 | 1 | 1 | 0 | 100% | #N/A
2002-06-14 | 6 | 14 | 2018 | 2018-06-14 | 4 | 0 | 2:00 | 2 | 62 | 55.0616 | 68 | 71.6 | 69.08 | 64.4 | 71.24 | 57.02 | 62.6 | 59 | 64 | 55 | 66 | 64 | 59 | 0 | 0 | 0 | 0 | 1 | 0 | 0 | 1 | 1 | 1 | 1 | 0 | 100% | #N/A
2002-06-14 | 6 | 14 | 2018 | 2018-06-14 | 4 | 0 | 3:00 | 3 | 62 | 55.0616 | 66.02 | 70.34 | 68 | 64.4 | 66.56 | 57.92 | 62.6 | 59 | 63 | 55 | 66 | 63 | 57.92 | 0 | 0 | 0 | 0 | 1 | 0 | 0 | 1 | 1 | 1 | 1 | 0 | 100% | #N/A
2002-06-14 | 6 | 14 | 2018 | 2018-06-14 | 4 | 0 | 4:00 | 4 | 62 | 55.0616 | 66.02 | 71.6 | 68 | 64.4 | 65.48 | 57.92 | 62.6 | 61 | 63 | 55 | 66 | 61 | 57.02 | 0 | 0 | 0 | 0 | 1 | 0 | 0 | 1 | 1 | 1 | 1 | 0 | 100% | #N/A
2002-06-14 | 6 | 14 | 2018 | 2018-06-14 | 4 | 0 | 5:00 | 5 | 63 | 55.0616 | 64.94 | 70.7 | 68 | 64.4 | 60.98 | 57.92 | 62.6 | 61 | 63 | 58 | 64 | 63 | 59 | 0 | 0 | 0 | 0 | 1 | 0 | 0 | 1 | 1 | 1 | 1 | 0 | 100% | #N/A
2002-06-14 | 6 | 14 | 2018 | 2018-06-14 | 4 | 0 | 6:00 | 6 | 63 | 57 | 68 | 70.16 | 69.08 | 64.4 | 65.84 | 59 | 62.6 | 61 | 65 | 59 | 68 | 64 | 60.98 | 0 | 0 | 0 | 0 | 1 | 0 | 0 | 1 | 1 | 1 | 1 | 0 | 100% | #N/A
2002-06-14 | 6 | 14 | 2018 | 2018-06-14 | 4 | 0 | 7:00 | 7 | 62 | 57 | 71.96 | 70.88 | 69.98 | 64.04 | 68.36 | 60.08 | 68 | 61 | 66 | 59 | 70 | 68 | 64.04 | 0 | 0 | 0 | 0 | 1 | 0 | 0 | 1 | 1 | 1 | 1 | 0 | 100% | #N/A
2002-06-14 | 6 | 14 | 2018 | 2018-06-14 | 4 | 0 | 8:00 | 8 | 62 | 58 | 73.94 | 71.42 | 71.96 | 64.4 | 71.06 | 62.06 | 71.6 | 61 | 71 | 60 | 72 | 72 | 64.94 | 0 | 0 | 0 | 1 | 0 | 0 | 0 | 1 | 1 | 1 | 1 | 0 | 100% | #N/A
2002-06-14 | 6 | 14 | 2018 | 2018-06-14 | 4 | 0 | 9:00 | 9 | 61 | 59 | 73.94 | 71.24 | 73.04 | 62.6 | 73.4 | 64.94 | 73.4 | 63 | 74 | 61 | 73 | 73 | 66.02 | 0 | 0 | 0 | 1 | 0 | 0 | 0 | 1 | 1 | 1 | 1 | 0 | 100% | #N/A
2002-06-14 | 6 | 14 | 2018 | 2018-06-14 | 4 | 0 | 10:00 | 10 | 61 | 60 | 75.02 | 69.62 | 73.94 | 64.4 | 75.92 | 64.94 | 75.2 | 64 | 75 | 64 | 75 | 75 | 68 | 0 | 0 | 0 | 1 | 0 | 0 | 0 | 1 | 1 | 1 | 1 | 0 | 100% | #N/A
2002-06-14 | 6 | 14 | 2018 | 2018-06-14 | 4 | 0 | 11:00 | 11 | 61 | 61 | 75.92 | 67.64 | 73.94 | 64.4 | 77.72 | 68 | 75.2 | 64 | 78 | 69 | 79 | 75 | 69.98 | 0 | 0 | 0 | 1 | 0 | 0 | 0 | 1 | 1 | 1 | 1 | 0 | 100% | #N/A
2002-06-14 | 6 | 14 | 2018 | 2018-06-14 | 4 | 0 | 12:00 | 12 | 61 | 61.0231 | 78.98 | 66.2 | 73.94 | 64.4 | 77.54 | 68 | 75.2 | 64 | 78 | 73 | 75 | 77 | 68 | 0 | 0 | 0 | 1 | 0 | 0 | 0 | 1 | 1 | 1 | 1 | 0 | 100% | #N/A
2002-06-14 | 6 | 14 | 2018 | 2018-06-14 | 4 | 0 | 13:00 | 13 | 61 | 63 | 78.98 | 65.48 | 71.96 | 64.4 | 78.8 | 69.98 | 75.2 | 63 | 81 | 74 | 79 | 75 | 66.92 | 0 | 0 | 0 | 1 | 0 | 0 | 0 | 1 | 1 | 1 | 1 | 0 | 100% | #N/A
2002-06-14 | 6 | 14 | 2018 | 2018-06-14 | 4 | 0 | 14:00 | 14 | 61 | 63 | 80.96 | 64.4 | 71.96 | 64.4 | 81.32 | 69.08 | 75.2 | 63 | 82 | 73 | 77 | 77 | 66.02 | 0 | 0 | 0 | 1 | 0 | 0 | 1 | 1 | 1 | 1 | 1 | 0 | 100% | #N/A
2002-06-14 | 6 | 14 | 2018 | 2018-06-14 | 4 | 0 | 15:00 | 15 | 61 | 61 | 80.06 | 64.04 | 71.06 | 66.2 | 82.4 | 69.98 | 75.2 | 63 | 81 | 72 | 79 | 75 | 66.92 | 0 | 0 | 0 | 1 | 0 | 0 | 1 | 1 | 1 | 1 | 1 | 0 | 100% | #N/A
2002-06-14 | 6 | 14 | 2018 | 2018-06-14 | 4 | 0 | 16:00 | 16 | 61 | 60 | 78.98 | 64.04 | 69.98 | 66.2 | 82.4 | 69.08 | 71.6 | 63 | 82 | 73 | 75 | 75 | 68 | 0 | 0 | 0 | 1 | 0 | 0 | 1 | 1 | 1 | 1 | 1 | 0 | 100% | #N/A
2002-06-14 | 6 | 14 | 2018 | 2018-06-14 | 4 | 0 | 17:00 | 17 | 61 | 59 | 77 | 62.96 | 71.06 | 66.2 | 81.32 | 68 | 77 | 63 | 82 | 71 | 75 | 73 | 66.92 | 0 | 0 | 0 | 1 | 0 | 0 | 1 | 1 | 1 | 1 | 1 | 0 | 100% | #N/A
2002-06-14 | 6 | 14 | 2018 | 2018-06-14 | 4 | 0 | 18:00 | 18 | 60 | 57 | 73.04 | 63.14 | 69.98 | 66.92 | 77 | 66.02 | 75.2 | 61 | 80 | 66 | 75 | 70 | 66.02 | 0 | 0 | 0 | 1 | 0 | 0 | 0 | 1 | 1 | 1 | 1 | 0 | 100% | #N/A
2002-06-14 | 6 | 14 | 2018 | 2018-06-14 | 4 | 0 | 19:00 | 19 | 60 | 56 | 69.08 | 64.4 | 69.08 | 66.2 | 67.46 | 60.98 | 73.4 | 59 | 77 | 64 | 73 | 68 | 66.02 | 0 | 0 | 0 | 1 | 0 | 0 | 0 | 1 | 1 | 1 | 1 | 0 | 100% | #N/A
2002-06-14 | 6 | 14 | 2018 | 2018-06-14 | 4 | 0 | 20:00 | 20 | 59 | 56 | 64.04 | 63.68 | 66.02 | 66.02 | 61.7 | 57.92 | 69.8 | 59 | 73 | 56 | 72 | 63 | 66.02 | 0 | 0 | 0 | 1 | 0 | 0 | 0 | 1 | 1 | 1 | 1 | 0 | 100% | #N/A
2002-06-14 | 6 | 14 | 2018 | 2018-06-14 | 4 | 0 | 21:00 | 21 | 58 | 57 | 60.98 | 64.76 | 64.04 | 66.02 | 57.92 | 55.94 | 66.2 | 59 | 71 | 51 | 72 | 63 | 66.02 | 0 | 0 | 0 | 1 | 0 | 0 | 0 | 1 | 1 | 1 | 1 | 0 | 100% | #N/A
2002-06-14 | 6 | 14 | 2018 | 2018-06-14 | 4 | 0 | 22:00 | 22 | 58 | 56 | 60.08 | 64.58 | 60.08 | 66.2 | 57.38 | 53.96 | 64.4 | 59 | 69 | 50 | 70 | 61 | 66.02 | 0 | 0 | 0 | 1 | 0 | 0 | 0 | 1 | 1 | 1 | 1 | 0 | 100% | #N/A
2002-06-14 | 6 | 14 | 2018 | 2018-06-14 | 4 | 0 | 23:00 | 23 | 58 | 56 | 57.92 | 64.04 | 57.92 | 64.4 | 55.4 | 53.96 | 64.4 | 57 | 67 | 47 | 70 | 55 | 64.94 | 0 | 0 | 0 | 1 | 0 | 0 | 0 | 1 | 1 | 1 | 1 | 0 | 100% | #N/A
2002-06-14 | 6 | 14 | 2018 | 2018-06-14 | 4 | 0 | 24:00 | 24 | 58 | 55 | 53.96 | 62.78 | 57.02 | 64.4 | 51.26 | 53.96 | 64.4 | 59 | 66 | 45 | 68 | 55 | 64.04 | 0 | 0 | 0 | 0 | 1 | 0 | 0 | 1 | 1 | 1 | 1 | 0 | 100% | #N/A
2002-06-15 | 6 | 15 | 2018 | 2018-06-15 | 5 | 0 | 1:00 | 1 | 57 | 55 | 51.98 | 61.7 | 57.02 | 64.4 | 53.6 | 53.96 | 64.4 | 57 | 65 | 43 | 68 | 52 | 62.6 | 0 | 0 | 0 | 0 | 1 | 0 | 0 | 1 | 1 | 1 | 1 | 0 | 100% | #N/A
2002-06-15 | 6 | 15 | 2018 | 2018-06-15 | 5 | 0 | 2:00 | 2 | 58 | 54.0842 | 51.08 | 60.62 | 57.02 | 62.6 | 51.62 | 53.06 | 60.8 | 57 | 71 | 42 | 66 | 52 | 64.4 | 0 | 0 | 0 | 0 | 1 | 0 | 0 | 1 | 1 | 1 | 1 | 0 | 100% | #N/A
2002-06-15 | 6 | 15 | 2018 | 2018-06-15 | 5 | 0 | 3:00 | 3 | 58 | 53 | 48.02 | 60.98 | 57.02 | 60.08 | 49.82 | 51.98 | 59 | 57 | 70 | 39 | 64 | 50 | 64.94 | 0 | 0 | 0 | 0 | 1 | 0 | 0 | 1 | 1 | 1 | 1 | 0 | 100% | #N/A
2002-06-15 | 6 | 15 | 2018 | 2018-06-15 | 5 | 0 | 4:00 | 4 | 58 | 53 | 48.92 | 60.8 | 55.94 | 60.08 | 48.74 | 53.06 | 55.4 | 57 | 73 | 41 | 63 | 48 | 64.94 | 0 | 0 | 0 | 0 | 1 | 0 | 0 | 1 | 1 | 1 | 1 | 0 | 100% | #N/A
2002-06-15 | 6 | 15 | 2018 | 2018-06-15 | 5 | 0 | 5:00 | 5 | 59 | 53 | 48.02 | 59.9 | 55.04 | 60.8 | 49.64 | 53.96 | 55.4 | 57 | 68 | 43 | 61 | 50 | 64.94 | 0 | 0 | 0 | 0 | 1 | 0 | 0 | 1 | 1 | 1 | 1 | 0 | 100% | #N/A
2002-06-15 | 6 | 15 | 2018 | 2018-06-15 | 5 | 0 | 6:00 | 6 | 59 | 53 | 55.94 | 60.8 | 55.04 | 60.8 | 54.86 | 55.94 | 57.2 | 57 | 75 | 47 | 63 | 54 | 66.02 | 0 | 0 | 0 | 0 | 1 | 0 | 0 | 1 | 1 | 1 | 1 | 0 | 100% | #N/A
2002-06-15 | 6 | 15 | 2018 | 2018-06-15 | 5 | 0 | 7:00 | 7 | 60 | 53.0811 | 62.96 | 61.88 | 55.04 | 62.96 | 60.98 | 59 | 55.4 | 61 | 76 | 52 | 63 | 57 | 68 | 0 | 0 | 0 | 0 | 1 | 0 | 0 | 1 | 1 | 1 | 1 | 0 | 100% | #N/A
2002-06-15 | 6 | 15 | 2018 | 2018-06-15 | 5 | 0 | 8:00 | 8 | 62 | 54 | 66.02 | 65.12 | 55.4 | 64.4 | 64.58 | 62.06 | 55.4 | 61 | 77 | 57 | 64 | 63 | 71.6 | 0 | 0 | 0 | 1 | 0 | 0 | 0 | 1 | 1 | 1 | 1 | 0 | 100% | #N/A
2002-06-15 | 6 | 15 | 2018 | 2018-06-15 | 5 | 0 | 9:00 | 9 | 63 | 54 | 69.08 | 65.3 | 55.94 | 66.92 | 67.28 | 64.04 | 55.4 | 63 | 79 | 61 | 64 | 64 | 73.04 | 0 | 0 | 0 | 1 | 0 | 0 | 0 | 1 | 1 | 1 | 1 | 0 | 100% | #N/A
2002-06-15 | 6 | 15 | 2018 | 2018-06-15 | 5 | 0 | 10:00 | 10 | 65 | 54 | 71.96 | 64.04 | 55.94 | 69.08 | 70.16 | 66.02 | 57.2 | 63 | 80 | 64 | 68 | 66 | 78.08 | 0 | 0 | 0 | 1 | 0 | 0 | 0 | 1 | 1 | 1 | 1 | 0 | 100% | #N/A
2002-06-15 | 6 | 15 | 2018 | 2018-06-15 | 5 | 0 | 11:00 | 11 | 67 | 55 | 73.94 | 64.58 | 53.96 | 69.98 | 73.22 | 69.08 | 55.4 | 64 | 82 | 68 | 72 | 68 | 82.94 | 0 | 0 | 0 | 1 | 0 | 0 | 0 | 1 | 1 | 1 | 1 | 0 | 100% | #N/A
2002-06-15 | 6 | 15 | 2018 | 2018-06-15 | 5 | 0 | 12:00 | 12 | 68 | 55 | 75.02 | 63.14 | 53.96 | 71.96 | 75.02 | 69.98 | 57.2 | 64 | 83 | 68 | 72 | 70 | 84.92 | 0 | 0 | 0 | 1 | 0 | 0 | 0 | 1 | 1 | 1 | 1 | 0 | 100% | #N/A
2002-06-15 | 6 | 15 | 2018 | 2018-06-15 | 5 | 0 | 13:00 | 13 | 70 | 57 | 75.92 | 64.22 | 57.2 | 73.04 | 76.46 | 71.96 | 60.8 | 68 | 84 | 71 | 72 | 73 | 86 | 0 | 0 | 0 | 1 | 0 | 0 | 0 | 1 | 1 | 1 | 1 | 0 | 100% | #N/A
2002-06-15 | 6 | 15 | 2018 | 2018-06-15 | 5 | 0 | 14:00 | 14 | 70 | 57 | 75.92 | 70.7 | 57.02 | 75.02 | 76.46 | 73.04 | 60.8 | 66 | 84 | 71 | 73 | 75 | 86 | 0 | 0 | 0 | 1 | 0 | 0 | 1 | 1 | 1 | 1 | 1 | 0 | 100% | #N/A
2002-06-15 | 6 | 15 | 2018 | 2018-06-15 | 5 | 0 | 15:00 | 15 | 70 | 57 | 75.02 | 74.66 | 64.04 | 75.02 | 77.72 | 73.94 | 62.6 | 66 | 84 | 74 | 72 | 72 | 84.92 | 0 | 0 | 0 | 1 | 0 | 0 | 1 | 1 | 1 | 1 | 1 | 0 | 100% | #N/A
2002-06-15 | 6 | 15 | 2018 | 2018-06-15 | 5 | 0 | 16:00 | 16 | 70 | 56 | 73.94 | 74.66 | 68 | 75.92 | 77.36 | 73.94 | 62.6 | 64 | 83 | 72 | 73 | 72 | 84.92 | 0 | 0 | 0 | 1 | 0 | 0 | 1 | 1 | 1 | 1 | 1 | 0 | 100% | #N/A
2002-06-15 | 6 | 15 | 2018 | 2018-06-15 | 5 | 0 | 17:00 | 17 | 69 | 56 | 71.96 | 74.12 | 68 | 73.94 | 74.3 | 73.04 | 60.8 | 64 | 83 | 73 | 72 | 70 | 84.02 | 0 | 0 | 0 | 1 | 0 | 0 | 1 | 1 | 1 | 1 | 1 | 0 | 100% | #N/A
2002-06-15 | 6 | 15 | 2018 | 2018-06-15 | 5 | 0 | 18:00 | 18 | 68 | 56 | 69.08 | 71.24 | 68 | 71.96 | 71.24 | 73.04 | 60.8 | 63 | 81 | 73 | 68 | 66 | 82.94 | 0 | 0 | 0 | 1 | 0 | 0 | 0 | 1 | 1 | 1 | 1 | 0 | 100% | #N/A
2002-06-15 | 6 | 15 | 2018 | 2018-06-15 | 5 | 0 | 19:00 | 19 | 67 | 55 | 64.94 | 69.98 | 62.06 | 69.08 | 69.08 | 69.98 | 60.8 | 63 | 77 | 71 | 64 | 63 | 78.98 | 0 | 0 | 0 | 1 | 0 | 0 | 0 | 1 | 1 | 1 | 1 | 0 | 100% | #N/A
2002-06-15 | 6 | 15 | 2018 | 2018-06-15 | 5 | 0 | 20:00 | 20 | 66 | 54 | 62.06 | 68.18 | 60.08 | 62.06 | 66.92 | 66.02 | 59 | 61 | 73 | 66 | 61 | 61 | 77 | 0 | 0 | 0 | 1 | 0 | 0 | 0 | 1 | 1 | 1 | 1 | 0 | 100% | #N/A
2002-06-15 | 6 | 15 | 2018 | 2018-06-15 | 5 | 0 | 21:00 | 21 | 65 | 53 | 60.98 | 65.66 | 57.92 | 60.08 | 66.2 | 66.02 | 55.4 | 63 | 63 | 64 | 57 | 61 | 73.94 | 0 | 0 | 0 | 1 | 0 | 0 | 0 | 1 | 1 | 1 | 1 | 0 | 100% | #N/A
2002-06-15 | 6 | 15 | 2018 | 2018-06-15 | 5 | 0 | 22:00 | 22 | 65 | 53 | 60.98 | 63.32 | 55.94 | 57.02 | 64.58 | 64.04 | 53.6 | 63 | 60 | 62 | 54 | 59 | 73.94 | 0 | 0 | 0 | 1 | 0 | 0 | 0 | 1 | 1 | 1 | 1 | 0 | 100% | #N/A
2002-06-15 | 6 | 15 | 2018 | 2018-06-15 | 5 | 0 | 23:00 | 23 | 65 | 53 | 60.98 | 62.06 | 57.02 | 55.94 | 63.68 | 62.06 | 57.2 | 61 | 57 | 60 | 52 | 57 | 71.96 | 0 | 0 | 0 | 1 | 0 | 0 | 0 | 1 | 1 | 1 | 1 | 0 | 100% | #N/A
2002-06-15 | 6 | 15 | 2018 | 2018-06-15 | 5 | 0 | 24:00 | 24 | 65 | 53 | 60.98 | 62.06 | 57.02 | 55.04 | 62.42 | 60.98 | 57.2 | 61 | 57 | 59 | 46 | 55 | 71.06 | 0 | 0 | 0 | 0 | 1 | 0 | 0 | 1 | 1 | 1 | 1 | 0 | 100% | #N/A
2002-06-16 | 6 | 16 | 2018 | 2018-06-16 | 6 | 0 | 1:00 | 1 | 65 | 52 | 60.98 | 62.06 | 55.04 | 53.96 | 61.16 | 60.98 | 57.2 | 61 | 54 | 58 | 43 | 55 | 69.08 | 0 | 0 | 0 | 0 | 1 | 0 | 0 | 1 | 1 | 1 | 1 | 0 | 100% | #N/A
2002-06-16 | 6 | 16 | 2018 | 2018-06-16 | 6 | 0 | 2:00 | 2 | 65 | 51 | 60.98 | 62.24 | 53.06 | 51.98 | 60.44 | 60.08 | 59 | 61 | 53 | 56 | 41 | 54 | 68 | 0 | 0 | 0 | 0 | 1 | 0 | 0 | 1 | 1 | 1 | 1 | 0 | 100% | #N/A
2002-06-16 | 6 | 16 | 2018 | 2018-06-16 | 6 | 0 | 3:00 | 3 | 65 | 52 | 60.98 | 62.06 | 53.06 | 53.06 | 60.8 | 60.08 | 57.2 | 61 | 50 | 56 | 39 | 52 | 68 | 0 | 0 | 0 | 0 | 1 | 0 | 0 | 1 | 1 | 1 | 1 | 0 | 100% | #N/A
2002-06-16 | 6 | 16 | 2018 | 2018-06-16 | 6 | 0 | 4:00 | 4 | 65 | 50 | 60.98 | 62.06 | 51.98 | 51.98 | 60.62 | 59 | 55.4 | 61 | 50 | 55 | 39 | 48 | 68 | 0 | 0 | 0 | 0 | 1 | 0 | 0 | 1 | 1 | 1 | 1 | 0 | 100% | #N/A
2002-06-16 | 6 | 16 | 2018 | 2018-06-16 | 6 | 0 | 5:00 | 5 | 66 | 51 | 62.06 | 62.06 | 55.04 | 53.96 | 60.44 | 60.08 | 57.2 | 61 | 50 | 55 | 39 | 50 | 66.02 | 0 | 0 | 0 | 0 | 1 | 0 | 0 | 1 | 1 | 1 | 1 | 0 | 100% | #N/A
2002-06-16 | 6 | 16 | 2018 | 2018-06-16 | 6 | 0 | 6:00 | 6 | 66 | 50 | 62.96 | 62.24 | 60.08 | 57.92 | 60.8 | 62.06 | 57.2 | 61 | 57 | 56 | 45 | 55 | 69.98 | 0 | 0 | 0 | 0 | 1 | 0 | 0 | 1 | 1 | 1 | 1 | 0 | 100% | #N/A
2002-06-16 | 6 | 16 | 2018 | 2018-06-16 | 6 | 0 | 7:00 | 7 | 66 | 51 | 64.94 | 62.78 | 66.02 | 62.06 | 61.7 | 64.94 | 62.6 | 61 | 65 | 59 | 48 | 59 | 73.94 | 0 | 0 | 0 | 0 | 1 | 0 | 0 | 1 | 1 | 1 | 1 | 0 | 100% | #N/A
2002-06-16 | 6 | 16 | 2018 | 2018-06-16 | 6 | 0 | 8:00 | 8 | 67 | 52 | 66.02 | 65.12 | 69.08 | 66.02 | 64.58 | 66.92 | 66.2 | 61 | 73 | 65 | 52 | 64 | 77 | 0 | 0 | 0 | 0 | 1 | 0 | 0 | 1 | 1 | 1 | 1 | 0 | 100% | #N/A
2002-06-16 | 6 | 16 | 2018 | 2018-06-16 | 6 | 0 | 9:00 | 9 | 67 | 52 | 68 | 65.12 | 73.04 | 69.08 | 66.92 | 69.08 | 69.8 | 61 | 79 | 67 | 57 | 68 | 78.98 | 0 | 0 | 0 | 0 | 1 | 0 | 0 | 1 | 1 | 1 | 1 | 0 | 100% | #N/A
2002-06-16 | 6 | 16 | 2018 | 2018-06-16 | 6 | 0 | 10:00 | 10 | 68 | 53 | 69.98 | 66.74 | 75.92 | 71.06 | 69.98 | 71.06 | 71.6 | 61 | 77 | 69 | 61 | 70 | 78.98 | 0 | 0 | 0 | 0 | 1 | 0 | 0 | 1 | 1 | 1 | 1 | 0 | 100% | #N/A
2002-06-16 | 6 | 16 | 2018 | 2018-06-16 | 6 | 0 | 11:00 | 11 | 71 | 56 | 71.96 | 67.82 | 78.98 | 71.96 | 71.96 | 71.06 | 73.4 | 61 | 79 | 72 | 64 | 68 | 80.96 | 0 | 0 | 0 | 0 | 1 | 0 | 0 | 1 | 1 | 1 | 1 | 0 | 100% | #N/A
2002-06-16 | 6 | 16 | 2018 | 2018-06-16 | 6 | 0 | 12:00 | 12 | 74 | 58 | 73.04 | 68.54 | 80.96 | 71.06 | 72.5 | 71.96 | 77 | 61 | 81 | 74 | 64 | 70 | 82.94 | 0 | 0 | 0 | 0 | 1 | 0 | 0 | 1 | 1 | 1 | 1 | 0 | 100% | #N/A
2002-06-16 | 6 | 16 | 2018 | 2018-06-16 | 6 | 0 | 13:00 | 13 | 77 | 61 | 71.96 | 69.44 | 82.04 | 71.96 | 71.6 | 75.02 | 78.8 | 63 | 82 | 75 | 66 | 68 | 84.02 | 0 | 0 | 0 | 0 | 1 | 0 | 0 | 1 | 1 | 1 | 1 | 0 | 100% | #N/A
2002-06-16 | 6 | 16 | 2018 | 2018-06-16 | 6 | 0 | 14:00 | 14 | 77 | 65 | 71.06 | 70.16 | 82.04 | 73.04 | 69.26 | 75.92 | 78.8 | 63 | 83 | 76 | 66 | 66 | 84.02 | 0 | 0 | 0 | 0 | 1 | 0 | 0 | 1 | 1 | 1 | 1 | 0 | 100% | #N/A
2002-06-16 | 6 | 16 | 2018 | 2018-06-16 | 6 | 0 | 15:00 | 15 | 78 | 72 | 64.04 | 69.8 | 82.04 | 73.04 | 64.94 | 77 | 78.8 | 63 | 84 | 75 | 68 | 68 | 82.94 | 0 | 0 | 0 | 0 | 1 | 0 | 0 | 1 | 1 | 1 | 1 | 0 | 100% | #N/A
2002-06-16 | 6 | 16 | 2018 | 2018-06-16 | 6 | 0 | 16:00 | 16 | 78 | 58 | 62.96 | 66.02 | 78.98 | 73.04 | 64.4 | 77 | 78.8 | 63 | 82 | 74 | 70 | 66 | 82.94 | 0 | 0 | 0 | 0 | 1 | 0 | 0 | 1 | 1 | 1 | 1 | 0 | 100% | #N/A
2002-06-16 | 6 | 16 | 2018 | 2018-06-16 | 6 | 0 | 17:00 | 17 | 78 | 57 | 62.06 | 58.82 | 80.96 | 73.04 | 62.6 | 77 | 75.2 | 63 | 71 | 74 | 68 | 66 | 87.08 | 0 | 0 | 0 | 0 | 1 | 0 | 0 | 1 | 1 | 1 | 1 | 0 | 100% | #N/A
2002-06-16 | 6 | 16 | 2018 | 2018-06-16 | 6 | 0 | 18:00 | 18 | 77 | 59 | 60.98 | 58.64 | 80.06 | 73.04 | 62.6 | 73.94 | 71.6 | 63 | 65 | 72 | 63 | 63 | 82.04 | 0 | 0 | 0 | 0 | 1 | 0 | 0 | 1 | 1 | 1 | 1 | 0 | 100% | #N/A
2002-06-16 | 6 | 16 | 2018 | 2018-06-16 | 6 | 0 | 19:00 | 19 | 77 | 59 | 60.08 | 57.74 | 78.08 | 68 | 60.8 | 71.96 | 69.8 | 63 | 65 | 69 | 59 | 61 | 78.08 | 0 | 0 | 0 | 0 | 1 | 0 | 0 | 1 | 1 | 1 | 1 | 0 | 100% | #N/A
2002-06-16 | 6 | 16 | 2018 | 2018-06-16 | 6 | 0 | 20:00 | 20 | 77 | 57 | 59 | 57.56 | 71.96 | 64.04 | 60.8 | 66.02 | 66.2 | 61 | 63 | 64 | 54 | 59 | 73.94 | 0 | 0 | 0 | 0 | 1 | 0 | 0 | 1 | 1 | 1 | 1 | 0 | 100% | #N/A
2002-06-16 | 6 | 16 | 2018 | 2018-06-16 | 6 | 0 | 21:00 | 21 | 76 | 57 | 60.08 | 57.56 | 66.02 | 60.98 | 60.8 | 64.94 | 64.4 | 61 | 63 | 62 | 52 | 57 | 71.96 | 0 | 0 | 0 | 0 | 1 | 0 | 0 | 1 | 1 | 1 | 1 | 0 | 100% | #N/A
2002-06-16 | 6 | 16 | 2018 | 2018-06-16 | 6 | 0 | 22:00 | 22 | 76 | 55 | 60.08 | 58.1 | 62.06 | 59 | 60.8 | 62.96 | 60.8 | 59 | 63 | 60 | 50 | 57 | 73.04 | 0 | 0 | 0 | 0 | 1 | 0 | 0 | 1 | 1 | 1 | 1 | 0 | 100% | #N/A
2002-06-16 | 6 | 16 | 2018 | 2018-06-16 | 6 | 0 | 23:00 | 23 | 76 | 56 | 60.98 | 58.82 | 60.08 | 57.92 | 60.8 | 62.06 | 59 | 61 | 61 | 58 | 50 | 57 | 71.96 | 0 | 0 | 0 | 0 | 1 | 0 | 0 | 1 | 1 | 1 | 1 | 0 | 100% | #N/A
2002-06-16 | 6 | 16 | 2018 | 2018-06-16 | 6 | 0 | 24:00 | 24 | 76 | 57 | 60.98 | 59.36 | 59 | 55.94 | 60.8 | 62.06 | 60.8 | 57 | 59 | 56 | 48 | 57 | 71.96 | 0 | 0 | 0 | 0 | 1 | 0 | 0 | 1 | 1 | 1 | 1 | 0 | 100% | #N/A
2002-06-17 | 6 | 17 | 2018 | 2018-06-17 | 7 | 0 | 1:00 | 1 | 76 | 56 | 60.98 | 59.54 | 57.92 | 55.94 | 60.8 | 62.06 | 59 | 57 | 58 | 56 | 48 | 57 | 71.96 | 0 | 0 | 0 | 0 | 1 | 0 | 0 | 1 | 1 | 1 | 1 | 0 | 100% | #N/A
2002-06-17 | 6 | 17 | 2018 | 2018-06-17 | 7 | 0 | 2:00 | 2 | 77 | 54.0842 | 60.98 | 59.18 | 57.92 | 53.06 | 61.34 | 60.98 | 57.2 | 57 | 56 | 54 | 46 | 57 | 71.06 | 0 | 0 | 0 | 0 | 1 | 0 | 0 | 1 | 1 | 1 | 1 | 0 | 100% | #N/A
2002-06-17 | 6 | 17 | 2018 | 2018-06-17 | 7 | 0 | 3:00 | 3 | 77 | 53 | 62.06 | 59.72 | 57.92 | 55.04 | 60.8 | 62.96 | 57.2 | 57 | 56 | 53 | 48 | 59 | 69.98 | 0 | 0 | 0 | 0 | 1 | 0 | 0 | 1 | 1 | 1 | 1 | 0 | 100% | #N/A
2002-06-17 | 6 | 17 | 2018 | 2018-06-17 | 7 | 0 | 4:00 | 4 | 77 | 50 | 62.06 | 60.08 | 57.02 | 53.96 | 60.8 | 60.08 | 57.2 | 57 | 54 | 52 | 46 | 59 | 68 | 0 | 0 | 0 | 0 | 1 | 0 | 0 | 1 | 1 | 1 | 1 | 0 | 100% | #N/A
2002-06-17 | 6 | 17 | 2018 | 2018-06-17 | 7 | 0 | 5:00 | 5 | 79 | 52 | 60.98 | 60.26 | 55.94 | 53.96 | 61.52 | 60.08 | 57.2 | 59 | 55 | 52 | 46 | 59 | 68 | 0 | 0 | 0 | 0 | 1 | 0 | 0 | 1 | 1 | 1 | 1 | 0 | 100% | #N/A
2002-06-17 | 6 | 17 | 2018 | 2018-06-17 | 7 | 0 | 6:00 | 6 | 81 | 56 | 62.06 | 60.08 | 64.94 | 57.92 | 60.8 | 62.96 | 59 | 59 | 57 | 54 | 50 | 59 | 69.08 | 0 | 0 | 0 | 0 | 1 | 0 | 0 | 1 | 1 | 1 | 1 | 0 | 100% | #N/A
2002-06-17 | 6 | 17 | 2018 | 2018-06-17 | 7 | 0 | 7:00 | 7 | 80 | 60 | 62.06 | 59.9 | 71.96 | 62.96 | 62.24 | 64.94 | 68 | 61 | 60 | 57 | 52 | 61 | 71.96 | 0 | 0 | 0 | 0 | 1 | 0 | 0 | 1 | 1 | 1 | 1 | 0 | 100% | #N/A
2002-06-17 | 6 | 17 | 2018 | 2018-06-17 | 7 | 0 | 8:00 | 8 | 80 | 64 | 62.06 | 60.26 | 75.92 | 64.94 | 62.6 | 69.08 | 73.4 | 61 | 63 | 61 | 55 | 64 | 73.94 | 0 | 0 | 0 | 0 | 1 | 0 | 0 | 1 | 1 | 1 | 1 | 0 | 100% | #N/A
2002-06-17 | 6 | 17 | 2018 | 2018-06-17 | 7 | 0 | 9:00 | 9 | 81 | 66 | 64.04 | 60.8 | 78.98 | 64.04 | 64.76 | 71.06 | 77 | 63 | 67 | 64 | 59 | 68 | 77 | 0 | 0 | 0 | 0 | 1 | 0 | 0 | 1 | 1 | 1 | 1 | 0 | 100% | #N/A
2002-06-17 | 6 | 17 | 2018 | 2018-06-17 | 7 | 0 | 10:00 | 10 | 81 | 69 | 66.02 | 61.34 | 80.06 | 62.6 | 65.12 | 75.02 | 80.6 | 64 | 69 | 68 | 64 | 68 | 78.98 | 0 | 0 | 0 | 0 | 1 | 0 | 0 | 1 | 1 | 1 | 1 | 0 | 100% | #N/A
2002-06-17 | 6 | 17 | 2018 | 2018-06-17 | 7 | 0 | 11:00 | 11 | 80 | 73 | 66.92 | 64.04 | 80.06 | 59 | 66.56 | 77 | 82.4 | 66 | 71 | 70 | 68 | 69 | 80.06 | 0 | 0 | 0 | 0 | 1 | 0 | 0 | 1 | 1 | 1 | 1 | 0 | 100% | #N/A
2002-06-17 | 6 | 17 | 2018 | 2018-06-17 | 7 | 0 | 12:00 | 12 | 80 | 74 | 69.08 | 65.84 | 80.06 | 62.6 | 68.54 | 80.06 | 82.4 | 70 | 73 | 72 | 72 | 70 | 82.04 | 0 | 0 | 0 | 0 | 1 | 0 | 0 | 1 | 1 | 1 | 1 | 0 | 100% | #N/A
2002-06-17 | 6 | 17 | 2018 | 2018-06-17 | 7 | 0 | 13:00 | 13 | 79 | 76 | 69.98 | 66.56 | 78.98 | 62.06 | 69.8 | 80.96 | 82.4 | 72 | 74 | 75 | 70 | 70 | 82.94 | 0 | 0 | 0 | 0 | 1 | 0 | 0 | 1 | 1 | 1 | 1 | 0 | 100% | #N/A
2002-06-17 | 6 | 17 | 2018 | 2018-06-17 | 7 | 0 | 14:00 | 14 | 80 | 76 | 73.04 | 68.54 | 78.98 | 62.06 | 71.6 | 82.94 | 80.6 | 73 | 75 | 77 | 70 | 70 | 80.06 | 0 | 0 | 0 | 0 | 1 | 0 | 0 | 1 | 1 | 1 | 1 | 0 | 100% | #N/A
2002-06-17 | 6 | 17 | 2018 | 2018-06-17 | 7 | 0 | 15:00 | 15 | 81 | 75 | 73.04 | 66.74 | 75.92 | 62.96 | 73.4 | 82.94 | 78.8 | 75 | 75 | 78 | 70 | 68 | 78.08 | 0 | 0 | 0 | 0 | 1 | 0 | 0 | 1 | 1 | 1 | 1 | 0 | 100% | #N/A
2002-06-17 | 6 | 17 | 2018 | 2018-06-17 | 7 | 0 | 16:00 | 16 | 82 | 78 | 73.94 | 64.4 | 71.96 | 62.06 | 75.38 | 82.94 | 78.8 | 75 | 75 | 78 | 66 | 68 | 75.02 | 0 | 0 | 0 | 0 | 1 | 0 | 0 | 1 | 1 | 1 | 1 | 0 | 100% | #N/A
2002-06-17 | 6 | 17 | 2018 | 2018-06-17 | 7 | 0 | 17:00 | 17 | 80 | 76 | 73.94 | 64.94 | 71.06 | 60.08 | 77 | 82.04 | 78.8 | 73 | 75 | 79 | 64 | 70 | 75.02 | 0 | 0 | 0 | 0 | 1 | 0 | 0 | 1 | 1 | 1 | 1 | 0 | 100% | #N/A
2002-06-17 | 6 | 17 | 2018 | 2018-06-17 | 7 | 0 | 18:00 | 18 | 79 | 74 | 71.06 | 62.6 | 71.06 | 60.8 | 75.38 | 78.98 | 75.2 | 70 | 74 | 77 | 61 | 70 | 73.04 | 0 | 0 | 0 | 0 | 1 | 0 | 0 | 1 | 1 | 1 | 1 | 0 | 100% | #N/A
2002-06-17 | 6 | 17 | 2018 | 2018-06-17 | 7 | 0 | 19:00 | 19 | 77 | 64 | 71.96 | 64.94 | 68 | 60.8 | 73.4 | 77 | 73.4 | 66 | 68 | 73 | 57 | 66 | 71.06 | 0 | 0 | 0 | 0 | 1 | 0 | 0 | 1 | 1 | 1 | 1 | 0 | 100% | #N/A
2002-06-17 | 6 | 17 | 2018 | 2018-06-17 | 7 | 0 | 20:00 | 20 | 75 | 65 | 71.06 | 64.94 | 64.04 | 57.2 | 71.6 | 73.94 | 68 | 66 | 64 | 66 | 55 | 63 | 69.08 | 0 | 0 | 0 | 0 | 1 | 0 | 0 | 1 | 1 | 1 | 1 | 0 | 100% | #N/A
2002-06-17 | 6 | 17 | 2018 | 2018-06-17 | 7 | 0 | 21:00 | 21 | 74 | 64 | 71.6 | 62.78 | 64.04 | 55.04 | 70.16 | 71.96 | 66.2 | 63 | 62 | 66 | 55 | 63 | 69.08 | 0 | 0 | 0 | 0 | 1 | 0 | 0 | 1 | 1 | 1 | 1 | 0 | 100% | #N/A
2002-06-17 | 6 | 17 | 2018 | 2018-06-17 | 7 | 0 | 22:00 | 22 | 73 | 61 | 71.06 | 64.94 | 64.04 | 51.98 | 70.34 | 71.06 | 64.4 | 63 | 61 | 66 | 55 | 61 | 68 | 0 | 0 | 0 | 0 | 1 | 0 | 0 | 1 | 1 | 1 | 1 | 0 | 100% | #N/A
2002-06-17 | 6 | 17 | 2018 | 2018-06-17 | 7 | 0 | 23:00 | 23 | 72 | 62 | 69.98 | 67.64 | 66.02 | 51.08 | 69.98 | 69.98 | 64.4 | 63 | 54 | 65 | 55 | 61 | 68 | 0 | 0 | 0 | 0 | 1 | 0 | 0 | 1 | 1 | 1 | 1 | 0 | 100% | #N/A
2002-06-17 | 6 | 17 | 2018 | 2018-06-17 | 7 | 0 | 24:00 | 24 | 71 | 57 | 69.98 | 69.62 | 64.94 | 50 | 69.8 | 69.08 | 60.8 | 61 | 50 | 64 | 54 | 61 | 68 | 0 | 0 | 0 | 0 | 1 | 0 | 0 | 1 | 1 | 1 | 1 | 0 | 100% | #N/A
2002-06-18 | 6 | 18 | 2018 | 2018-06-18 | 1 | 0 | 1:00 | 1 | 70 | 54 | 69.98 | 69.44 | 64.94 | 50 | 69.44 | 71.06 | 60.8 | 60 | 50 | 65 | 54 | 59 | 68 | 0 | 0 | 0 | 0 | 1 | 0 | 0 | 1 | 1 | 1 | 1 | 0 | 100% | #N/A
2002-06-18 | 6 | 18 | 2018 | 2018-06-18 | 1 | 0 | 2:00 | 2 | 69 | 53 | 69.08 | 69.08 | 66.02 | 48.2 | 69.8 | 69.8 | 62.6 | 61 | 47 | 64 | 54 | 61 | 68 | 0 | 0 | 0 | 0 | 1 | 0 | 0 | 1 | 1 | 1 | 1 | 0 | 100% | #N/A
2002-06-18 | 6 | 18 | 2018 | 2018-06-18 | 1 | 0 | 3:00 | 3 | 68 | 52 | 69.08 | 69.08 | 66.02 | 48.2 | 68 | 68 | 64.4 | 61 | 47 | 64 | 54 | 61 | 66.2 | 0 | 0 | 0 | 0 | 1 | 0 | 0 | 1 | 1 | 1 | 1 | 0 | 100% | #N/A
2002-06-18 | 6 | 18 | 2018 | 2018-06-18 | 1 | 0 | 4:00 | 4 | 68 | 50 | 68 | 69.08 | 68 | 48.92 | 68 | 66.02 | 64.4 | 61 | 47 | 64 | 54 | 61 | 68 | 0 | 0 | 0 | 0 | 1 | 0 | 0 | 1 | 1 | 1 | 1 | 0 | 100% | #N/A
2002-06-18 | 6 | 18 | 2018 | 2018-06-18 | 1 | 0 | 5:00 | 5 | 68 | 52 | 69.08 | 68.72 | 71.06 | 48.2 | 68 | 66.92 | 64.4 | 61 | 46 | 62 | 55 | 61 | 66.92 | 0 | 0 | 0 | 0 | 1 | 0 | 0 | 1 | 1 | 1 | 1 | 0 | 100% | #N/A
2002-06-18 | 6 | 18 | 2018 | 2018-06-18 | 1 | 0 | 6:00 | 6 | 68 | 57 | 69.08 | 68.18 | 71.06 | 53.96 | 69.8 | 66.92 | 66.2 | 63 | 52 | 63 | 54 | 61 | 66.02 | 0 | 0 | 0 | 0 | 1 | 0 | 0 | 1 | 1 | 1 | 1 | 0 | 100% | #N/A
2002-06-18 | 6 | 18 | 2018 | 2018-06-18 | 1 | 0 | 7:00 | 7 | 69 | 60 | 69.98 | 69.26 | 73.04 | 55.4 | 69.98 | 71.06 | 68 | 64 | 60 | 64 | 55 | 61 | 66.92 | 0 | 0 | 0 | 0 | 1 | 0 | 0 | 1 | 1 | 1 | 1 | 0 | 100% | #N/A
2002-06-18 | 6 | 18 | 2018 | 2018-06-18 | 1 | 0 | 8:00 | 8 | 71 | 63 | 73.04 | 69.98 | 75.92 | 60.98 | 70.88 | 71.96 | 71.6 | 64 | 66 | 69 | 55 | 61 | 69.8 | 0 | 0 | 0 | 1 | 0 | 0 | 0 | 1 | 1 | 1 | 1 | 0 | 100% | #N/A
2002-06-18 | 6 | 18 | 2018 | 2018-06-18 | 1 | 0 | 9:00 | 9 | 72 | 69 | 75.02 | 72.32 | 80.06 | 62.06 | 71.6 | 73.94 | 75.2 | 70 | 70 | 70 | 57 | 63 | 71.06 | 0 | 0 | 0 | 1 | 0 | 0 | 0 | 1 | 1 | 1 | 1 | 0 | 100% | #N/A
2002-06-18 | 6 | 18 | 2018 | 2018-06-18 | 1 | 0 | 10:00 | 10 | 74 | 70 | 75.92 | 73.94 | 82.94 | 64.04 | 75.2 | 75.92 | 75.2 | 72 | 75 | 72 | 59 | 64 | 71.06 | 0 | 0 | 0 | 1 | 0 | 0 | 0 | 1 | 1 | 1 | 1 | 0 | 100% | #N/A
2002-06-18 | 6 | 18 | 2018 | 2018-06-18 | 1 | 0 | 11:00 | 11 | 74 | 72 | 78.8 | 76.64 | 82.94 | 66.2 | 78.26 | 77 | 75.2 | 72 | 77 | 73 | 63 | 63 | 71.96 | 0 | 0 | 0 | 1 | 0 | 0 | 0 | 1 | 1 | 1 | 1 | 0 | 100% | #N/A
2002-06-18 | 6 | 18 | 2018 | 2018-06-18 | 1 | 0 | 12:00 | 12 | 74 | 75 | 80.6 | 77 | 84.92 | 69.08 | 80.6 | 78.08 | 78.8 | 75 | 80 | 73 | 61 | 64 | 73.04 | 0 | 0 | 0 | 1 | 0 | 0 | 0 | 1 | 1 | 1 | 1 | 0 | 100% | #N/A
2002-06-18 | 6 | 18 | 2018 | 2018-06-18 | 1 | 0 | 13:00 | 13 | 74 | 75 | 82.94 | 79.34 | 84.92 | 69.98 | 81.32 | 78.08 | 77 | 75 | 81 | 71 | 64 | 63 | 73.94 | 0 | 0 | 0 | 1 | 0 | 0 | 0 | 1 | 1 | 1 | 1 | 0 | 100% | #N/A
2002-06-18 | 6 | 18 | 2018 | 2018-06-18 | 1 | 0 | 14:00 | 14 | 74 | 78 | 82.04 | 81.14 | 84.92 | 69.08 | 81.86 | 80.06 | 75.2 | 73 | 82 | 68 | 66 | 64 | 73.04 | 0 | 0 | 0 | 1 | 0 | 0 | 1 | 1 | 1 | 1 | 1 | 0 | 100% | #N/A
2002-06-18 | 6 | 18 | 2018 | 2018-06-18 | 1 | 0 | 15:00 | 15 | 74 | 76 | 82.04 | 81.5 | 87.08 | 68 | 84.56 | 78.98 | 75.2 | 73 | 83 | 69 | 70 | 63 | 73.04 | 0 | 0 | 0 | 1 | 0 | 0 | 1 | 1 | 1 | 1 | 1 | 0 | 100% | #N/A
2002-06-18 | 6 | 18 | 2018 | 2018-06-18 | 1 | 0 | 16:00 | 16 | 74 | 76 | 82.04 | 80.78 | 84.02 | 68 | 83.48 | 78.08 | 77 | 73 | 82 | 71 | 66 | 63 | 71.06 | 0 | 0 | 0 | 1 | 0 | 0 | 1 | 1 | 1 | 1 | 1 | 0 | 100% | #N/A
2002-06-18 | 6 | 18 | 2018 | 2018-06-18 | 1 | 0 | 17:00 | 17 | 73 | 77 | 80.06 | 80.78 | 86 | 64.94 | 83.3 | 77 | 75.2 | 66 | 82 | 72 | 68 | 61 | 69.98 | 0 | 0 | 0 | 1 | 0 | 0 | 1 | 1 | 1 | 1 | 1 | 0 | 100% | #N/A
2002-06-18 | 6 | 18 | 2018 | 2018-06-18 | 1 | 0 | 18:00 | 18 | 72 | 74 | 77 | 79.52 | 84.2 | 62.96 | 81.14 | 75.92 | 73.4 | 64 | 81 | 71 | 68 | 59 | 66.92 | 0 | 0 | 0 | 1 | 0 | 0 | 0 | 1 | 1 | 1 | 1 | 0 | 100% | #N/A
2002-06-18 | 6 | 18 | 2018 | 2018-06-18 | 1 | 0 | 19:00 | 19 | 71 | 74 | 73.4 | 77.9 | 78.98 | 60.08 | 78.8 | 73.04 | 69.8 | 64 | 77 | 69 | 63 | 59 | 66.02 | 0 | 0 | 0 | 1 | 0 | 0 | 0 | 1 | 1 | 1 | 1 | 0 | 100% | #N/A
2002-06-18 | 6 | 18 | 2018 | 2018-06-18 | 1 | 0 | 20:00 | 20 | 70 | 67 | 73.04 | 75.02 | 73.94 | 57.02 | 76.46 | 71.96 | 68 | 64 | 67 | 65 | 55 | 59 | 66.02 | 0 | 0 | 0 | 1 | 0 | 0 | 0 | 1 | 1 | 1 | 1 | 0 | 100% | #N/A
2002-06-18 | 6 | 18 | 2018 | 2018-06-18 | 1 | 0 | 21:00 | 21 | 69 | 69 | 71.6 | 73.58 | 73.94 | 55.94 | 75.2 | 69.98 | 68 | 63 | 64 | 63 | 54 | 59 | 64.94 | 0 | 0 | 0 | 1 | 0 | 0 | 0 | 1 | 1 | 1 | 1 | 0 | 100% | #N/A
2002-06-18 | 6 | 18 | 2018 | 2018-06-18 | 1 | 0 | 22:00 | 22 | 67 | 68 | 71.96 | 73.22 | 73.04 | 51.98 | 75.2 | 68 | 66.2 | 63 | 60 | 61 | 50 | 57 | 64.94 | 0 | 0 | 0 | 1 | 0 | 0 | 0 | 1 | 1 | 1 | 1 | 0 | 100% | #N/A
2002-06-18 | 6 | 18 | 2018 | 2018-06-18 | 1 | 0 | 23:00 | 23 | 67 | 66 | 73.04 | 71.78 | 73.04 | 53.6 | 73.76 | 66.92 | 66.2 | 63 | 58 | 61 | 50 | 57 | 64.4 | 0 | 0 | 0 | 1 | 0 | 0 | 0 | 1 | 1 | 1 | 1 | 0 | 100% | #N/A
2002-06-18 | 6 | 18 | 2018 | 2018-06-18 | 1 | 0 | 24:00 | 24 | 66 | 64 | 73.94 | 72.14 | 73.94 | 55.04 | 73.58 | 66.92 | 66.2 | 61 | 56 | 60 | 48 | 57 | 64.04 | 0 | 0 | 0 | 0 | 1 | 0 | 0 | 1 | 1 | 1 | 1 | 0 | 100% | #N/A
2002-06-19 | 6 | 19 | 2018 | 2018-06-19 | 2 | 0 | 1:00 | 1 | 65 | 63 | 73.4 | 72.68 | 75.02 | 55.94 | 73.58 | 66.92 | 66.2 | 61 | 54 | 60 | 46 | 57 | 64.04 | 0 | 0 | 0 | 0 | 1 | 0 | 0 | 1 | 1 | 1 | 1 | 0 | 100% | #N/A
2002-06-19 | 6 | 19 | 2018 | 2018-06-19 | 2 | 0 | 2:00 | 2 | 65 | 60 | 73.04 | 72.68 | 75.92 | 53.6 | 73.76 | 66.02 | 64.4 | 61 | 53 | 60 | 45 | 57 | 62.96 | 0 | 0 | 0 | 0 | 1 | 0 | 0 | 1 | 1 | 1 | 1 | 0 | 100% | #N/A
2002-06-19 | 6 | 19 | 2018 | 2018-06-19 | 2 | 0 | 3:00 | 3 | 64 | 58 | 71.96 | 72.32 | 75.92 | 55.04 | 73.94 | 66.02 | 64.4 | 61 | 51 | 61 | 46 | 57 | 62.96 | 0 | 0 | 0 | 0 | 1 | 0 | 0 | 1 | 1 | 1 | 1 | 0 | 100% | #N/A
2002-06-19 | 6 | 19 | 2018 | 2018-06-19 | 2 | 0 | 4:00 | 4 | 64 | 58 | 71.06 | 72.14 | 75.02 | 55.94 | 73.4 | 64.94 | 64.4 | 61 | 51 | 61 | 46 | 57 | 62.6 | 0 | 0 | 0 | 0 | 1 | 0 | 0 | 1 | 1 | 1 | 1 | 0 | 100% | #N/A
2002-06-19 | 6 | 19 | 2018 | 2018-06-19 | 2 | 0 | 5:00 | 5 | 64 | 56 | 71.96 | 71.42 | 71.96 | 55.04 | 73.4 | 64.94 | 64.4 | 63 | 52 | 60 | 46 | 57 | 62.96 | 0 | 0 | 0 | 0 | 1 | 0 | 0 | 1 | 1 | 1 | 1 | 0 | 100% | #N/A
2002-06-19 | 6 | 19 | 2018 | 2018-06-19 | 2 | 0 | 6:00 | 6 | 64 | 59 | 73.04 | 71.42 | 71.96 | 57.02 | 73.76 | 66.02 | 66.2 | 63 | 57 | 64 | 46 | 57 | 64.04 | 0 | 0 | 0 | 0 | 1 | 0 | 0 | 1 | 1 | 1 | 1 | 0 | 100% | #N/A
2002-06-19 | 6 | 19 | 2018 | 2018-06-19 | 2 | 0 | 7:00 | 7 | 66 | 63 | 73.4 | 71.96 | 71.06 | 59 | 74.66 | 66.92 | 68 | 64 | 63 | 69 | 48 | 57 | 64.94 | 0 | 0 | 0 | 0 | 1 | 0 | 0 | 1 | 1 | 1 | 1 | 0 | 100% | #N/A
2002-06-19 | 6 | 19 | 2018 | 2018-06-19 | 2 | 0 | 8:00 | 8 | 68 | 67 | 73.94 | 73.22 | 73.04 | 59 | 75.56 | 66.92 | 73.4 | 66 | 69 | 71 | 54 | 57 | 68 | 0 | 0 | 0 | 1 | 0 | 0 | 0 | 1 | 1 | 1 | 1 | 0 | 100% | #N/A
2002-06-19 | 6 | 19 | 2018 | 2018-06-19 | 2 | 0 | 9:00 | 9 | 70 | 69 | 75.92 | 74.12 | 75.02 | 60.08 | 76.28 | 71.06 | 75.2 | 72 | 75 | 77 | 61 | 57 | 71.96 | 0 | 0 | 0 | 1 | 0 | 0 | 0 | 1 | 1 | 1 | 1 | 0 | 100% | #N/A
2002-06-19 | 6 | 19 | 2018 | 2018-06-19 | 2 | 0 | 10:00 | 10 | 72 | 73 | 78.98 | 75.56 | 77 | 60.98 | 78.26 | 73.04 | 77 | 72 | 81 | 78 | 66 | 72 | 73.94 | 0 | 0 | 0 | 1 | 0 | 0 | 0 | 1 | 1 | 1 | 1 | 0 | 100% | #N/A
2002-06-19 | 6 | 19 | 2018 | 2018-06-19 | 2 | 0 | 11:00 | 11 | 73 | 76 | 78.98 | 78.08 | 77 | 62.6 | 80.6 | 73.04 | 77 | 72 | 83 | 81 | 68 | 77 | 75.92 | 0 | 0 | 0 | 1 | 0 | 0 | 0 | 1 | 1 | 1 | 1 | 0 | 100% | #N/A
2002-06-19 | 6 | 19 | 2018 | 2018-06-19 | 2 | 0 | 12:00 | 12 | 74 | 78 | 82.94 | 79.88 | 78.08 | 66.92 | 84.2 | 75.02 | 78.8 | 73 | 85 | 82 | 72 | 75 | 78.08 | 0 | 0 | 0 | 1 | 0 | 0 | 0 | 1 | 1 | 1 | 1 | 0 | 100% | #N/A
2002-06-19 | 6 | 19 | 2018 | 2018-06-19 | 2 | 0 | 13:00 | 13 | 75 | 79 | 84.02 | 79.88 | 78.98 | 69.08 | 86 | 75.92 | 78.8 | 72 | 86 | 84 | 72 | 79 | 80.06 | 0 | 0 | 0 | 1 | 0 | 0 | 0 | 1 | 1 | 1 | 1 | 0 | 100% | #N/A
2002-06-19 | 6 | 19 | 2018 | 2018-06-19 | 2 | 0 | 14:00 | 14 | 76 | 80 | 84.02 | 83.84 | 80.06 | 66.92 | 80.6 | 78.08 | 78.8 | 72 | 84 | 84 | 73 | 79 | 80.96 | 0 | 0 | 0 | 1 | 0 | 0 | 1 | 1 | 1 | 1 | 1 | 0 | 100% | #N/A
2002-06-19 | 6 | 19 | 2018 | 2018-06-19 | 2 | 0 | 15:00 | 15 | 76 | 81 | 82.04 | 82.94 | 80.06 | 69.08 | 78.8 | 78.08 | 77 | 75 | 87 | 82 | 73 | 82 | 80.06 | 0 | 0 | 0 | 1 | 0 | 0 | 1 | 1 | 1 | 1 | 1 | 0 | 100% | #N/A
2002-06-19 | 6 | 19 | 2018 | 2018-06-19 | 2 | 0 | 16:00 | 16 | 77 | 79 | 80.06 | 82.4 | 78.98 | 68 | 79.16 | 77 | 80.6 | 75 | 87 | 81 | 75 | 82 | 78.98 | 0 | 0 | 0 | 1 | 0 | 0 | 1 | 1 | 1 | 1 | 1 | 0 | 100% | #N/A
2002-06-19 | 6 | 19 | 2018 | 2018-06-19 | 2 | 0 | 17:00 | 17 | 75 | 80 | 78.98 | 79.34 | 78.08 | 66.02 | 78.8 | 75.92 | 78.8 | 75 | 86 | 79 | 75 | 82 | 78.98 | 0 | 0 | 0 | 1 | 0 | 0 | 1 | 1 | 1 | 1 | 1 | 0 | 100% | #N/A
2002-06-19 | 6 | 19 | 2018 | 2018-06-19 | 2 | 0 | 18:00 | 18 | 74 | 79 | 77 | 78.98 | 77 | 64.04 | 69.8 | 75.02 | 77 | 73 | 85 | 76 | 73 | 81 | 77 | 0 | 0 | 0 | 1 | 0 | 0 | 0 | 1 | 1 | 1 | 1 | 0 | 100% | #N/A
2002-06-19 | 6 | 19 | 2018 | 2018-06-19 | 2 | 0 | 19:00 | 19 | 72 | 68 | 77 | 76.82 | 73.94 | 62.06 | 69.8 | 71.96 | 75.2 | 72 | 82 | 72 | 63 | 77 | 73.94 | 0 | 0 | 0 | 1 | 0 | 0 | 0 | 1 | 1 | 1 | 1 | 0 | 100% | #N/A
2002-06-19 | 6 | 19 | 2018 | 2018-06-19 | 2 | 0 | 20:00 | 20 | 72 | 66 | 77 | 77 | 66.92 | 59 | 69.44 | 69.08 | 69.8 | 68 | 77 | 66 | 57 | 70 | 69.98 | 0 | 0 | 0 | 1 | 0 | 0 | 0 | 1 | 1 | 1 | 1 | 0 | 100% | #N/A
2002-06-19 | 6 | 19 | 2018 | 2018-06-19 | 2 | 0 | 21:00 | 21 | 70 | 66 | 73.94 | 76.46 | 64.04 | 57.92 | 69.8 | 66.92 | 64.4 | 64 | 73 | 64 | 55 | 68 | 68 | 0 | 0 | 0 | 1 | 0 | 0 | 0 | 1 | 1 | 1 | 1 | 0 | 100% | #N/A
2002-06-19 | 6 | 19 | 2018 | 2018-06-19 | 2 | 0 | 22:00 | 22 | 69 | 63 | 73.04 | 73.22 | 64.04 | 57.92 | 69.8 | 64.94 | 62.6 | 61 | 73 | 63 | 57 | 64 | 66.02 | 0 | 0 | 0 | 1 | 0 | 0 | 0 | 1 | 1 | 1 | 1 | 0 | 100% | #N/A
2002-06-19 | 6 | 19 | 2018 | 2018-06-19 | 2 | 0 | 23:00 | 23 | 69 | 61 | 71.06 | 71.6 | 62.96 | 57.02 | 70.34 | 62.96 | 59 | 59 | 71 | 63 | 54 | 64 | 64.04 | 0 | 0 | 0 | 1 | 0 | 0 | 0 | 1 | 1 | 1 | 1 | 0 | 100% | #N/A
2002-06-19 | 6 | 19 | 2018 | 2018-06-19 | 2 | 0 | 24:00 | 24 | 68 | 60 | 71.06 | 71.06 | 57.92 | 57.92 | 69.8 | 62.06 | 59 | 59 | 65 | 62 | 52 | 63 | 62.06 | 0 | 0 | 0 | 0 | 1 | 0 | 0 | 1 | 1 | 1 | 1 | 0 | 100% | #N/A
2002-06-20 | 6 | 20 | 2018 | 2018-06-20 | 3 | 0 | 1:00 | 1 | 67 | 59 | 71.06 | 70.88 | 57.02 | 55.94 | 69.8 | 62.06 | 57.2 | 61 | 65 | 62 | 52 | 61 | 60.08 | 0 | 0 | 0 | 0 | 1 | 0 | 0 | 1 | 1 | 1 | 1 | 0 | 100% | #N/A
2002-06-20 | 6 | 20 | 2018 | 2018-06-20 | 3 | 0 | 2:00 | 2 | 67 | 59 | 71.96 | 71.42 | 55.04 | 55.94 | 69.8 | 55.04 | 57.2 | 61 | 62 | 62 | 54 | 61 | 57.92 | 0 | 0 | 0 | 0 | 1 | 0 | 0 | 1 | 1 | 1 | 1 | 0 | 100% | #N/A
2002-06-20 | 6 | 20 | 2018 | 2018-06-20 | 3 | 0 | 3:00 | 3 | 66 | 57 | 71.06 | 71.24 | 55.94 | 55.4 | 68 | 53.96 | 53.6 | 61 | 60 | 62 | 54 | 61 | 57.92 | 0 | 0 | 0 | 0 | 1 | 0 | 0 | 1 | 1 | 1 | 1 | 0 | 100% | #N/A
2002-06-20 | 6 | 20 | 2018 | 2018-06-20 | 3 | 0 | 4:00 | 4 | 66 | 56 | 71.06 | 71.06 | 51.98 | 57.02 | 68 | 53.06 | 53.6 | 61 | 60 | 64 | 52 | 59 | 55.94 | 0 | 0 | 0 | 0 | 1 | 0 | 0 | 1 | 1 | 1 | 1 | 0 | 100% | #N/A
2002-06-20 | 6 | 20 | 2018 | 2018-06-20 | 3 | 0 | 5:00 | 5 | 66 | 56 | 71.06 | 70.7 | 53.96 | 57.02 | 68 | 55.04 | 51.8 | 61 | 59 | 65 | 52 | 59 | 55.04 | 0 | 0 | 0 | 0 | 1 | 0 | 0 | 1 | 1 | 1 | 1 | 0 | 100% | #N/A
2002-06-20 | 6 | 20 | 2018 | 2018-06-20 | 3 | 0 | 6:00 | 6 | 66 | 61 | 69.98 | 69.62 | 60.08 | 57.2 | 69.44 | 57.92 | 55.4 | 61 | 62 | 67 | 55 | 64 | 57.02 | 0 | 0 | 0 | 0 | 1 | 0 | 0 | 1 | 1 | 1 | 1 | 0 | 100% | #N/A
2002-06-20 | 6 | 20 | 2018 | 2018-06-20 | 3 | 0 | 7:00 | 7 | 67 | 63 | 71.6 | 69.98 | 66.92 | 62.06 | 69.8 | 60.98 | 64.4 | 63 | 68 | 69 | 57 | 68 | 60.08 | 0 | 0 | 0 | 0 | 1 | 0 | 0 | 1 | 1 | 1 | 1 | 0 | 100% | #N/A
2002-06-20 | 6 | 20 | 2018 | 2018-06-20 | 3 | 0 | 8:00 | 8 | 68 | 67 | 73.04 | 70.88 | 71.06 | 66.02 | 74.3 | 64.04 | 69.8 | 64 | 71 | 72 | 63 | 72 | 62.06 | 0 | 0 | 0 | 1 | 0 | 0 | 0 | 1 | 1 | 1 | 1 | 0 | 100% | #N/A
2002-06-20 | 6 | 20 | 2018 | 2018-06-20 | 3 | 0 | 9:00 | 9 | 68 | 70 | 73.94 | 72.14 | 73.94 | 69.8 | 76.82 | 64.94 | 71.6 | 70 | 74 | 73 | 66 | 75 | 62.96 | 0 | 0 | 0 | 1 | 0 | 0 | 0 | 1 | 1 | 1 | 1 | 0 | 100% | #N/A
2002-06-20 | 6 | 20 | 2018 | 2018-06-20 | 3 | 0 | 10:00 | 10 | 69 | 74 | 78.98 | 74.48 | 75.02 | 69.98 | 78.8 | 66.92 | 73.4 | 75 | 77 | 73 | 72 | 75 | 64.94 | 0 | 0 | 0 | 1 | 0 | 0 | 0 | 1 | 1 | 1 | 1 | 0 | 100% | #N/A
2002-06-20 | 6 | 20 | 2018 | 2018-06-20 | 3 | 0 | 11:00 | 11 | 70 | 77 | 82.04 | 77.18 | 77 | 73.04 | 82.22 | 68 | 73.4 | 70 | 77 | 75 | 75 | 79 | 66.02 | 0 | 0 | 0 | 1 | 0 | 0 | 0 | 1 | 1 | 1 | 1 | 0 | 100% | #N/A
2002-06-20 | 6 | 20 | 2018 | 2018-06-20 | 3 | 0 | 12:00 | 12 | 71 | 80 | 84.02 | 79.7 | 78.08 | 71.6 | 82.76 | 69.08 | 77 | 72 | 79 | 77 | 75 | 77 | 68 | 0 | 0 | 0 | 1 | 0 | 0 | 0 | 1 | 1 | 1 | 1 | 0 | 100% | #N/A
2002-06-20 | 6 | 20 | 2018 | 2018-06-20 | 3 | 0 | 13:00 | 13 | 72 | 81 | 84.92 | 81.68 | 77 | 73.94 | 82.94 | 71.06 | 75.2 | 73 | 80 | 78 | 73 | 77 | 69.08 | 0 | 0 | 0 | 1 | 0 | 0 | 0 | 1 | 1 | 1 | 1 | 0 | 100% | #N/A
2002-06-20 | 6 | 20 | 2018 | 2018-06-20 | 3 | 0 | 14:00 | 14 | 72 | 79 | 84.92 | 84.2 | 80.06 | 73.94 | 83.84 | 71.06 | 75.2 | 68 | 81 | 78 | 75 | 77 | 71.06 | 0 | 0 | 0 | 1 | 0 | 0 | 1 | 1 | 1 | 1 | 1 | 0 | 100% | #N/A
2002-06-20 | 6 | 20 | 2018 | 2018-06-20 | 3 | 0 | 15:00 | 15 | 73 | 82 | 86 | 83.84 | 78.08 | 75.02 | 81.5 | 69.98 | 73.4 | 70 | 82 | 79 | 75 | 77 | 69.98 | 0 | 0 | 0 | 1 | 0 | 0 | 1 | 1 | 1 | 1 | 1 | 0 | 100% | #N/A
2002-06-20 | 6 | 20 | 2018 | 2018-06-20 | 3 | 0 | 16:00 | 16 | 73 | 82 | 84.92 | 84.02 | 77 | 75.2 | 81.14 | 69.08 | 73.4 | 73 | 81 | 79 | 73 | 75 | 71.96 | 0 | 0 | 0 | 1 | 0 | 0 | 1 | 1 | 1 | 1 | 1 | 0 | 100% | #N/A
2002-06-20 | 6 | 20 | 2018 | 2018-06-20 | 3 | 0 | 17:00 | 17 | 71 | 82 | 82.94 | 84.02 | 77 | 77 | 81.14 | 69.08 | 71.6 | 72 | 82 | 77 | 73 | 72 | 71.96 | 0 | 0 | 0 | 1 | 0 | 0 | 1 | 1 | 1 | 1 | 1 | 0 | 100% | #N/A
2002-06-20 | 6 | 20 | 2018 | 2018-06-20 | 3 | 0 | 18:00 | 18 | 69 | 77 | 82.04 | 83.12 | 75.02 | 75.02 | 81.14 | 66.92 | 69.8 | 72 | 79 | 75 | 75 | 68 | 69.98 | 0 | 0 | 0 | 1 | 0 | 0 | 0 | 1 | 1 | 1 | 1 | 0 | 100% | #N/A
2002-06-20 | 6 | 20 | 2018 | 2018-06-20 | 3 | 0 | 19:00 | 19 | 67 | 74 | 80.06 | 82.04 | 71.96 | 73.94 | 78.08 | 66.02 | 69.8 | 72 | 75 | 73 | 66 | 66 | 68 | 0 | 0 | 0 | 1 | 0 | 0 | 0 | 1 | 1 | 1 | 1 | 0 | 100% | #N/A
2002-06-20 | 6 | 20 | 2018 | 2018-06-20 | 3 | 0 | 20:00 | 20 | 66.0831 | 70 | 77 | 79.52 | 71.06 | 71.06 | 72.14 | 60.98 | 68 | 66 | 66 | 72 | 64 | 66 | 64.04 | 0 | 0 | 0 | 1 | 0 | 0 | 0 | 1 | 1 | 1 | 1 | 0 | 100% | #N/A
2002-06-20 | 6 | 20 | 2018 | 2018-06-20 | 3 | 0 | 21:00 | 21 | 65.0406 | 68 | 73.94 | 78.26 | 69.08 | 69.98 | 70.88 | 59 | 68 | 63 | 59 | 70 | 63 | 64 | 60.98 | 0 | 0 | 0 | 1 | 0 | 0 | 0 | 1 | 1 | 1 | 1 | 0 | 100% | #N/A
2002-06-20 | 6 | 20 | 2018 | 2018-06-20 | 3 | 0 | 22:00 | 22 | 65.0406 | 65 | 71.96 | 77.72 | 64.94 | 69.08 | 68.18 | 57.92 | 66.2 | 61 | 56 | 69 | 61 | 63 | 60.08 | 0 | 0 | 0 | 1 | 0 | 0 | 0 | 1 | 1 | 1 | 1 | 0 | 100% | #N/A
2002-06-20 | 6 | 20 | 2018 | 2018-06-20 | 3 | 0 | 23:00 | 23 | 65.0406 | 64 | 69.08 | 75.02 | 64.04 | 68 | 66.74 | 55.94 | 66.2 | 61 | 54 | 67 | 61 | 63 | 57.92 | 0 | 0 | 0 | 1 | 0 | 0 | 0 | 1 | 1 | 1 | 1 | 0 | 100% | #N/A
2002-06-20 | 6 | 20 | 2018 | 2018-06-20 | 3 | 0 | 24:00 | 24 | 65.0406 | 62 | 62.96 | 73.58 | 62.96 | 66.92 | 63.32 | 55.94 | 66.2 | 61 | 51 | 64 | 59 | 63 | 55.04 | 0 | 0 | 0 | 0 | 1 | 0 | 0 | 1 | 1 | 1 | 1 | 0 | 100% | #N/A
2002-06-21 | 6 | 21 | 2018 | 2018-06-21 | 4 | 0 | 1:00 | 1 | 65.0406 | 60 | 62.06 | 71.78 | 60.98 | 66.92 | 60.26 | 53.96 | 66.2 | 61 | 52 | 64 | 54 | 61 | 55.94 | 0 | 0 | 0 | 0 | 1 | 0 | 0 | 1 | 1 | 1 | 1 | 0 | 100% | #N/A
2002-06-21 | 6 | 21 | 2018 | 2018-06-21 | 4 | 0 | 2:00 | 2 | 65.0406 | 59 | 60.98 | 70.52 | 62.06 | 66.92 | 62.24 | 51.98 | 66.2 | 59 | 49 | 62 | 54 | 63 | 55.94 | 0 | 0 | 0 | 0 | 1 | 0 | 0 | 1 | 1 | 1 | 1 | 0 | 100% | #N/A
2002-06-21 | 6 | 21 | 2018 | 2018-06-21 | 4 | 0 | 3:00 | 3 | 65.0406 | 57 | 60.98 | 69.62 | 60.08 | 66.02 | 59.36 | 51.98 | 64.4 | 61 | 48 | 62 | 52 | 64 | 53.96 | 0 | 0 | 0 | 0 | 1 | 0 | 0 | 1 | 1 | 1 | 1 | 0 | 100% | #N/A
2002-06-21 | 6 | 21 | 2018 | 2018-06-21 | 4 | 0 | 4:00 | 4 | 65 | 57 | 57.92 | 69.08 | 60.98 | 66.02 | 57.02 | 51.08 | 64.4 | 61 | 47 | 61 | 50 | 63 | 53.06 | 0 | 0 | 0 | 0 | 1 | 0 | 0 | 1 | 1 | 1 | 1 | 0 | 100% | #N/A
2002-06-21 | 6 | 21 | 2018 | 2018-06-21 | 4 | 0 | 5:00 | 5 | 66 | 57 | 59 | 67.82 | 62.06 | 66.02 | 57.92 | 51.98 | 64.4 | 61 | 47 | 61 | 52 | 63 | 53.96 | 0 | 0 | 0 | 0 | 1 | 0 | 0 | 1 | 1 | 1 | 1 | 0 | 100% | #N/A
2002-06-21 | 6 | 21 | 2018 | 2018-06-21 | 4 | 0 | 6:00 | 6 | 66 | 60 | 68 | 68.54 | 62.96 | 71.06 | 62.78 | 55.94 | 66.2 | 61 | 53 | 64 | 55 | 64 | 59 | 0 | 0 | 0 | 0 | 1 | 0 | 0 | 1 | 1 | 1 | 1 | 0 | 100% | #N/A
2002-06-21 | 6 | 21 | 2018 | 2018-06-21 | 4 | 0 | 7:00 | 7 | 68 | 64 | 73.04 | 70.7 | 66.92 | 75.02 | 68.36 | 57.02 | 66.2 | 63 | 58 | 65 | 59 | 70 | 64.94 | 0 | 0 | 0 | 0 | 1 | 0 | 0 | 1 | 1 | 1 | 1 | 0 | 100% | #N/A
2002-06-21 | 6 | 21 | 2018 | 2018-06-21 | 4 | 0 | 8:00 | 8 | 70 | 69 | 77 | 73.94 | 71.96 | 80.06 | 70.7 | 60.98 | 66.2 | 63 | 65 | 68 | 61 | 73 | 69.08 | 0 | 0 | 0 | 1 | 0 | 0 | 0 | 1 | 1 | 1 | 1 | 0 | 100% | #N/A
2002-06-21 | 6 | 21 | 2018 | 2018-06-21 | 4 | 0 | 9:00 | 9 | 72 | 73 | 78.98 | 74.12 | 77 | 84.92 | 74.3 | 62.96 | 66.2 | 66 | 70 | 73 | 64 | 79 | 71.06 | 0 | 0 | 0 | 1 | 0 | 0 | 0 | 1 | 1 | 1 | 1 | 0 | 100% | #N/A
2002-06-21 | 6 | 21 | 2018 | 2018-06-21 | 4 | 0 | 10:00 | 10 | 74 | 77 | 82.04 | 76.1 | 80.06 | 87.98 | 76.46 | 64.94 | 68 | 73 | 74 | 76 | 66 | 82 | 73.94 | 0 | 0 | 0 | 1 | 0 | 0 | 0 | 1 | 1 | 1 | 1 | 0 | 100% | #N/A
2002-06-21 | 6 | 21 | 2018 | 2018-06-21 | 4 | 0 | 11:00 | 11 | 75 | 80 | 82.94 | 79.34 | 78.08 | 89.96 | 80.24 | 66.92 | 71.6 | 79 | 77 | 80 | 73 | 86 | 75.02 | 0 | 0 | 0 | 1 | 0 | 0 | 0 | 1 | 1 | 1 | 1 | 0 | 100% | #N/A
2002-06-21 | 6 | 21 | 2018 | 2018-06-21 | 4 | 0 | 12:00 | 12 | 76 | 83 | 82.04 | 79.52 | 77 | 93.02 | 80.42 | 66.92 | 75.2 | 79 | 77 | 84 | 76 | 88 | 75.02 | 0 | 0 | 0 | 1 | 0 | 0 | 0 | 1 | 1 | 1 | 1 | 0 | 100% | #N/A
2002-06-21 | 6 | 21 | 2018 | 2018-06-21 | 4 | 0 | 13:00 | 13 | 77 | 84 | 84.02 | 81.14 | 77 | 93.92 | 80.06 | 68 | 75.2 | 81 | 79 | 87 | 79 | 88 | 75.92 | 0 | 0 | 0 | 1 | 0 | 0 | 0 | 1 | 1 | 1 | 1 | 0 | 100% | #N/A
2002-06-21 | 6 | 21 | 2018 | 2018-06-21 | 4 | 0 | 14:00 | 14 | 77 | 85 | 82.04 | 81.5 | 73.94 | 95 | 81.86 | 69.98 | 77 | 81 | 79 | 91 | 82 | 90 | 78.08 | 0 | 0 | 0 | 1 | 0 | 0 | 1 | 1 | 1 | 1 | 1 | 0 | 100% | #N/A
2002-06-21 | 6 | 21 | 2018 | 2018-06-21 | 4 | 0 | 15:00 | 15 | 78 | 85 | 84.02 | 82.22 | 75.92 | 95 | 79.7 | 71.06 | 75.2 | 82 | 81 | 91 | 75 | 90 | 78.08 | 0 | 0 | 0 | 1 | 0 | 0 | 1 | 1 | 1 | 1 | 1 | 0 | 100% | #N/A
2002-06-21 | 6 | 21 | 2018 | 2018-06-21 | 4 | 0 | 16:00 | 16 | 78 | 84 | 84.02 | 81.5 | 75.02 | 95 | 79.7 | 69.98 | 73.4 | 81 | 80 | 91 | 73 | 90 | 77 | 0 | 0 | 0 | 1 | 0 | 0 | 1 | 1 | 1 | 1 | 1 | 0 | 100% | #N/A
2002-06-21 | 6 | 21 | 2018 | 2018-06-21 | 4 | 0 | 17:00 | 17 | 76 | 82 | 80.06 | 81.68 | 71.96 | 93.92 | 80.6 | 69.08 | 71.6 | 79 | 80 | 89 | 70 | 88 | 75.92 | 0 | 0 | 0 | 1 | 0 | 0 | 1 | 1 | 1 | 1 | 1 | 0 | 100% | #N/A
2002-06-21 | 6 | 21 | 2018 | 2018-06-21 | 4 | 0 | 18:00 | 18 | 73 | 80 | 80.06 | 80.78 | 68 | 93.02 | 78.62 | 66.92 | 69.8 | 75 | 79 | 89 | 68 | 86 | 71.96 | 0 | 0 | 0 | 1 | 0 | 0 | 0 | 1 | 1 | 1 | 1 | 0 | 100% | #N/A
2002-06-21 | 6 | 21 | 2018 | 2018-06-21 | 4 | 0 | 19:00 | 19 | 71 | 77 | 77 | 80.42 | 66.02 | 91.04 | 75.2 | 66.02 | 68 | 72 | 76 | 89 | 63 | 84 | 69.08 | 0 | 0 | 0 | 1 | 0 | 0 | 0 | 1 | 1 | 1 | 1 | 0 | 100% | #N/A
2002-06-21 | 6 | 21 | 2018 | 2018-06-21 | 4 | 0 | 20:00 | 20 | 70 | 74 | 73.04 | 78.8 | 64.94 | 87.08 | 70.52 | 64.94 | 66.2 | 70 | 72 | 88 | 63 | 82 | 66.02 | 0 | 0 | 0 | 1 | 0 | 0 | 0 | 1 | 1 | 1 | 1 | 0 | 100% | #N/A
2002-06-21 | 6 | 21 | 2018 | 2018-06-21 | 4 | 0 | 21:00 | 21 | 69 | 72 | 64.94 | 77.54 | 59 | 82.94 | 66.2 | 62.96 | 62.6 | 70 | 69 | 87 | 57 | 81 | 64.04 | 0 | 0 | 0 | 1 | 0 | 0 | 0 | 1 | 1 | 1 | 1 | 0 | 100% | #N/A
2002-06-21 | 6 | 21 | 2018 | 2018-06-21 | 4 | 0 | 22:00 | 22 | 68.0705 | 70 | 68 | 75.02 | 57.92 | 82.04 | 59.54 | 62.06 | 62.6 | 66 | 69 | 86 | 55 | 79 | 62.96 | 0 | 0 | 0 | 1 | 0 | 0 | 0 | 1 | 1 | 1 | 1 | 0 | 100% | #N/A
2002-06-21 | 6 | 21 | 2018 | 2018-06-21 | 4 | 0 | 23:00 | 23 | 68.0705 | 69 | 62.06 | 73.94 | 55.04 | 80.96 | 57.74 | 60.08 | 62.6 | 63 | 69 | 85 | 54 | 79 | 60.08 | 0 | 0 | 0 | 1 | 0 | 0 | 0 | 1 | 1 | 1 | 1 | 0 | 100% | #N/A
2002-06-21 | 6 | 21 | 2018 | 2018-06-21 | 4 | 0 | 24:00 | 24 | 68.0705 | 67 | 60.08 | 72.32 | 55.94 | 80.96 | 56.48 | 60.08 | 64.4 | 61 | 67 | 83 | 54 | 77 | 60.08 | 0 | 0 | 0 | 0 | 1 | 0 | 0 | 1 | 1 | 1 | 1 | 0 | 100% | #N/A
2002-06-22 | 6 | 22 | 2018 | 2018-06-22 | 5 | 0 | 1:00 | 1 | 67.0924 | 65 | 57.02 | 71.06 | 55.94 | 80.96 | 55.4 | 60.08 | 64.4 | 59 | 67 | 81 | 55 | 77 | 59 | 0 | 0 | 0 | 0 | 1 | 0 | 0 | 1 | 1 | 1 | 1 | 0 | 100% | #N/A
2002-06-22 | 6 | 22 | 2018 | 2018-06-22 | 5 | 0 | 2:00 | 2 | 67.0924 | 64 | 57.02 | 69.44 | 57.92 | 78.08 | 54.5 | 60.08 | 62.6 | 57 | 66 | 78 | 55 | 75 | 60.08 | 0 | 0 | 0 | 0 | 1 | 0 | 0 | 1 | 1 | 1 | 1 | 0 | 100% | #N/A
2002-06-22 | 6 | 22 | 2018 | 2018-06-22 | 5 | 0 | 3:00 | 3 | 67.0924 | 62 | 55.94 | 68.18 | 57.02 | 75.02 | 52.52 | 55.94 | 62.6 | 57 | 65 | 76 | 55 | 75 | 59 | 0 | 0 | 0 | 0 | 1 | 0 | 0 | 1 | 1 | 1 | 1 | 0 | 100% | #N/A
2002-06-22 | 6 | 22 | 2018 | 2018-06-22 | 5 | 0 | 4:00 | 4 | 67.0924 | 62 | 55.94 | 67.46 | 55.94 | 77 | 55.04 | 57.92 | 60.8 | 59 | 64 | 70 | 55 | 73 | 59 | 0 | 0 | 0 | 0 | 1 | 0 | 0 | 1 | 1 | 1 | 1 | 0 | 100% | #N/A
2002-06-22 | 6 | 22 | 2018 | 2018-06-22 | 5 | 0 | 5:00 | 5 | 68 | 62 | 57.02 | 66.74 | 57.02 | 77 | 52.88 | 55.04 | 60.8 | 61 | 64 | 68 | 54 | 73 | 60.08 | 0 | 0 | 0 | 0 | 1 | 0 | 0 | 1 | 1 | 1 | 1 | 0 | 100% | #N/A
2002-06-22 | 6 | 22 | 2018 | 2018-06-22 | 5 | 0 | 6:00 | 6 | 68 | 64 | 64.94 | 66.56 | 60.98 | 80.06 | 59.54 | 57.02 | 60.8 | 63 | 66 | 71 | 55 | 75 | 62.06 | 0 | 0 | 0 | 0 | 1 | 0 | 0 | 1 | 1 | 1 | 1 | 0 | 100% | #N/A
2002-06-22 | 6 | 22 | 2018 | 2018-06-22 | 5 | 0 | 7:00 | 7 | 70 | 68 | 69.08 | 67.82 | 62.96 | 82.04 | 65.3 | 62.96 | 62.6 | 64 | 68 | 74 | 55 | 77 | 64.04 | 0 | 0 | 0 | 0 | 1 | 0 | 0 | 1 | 1 | 1 | 1 | 0 | 100% | #N/A
2002-06-22 | 6 | 22 | 2018 | 2018-06-22 | 5 | 0 | 8:00 | 8 | 73 | 72 | 73.04 | 69.8 | 66.02 | 84.92 | 68.36 | 64.04 | 66.2 | 64 | 70 | 78 | 57 | 81 | 68 | 0 | 0 | 0 | 1 | 0 | 0 | 0 | 1 | 1 | 1 | 1 | 0 | 100% | #N/A
2002-06-22 | 6 | 22 | 2018 | 2018-06-22 | 5 | 0 | 9:00 | 9 | 75 | 76 | 75.92 | 71.24 | 66.92 | 87.98 | 72.5 | 66.92 | 69.8 | 70 | 71 | 82 | 64 | 84 | 71.96 | 0 | 0 | 0 | 1 | 0 | 0 | 0 | 1 | 1 | 1 | 1 | 0 | 100% | #N/A
2002-06-22 | 6 | 22 | 2018 | 2018-06-22 | 5 | 0 | 10:00 | 10 | 78 | 80 | 78.08 | 72.86 | 68 | 89.96 | 75.2 | 68 | 71.6 | 73 | 72 | 85 | 72 | 86 | 73.04 | 0 | 0 | 0 | 1 | 0 | 0 | 0 | 1 | 1 | 1 | 1 | 0 | 100% | #N/A
2002-06-22 | 6 | 22 | 2018 | 2018-06-22 | 5 | 0 | 11:00 | 11 | 79 | 82 | 78.98 | 76.46 | 69.98 | 91.04 | 77.54 | 68 | 71.6 | 79 | 72 | 86 | 77 | 88 | 73.04 | 0 | 0 | 0 | 1 | 0 | 0 | 0 | 1 | 1 | 1 | 1 | 0 | 100% | #N/A
2002-06-22 | 6 | 22 | 2018 | 2018-06-22 | 5 | 0 | 12:00 | 12 | 79 | 85 | 82.04 | 78.62 | 69.98 | 91.04 | 78.62 | 69.98 | 71.6 | 81 | 70 | 86 | 82 | 90 | 69.98 | 0 | 0 | 0 | 1 | 0 | 0 | 0 | 1 | 1 | 1 | 1 | 0 | 100% | #N/A
2002-06-22 | 6 | 22 | 2018 | 2018-06-22 | 5 | 0 | 13:00 | 13 | 80 | 85 | 82.94 | 78.44 | 69.08 | 91.04 | 80.6 | 71.06 | 69.8 | 81 | 69 | 86 | 82 | 90 | 69.98 | 0 | 0 | 0 | 1 | 0 | 0 | 0 | 1 | 1 | 1 | 1 | 0 | 100% | #N/A
2002-06-22 | 6 | 22 | 2018 | 2018-06-22 | 5 | 0 | 14:00 | 14 | 79 | 78 | 82.94 | 80.06 | 68 | 93.02 | 81.86 | 71.06 | 69.8 | 81 | 68 | 86 | 82 | 90 | 69.08 | 0 | 0 | 0 | 1 | 0 | 0 | 1 | 1 | 1 | 1 | 1 | 0 | 100% | #N/A
2002-06-22 | 6 | 22 | 2018 | 2018-06-22 | 5 | 0 | 15:00 | 15 | 78 | 78 | 84.02 | 80.42 | 68 | 93.92 | 83.66 | 71.96 | 69.8 | 75 | 67 | 86 | 82 | 88 | 68 | 0 | 0 | 0 | 1 | 0 | 0 | 1 | 1 | 1 | 1 | 1 | 0 | 100% | #N/A
2002-06-22 | 6 | 22 | 2018 | 2018-06-22 | 5 | 0 | 16:00 | 16 | 77 | 77 | 84.02 | 81.32 | 68 | 91.94 | 81.86 | 71.96 | 68 | 75 | 67 | 86 | 82 | 88 | 69.08 | 0 | 0 | 0 | 1 | 0 | 0 | 1 | 1 | 1 | 1 | 1 | 0 | 100% | #N/A
2002-06-22 | 6 | 22 | 2018 | 2018-06-22 | 5 | 0 | 17:00 | 17 | 78 | 76 | 82.04 | 81.86 | 66.02 | 93.02 | 81.68 | 71.06 | 66.2 | 73 | 67 | 85 | 82 | 88 | 71.06 | 0 | 0 | 0 | 1 | 0 | 0 | 1 | 1 | 1 | 1 | 1 | 0 | 100% | #N/A
2002-06-22 | 6 | 22 | 2018 | 2018-06-22 | 5 | 0 | 18:00 | 18 | 79 | 71 | 80.06 | 81.86 | 66.02 | 91.94 | 79.52 | 71.96 | 64.4 | 73 | 67 | 83 | 82 | 86 | 71.06 | 0 | 0 | 0 | 1 | 0 | 0 | 0 | 1 | 1 | 1 | 1 | 0 | 100% | #N/A
2002-06-22 | 6 | 22 | 2018 | 2018-06-22 | 5 | 0 | 19:00 | 19 | 80 | 70 | 80.06 | 81.14 | 66.02 | 89.96 | 77.9 | 68 | 62.6 | 72 | 67 | 81 | 73 | 82 | 69.98 | 0 | 0 | 0 | 1 | 0 | 0 | 0 | 1 | 1 | 1 | 1 | 0 | 100% | #N/A
2002-06-22 | 6 | 22 | 2018 | 2018-06-22 | 5 | 0 | 20:00 | 20 | 81 | 70 | 75.92 | 80.96 | 64.04 | 87.08 | 77 | 64.94 | 60.8 | 70 | 66 | 75 | 66 | 79 | 69.98 | 0 | 0 | 0 | 1 | 0 | 0 | 0 | 1 | 1 | 1 | 1 | 0 | 100% | #N/A
2002-06-22 | 6 | 22 | 2018 | 2018-06-22 | 5 | 0 | 21:00 | 21 | 79 | 69 | 77 | 79.52 | 62.96 | 80.96 | 75.56 | 64.04 | 59 | 68 | 65 | 71 | 63 | 75 | 69.08 | 0 | 0 | 0 | 1 | 0 | 0 | 0 | 1 | 1 | 1 | 1 | 0 | 100% | #N/A
2002-06-22 | 6 | 22 | 2018 | 2018-06-22 | 5 | 0 | 22:00 | 22 | 77 | 69 | 75.02 | 76.28 | 60.98 | 82.04 | 74.3 | 62.06 | 59 | 66 | 64 | 66 | 61 | 77 | 69.98 | 0 | 0 | 0 | 1 | 0 | 0 | 0 | 1 | 1 | 1 | 1 | 0 | 100% | #N/A
2002-06-22 | 6 | 22 | 2018 | 2018-06-22 | 5 | 0 | 23:00 | 23 | 76 | 70 | 73.04 | 75.74 | 60.08 | 80.06 | 73.22 | 57.92 | 59 | 66 | 63 | 64 | 59 | 72 | 69.08 | 0 | 0 | 0 | 1 | 0 | 0 | 0 | 1 | 1 | 1 | 1 | 0 | 100% | #N/A
2002-06-22 | 6 | 22 | 2018 | 2018-06-22 | 5 | 0 | 24:00 | 24 | 74 | 69 | 73.04 | 75.02 | 57.92 | 77 | 71.96 | 59 | 59 | 64 | 63 | 60 | 57 | 70 | 69.08 | 0 | 0 | 0 | 0 | 1 | 0 | 0 | 1 | 1 | 1 | 1 | 0 | 100% | #N/A
2002-06-23 | 6 | 23 | 2018 | 2018-06-23 | 6 | 0 | 1:00 | 1 | 73 | 68 | 69.08 | 74.12 | 57.02 | 75.92 | 70.16 | 60.98 | 59 | 64 | 63 | 60 | 55 | 68 | 69.08 | 0 | 0 | 0 | 0 | 1 | 0 | 0 | 1 | 1 | 1 | 1 | 0 | 100% | #N/A
2002-06-23 | 6 | 23 | 2018 | 2018-06-23 | 6 | 0 | 2:00 | 2 | 72 | 67 | 66.92 | 72.86 | 57.92 | 75.02 | 68 | 60.08 | 59 | 64 | 63 | 58 | 55 | 66 | 69.08 | 0 | 0 | 0 | 0 | 1 | 0 | 0 | 1 | 1 | 1 | 1 | 0 | 100% | #N/A
2002-06-23 | 6 | 23 | 2018 | 2018-06-23 | 6 | 0 | 3:00 | 3 | 71 | 67 | 64.94 | 72.14 | 53.96 | 75.02 | 68 | 57.92 | 59 | 64 | 63 | 55 | 55 | 66 | 69.08 | 0 | 0 | 0 | 0 | 1 | 0 | 0 | 1 | 1 | 1 | 1 | 0 | 100% | #N/A
2002-06-23 | 6 | 23 | 2018 | 2018-06-23 | 6 | 0 | 4:00 | 4 | 70 | 66 | 66.92 | 71.24 | 55.94 | 73.04 | 66.56 | 59 | 60.8 | 64 | 62 | 53 | 54 | 64 | 68 | 0 | 0 | 0 | 0 | 1 | 0 | 0 | 1 | 1 | 1 | 1 | 0 | 100% | #N/A
2002-06-23 | 6 | 23 | 2018 | 2018-06-23 | 6 | 0 | 5:00 | 5 | 70 | 66 | 66.92 | 70.7 | 57.92 | 71.96 | 67.64 | 57.92 | 60.8 | 63 | 62 | 52 | 54 | 64 | 66.92 | 0 | 0 | 0 | 0 | 1 | 0 | 0 | 1 | 1 | 1 | 1 | 0 | 100% | #N/A
2002-06-23 | 6 | 23 | 2018 | 2018-06-23 | 6 | 0 | 6:00 | 6 | 70 | 66 | 69.98 | 70.7 | 60.08 | 77 | 69.08 | 60.98 | 60.8 | 64 | 62 | 56 | 57 | 68 | 66.92 | 0 | 0 | 0 | 0 | 1 | 0 | 0 | 1 | 1 | 1 | 1 | 0 | 100% | #N/A
2002-06-23 | 6 | 23 | 2018 | 2018-06-23 | 6 | 0 | 7:00 | 7 | 71 | 68 | 71.96 | 71.42 | 60.98 | 82.04 | 70.16 | 64.94 | 60.8 | 66 | 61 | 61 | 61 | 70 | 69.08 | 0 | 0 | 0 | 0 | 1 | 0 | 0 | 1 | 1 | 1 | 1 | 0 | 100% | #N/A
2002-06-23 | 6 | 23 | 2018 | 2018-06-23 | 6 | 0 | 8:00 | 8 | 73 | 70 | 73.04 | 71.78 | 62.06 | 84.92 | 69.8 | 66.92 | 59 | 70 | 61 | 67 | 64 | 73 | 69.98 | 0 | 0 | 0 | 0 | 1 | 0 | 0 | 1 | 1 | 1 | 1 | 0 | 100% | #N/A
2002-06-23 | 6 | 23 | 2018 | 2018-06-23 | 6 | 0 | 9:00 | 9 | 74 | 72 | 75.92 | 73.04 | 62.96 | 86 | 77.54 | 69.08 | 57.2 | 73 | 63 | 73 | 72 | 77 | 73.94 | 0 | 0 | 0 | 0 | 1 | 0 | 0 | 1 | 1 | 1 | 1 | 0 | 100% | #N/A
2002-06-23 | 6 | 23 | 2018 | 2018-06-23 | 6 | 0 | 10:00 | 10 | 76 | 78 | 80.06 | 73.58 | 62.06 | 87.98 | 82.04 | 71.96 | 59 | 75 | 62 | 75 | 77 | 79 | 77 | 0 | 0 | 0 | 0 | 1 | 0 | 0 | 1 | 1 | 1 | 1 | 0 | 100% | #N/A
2002-06-23 | 6 | 23 | 2018 | 2018-06-23 | 6 | 0 | 11:00 | 11 | 76 | 80 | 87.08 | 77.54 | 60.98 | 89.96 | 86.72 | 73.94 | 60.8 | 81 | 61 | 76 | 82 | 81 | 78.98 | 0 | 0 | 0 | 0 | 1 | 0 | 0 | 1 | 1 | 1 | 1 | 0 | 100% | #N/A
2002-06-23 | 6 | 23 | 2018 | 2018-06-23 | 6 | 0 | 12:00 | 12 | 76 | 83 | 89.96 | 82.94 | 62.96 | 91.94 | 89.42 | 75.02 | 62.6 | 81 | 61 | 77 | 85 | 81 | 80.06 | 0 | 0 | 0 | 0 | 1 | 0 | 0 | 1 | 1 | 1 | 1 | 0 | 100% | #N/A
2002-06-23 | 6 | 23 | 2018 | 2018-06-23 | 6 | 0 | 13:00 | 13 | 76 | 85 | 84.92 | 86.54 | 64.04 | 93.02 | 88.88 | 77 | 62.6 | 81 | 61 | 78 | 86 | 79 | 80.96 | 0 | 0 | 0 | 0 | 1 | 0 | 0 | 1 | 1 | 1 | 1 | 0 | 100% | #N/A
2002-06-23 | 6 | 23 | 2018 | 2018-06-23 | 6 | 0 | 14:00 | 14 | 76 | 86 | 89.06 | 85.64 | 60.98 | 93.92 | 89.06 | 75.02 | 60.8 | 82 | 66 | 77 | 86 | 81 | 82.94 | 0 | 0 | 0 | 0 | 1 | 0 | 0 | 1 | 1 | 1 | 1 | 0 | 100% | #N/A
2002-06-23 | 6 | 23 | 2018 | 2018-06-23 | 6 | 0 | 15:00 | 15 | 77 | 86 | 87.08 | 86.18 | 62.96 | 93.02 | 87.44 | 75.92 | 60.8 | 84 | 66 | 77 | 88 | 82 | 82.94 | 0 | 0 | 0 | 0 | 1 | 0 | 0 | 1 | 1 | 1 | 1 | 0 | 100% | #N/A
2002-06-23 | 6 | 23 | 2018 | 2018-06-23 | 6 | 0 | 16:00 | 16 | 77 | 87 | 87.08 | 85.64 | 62.06 | 91.04 | 82.04 | 73.94 | 60.8 | 81 | 66 | 80 | 86 | 81 | 82.94 | 0 | 0 | 0 | 0 | 1 | 0 | 0 | 1 | 1 | 1 | 1 | 0 | 100% | #N/A
2002-06-23 | 6 | 23 | 2018 | 2018-06-23 | 6 | 0 | 17:00 | 17 | 75 | 86 | 82.04 | 85.28 | 60.8 | 87.98 | 77 | 73.04 | 60.8 | 81 | 67 | 80 | 82 | 81 | 82.04 | 0 | 0 | 0 | 0 | 1 | 0 | 0 | 1 | 1 | 1 | 1 | 0 | 100% | #N/A
2002-06-23 | 6 | 23 | 2018 | 2018-06-23 | 6 | 0 | 18:00 | 18 | 74 | 85 | 78.98 | 82.22 | 60.08 | 82.94 | 77.9 | 69.98 | 62.6 | 81 | 67 | 78 | 79 | 79 | 80.96 | 0 | 0 | 0 | 0 | 1 | 0 | 0 | 1 | 1 | 1 | 1 | 0 | 100% | #N/A
2002-06-23 | 6 | 23 | 2018 | 2018-06-23 | 6 | 0 | 19:00 | 19 | 72 | 82 | 78.08 | 78.26 | 59 | 78.08 | 78.8 | 68 | 60.8 | 73 | 62 | 76 | 73 | 73 | 78.08 | 0 | 0 | 0 | 0 | 1 | 0 | 0 | 1 | 1 | 1 | 1 | 0 | 100% | #N/A
2002-06-23 | 6 | 23 | 2018 | 2018-06-23 | 6 | 0 | 20:00 | 20 | 72 | 80 | 75.92 | 76.82 | 59 | 78.08 | 76.28 | 64.94 | 60.8 | 68 | 58 | 67 | 66 | 72 | 73.94 | 0 | 0 | 0 | 0 | 1 | 0 | 0 | 1 | 1 | 1 | 1 | 0 | 100% | #N/A
2002-06-23 | 6 | 23 | 2018 | 2018-06-23 | 6 | 0 | 21:00 | 21 | 70 | 77 | 75.02 | 75.56 | 57.92 | 78.98 | 76.1 | 62.06 | 60.8 | 66 | 56 | 63 | 64 | 68 | 71.06 | 0 | 0 | 0 | 0 | 1 | 0 | 0 | 1 | 1 | 1 | 1 | 0 | 100% | #N/A
2002-06-23 | 6 | 23 | 2018 | 2018-06-23 | 6 | 0 | 22:00 | 22 | 68 | 72 | 75.02 | 74.84 | 57.02 | 77 | 76.1 | 60.98 | 60.8 | 64 | 53 | 61 | 63 | 66 | 66.02 | 0 | 0 | 0 | 0 | 1 | 0 | 0 | 1 | 1 | 1 | 1 | 0 | 100% | #N/A
2002-06-23 | 6 | 23 | 2018 | 2018-06-23 | 6 | 0 | 23:00 | 23 | 67 | 74 | 75.02 | 75.02 | 57.92 | 75.92 | 75.02 | 59 | 60.8 | 66 | 53 | 59 | 63 | 63 | 62.06 | 0 | 0 | 0 | 0 | 1 | 0 | 0 | 1 | 1 | 1 | 1 | 0 | 100% | #N/A
2002-06-23 | 6 | 23 | 2018 | 2018-06-23 | 6 | 0 | 24:00 | 24 | 66 | 73 | 73.04 | 75.02 | 57.02 | 75.02 | 75.2 | 59 | 59 | 64 | 51 | 57 | 61 | 61 | 60.08 | 0 | 0 | 0 | 0 | 1 | 0 | 0 | 1 | 1 | 1 | 1 | 0 | 100% | #N/A
2002-06-24 | 6 | 24 | 2018 | 2018-06-24 | 7 | 0 | 1:00 | 1 | 65 | 73 | 73.04 | 73.94 | 57.02 | 71.96 | 75.2 | 57.02 | 59 | 64 | 50 | 56 | 59 | 61 | 60.98 | 0 | 0 | 0 | 0 | 1 | 0 | 0 | 1 | 1 | 1 | 1 | 0 | 100% | #N/A
2002-06-24 | 6 | 24 | 2018 | 2018-06-24 | 7 | 0 | 2:00 | 2 | 64 | 72 | 73.04 | 73.58 | 55.94 | 71.06 | 74.48 | 57.02 | 59 | 64 | 49 | 55 | 59 | 59 | 60.08 | 0 | 0 | 0 | 0 | 1 | 0 | 0 | 1 | 1 | 1 | 1 | 0 | 100% | #N/A
2002-06-24 | 6 | 24 | 2018 | 2018-06-24 | 7 | 0 | 3:00 | 3 | 63 | 72 | 73.94 | 73.94 | 57.02 | 71.06 | 75.2 | 57.92 | 59 | 63 | 49 | 52 | 57 | 59 | 55.94 | 0 | 0 | 0 | 0 | 1 | 0 | 0 | 1 | 1 | 1 | 1 | 0 | 100% | #N/A
2002-06-24 | 6 | 24 | 2018 | 2018-06-24 | 7 | 0 | 4:00 | 4 | 62 | 73 | 73.04 | 73.4 | 57.02 | 71.96 | 75.38 | 57.92 | 59 | 61 | 48 | 47 | 57 | 57 | 57.02 | 0 | 0 | 0 | 0 | 1 | 0 | 0 | 1 | 1 | 1 | 1 | 0 | 100% | #N/A
2002-06-24 | 6 | 24 | 2018 | 2018-06-24 | 7 | 0 | 5:00 | 5 | 63 | 72 | 73.94 | 73.58 | 57.02 | 69.98 | 75.38 | 57.92 | 57.2 | 63 | 48 | 46 | 57 | 59 | 57.02 | 0 | 0 | 0 | 0 | 1 | 0 | 0 | 1 | 1 | 1 | 1 | 0 | 100% | #N/A
2002-06-24 | 6 | 24 | 2018 | 2018-06-24 | 7 | 0 | 6:00 | 6 | 63 | 74 | 75.02 | 75.2 | 57.92 | 69.98 | 75.2 | 60.08 | 59 | 64 | 51 | 46 | 61 | 61 | 62.96 | 0 | 0 | 0 | 0 | 1 | 0 | 0 | 1 | 1 | 1 | 1 | 0 | 100% | #N/A
2002-06-24 | 6 | 24 | 2018 | 2018-06-24 | 7 | 0 | 7:00 | 7 | 63 | 77 | 77 | 76.1 | 59 | 69.08 | 75.2 | 64.04 | 59 | 68 | 55 | 52 | 64 | 66 | 68 | 0 | 0 | 0 | 0 | 1 | 0 | 0 | 1 | 1 | 1 | 1 | 0 | 100% | #N/A
2002-06-24 | 6 | 24 | 2018 | 2018-06-24 | 7 | 0 | 8:00 | 8 | 65 | 78 | 75.92 | 76.64 | 62.06 | 69.8 | 75.2 | 68 | 62.6 | 73 | 63 | 55 | 70 | 72 | 73.4 | 0 | 0 | 0 | 0 | 1 | 0 | 0 | 1 | 1 | 1 | 1 | 0 | 100% | #N/A
2002-06-24 | 6 | 24 | 2018 | 2018-06-24 | 7 | 0 | 9:00 | 9 | 67 | 79 | 75.2 | 76.1 | 62.96 | 73.94 | 76.64 | 71.06 | 64.4 | 79 | 70 | 57 | 73 | 75 | 75.92 | 0 | 0 | 0 | 0 | 1 | 0 | 0 | 1 | 1 | 1 | 1 | 0 | 100% | #N/A
2002-06-24 | 6 | 24 | 2018 | 2018-06-24 | 7 | 0 | 10:00 | 10 | 69 | 82 | 75.02 | 73.76 | 68 | 78.08 | 78.8 | 75.02 | 64.4 | 79 | 76 | 63 | 73 | 77 | 78.08 | 0 | 0 | 0 | 0 | 1 | 0 | 0 | 1 | 1 | 1 | 1 | 0 | 100% | #N/A
2002-06-24 | 6 | 24 | 2018 | 2018-06-24 | 7 | 0 | 11:00 | 11 | 70 | 82 | 75.92 | 73.94 | 69.08 | 80.96 | 76.46 | 77 | 64.4 | 75 | 80 | 64 | 81 | 75 | 77 | 0 | 0 | 0 | 0 | 1 | 0 | 0 | 1 | 1 | 1 | 1 | 0 | 100% | #N/A
2002-06-24 | 6 | 24 | 2018 | 2018-06-24 | 7 | 0 | 12:00 | 12 | 71 | 84 | 77 | 76.28 | 71.96 | 82.94 | 82.76 | 78.08 | 66.2 | 81 | 82 | 66 | 84 | 77 | 80.06 | 0 | 0 | 0 | 0 | 1 | 0 | 0 | 1 | 1 | 1 | 1 | 0 | 100% | #N/A
2002-06-24 | 6 | 24 | 2018 | 2018-06-24 | 7 | 0 | 13:00 | 13 | 72 | 85 | 82.04 | 77.18 | 73.04 | 84.92 | 82.94 | 78.98 | 66.2 | 82 | 85 | 70 | 84 | 79 | 82.04 | 0 | 0 | 0 | 0 | 1 | 0 | 0 | 1 | 1 | 1 | 1 | 0 | 100% | #N/A
2002-06-24 | 6 | 24 | 2018 | 2018-06-24 | 7 | 0 | 14:00 | 14 | 73 | 86 | 86 | 81.86 | 73.94 | 82.94 | 84.02 | 75.92 | 68 | 82 | 87 | 71 | 86 | 79 | 80.96 | 0 | 0 | 0 | 0 | 1 | 0 | 0 | 1 | 1 | 1 | 1 | 0 | 100% | #N/A
2002-06-24 | 6 | 24 | 2018 | 2018-06-24 | 7 | 0 | 15:00 | 15 | 74 | 86 | 87.08 | 84.38 | 71.06 | 80.96 | 84.2 | 75.92 | 69.8 | 82 | 88 | 72 | 88 | 79 | 80.06 | 0 | 0 | 0 | 0 | 1 | 0 | 0 | 1 | 1 | 1 | 1 | 0 | 100% | #N/A
2002-06-24 | 6 | 24 | 2018 | 2018-06-24 | 7 | 0 | 16:00 | 16 | 75 | 86 | 86 | 86.54 | 69.98 | 78.8 | 82.76 | 75.92 | 69.8 | 79 | 87 | 73 | 84 | 79 | 78.08 | 0 | 0 | 0 | 0 | 1 | 0 | 0 | 1 | 1 | 1 | 1 | 0 | 100% | #N/A
2002-06-24 | 6 | 24 | 2018 | 2018-06-24 | 7 | 0 | 17:00 | 17 | 73 | 84 | 82.94 | 85.1 | 69.98 | 69.98 | 82.76 | 75.02 | 68 | 75 | 86 | 72 | 84 | 79 | 77 | 0 | 0 | 0 | 0 | 1 | 0 | 0 | 1 | 1 | 1 | 1 | 0 | 100% | #N/A
2002-06-24 | 6 | 24 | 2018 | 2018-06-24 | 7 | 0 | 18:00 | 18 | 72 | 80 | 82.94 | 83.48 | 69.08 | 69.08 | 81.32 | 73.04 | 68 | 73 | 85 | 71 | 82 | 77 | 73.94 | 0 | 0 | 0 | 0 | 1 | 0 | 0 | 1 | 1 | 1 | 1 | 0 | 100% | #N/A
2002-06-24 | 6 | 24 | 2018 | 2018-06-24 | 7 | 0 | 19:00 | 19 | 70 | 76 | 80.06 | 82.4 | 69.08 | 66.92 | 77.18 | 71.06 | 68 | 72 | 82 | 69 | 72 | 72 | 71.06 | 0 | 0 | 0 | 0 | 1 | 0 | 0 | 1 | 1 | 1 | 1 | 0 | 100% | #N/A
2002-06-24 | 6 | 24 | 2018 | 2018-06-24 | 7 | 0 | 20:00 | 20 | 70 | 71 | 75.02 | 81.32 | 68 | 66.2 | 66.2 | 68 | 66.2 | 70 | 77 | 65 | 64 | 70 | 66.02 | 0 | 0 | 0 | 0 | 1 | 0 | 0 | 1 | 1 | 1 | 1 | 0 | 100% | #N/A
2002-06-24 | 6 | 24 | 2018 | 2018-06-24 | 7 | 0 | 21:00 | 21 | 69 | 69 | 73.94 | 79.16 | 68 | 64.04 | 64.58 | 66.02 | 66.2 | 66 | 74 | 63 | 63 | 68 | 64.04 | 0 | 0 | 0 | 0 | 1 | 0 | 0 | 1 | 1 | 1 | 1 | 0 | 100% | #N/A
2002-06-24 | 6 | 24 | 2018 | 2018-06-24 | 7 | 0 | 22:00 | 22 | 68 | 63 | 66.02 | 77.9 | 68 | 64.04 | 64.04 | 64.04 | 66.2 | 64 | 69 | 60 | 61 | 68 | 62.96 | 0 | 0 | 0 | 0 | 1 | 0 | 0 | 1 | 1 | 1 | 1 | 0 | 100% | #N/A
2002-06-24 | 6 | 24 | 2018 | 2018-06-24 | 7 | 0 | 23:00 | 23 | 68 | 59 | 62.06 | 77.36 | 66.92 | 64.04 | 72.14 | 64.04 | 66.2 | 64 | 67 | 57 | 57 | 66 | 62.96 | 0 | 0 | 0 | 0 | 1 | 0 | 0 | 1 | 1 | 1 | 1 | 0 | 100% | #N/A
2002-06-24 | 6 | 24 | 2018 | 2018-06-24 | 7 | 0 | 24:00 | 24 | 68 | 58 | 60.98 | 76.1 | 64.94 | 62.96 | 71.6 | 64.04 | 66.2 | 63 | 64 | 57 | 57 | 63 | 62.96 | 0 | 0 | 0 | 0 | 1 | 0 | 0 | 1 | 1 | 1 | 1 | 0 | 100% | #N/A
2002-06-25 | 6 | 25 | 2018 | 2018-06-25 | 1 | 0 | 1:00 | 1 | 67 | 59 | 62.06 | 74.66 | 64.94 | 62.06 | 66.56 | 62.96 | 66.2 | 61 | 64 | 57 | 55 | 63 | 62.96 | 0 | 0 | 0 | 0 | 1 | 0 | 0 | 1 | 1 | 0 | 1 | 0 | 100% | #N/A
2002-06-25 | 6 | 25 | 2018 | 2018-06-25 | 1 | 0 | 2:00 | 2 | 67 | 57 | 62.96 | 73.58 | 64.04 | 62.06 | 63.86 | 62.96 | 66.2 | 63 | 63 | 57 | 54 | 59 | 62.06 | 0 | 0 | 0 | 0 | 1 | 0 | 0 | 1 | 1 | 0 | 1 | 0 | 100% | #N/A
2002-06-25 | 6 | 25 | 2018 | 2018-06-25 | 1 | 0 | 3:00 | 3 | 67 | 54 | 62.06 | 73.04 | 64.04 | 60.98 | 61.7 | 60.98 | 66.2 | 61 | 61 | 56 | 54 | 59 | 60.98 | 0 | 0 | 0 | 0 | 1 | 0 | 0 | 1 | 1 | 0 | 1 | 0 | 100% | #N/A
2002-06-25 | 6 | 25 | 2018 | 2018-06-25 | 1 | 0 | 4:00 | 4 | 67 | 54 | 57.92 | 72.32 | 64.4 | 60.08 | 57.92 | 60.98 | 66.2 | 61 | 62 | 56 | 55 | 61 | 60.98 | 0 | 0 | 0 | 0 | 1 | 0 | 0 | 1 | 1 | 0 | 1 | 0 | 100% | #N/A
2002-06-25 | 6 | 25 | 2018 | 2018-06-25 | 1 | 0 | 5:00 | 5 | 68 | 54 | 60.08 | 71.24 | 64.04 | 60.08 | 57.02 | 62.06 | 66.2 | 61 | 67 | 57 | 54 | 57 | 62.06 | 0 | 0 | 0 | 0 | 1 | 0 | 0 | 1 | 1 | 0 | 1 | 0 | 100% | #N/A
2002-06-25 | 6 | 25 | 2018 | 2018-06-25 | 1 | 0 | 6:00 | 6 | 68 | 60 | 66.92 | 70.34 | 64.04 | 64.04 | 62.78 | 64.94 | 62.6 | 61 | 65 | 59 | 57 | 61 | 62.96 | 0 | 0 | 0 | 0 | 1 | 0 | 0 | 1 | 1 | 0 | 1 | 0 | 100% | #N/A
2002-06-25 | 6 | 25 | 2018 | 2018-06-25 | 1 | 0 | 7:00 | 7 | 69 | 64 | 71.96 | 70.34 | 66.92 | 69.08 | 68.36 | 69.08 | 64.4 | 63 | 60 | 62 | 64 | 64 | 64.04 | 0 | 0 | 0 | 0 | 1 | 0 | 0 | 1 | 1 | 0 | 1 | 0 | 100% | #N/A
2002-06-25 | 6 | 25 | 2018 | 2018-06-25 | 1 | 0 | 8:00 | 8 | 70 | 69 | 73.94 | 72.14 | 68 | 73.04 | 70.88 | 73.94 | 66.2 | 68 | 59 | 64 | 68 | 70 | 69.08 | 0 | 0 | 0 | 1 | 0 | 0 | 0 | 1 | 1 | 0 | 1 | 0 | 100% | #N/A
2002-06-25 | 6 | 25 | 2018 | 2018-06-25 | 1 | 0 | 9:00 | 9 | 71 | 70 | 78.08 | 74.12 | 68 | 75.92 | 73.76 | 75.92 | 66.2 | 75 | 60 | 67 | 72 | 73 | 71.06 | 0 | 0 | 0 | 1 | 0 | 0 | 0 | 1 | 1 | 0 | 1 | 0 | 100% | #N/A
2002-06-25 | 6 | 25 | 2018 | 2018-06-25 | 1 | 0 | 10:00 | 10 | 72 | 73 | 78.98 | 76.82 | 68 | 78.98 | 77 | 77 | 69.8 | 77 | 60 | 70 | 75 | 75 | 71.96 | 0 | 0 | 0 | 1 | 0 | 0 | 0 | 1 | 1 | 0 | 1 | 0 | 100% | #N/A
2002-06-25 | 6 | 25 | 2018 | 2018-06-25 | 1 | 0 | 11:00 | 11 | 71 | 79 | 80.96 | 76.82 | 60.98 | 80.06 | 78.8 | 80.06 | 68 | 77 | 61 | 74 | 75 | 77 | 73.04 | 0 | 0 | 0 | 1 | 0 | 0 | 0 | 1 | 1 | 0 | 1 | 0 | 100% | #N/A
2002-06-25 | 6 | 25 | 2018 | 2018-06-25 | 1 | 0 | 12:00 | 12 | 71 | 80 | 82.94 | 78.98 | 62.06 | 80.96 | 77.72 | 80.96 | 64.4 | 75 | 62 | 77 | 75 | 79 | 75.02 | 0 | 0 | 0 | 1 | 0 | 0 | 0 | 1 | 1 | 0 | 1 | 0 | 100% | #N/A
2002-06-25 | 6 | 25 | 2018 | 2018-06-25 | 1 | 0 | 13:00 | 13 | 70 | 80 | 82.94 | 78.8 | 66.02 | 82.04 | 78.8 | 80.96 | 62.6 | 77 | 62 | 81 | 73 | 81 | 73.04 | 0 | 0 | 0 | 1 | 0 | 0 | 0 | 1 | 1 | 0 | 1 | 0 | 100% | #N/A
2002-06-25 | 6 | 25 | 2018 | 2018-06-25 | 1 | 0 | 14:00 | 14 | 71 | 82 | 84.92 | 80.6 | 66.02 | 82.94 | 77 | 80.96 | 64.4 | 79 | 61 | 82 | 73 | 79 | 71.96 | 0 | 0 | 0 | 1 | 0 | 0 | 1 | 1 | 1 | 0 | 1 | 0 | 100% | #N/A
2002-06-25 | 6 | 25 | 2018 | 2018-06-25 | 1 | 0 | 15:00 | 15 | 72 | 82 | 80.96 | 82.22 | 68 | 82.94 | 78.8 | 82.04 | 64.4 | 81 | 63 | 82 | 73 | 79 | 75.02 | 0 | 0 | 0 | 1 | 0 | 0 | 1 | 1 | 1 | 0 | 1 | 0 | 100% | #N/A
2002-06-25 | 6 | 25 | 2018 | 2018-06-25 | 1 | 0 | 16:00 | 16 | 73 | 83 | 75.92 | 80.96 | 68 | 82.94 | 80.96 | 80.96 | 66.2 | 79 | 62 | 83 | 73 | 77 | 73.04 | 0 | 0 | 0 | 1 | 0 | 0 | 1 | 1 | 1 | 0 | 1 | 0 | 100% | #N/A
2002-06-25 | 6 | 25 | 2018 | 2018-06-25 | 1 | 0 | 17:00 | 17 | 73 | 82 | 75.02 | 78.98 | 64.94 | 80.96 | 78.8 | 78.98 | 64.4 | 79 | 61 | 82 | 73 | 79 | 71.96 | 0 | 0 | 0 | 1 | 0 | 0 | 1 | 1 | 1 | 0 | 1 | 0 | 100% | #N/A
2002-06-25 | 6 | 25 | 2018 | 2018-06-25 | 1 | 0 | 18:00 | 18 | 72 | 80 | 73.04 | 77.18 | 62.96 | 80.96 | 77 | 75.92 | 64.4 | 73 | 59 | 81 | 73 | 79 | 69.98 | 0 | 0 | 0 | 1 | 0 | 0 | 0 | 1 | 1 | 0 | 1 | 0 | 100% | #N/A
2002-06-25 | 6 | 25 | 2018 | 2018-06-25 | 1 | 0 | 19:00 | 19 | 72 | 76 | 71.96 | 74.12 | 60.98 | 78.98 | 72.68 | 73.94 | 62.6 | 73 | 57 | 79 | 72 | 77 | 69.08 | 0 | 0 | 0 | 1 | 0 | 0 | 0 | 1 | 1 | 0 | 1 | 0 | 100% | #N/A
2002-06-25 | 6 | 25 | 2018 | 2018-06-25 | 1 | 0 | 20:00 | 20 | 72 | 74 | 66.92 | 75.02 | 59 | 78.08 | 69.8 | 73.04 | 60.8 | 70 | 55 | 75 | 66 | 79 | 68 | 0 | 0 | 0 | 1 | 0 | 0 | 0 | 1 | 1 | 0 | 1 | 0 | 100% | #N/A
2002-06-25 | 6 | 25 | 2018 | 2018-06-25 | 1 | 0 | 21:00 | 21 | 71 | 72 | 62.96 | 73.94 | 55.94 | 75.02 | 62.6 | 71.96 | 57.2 | 70 | 55 | 73 | 64 | 79 | 68 | 0 | 0 | 0 | 1 | 0 | 0 | 0 | 1 | 1 | 0 | 1 | 0 | 100% | #N/A
2002-06-25 | 6 | 25 | 2018 | 2018-06-25 | 1 | 0 | 22:00 | 22 | 70 | 70 | 62.96 | 71.42 | 53.96 | 73.04 | 62.96 | 71.96 | 55.4 | 66 | 54 | 71 | 64 | 79 | 66.02 | 0 | 0 | 0 | 1 | 0 | 0 | 0 | 1 | 1 | 0 | 1 | 0 | 100% | #N/A
2002-06-25 | 6 | 25 | 2018 | 2018-06-25 | 1 | 0 | 23:00 | 23 | 69 | 69 | 64.04 | 66.92 | 53.96 | 71.06 | 62.06 | 71.06 | 53.6 | 66 | 54 | 70 | 63 | 77 | 66.92 | 0 | 0 | 0 | 1 | 0 | 0 | 0 | 1 | 1 | 0 | 1 | 0 | 100% | #N/A
2002-06-25 | 6 | 25 | 2018 | 2018-06-25 | 1 | 0 | 24:00 | 24 | 69 | 68 | 62.96 | 66.38 | 51.08 | 71.06 | 60.8 | 71.06 | 51.8 | 66 | 54 | 69 | 61 | 77 | 66.92 | 0 | 0 | 0 | 0 | 1 | 0 | 0 | 1 | 1 | 0 | 1 | 0 | 100% | #N/A
2002-06-26 | 6 | 26 | 2018 | 2018-06-26 | 2 | 0 | 1:00 | 1 | 68 | 65 | 59 | 66.2 | 51.98 | 71.06 | 62.6 | 69.8 | 50 | 64 | 54 | 69 | 57 | 75 | 66.92 | 0 | 0 | 0 | 0 | 1 | 0 | 0 | 1 | 1 | 0 | 1 | 0 | 100% | #N/A
2002-06-26 | 6 | 26 | 2018 | 2018-06-26 | 2 | 0 | 2:00 | 2 | 68 | 65 | 57.02 | 65.84 | 53.06 | 69.08 | 56.66 | 69.08 | 51.8 | 63 | 53 | 67 | 55 | 77 | 66.92 | 0 | 0 | 0 | 0 | 1 | 0 | 0 | 1 | 1 | 0 | 1 | 0 | 100% | #N/A
2002-06-26 | 6 | 26 | 2018 | 2018-06-26 | 2 | 0 | 3:00 | 3 | 67 | 63 | 57.02 | 64.94 | 53.96 | 69.98 | 56.3 | 69.08 | 51.8 | 63 | 53 | 66 | 55 | 73 | 66.92 | 0 | 0 | 0 | 0 | 1 | 0 | 0 | 1 | 1 | 0 | 1 | 0 | 100% | #N/A
2002-06-26 | 6 | 26 | 2018 | 2018-06-26 | 2 | 0 | 4:00 | 4 | 67 | 64 | 55.04 | 65.66 | 53.96 | 69.08 | 52.7 | 68 | 51.8 | 63 | 53 | 64 | 55 | 73 | 66.02 | 0 | 0 | 0 | 0 | 1 | 0 | 0 | 1 | 1 | 0 | 1 | 0 | 100% | #N/A
2002-06-26 | 6 | 26 | 2018 | 2018-06-26 | 2 | 0 | 5:00 | 5 | 68 | 62 | 53.96 | 64.04 | 51.98 | 68 | 51.8 | 68 | 50 | 61 | 53 | 65 | 57 | 75 | 66.02 | 0 | 0 | 0 | 0 | 1 | 0 | 0 | 1 | 1 | 0 | 1 | 0 | 100% | #N/A
2002-06-26 | 6 | 26 | 2018 | 2018-06-26 | 2 | 0 | 6:00 | 6 | 68 | 65 | 62.96 | 63.5 | 57.02 | 69.08 | 58.82 | 66.92 | 55.4 | 64 | 54 | 67 | 59 | 77 | 66.92 | 0 | 0 | 0 | 0 | 1 | 0 | 0 | 1 | 1 | 0 | 1 | 0 | 100% | #N/A
2002-06-26 | 6 | 26 | 2018 | 2018-06-26 | 2 | 0 | 7:00 | 7 | 68 | 70 | 64.94 | 64.76 | 60.08 | 71.06 | 62.96 | 68 | 60.8 | 64 | 55 | 70 | 64 | 77 | 68 | 0 | 0 | 0 | 0 | 1 | 0 | 0 | 1 | 1 | 0 | 1 | 0 | 100% | #N/A
2002-06-26 | 6 | 26 | 2018 | 2018-06-26 | 2 | 0 | 8:00 | 8 | 68 | 75 | 69.98 | 66.02 | 64.94 | 73.04 | 65.84 | 68 | 64.4 | 66 | 56 | 77 | 70 | 79 | 69.98 | 0 | 0 | 0 | 1 | 0 | 0 | 0 | 1 | 1 | 0 | 1 | 0 | 100% | #N/A
2002-06-26 | 6 | 26 | 2018 | 2018-06-26 | 2 | 0 | 9:00 | 9 | 69 | 79 | 71.96 | 69.44 | 69.08 | 71.06 | 68.54 | 71.96 | 68 | 70 | 57 | 78 | 75 | 79 | 68 | 0 | 0 | 0 | 1 | 0 | 0 | 0 | 1 | 1 | 0 | 1 | 0 | 100% | #N/A
2002-06-26 | 6 | 26 | 2018 | 2018-06-26 | 2 | 0 | 10:00 | 10 | 69 | 85 | 73.94 | 70.88 | 71.06 | 69.8 | 69.98 | 73.04 | 69.8 | 72 | 58 | 79 | 81 | 77 | 73.04 | 0 | 0 | 0 | 1 | 0 | 0 | 0 | 1 | 1 | 0 | 1 | 0 | 100% | #N/A
2002-06-26 | 6 | 26 | 2018 | 2018-06-26 | 2 | 0 | 11:00 | 11 | 69 | 88 | 75.92 | 71.96 | 71.96 | 64.4 | 72.5 | 73.94 | 71.6 | 73 | 58 | 79 | 84 | 77 | 73.94 | 0 | 0 | 0 | 1 | 0 | 0 | 0 | 1 | 1 | 0 | 1 | 0 | 100% | #N/A
2002-06-26 | 6 | 26 | 2018 | 2018-06-26 | 2 | 0 | 12:00 | 12 | 70 | 92 | 77 | 73.76 | 71.06 | 64.4 | 74.66 | 75.92 | 71.6 | 72 | 62 | 81 | 85 | 82 | 75.02 | 0 | 0 | 0 | 1 | 0 | 0 | 0 | 1 | 1 | 0 | 1 | 0 | 100% | #N/A
2002-06-26 | 6 | 26 | 2018 | 2018-06-26 | 2 | 0 | 13:00 | 13 | 70 | 94 | 77 | 73.76 | 71.96 | 66.2 | 76.46 | 80.06 | 71.6 | 72 | 63 | 82 | 84 | 86 | 77 | 0 | 0 | 0 | 1 | 0 | 0 | 0 | 1 | 1 | 0 | 1 | 0 | 100% | #N/A
2002-06-26 | 6 | 26 | 2018 | 2018-06-26 | 2 | 0 | 14:00 | 14 | 69 | 93 | 78.98 | 74.48 | 73.94 | 69.8 | 74.84 | 73.94 | 71.6 | 73 | 64 | 83 | 88 | 81 | 73.94 | 0 | 0 | 0 | 1 | 0 | 0 | 1 | 1 | 1 | 0 | 1 | 0 | 100% | #N/A
2002-06-26 | 6 | 26 | 2018 | 2018-06-26 | 2 | 0 | 15:00 | 15 | 69 | 90 | 80.06 | 76.64 | 73.04 | 69.8 | 74.84 | 73.04 | 73.4 | 73 | 62 | 83 | 88 | 79 | 75.92 | 0 | 0 | 0 | 1 | 0 | 0 | 1 | 1 | 1 | 0 | 1 | 0 | 100% | #N/A
2002-06-26 | 6 | 26 | 2018 | 2018-06-26 | 2 | 0 | 16:00 | 16 | 68 | 87 | 78.08 | 77.54 | 73.04 | 71.96 | 75.74 | 71.96 | 71.6 | 73 | 62 | 83 | 90 | 77 | 73.04 | 0 | 0 | 0 | 1 | 0 | 0 | 1 | 1 | 1 | 0 | 1 | 0 | 100% | #N/A
2002-06-26 | 6 | 26 | 2018 | 2018-06-26 | 2 | 0 | 17:00 | 17 | 66 | 74 | 75.02 | 76.64 | 71.06 | 71.06 | 75.38 | 71.06 | 69.8 | 72 | 61 | 81 | 88 | 75 | 71.06 | 0 | 0 | 0 | 1 | 0 | 0 | 1 | 1 | 1 | 0 | 1 | 0 | 100% | #N/A
2002-06-26 | 6 | 26 | 2018 | 2018-06-26 | 2 | 0 | 18:00 | 18 | 65 | 75 | 75.02 | 77.18 | 71.06 | 71.06 | 75.38 | 69.98 | 68 | 68 | 59 | 78 | 88 | 75 | 71.96 | 0 | 0 | 0 | 1 | 0 | 0 | 0 | 1 | 1 | 0 | 1 | 0 | 100% | #N/A
2002-06-26 | 6 | 26 | 2018 | 2018-06-26 | 2 | 0 | 19:00 | 19 | 63 | 75 | 75.02 | 77.18 | 66.92 | 69.08 | 71.6 | 66.92 | 66.2 | 70 | 58 | 75 | 77 | 75 | 69.08 | 0 | 0 | 0 | 1 | 0 | 0 | 0 | 1 | 1 | 0 | 1 | 0 | 100% | #N/A
2002-06-26 | 6 | 26 | 2018 | 2018-06-26 | 2 | 0 | 20:00 | 20 | 63 | 76 | 71.96 | 74.66 | 64.04 | 68 | 68.18 | 64.04 | 62.6 | 66 | 58 | 69 | 70 | 72 | 64.04 | 0 | 0 | 0 | 1 | 0 | 0 | 0 | 1 | 1 | 0 | 1 | 0 | 100% | #N/A
2002-06-26 | 6 | 26 | 2018 | 2018-06-26 | 2 | 0 | 21:00 | 21 | 62 | 75 | 66.02 | 74.48 | 62.96 | 66.02 | 62.96 | 62.06 | 62.6 | 66 | 58 | 65 | 66 | 70 | 62.96 | 0 | 0 | 0 | 1 | 0 | 0 | 0 | 1 | 1 | 0 | 1 | 0 | 100% | #N/A
2002-06-26 | 6 | 26 | 2018 | 2018-06-26 | 2 | 0 | 22:00 | 22 | 61 | 75 | 68 | 71.24 | 64.94 | 66.02 | 59.18 | 60.98 | 60.8 | 66 | 58 | 61 | 64 | 68 | 62.96 | 0 | 0 | 0 | 1 | 0 | 0 | 0 | 1 | 1 | 0 | 1 | 0 | 100% | #N/A
2002-06-26 | 6 | 26 | 2018 | 2018-06-26 | 2 | 0 | 23:00 | 23 | 61 | 74 | 62.06 | 70.88 | 64.94 | 64.94 | 56.66 | 60.98 | 60.8 | 66 | 57 | 59 | 61 | 66 | 60.98 | 0 | 0 | 0 | 1 | 0 | 0 | 0 | 1 | 1 | 0 | 1 | 0 | 100% | #N/A
2002-06-26 | 6 | 26 | 2018 | 2018-06-26 | 2 | 0 | 24:00 | 24 | 60 | 73 | 57.92 | 68.18 | 62.96 | 64.4 | 56.48 | 60.98 | 60.8 | 64 | 58 | 56 | 61 | 66 | 60.98 | 0 | 0 | 0 | 0 | 1 | 0 | 0 | 1 | 1 | 0 | 1 | 0 | 100% | #N/A
2002-06-27 | 6 | 27 | 2018 | 2018-06-27 | 3 | 0 | 1:00 | 1 | 60 | 72 | 55.94 | 67.46 | 62.96 | 62.6 | 55.58 | 60.08 | 60.8 | 64 | 58 | 54 | 59 | 64 | 60.08 | 0 | 0 | 0 | 0 | 1 | 0 | 0 | 1 | 1 | 0 | 1 | 0 | 100% | #N/A
2002-06-27 | 6 | 27 | 2018 | 2018-06-27 | 3 | 0 | 2:00 | 2 | 60 | 72 | 55.04 | 66.38 | 60.98 | 60.98 | 55.04 | 59 | 60.8 | 64 | 58 | 53 | 57 | 63 | 59 | 0 | 0 | 0 | 0 | 1 | 0 | 0 | 1 | 1 | 0 | 1 | 0 | 100% | #N/A
2002-06-27 | 6 | 27 | 2018 | 2018-06-27 | 3 | 0 | 3:00 | 3 | 60 | 73 | 55.04 | 65.84 | 60.98 | 62.6 | 53.96 | 59 | 60.8 | 64 | 58 | 51 | 55 | 66 | 59 | 0 | 0 | 0 | 0 | 1 | 0 | 0 | 1 | 1 | 0 | 1 | 0 | 100% | #N/A
2002-06-27 | 6 | 27 | 2018 | 2018-06-27 | 3 | 0 | 4:00 | 4 | 60 | 73 | 51.98 | 65.84 | 60.98 | 60.8 | 54.86 | 59 | 60.8 | 64 | 59 | 50 | 55 | 66 | 57.02 | 0 | 0 | 0 | 0 | 1 | 0 | 0 | 1 | 1 | 0 | 1 | 0 | 100% | #N/A
2002-06-27 | 6 | 27 | 2018 | 2018-06-27 | 3 | 0 | 5:00 | 5 | 61 | 73 | 53.96 | 64.22 | 62.06 | 60.08 | 55.76 | 60.98 | 60.8 | 64 | 60 | 53 | 55 | 66 | 57.02 | 0 | 0 | 0 | 0 | 1 | 0 | 0 | 1 | 1 | 0 | 1 | 0 | 100% | #N/A
2002-06-27 | 6 | 27 | 2018 | 2018-06-27 | 3 | 0 | 6:00 | 6 | 61 | 75 | 60.98 | 64.4 | 62.96 | 60.8 | 57.74 | 62.06 | 60.8 | 64 | 60 | 58 | 61 | 68 | 59 | 0 | 0 | 0 | 0 | 1 | 0 | 0 | 1 | 1 | 0 | 1 | 0 | 100% | #N/A
2002-06-27 | 6 | 27 | 2018 | 2018-06-27 | 3 | 0 | 7:00 | 7 | 63 | 77 | 66.92 | 64.04 | 66.02 | 62.6 | 60.8 | 64.94 | 64.4 | 64 | 61 | 63 | 66 | 70 | 62.06 | 0 | 0 | 0 | 0 | 1 | 0 | 0 | 1 | 1 | 0 | 1 | 0 | 100% | #N/A
2002-06-27 | 6 | 27 | 2018 | 2018-06-27 | 3 | 0 | 8:00 | 8 | 66 | 80 | 69.08 | 65.66 | 68 | 62.96 | 59 | 64.94 | 66.2 | 64 | 62 | 68 | 70 | 72 | 64.94 | 0 | 0 | 0 | 1 | 0 | 0 | 0 | 1 | 1 | 0 | 1 | 0 | 100% | #N/A
2002-06-27 | 6 | 27 | 2018 | 2018-06-27 | 3 | 0 | 9:00 | 9 | 68 | 83 | 68 | 67.64 | 69.98 | 64.94 | 62.24 | 68 | 68 | 64 | 62 | 71 | 77 | 75 | 69.08 | 0 | 0 | 0 | 1 | 0 | 0 | 0 | 1 | 1 | 0 | 1 | 0 | 100% | #N/A
2002-06-27 | 6 | 27 | 2018 | 2018-06-27 | 3 | 0 | 10:00 | 10 | 71 | 86 | 66.02 | 69.8 | 73.04 | 66.02 | 66.92 | 69.98 | 69.8 | 63 | 62 | 73 | 82 | 75 | 71.06 | 0 | 0 | 0 | 1 | 0 | 0 | 0 | 1 | 1 | 0 | 1 | 0 | 100% | #N/A
2002-06-27 | 6 | 27 | 2018 | 2018-06-27 | 3 | 0 | 11:00 | 11 | 71 | 88 | 69.98 | 68 | 75.02 | 68 | 68 | 73.04 | 71.6 | 64 | 63 | 73 | 88 | 77 | 73.04 | 0 | 0 | 0 | 1 | 0 | 0 | 0 | 1 | 1 | 0 | 1 | 0 | 100% | #N/A
2002-06-27 | 6 | 27 | 2018 | 2018-06-27 | 3 | 0 | 12:00 | 12 | 71 | 90 | 73.04 | 68.9 | 75.92 | 69.08 | 71.24 | 73.04 | 71.6 | 66 | 62 | 78 | 88 | 79 | 75.02 | 0 | 0 | 0 | 1 | 0 | 0 | 0 | 1 | 1 | 0 | 1 | 0 | 100% | #N/A
2002-06-27 | 6 | 27 | 2018 | 2018-06-27 | 3 | 0 | 13:00 | 13 | 71 | 91 | 71.96 | 69.62 | 77 | 69.8 | 71.6 | 73.94 | 73.4 | 64 | 62 | 77 | 91 | 81 | 75.92 | 0 | 0 | 0 | 1 | 0 | 0 | 0 | 1 | 1 | 0 | 1 | 0 | 100% | #N/A
2002-06-27 | 6 | 27 | 2018 | 2018-06-27 | 3 | 0 | 14:00 | 14 | 72 | 90 | 77 | 70.88 | 75.92 | 71.06 | 66.2 | 73.94 | 73.4 | 66 | 63 | 77 | 91 | 82 | 75.02 | 0 | 0 | 0 | 1 | 0 | 0 | 1 | 1 | 1 | 0 | 1 | 0 | 100% | #N/A
2002-06-27 | 6 | 27 | 2018 | 2018-06-27 | 3 | 0 | 15:00 | 15 | 73 | 89 | 77 | 73.76 | 75.92 | 69.08 | 62.6 | 75.92 | 73.4 | 70 | 63 | 78 | 90 | 82 | 75.92 | 0 | 0 | 0 | 1 | 0 | 0 | 1 | 1 | 1 | 0 | 1 | 0 | 100% | #N/A
2002-06-27 | 6 | 27 | 2018 | 2018-06-27 | 3 | 0 | 16:00 | 16 | 74 | 86 | 75.92 | 74.12 | 73.94 | 69.08 | 70.16 | 75.02 | 71.6 | 70 | 63 | 78 | 91 | 82 | 75.92 | 0 | 0 | 0 | 1 | 0 | 0 | 1 | 1 | 1 | 0 | 1 | 0 | 100% | #N/A
2002-06-27 | 6 | 27 | 2018 | 2018-06-27 | 3 | 0 | 17:00 | 17 | 73 | 81 | 73.94 | 74.12 | 71.96 | 69.08 | 69.26 | 75.02 | 69.8 | 66 | 63 | 77 | 90 | 81 | 73.94 | 0 | 0 | 0 | 1 | 0 | 0 | 1 | 1 | 1 | 0 | 1 | 0 | 100% | #N/A
2002-06-27 | 6 | 27 | 2018 | 2018-06-27 | 3 | 0 | 18:00 | 18 | 71 | 82 | 73.04 | 71.06 | 71.96 | 66.92 | 68 | 73.94 | 69.8 | 63 | 62 | 75 | 90 | 79 | 75.02 | 0 | 0 | 0 | 1 | 0 | 0 | 0 | 1 | 1 | 0 | 1 | 0 | 100% | #N/A
2002-06-27 | 6 | 27 | 2018 | 2018-06-27 | 3 | 0 | 19:00 | 19 | 70 | 81 | 66.02 | 64.04 | 71.06 | 66.02 | 66.2 | 71.06 | 68 | 61 | 61 | 70 | 77 | 75 | 69.98 | 0 | 0 | 0 | 1 | 0 | 0 | 0 | 1 | 1 | 0 | 1 | 0 | 100% | #N/A
2002-06-27 | 6 | 27 | 2018 | 2018-06-27 | 3 | 0 | 20:00 | 20 | 70 | 81 | 64.94 | 65.48 | 69.98 | 64.04 | 57.74 | 66.92 | 68 | 59 | 60 | 64 | 72 | 68 | 69.08 | 0 | 0 | 0 | 1 | 0 | 0 | 0 | 1 | 1 | 0 | 1 | 0 | 100% | #N/A
2002-06-27 | 6 | 27 | 2018 | 2018-06-27 | 3 | 0 | 21:00 | 21 | 68 | 80 | 59 | 61.52 | 69.08 | 62.96 | 54.14 | 66.02 | 68 | 57 | 60 | 59 | 70 | 66 | 66.02 | 0 | 0 | 0 | 1 | 0 | 0 | 0 | 1 | 1 | 0 | 1 | 0 | 100% | #N/A
2002-06-27 | 6 | 27 | 2018 | 2018-06-27 | 3 | 0 | 22:00 | 22 | 67 | 74 | 57.02 | 62.6 | 64.94 | 60.98 | 52.16 | 62.06 | 68 | 52 | 60 | 55 | 68 | 64 | 62.96 | 0 | 0 | 0 | 1 | 0 | 0 | 0 | 1 | 1 | 0 | 1 | 0 | 100% | #N/A
2002-06-27 | 6 | 27 | 2018 | 2018-06-27 | 3 | 0 | 23:00 | 23 | 66 | 73 | 55.94 | 61.52 | 64.94 | 60.98 | 50.18 | 60.98 | 68 | 48 | 60 | 52 | 68 | 63 | 62.06 | 0 | 0 | 0 | 1 | 0 | 0 | 0 | 1 | 1 | 0 | 1 | 0 | 100% | #N/A
2002-06-27 | 6 | 27 | 2018 | 2018-06-27 | 3 | 0 | 24:00 | 24 | 65 | 71 | 55.04 | 61.16 | 64.04 | 60.08 | 50 | 60.98 | 66.2 | 46 | 60 | 53 | 77 | 59 | 60.08 | 0 | 0 | 0 | 0 | 1 | 0 | 0 | 1 | 1 | 0 | 1 | 0 | 100% | #N/A
2002-06-28 | 6 | 28 | 2018 | 2018-06-28 | 4 | 0 | 1:00 | 1 | 64 | 71 | 55.94 | 61.16 | 62.96 | 60.98 | 50 | 60.98 | 66.2 | 48 | 59 | 55 | 75 | 55 | 59 | 0 | 0 | 0 | 0 | 1 | 0 | 0 | 1 | 1 | 0 | 1 | 0 | 100% | #N/A
2002-06-28 | 6 | 28 | 2018 | 2018-06-28 | 4 | 0 | 2:00 | 2 | 64 | 71 | 51.98 | 59.72 | 64.94 | 60.98 | 48.2 | 62.06 | 66.2 | 48 | 60 | 56 | 75 | 54 | 59 | 0 | 0 | 0 | 0 | 1 | 0 | 0 | 1 | 1 | 0 | 1 | 0 | 100% | #N/A
2002-06-28 | 6 | 28 | 2018 | 2018-06-28 | 4 | 0 | 3:00 | 3 | 63 | 71 | 51.08 | 59 | 66.2 | 60.98 | 48.2 | 60.98 | 66.2 | 48 | 60 | 58 | 75 | 55 | 57.92 | 0 | 0 | 0 | 0 | 1 | 0 | 0 | 1 | 1 | 0 | 1 | 0 | 100% | #N/A
2002-06-28 | 6 | 28 | 2018 | 2018-06-28 | 4 | 0 | 4:00 | 4 | 62 | 70 | 50 | 58.64 | 64.94 | 60.98 | 48.2 | 60.98 | 66.2 | 48 | 60 | 59 | 73 | 55 | 57.02 | 0 | 0 | 0 | 0 | 1 | 0 | 0 | 1 | 1 | 0 | 1 | 0 | 100% | #N/A
2002-06-28 | 6 | 28 | 2018 | 2018-06-28 | 4 | 0 | 5:00 | 5 | 63 | 70 | 50 | 58.46 | 66.02 | 62.06 | 47.66 | 60.98 | 66.2 | 48 | 60 | 61 | 73 | 57 | 57.02 | 0 | 0 | 0 | 0 | 1 | 0 | 0 | 1 | 1 | 0 | 1 | 0 | 100% | #N/A
2002-06-28 | 6 | 28 | 2018 | 2018-06-28 | 4 | 0 | 6:00 | 6 | 64 | 71 | 57.92 | 59.36 | 66.02 | 62.96 | 53.42 | 66.02 | 68 | 50 | 60 | 63 | 73 | 63 | 60.08 | 0 | 0 | 0 | 0 | 1 | 0 | 0 | 1 | 1 | 0 | 1 | 0 | 100% | #N/A
2002-06-28 | 6 | 28 | 2018 | 2018-06-28 | 4 | 0 | 7:00 | 7 | 67 | 73 | 60.98 | 61.16 | 66.92 | 62.96 | 59 | 69.98 | 68 | 52 | 62 | 65 | 73 | 66 | 62.06 | 0 | 0 | 0 | 0 | 1 | 0 | 0 | 1 | 1 | 0 | 1 | 0 | 100% | #N/A
2002-06-28 | 6 | 28 | 2018 | 2018-06-28 | 4 | 0 | 8:00 | 8 | 71 | 75 | 64.94 | 61.88 | 66.92 | 64.04 | 63.86 | 73.04 | 68 | 59 | 68 | 68 | 73 | 70 | 68 | 0 | 0 | 0 | 1 | 0 | 0 | 0 | 1 | 1 | 0 | 1 | 0 | 100% | #N/A
2002-06-28 | 6 | 28 | 2018 | 2018-06-28 | 4 | 0 | 9:00 | 9 | 74 | 78 | 69.08 | 64.58 | 66.92 | 69.08 | 67.1 | 73.94 | 68 | 63 | 69 | 71 | 73 | 74 | 71.96 | 0 | 0 | 0 | 1 | 0 | 0 | 0 | 1 | 1 | 0 | 1 | 0 | 100% | #N/A
2002-06-28 | 6 | 28 | 2018 | 2018-06-28 | 4 | 0 | 10:00 | 10 | 78 | 81 | 71.06 | 68.54 | 68 | 71.96 | 69.44 | 75.92 | 68 | 64 | 72 | 73 | 77 | 78 | 73.94 | 0 | 0 | 0 | 1 | 0 | 0 | 0 | 1 | 1 | 0 | 1 | 0 | 100% | #N/A
2002-06-28 | 6 | 28 | 2018 | 2018-06-28 | 4 | 0 | 11:00 | 11 | 78 | 82 | 73.94 | 71.96 | 69.98 | 73.04 | 72.14 | 78.08 | 68 | 66 | 73 | 78 | 79 | 80 | 75.92 | 0 | 0 | 0 | 1 | 0 | 0 | 0 | 1 | 1 | 0 | 1 | 0 | 100% | #N/A
2002-06-28 | 6 | 28 | 2018 | 2018-06-28 | 4 | 0 | 12:00 | 12 | 78 | 84 | 73.94 | 71.06 | 71.06 | 73.04 | 74.66 | 80.06 | 68 | 68 | 73 | 73 | 82 | 82 | 75.02 | 0 | 0 | 0 | 1 | 0 | 0 | 0 | 1 | 1 | 0 | 1 | 0 | 100% | #N/A
2002-06-28 | 6 | 28 | 2018 | 2018-06-28 | 4 | 0 | 13:00 | 13 | 78 | 83 | 75.92 | 71.6 | 71.96 | 73.94 | 75.2 | 78.98 | 68 | 70 | 76 | 74 | 84 | 84 | 78.08 | 0 | 0 | 0 | 1 | 0 | 0 | 0 | 1 | 1 | 0 | 1 | 0 | 100% | #N/A
2002-06-28 | 6 | 28 | 2018 | 2018-06-28 | 4 | 0 | 14:00 | 14 | 78 | 85 | 75.92 | 73.94 | 71.96 | 75.02 | 75.74 | 80.96 | 68 | 70 | 72 | 79 | 81 | 84 | 78.08 | 0 | 0 | 0 | 1 | 0 | 0 | 1 | 1 | 1 | 0 | 1 | 0 | 100% | #N/A
2002-06-28 | 6 | 28 | 2018 | 2018-06-28 | 4 | 0 | 15:00 | 15 | 79 | 84 | 78.08 | 74.3 | 71.96 | 73.04 | 76.1 | 80.06 | 69.8 | 72 | 75 | 84 | 75 | 86 | 75.02 | 0 | 0 | 0 | 1 | 0 | 0 | 1 | 1 | 1 | 0 | 1 | 0 | 100% | #N/A
2002-06-28 | 6 | 28 | 2018 | 2018-06-28 | 4 | 0 | 16:00 | 16 | 79 | 84 | 77 | 75.2 | 73.04 | 73.04 | 75.2 | 80.06 | 69.8 | 72 | 74 | 85 | 75 | 82 | 73.94 | 0 | 0 | 0 | 1 | 0 | 0 | 1 | 1 | 1 | 0 | 1 | 0 | 100% | #N/A
2002-06-28 | 6 | 28 | 2018 | 2018-06-28 | 4 | 0 | 17:00 | 17 | 78 | 84 | 75.02 | 75.74 | 73.4 | 71.96 | 77 | 80.06 | 69.8 | 72 | 73 | 85 | 77 | 82 | 71.96 | 0 | 0 | 0 | 1 | 0 | 0 | 1 | 1 | 1 | 0 | 1 | 0 | 100% | #N/A
2002-06-28 | 6 | 28 | 2018 | 2018-06-28 | 4 | 0 | 18:00 | 18 | 76 | 76 | 75.92 | 76.1 | 73.04 | 71.96 | 75.74 | 78.08 | 69.8 | 70 | 71 | 84 | 79 | 81 | 71.96 | 0 | 0 | 0 | 1 | 0 | 0 | 0 | 1 | 1 | 0 | 1 | 0 | 100% | #N/A
2002-06-28 | 6 | 28 | 2018 | 2018-06-28 | 4 | 0 | 19:00 | 19 | 75 | 74 | 73.04 | 75.2 | 73.04 | 71.06 | 73.4 | 73.04 | 69.8 | 64 | 69 | 79 | 77 | 77 | 71.06 | 0 | 0 | 0 | 1 | 0 | 0 | 0 | 1 | 1 | 0 | 1 | 0 | 100% | #N/A
2002-06-28 | 6 | 28 | 2018 | 2018-06-28 | 4 | 0 | 20:00 | 20 | 73 | 72 | 62.96 | 74.12 | 71.6 | 69.98 | 65.66 | 69.98 | 69.8 | 55 | 65 | 77 | 75 | 75 | 69.08 | 0 | 0 | 0 | 1 | 0 | 0 | 0 | 1 | 1 | 0 | 1 | 0 | 100% | #N/A
2002-06-28 | 6 | 28 | 2018 | 2018-06-28 | 4 | 0 | 21:00 | 21 | 72 | 71 | 59 | 72.86 | 71.96 | 69.08 | 57.74 | 68 | 69.8 | 55 | 64 | 74 | 73 | 72 | 68 | 0 | 0 | 0 | 1 | 0 | 0 | 0 | 1 | 1 | 0 | 1 | 0 | 100% | #N/A
2002-06-28 | 6 | 28 | 2018 | 2018-06-28 | 4 | 0 | 22:00 | 22 | 71 | 69 | 57.92 | 71.96 | 71.06 | 68 | 55.94 | 64.04 | 69.8 | 54 | 62 | 73 | 73 | 72 | 66.92 | 0 | 0 | 0 | 1 | 0 | 0 | 0 | 1 | 1 | 0 | 1 | 0 | 100% | #N/A
2002-06-28 | 6 | 28 | 2018 | 2018-06-28 | 4 | 0 | 23:00 | 23 | 71 | 69 | 55.94 | 70.16 | 71.06 | 66.92 | 56.66 | 62.96 | 68 | 51 | 61 | 72 | 73 | 70 | 66.02 | 0 | 0 | 0 | 1 | 0 | 0 | 0 | 1 | 1 | 0 | 1 | 0 | 100% | #N/A
2002-06-28 | 6 | 28 | 2018 | 2018-06-28 | 4 | 0 | 24:00 | 24 | 71 | 66 | 55.94 | 68.9 | 69.98 | 64.94 | 59.36 | 62.96 | 68 | 48 | 58 | 72 | 73 | 68 | 64.94 | 0 | 0 | 0 | 0 | 1 | 0 | 0 | 1 | 1 | 0 | 1 | 0 | 100% | #N/A
2002-06-29 | 6 | 29 | 2018 | 2018-06-29 | 5 | 0 | 1:00 | 1 | 70 | 65 | 55.04 | 66.56 | 71.06 | 64.94 | 55.76 | 62.96 | 66.2 | 48 | 53 | 73 | 72 | 66 | 64.04 | 0 | 0 | 0 | 0 | 1 | 0 | 0 | 1 | 1 | 0 | 1 | 0 | 100% | #N/A
2002-06-29 | 6 | 29 | 2018 | 2018-06-29 | 5 | 0 | 2:00 | 2 | 70 | 64 | 55.04 | 65.84 | 71.06 | 64.04 | 58.1 | 62.96 | 66.2 | 46 | 54 | 73 | 72 | 64 | 62.06 | 0 | 0 | 0 | 0 | 1 | 0 | 0 | 1 | 1 | 0 | 1 | 0 | 100% | #N/A
2002-06-29 | 6 | 29 | 2018 | 2018-06-29 | 5 | 0 | 3:00 | 3 | 69 | 63 | 53.06 | 65.48 | 69.08 | 64.94 | 57.02 | 64.04 | 66.2 | 46 | 57 | 72 | 72 | 64 | 64.04 | 0 | 0 | 0 | 0 | 1 | 0 | 0 | 1 | 1 | 0 | 1 | 0 | 100% | #N/A
2002-06-29 | 6 | 29 | 2018 | 2018-06-29 | 5 | 0 | 4:00 | 4 | 69 | 62 | 55.94 | 64.94 | 68 | 64.04 | 56.12 | 64.04 | 68 | 46 | 55 | 71 | 72 | 63 | 62.06 | 0 | 0 | 0 | 0 | 1 | 0 | 0 | 1 | 1 | 0 | 1 | 0 | 100% | #N/A
2002-06-29 | 6 | 29 | 2018 | 2018-06-29 | 5 | 0 | 5:00 | 5 | 70 | 63 | 57.92 | 64.4 | 68 | 64.94 | 57.56 | 64.04 | 68 | 46 | 55 | 71 | 72 | 64 | 60.08 | 0 | 0 | 0 | 0 | 1 | 0 | 0 | 1 | 1 | 0 | 1 | 0 | 100% | #N/A
2002-06-29 | 6 | 29 | 2018 | 2018-06-29 | 5 | 0 | 6:00 | 6 | 72 | 66 | 64.94 | 64.04 | 71.06 | 64.94 | 62.42 | 66.92 | 68 | 46 | 60 | 73 | 73 | 68 | 62.06 | 0 | 0 | 0 | 0 | 1 | 0 | 0 | 1 | 1 | 0 | 1 | 0 | 100% | #N/A
2002-06-29 | 6 | 29 | 2018 | 2018-06-29 | 5 | 0 | 7:00 | 7 | 71 | 70 | 68 | 66.38 | 73.94 | 68 | 65.48 | 69.08 | 69.8 | 48 | 65 | 76 | 73 | 73 | 62.96 | 0 | 0 | 0 | 0 | 1 | 0 | 0 | 1 | 1 | 0 | 1 | 0 | 100% | #N/A
2002-06-29 | 6 | 29 | 2018 | 2018-06-29 | 5 | 0 | 8:00 | 8 | 72 | 74 | 69.98 | 68 | 77 | 71.96 | 68.36 | 71.06 | 69.8 | 55 | 69 | 77 | 75 | 79 | 66.02 | 0 | 0 | 0 | 1 | 0 | 0 | 0 | 1 | 1 | 0 | 1 | 0 | 100% | #N/A
2002-06-29 | 6 | 29 | 2018 | 2018-06-29 | 5 | 0 | 9:00 | 9 | 73 | 79 | 73.04 | 69.62 | 78.98 | 75.92 | 69.26 | 73.04 | 75.2 | 64 | 72 | 80 | 79 | 82 | 69.08 | 0 | 0 | 0 | 1 | 0 | 0 | 0 | 1 | 1 | 0 | 1 | 0 | 100% | #N/A
2002-06-29 | 6 | 29 | 2018 | 2018-06-29 | 5 | 0 | 10:00 | 10 | 74 | 81 | 75.92 | 71.78 | 80.96 | 78.08 | 70.16 | 77 | 78.8 | 70 | 75 | 86 | 81 | 84 | 71.06 | 0 | 0 | 0 | 1 | 0 | 0 | 0 | 1 | 1 | 0 | 1 | 0 | 100% | #N/A
2002-06-29 | 6 | 29 | 2018 | 2018-06-29 | 5 | 0 | 11:00 | 11 | 76 | 82 | 75.92 | 74.3 | 82.94 | 80.06 | 72.14 | 78.08 | 78.8 | 70 | 78 | 85 | 82 | 86 | 73.04 | 0 | 0 | 0 | 1 | 0 | 0 | 0 | 1 | 1 | 0 | 1 | 0 | 100% | #N/A
2002-06-29 | 6 | 29 | 2018 | 2018-06-29 | 5 | 0 | 12:00 | 12 | 79 | 84 | 75.2 | 74.84 | 84.92 | 80.06 | 74.66 | 80.06 | 80.6 | 73 | 80 | 86 | 84 | 88 | 73.04 | 0 | 0 | 0 | 1 | 0 | 0 | 0 | 1 | 1 | 0 | 1 | 0 | 100% | #N/A
2002-06-29 | 6 | 29 | 2018 | 2018-06-29 | 5 | 0 | 13:00 | 13 | 81 | 85 | 80.06 | 74.48 | 82.94 | 82.04 | 76.28 | 80.06 | 82.4 | 79 | 80 | 86 | 82 | 88 | 73.94 | 0 | 0 | 0 | 1 | 0 | 0 | 0 | 1 | 1 | 0 | 1 | 0 | 100% | #N/A
2002-06-29 | 6 | 29 | 2018 | 2018-06-29 | 5 | 0 | 14:00 | 14 | 82 | 83 | 78.08 | 75.92 | 80.06 | 80.06 | 77.72 | 80.96 | 84.2 | 79 | 83 | 80 | 79 | 90 | 78.08 | 0 | 0 | 0 | 1 | 0 | 0 | 1 | 1 | 1 | 0 | 1 | 0 | 100% | #N/A
2002-06-29 | 6 | 29 | 2018 | 2018-06-29 | 5 | 0 | 15:00 | 15 | 82 | 86 | 75.92 | 77.18 | 80.96 | 80.96 | 76.1 | 80.06 | 82.4 | 79 | 81 | 74 | 79 | 90 | 73.94 | 0 | 0 | 0 | 1 | 0 | 0 | 1 | 1 | 1 | 0 | 1 | 0 | 100% | #N/A
2002-06-29 | 6 | 29 | 2018 | 2018-06-29 | 5 | 0 | 16:00 | 16 | 83 | 85 | 75.02 | 76.1 | 80.06 | 82.04 | 75.92 | 80.06 | 80.6 | 79 | 83 | 73 | 75 | 90 | 71.96 | 0 | 0 | 0 | 1 | 0 | 0 | 1 | 1 | 1 | 0 | 1 | 0 | 100% | #N/A
2002-06-29 | 6 | 29 | 2018 | 2018-06-29 | 5 | 0 | 17:00 | 17 | 81 | 84 | 75.02 | 74.66 | 80.96 | 82.04 | 75.56 | 78.98 | 80.6 | 75 | 82 | 76 | 75 | 88 | 73.94 | 0 | 0 | 0 | 1 | 0 | 0 | 1 | 1 | 1 | 0 | 1 | 0 | 100% | #N/A
2002-06-29 | 6 | 29 | 2018 | 2018-06-29 | 5 | 0 | 18:00 | 18 | 78 | 82 | 75.02 | 74.48 | 82.04 | 82.04 | 74.48 | 77 | 80.6 | 73 | 81 | 77 | 73 | 84 | 75.92 | 0 | 0 | 0 | 1 | 0 | 0 | 0 | 1 | 1 | 0 | 1 | 0 | 100% | #N/A
2002-06-29 | 6 | 29 | 2018 | 2018-06-29 | 5 | 0 | 19:00 | 19 | 76 | 80 | 71.96 | 73.94 | 77 | 77 | 72.86 | 73.94 | 77 | 66 | 77 | 76 | 73 | 79 | 71.96 | 0 | 0 | 0 | 1 | 0 | 0 | 0 | 1 | 1 | 0 | 1 | 0 | 100% | #N/A
2002-06-29 | 6 | 29 | 2018 | 2018-06-29 | 5 | 0 | 20:00 | 20 | 75 | 75 | 71.06 | 72.32 | 73.94 | 73.04 | 70.88 | 69.98 | 73.4 | 66 | 74 | 75 | 72 | 75 | 69.08 | 0 | 0 | 0 | 1 | 0 | 0 | 0 | 1 | 1 | 0 | 1 | 0 | 100% | #N/A
2002-06-29 | 6 | 29 | 2018 | 2018-06-29 | 5 | 0 | 21:00 | 21 | 73 | 75 | 69.98 | 71.06 | 71.96 | 71.96 | 69.98 | 66.92 | 69.8 | 66 | 74 | 75 | 73 | 72 | 64.94 | 0 | 0 | 0 | 1 | 0 | 0 | 0 | 1 | 1 | 0 | 1 | 0 | 100% | #N/A
2002-06-29 | 6 | 29 | 2018 | 2018-06-29 | 5 | 0 | 22:00 | 22 | 72 | 74 | 68 | 69.98 | 73.04 | 71.06 | 69.26 | 64.94 | 68 | 63 | 71 | 75 | 72 | 72 | 64.94 | 0 | 0 | 0 | 1 | 0 | 0 | 0 | 1 | 1 | 0 | 1 | 0 | 100% | #N/A
2002-06-29 | 6 | 29 | 2018 | 2018-06-29 | 5 | 0 | 23:00 | 23 | 71 | 71 | 68 | 69.8 | 73.04 | 68 | 68.36 | 64.04 | 66.2 | 63 | 70 | 76 | 72 | 68 | 62.96 | 0 | 0 | 0 | 1 | 0 | 0 | 0 | 1 | 1 | 0 | 1 | 0 | 100% | #N/A
2002-06-29 | 6 | 29 | 2018 | 2018-06-29 | 5 | 0 | 24:00 | 24 | 70 | 69 | 69.08 | 69.62 | 69.98 | 68 | 66.74 | 62.96 | 66.2 | 63 | 67 | 76 | 68 | 70 | 62.96 | 0 | 0 | 0 | 0 | 1 | 0 | 0 | 1 | 1 | 0 | 1 | 0 | 100% | #N/A
2002-06-30 | 6 | 30 | 2018 | 2018-06-30 | 6 | 0 | 1:00 | 1 | 69 | 69 | 69.08 | 69.44 | 68 | 66.02 | 66.2 | 62.06 | 66.2 | 61 | 66 | 74 | 63 | 68 | 62.96 | 0 | 0 | 0 | 0 | 1 | 0 | 0 | 1 | 1 | 0 | 1 | 0 | 100% | #N/A
2002-06-30 | 6 | 30 | 2018 | 2018-06-30 | 6 | 0 | 2:00 | 2 | 68 | 67 | 69.98 | 69.26 | 69.08 | 66.92 | 66.74 | 62.06 | 68 | 61 | 68 | 74 | 61 | 68 | 60.98 | 0 | 0 | 0 | 0 | 1 | 0 | 0 | 1 | 1 | 0 | 1 | 0 | 100% | #N/A
2002-06-30 | 6 | 30 | 2018 | 2018-06-30 | 6 | 0 | 3:00 | 3 | 67 | 65 | 68 | 69.44 | 68 | 64.94 | 66.74 | 62.06 | 68 | 59 | 66 | 73 | 59 | 64 | 60.08 | 0 | 0 | 0 | 0 | 1 | 0 | 0 | 1 | 1 | 0 | 1 | 0 | 100% | #N/A
2002-06-30 | 6 | 30 | 2018 | 2018-06-30 | 6 | 0 | 4:00 | 4 | 66 | 60 | 66.92 | 69.44 | 66.02 | 64.94 | 66.92 | 60.98 | 66.2 | 59 | 67 | 73 | 57 | 64 | 59 | 0 | 0 | 0 | 0 | 1 | 0 | 0 | 1 | 1 | 0 | 1 | 0 | 100% | #N/A
2002-06-30 | 6 | 30 | 2018 | 2018-06-30 | 6 | 0 | 5:00 | 5 | 66 | 60 | 66.92 | 69.8 | 68 | 66.02 | 68.36 | 60.98 | 62.6 | 61 | 71 | 74 | 55 | 66 | 60.08 | 0 | 0 | 0 | 0 | 1 | 0 | 0 | 1 | 1 | 0 | 1 | 0 | 100% | #N/A
2002-06-30 | 6 | 30 | 2018 | 2018-06-30 | 6 | 0 | 6:00 | 6 | 66 | 66 | 73.04 | 70.34 | 69.98 | 68 | 68.36 | 64.04 | 68 | 63 | 71 | 75 | 59 | 68 | 62.96 | 0 | 0 | 0 | 0 | 1 | 0 | 0 | 1 | 1 | 0 | 1 | 0 | 100% | #N/A
2002-06-30 | 6 | 30 | 2018 | 2018-06-30 | 6 | 0 | 7:00 | 7 | 67 | 68 | 73.04 | 71.42 | 75.02 | 66.92 | 68 | 66.92 | 71.6 | 68 | 72 | 77 | 63 | 70 | 69.08 | 0 | 0 | 0 | 0 | 1 | 0 | 0 | 1 | 1 | 0 | 1 | 0 | 100% | #N/A
2002-06-30 | 6 | 30 | 2018 | 2018-06-30 | 6 | 0 | 8:00 | 8 | 68 | 72 | 73.94 | 72.5 | 80.06 | 66.2 | 68 | 71.96 | 77 | 73 | 73 | 78 | 66 | 75 | 71.96 | 0 | 0 | 0 | 0 | 1 | 0 | 0 | 1 | 1 | 0 | 1 | 0 | 100% | #N/A
2002-06-30 | 6 | 30 | 2018 | 2018-06-30 | 6 | 0 | 9:00 | 9 | 70 | 76 | 71.96 | 73.04 | 84.02 | 66.2 | 71.78 | 75.02 | 78.8 | 73 | 72 | 79 | 70 | 82 | 75.02 | 0 | 0 | 0 | 0 | 1 | 0 | 0 | 1 | 1 | 0 | 1 | 0 | 100% | #N/A
2002-06-30 | 6 | 30 | 2018 | 2018-06-30 | 6 | 0 | 10:00 | 10 | 71 | 79 | 75.02 | 71.24 | 84.02 | 69.08 | 74.3 | 77 | 82.4 | 75 | 74 | 82 | 73 | 84 | 78.08 | 0 | 0 | 0 | 0 | 1 | 0 | 0 | 1 | 1 | 0 | 1 | 0 | 100% | #N/A
2002-06-30 | 6 | 30 | 2018 | 2018-06-30 | 6 | 0 | 11:00 | 11 | 71 | 83 | 78.98 | 72.86 | 84.02 | 75.02 | 78.44 | 80.06 | 82.4 | 75 | 80 | 82 | 75 | 88 | 80.06 | 0 | 0 | 0 | 0 | 1 | 0 | 0 | 1 | 1 | 0 | 1 | 0 | 100% | #N/A
2002-06-30 | 6 | 30 | 2018 | 2018-06-30 | 6 | 0 | 12:00 | 12 | 71 | 85 | 82.04 | 75.92 | 87.08 | 80.06 | 78.98 | 80.96 | 84.2 | 77 | 82 | 86 | 73 | 90 | 80.96 | 0 | 0 | 0 | 0 | 1 | 0 | 0 | 1 | 1 | 0 | 1 | 0 | 100% | #N/A
2002-06-30 | 6 | 30 | 2018 | 2018-06-30 | 6 | 0 | 13:00 | 13 | 71 | 86 | 82.94 | 78.8 | 86 | 84.02 | 82.58 | 82.04 | 86 | 75 | 83 | 87 | 75 | 90 | 82.04 | 0 | 0 | 0 | 0 | 1 | 0 | 0 | 1 | 1 | 0 | 1 | 0 | 100% | #N/A
2002-06-30 | 6 | 30 | 2018 | 2018-06-30 | 6 | 0 | 14:00 | 14 | 71 | 87 | 84.02 | 81.86 | 82.04 | 87.08 | 85.46 | 82.94 | 86 | 68 | 84 | 88 | 79 | 88 | 80.06 | 0 | 0 | 0 | 0 | 1 | 0 | 0 | 1 | 1 | 0 | 1 | 0 | 100% | #N/A
2002-06-30 | 6 | 30 | 2018 | 2018-06-30 | 6 | 0 | 15:00 | 15 | 70 | 88 | 84.02 | 81.32 | 82.04 | 87.98 | 86.18 | 80.96 | 84.2 | 64 | 80 | 88 | 81 | 90 | 80.06 | 0 | 0 | 0 | 0 | 1 | 0 | 0 | 1 | 1 | 0 | 1 | 0 | 100% | #N/A
2002-06-30 | 6 | 30 | 2018 | 2018-06-30 | 6 | 0 | 16:00 | 16 | 70 | 87 | 82.94 | 81.86 | 80.06 | 89.96 | 83.48 | 82.04 | 82.4 | 66 | 79 | 88 | 79 | 88 | 80.96 | 0 | 0 | 0 | 0 | 1 | 0 | 0 | 1 | 1 | 0 | 1 | 0 | 100% | #N/A
2002-06-30 | 6 | 30 | 2018 | 2018-06-30 | 6 | 0 | 17:00 | 17 | 69 | 85 | 82.04 | 82.04 | 80.96 | 91.04 | 82.4 | 80.06 | 84.2 | 64 | 81 | 85 | 79 | 86 | 78.8 | 0 | 0 | 0 | 0 | 1 | 0 | 0 | 1 | 1 | 0 | 1 | 0 | 100% | #N/A
2002-06-30 | 6 | 30 | 2018 | 2018-06-30 | 6 | 0 | 18:00 | 18 | 69 | 81 | 78.98 | 80.42 | 80.96 | 89.96 | 73.4 | 78.98 | 80.6 | 65 | 79 | 82 | 75 | 84 | 75.92 | 0 | 0 | 0 | 0 | 1 | 0 | 0 | 1 | 1 | 0 | 1 | 0 | 100% | #N/A
2002-06-30 | 6 | 30 | 2018 | 2018-06-30 | 6 | 0 | 19:00 | 19 | 68 | 79 | 73.22 | 75.38 | 79.34 | 80.78 | 71.96 | 72.5 | 74.84 | 65 | 77 | 77 | 73 | 81 | 73.94 | 0 | 0 | 0 | 0 | 1 | 0 | 0 | 1 | 1 | 0 | 1 | 0 | 100% | #N/A
2002-06-30 | 6 | 30 | 2018 | 2018-06-30 | 6 | 0 | 20:00 | 20 | 68 | 77 | 72.5 | 73.76 | 78.62 | 77.54 | 71.24 | 70.52 | 72.5 | 63 | 75 | 72 | 70 | 77 | 69.98 | 0 | 0 | 0 | 0 | 1 | 0 | 0 | 1 | 1 | 0 | 1 | 0 | 100% | #N/A
2002-06-30 | 6 | 30 | 2018 | 2018-06-30 | 6 | 0 | 21:00 | 21 | 67 | 75 | 71.96 | 73.04 | 77.72 | 74.84 | 70.88 | 69.08 | 71.24 | 63 | 74 | 69 | 66 | 75 | 69.98 | 0 | 0 | 0 | 0 | 1 | 0 | 0 | 1 | 1 | 0 | 1 | 0 | 100% | #N/A
2002-06-30 | 6 | 30 | 2018 | 2018-06-30 | 6 | 0 | 22:00 | 22 | 66 | 74 | 69.44 | 73.22 | 74.84 | 72.68 | 68.9 | 67.82 | 70.16 | 60 | 72 | 67 | 65 | 72 | 69.62 | 0 | 0 | 0 | 0 | 1 | 0 | 0 | 1 | 1 | 0 | 1 | 0 | 100% | #N/A
2002-06-30 | 6 | 30 | 2018 | 2018-06-30 | 6 | 0 | 23:00 | 23 | 65 | 73 | 66.74 | 73.04 | 71.24 | 71.42 | 66.56 | 66.2 | 68.36 | 57 | 69 | 66 | 64 | 68 | 69.08 | 0 | 0 | 0 | 0 | 1 | 0 | 0 | 1 | 1 | 0 | 1 | 0 | 100% | #N/A
2002-06-30 | 6 | 30 | 2018 | 2018-06-30 | 6 | 0 | 24:00 | 24 | 64 | 71 | 64.04 | 72.32 | 68.18 | 70.52 | 63.68 | 64.94 | 66.56 | 54 | 67 | 64 | 62 | 65 | 68.72 | 0 | 0 | 0 | 0 | 1 | 0 | 0 | 1 | 1 | 0 | 1 | 0 | 100% | #N/A
1981-07-01 | 7 | 1 | 2018 | 2018-07-01 | 7 | 0 | 1:00 | 1 | 63 | 70 | 61.16 | 71.78 | 64.04 | 69.8 | 60.8 | 64.04 | 65.3 | 52 | 65 | 62 | 61 | 61 | 68.18 | 0 | 0 | 0 | 0 | 1 | 0 | 0 | 1 | 1 | 0 | 1 | 0 | 100% | #N/A
1981-07-01 | 7 | 1 | 2018 | 2018-07-01 | 7 | 0 | 2:00 | 2 | 62 | 69 | 59.72 | 70.34 | 62.78 | 68.72 | 59 | 62.96 | 64.4 | 49 | 62 | 61 | 60 | 58 | 67.82 | 0 | 0 | 0 | 0 | 1 | 0 | 0 | 1 | 1 | 0 | 1 | 0 | 100% | #N/A
1981-07-01 | 7 | 1 | 2018 | 2018-07-01 | 7 | 0 | 3:00 | 3 | 61 | 67 | 59.54 | 70.16 | 64.58 | 68.72 | 59.72 | 62.96 | 64.4 | 46 | 60 | 59 | 58 | 55 | 67.28 | 0 | 0 | 0 | 0 | 1 | 0 | 0 | 1 | 1 | 0 | 1 | 0 | 100% | #N/A
1981-07-01 | 7 | 1 | 2018 | 2018-07-01 | 7 | 0 | 4:00 | 4 | 60 | 66 | 62.06 | 70.34 | 67.1 | 69.44 | 62.24 | 64.04 | 66.56 | 43 | 58 | 57 | 57 | 51 | 66.92 | 0 | 0 | 0 | 0 | 1 | 0 | 0 | 1 | 1 | 0 | 1 | 0 | 100% | #N/A
1981-07-01 | 7 | 1 | 2018 | 2018-07-01 | 7 | 0 | 5:00 | 5 | 60 | 66 | 65.48 | 71.06 | 71.6 | 71.42 | 65.48 | 65.84 | 69.44 | 44 | 58 | 57 | 63 | 52 | 66.92 | 0 | 0 | 0 | 0 | 1 | 0 | 0 | 1 | 1 | 0 | 1 | 0 | 100% | #N/A
1981-07-01 | 7 | 1 | 2018 | 2018-07-01 | 7 | 0 | 6:00 | 6 | 62 | 68 | 70.52 | 72.5 | 76.1 | 74.48 | 70.16 | 68.18 | 72.5 | 46 | 59 | 59 | 64 | 56 | 68 | 0 | 0 | 0 | 0 | 1 | 0 | 0 | 1 | 1 | 0 | 1 | 0 | 100% | #N/A
1981-07-01 | 7 | 1 | 2018 | 2018-07-01 | 7 | 0 | 7:00 | 7 | 65 | 69 | 71.06 | 72.14 | 75.02 | 71.96 | 69.26 | 66.92 | 71.6 | 48 | 60 | 62 | 66 | 62 | 68 | 0 | 0 | 0 | 0 | 1 | 0 | 0 | 1 | 1 | 0 | 1 | 0 | 100% | #N/A
1981-07-01 | 7 | 1 | 2018 | 2018-07-01 | 7 | 0 | 8:00 | 8 | 66 | 72 | 73.94 | 72.5 | 78.08 | 75.92 | 72.32 | 69.98 | 75.2 | 57 | 61 | 64 | 68 | 68 | 68 | 0 | 0 | 0 | 0 | 1 | 0 | 0 | 1 | 1 | 0 | 1 | 0 | 100% | #N/A
1981-07-01 | 7 | 1 | 2018 | 2018-07-01 | 7 | 0 | 9:00 | 9 | 67 | 75 | 77 | 74.48 | 80.06 | 80.06 | 75.74 | 71.96 | 78.8 | 66 | 63 | 67 | 75 | 70 | 71.6 | 0 | 0 | 0 | 0 | 1 | 0 | 0 | 1 | 1 | 0 | 1 | 0 | 100% | #N/A
1981-07-01 | 7 | 1 | 2018 | 2018-07-01 | 7 | 0 | 10:00 | 10 | 68 | 76 | 80.06 | 77.36 | 82.94 | 82.94 | 77.72 | 75.02 | 82.4 | 73 | 66 | 68 | 79 | 70 | 71.96 | 0 | 0 | 0 | 0 | 1 | 0 | 0 | 1 | 1 | 0 | 1 | 0 | 100% | #N/A
1981-07-01 | 7 | 1 | 2018 | 2018-07-01 | 7 | 0 | 11:00 | 11 | 67 | 78 | 80.96 | 77.36 | 84.02 | 84.92 | 78.8 | 77 | 84.2 | 75 | 68 | 69 | 81 | 72 | 71.96 | 0 | 0 | 0 | 0 | 1 | 0 | 0 | 1 | 1 | 0 | 1 | 0 | 100% | #N/A
1981-07-01 | 7 | 1 | 2018 | 2018-07-01 | 7 | 0 | 12:00 | 12 | 69 | 79 | 82.04 | 72.68 | 87.08 | 87.08 | 80.78 | 77 | 86 | 79 | 72 | 69 | 84 | 74 | 75.02 | 0 | 0 | 0 | 0 | 1 | 0 | 0 | 1 | 1 | 0 | 1 | 0 | 100% | #N/A
1981-07-01 | 7 | 1 | 2018 | 2018-07-01 | 7 | 0 | 13:00 | 13 | 70 | 80 | 82.94 | 71.42 | 87.08 | 87.98 | 81.5 | 78.08 | 86 | 82 | 74 | 69 | 84 | 74 | 75.92 | 0 | 0 | 0 | 0 | 1 | 0 | 0 | 1 | 1 | 0 | 1 | 0 | 100% | #N/A
1981-07-01 | 7 | 1 | 2018 | 2018-07-01 | 7 | 0 | 14:00 | 14 | 72 | 81 | 84.92 | 72.5 | 87.08 | 89.06 | 85.46 | 80.06 | 86 | 82 | 72 | 69 | 84 | 75 | 75.2 | 0 | 0 | 0 | 0 | 1 | 0 | 0 | 1 | 1 | 0 | 1 | 0 | 100% | #N/A
1981-07-01 | 7 | 1 | 2018 | 2018-07-01 | 7 | 0 | 15:00 | 15 | 72 | 80 | 84.92 | 70.88 | 87.08 | 89.06 | 85.28 | 78.98 | 84.2 | 79 | 69 | 69 | 88 | 75 | 77 | 0 | 0 | 0 | 0 | 1 | 0 | 0 | 1 | 1 | 0 | 1 | 0 | 100% | #N/A
1981-07-01 | 7 | 1 | 2018 | 2018-07-01 | 7 | 0 | 16:00 | 16 | 71 | 79 | 84.02 | 72.5 | 87.08 | 87.08 | 85.46 | 78.98 | 84.2 | 79 | 66 | 69 | 86 | 76 | 78.08 | 0 | 0 | 0 | 0 | 1 | 0 | 0 | 1 | 1 | 0 | 1 | 0 | 100% | #N/A
1981-07-01 | 7 | 1 | 2018 | 2018-07-01 | 7 | 0 | 17:00 | 17 | 70 | 78 | 84.92 | 72.86 | 87.08 | 87.08 | 84.74 | 78.08 | 82.4 | 79 | 67 | 70 | 85 | 75 | 77 | 0 | 0 | 0 | 0 | 1 | 0 | 0 | 1 | 1 | 0 | 1 | 0 | 100% | #N/A
1981-07-01 | 7 | 1 | 2018 | 2018-07-01 | 7 | 0 | 18:00 | 18 | 68 | 76 | 82.94 | 73.22 | 84.92 | 84.92 | 82.94 | 78.98 | 77 | 73 | 66 | 71 | 84 | 73 | 75.02 | 0 | 0 | 0 | 0 | 1 | 0 | 0 | 1 | 1 | 0 | 1 | 0 | 100% | #N/A
1981-07-01 | 7 | 1 | 2018 | 2018-07-01 | 7 | 0 | 19:00 | 19 | 67 | 74 | 78.08 | 73.76 | 80.96 | 82.94 | 79.88 | 75.92 | 75.2 | 73 | 65 | 71 | 81 | 69 | 71.96 | 0 | 0 | 0 | 0 | 1 | 0 | 0 | 1 | 1 | 0 | 1 | 0 | 100% | #N/A
1981-07-01 | 7 | 1 | 2018 | 2018-07-01 | 7 | 0 | 20:00 | 20 | 66 | 73 | 73.04 | 74.12 | 77 | 80.96 | 66.56 | 73.04 | 73.4 | 68 | 63 | 72 | 74 | 67 | 73.04 | 0 | 0 | 0 | 0 | 1 | 0 | 0 | 1 | 1 | 0 | 1 | 0 | 100% | #N/A
1981-07-01 | 7 | 1 | 2018 | 2018-07-01 | 7 | 0 | 21:00 | 21 | 66 | 72 | 69.08 | 74.48 | 75.92 | 80.06 | 64.04 | 71.06 | 73.4 | 61 | 62 | 72 | 70 | 63 | 71.06 | 0 | 0 | 0 | 0 | 1 | 0 | 0 | 1 | 1 | 0 | 1 | 0 | 100% | #N/A
1981-07-01 | 7 | 1 | 2018 | 2018-07-01 | 7 | 0 | 22:00 | 22 | 66 | 70 | 68 | 75.02 | 77 | 78.08 | 66.02 | 66.02 | 71.6 | 57 | 60 | 73 | 66 | 60 | 71.06 | 0 | 0 | 0 | 0 | 1 | 0 | 0 | 1 | 1 | 0 | 1 | 0 | 100% | #N/A
1981-07-01 | 7 | 1 | 2018 | 2018-07-01 | 7 | 0 | 23:00 | 23 | 64 | 69 | 68 | 75.38 | 75.92 | 77 | 67.82 | 64.94 | 71.6 | 59 | 59 | 73 | 63 | 58 | 71.06 | 0 | 0 | 0 | 0 | 1 | 0 | 0 | 1 | 1 | 0 | 1 | 0 | 100% | #N/A
1981-07-01 | 7 | 1 | 2018 | 2018-07-01 | 7 | 0 | 24:00 | 24 | 64 | 68 | 71.06 | 74.48 | 73.94 | 75.92 | 65.3 | 64.94 | 69.8 | 57 | 59 | 73 | 62 | 57 | 71.06 | 0 | 0 | 0 | 0 | 1 | 0 | 0 | 1 | 1 | 0 | 1 | 0 | 100% | #N/A
1981-07-02 | 7 | 2 | 2018 | 2018-07-02 | 1 | 0 | 1:00 | 1 | 62 | 68 | 64.04 | 74.66 | 71.96 | 73.94 | 64.94 | 62.06 | 69.8 | 56 | 59 | 74 | 66 | 56 | 69.08 | 0 | 0 | 0 | 0 | 1 | 0 | 0 | 1 | 1 | 0 | 1 | 0 | 100% | #N/A
1981-07-02 | 7 | 2 | 2018 | 2018-07-02 | 1 | 0 | 2:00 | 2 | 61 | 67 | 66.02 | 73.94 | 69.98 | 73.94 | 57.92 | 62.96 | 68 | 53 | 57 | 74 | 59 | 56 | 69.08 | 0 | 0 | 0 | 0 | 1 | 0 | 0 | 1 | 1 | 0 | 1 | 0 | 100% | #N/A
1981-07-02 | 7 | 2 | 2018 | 2018-07-02 | 1 | 0 | 3:00 | 3 | 61 | 66 | 64.04 | 72.5 | 69.98 | 73.04 | 57.2 | 62.06 | 66.2 | 50 | 55 | 74 | 59 | 54 | 69.08 | 0 | 0 | 0 | 0 | 1 | 0 | 0 | 1 | 1 | 0 | 1 | 0 | 100% | #N/A
1981-07-02 | 7 | 2 | 2018 | 2018-07-02 | 1 | 0 | 4:00 | 4 | 61 | 65 | 60.98 | 72.14 | 68 | 71.96 | 58.82 | 62.96 | 64.4 | 50 | 53 | 75 | 58 | 54 | 69.98 | 0 | 0 | 0 | 0 | 1 | 0 | 0 | 1 | 1 | 0 | 1 | 0 | 100% | #N/A
1981-07-02 | 7 | 2 | 2018 | 2018-07-02 | 1 | 0 | 5:00 | 5 | 60.0246 | 65 | 60.08 | 71.42 | 71.96 | 73.04 | 59 | 64.04 | 64.4 | 51 | 56 | 74 | 55 | 53 | 69.08 | 0 | 0 | 0 | 0 | 1 | 0 | 0 | 1 | 1 | 0 | 1 | 0 | 100% | #N/A
1981-07-02 | 7 | 2 | 2018 | 2018-07-02 | 1 | 0 | 6:00 | 6 | 63 | 66 | 68 | 71.42 | 73.94 | 73.94 | 61.7 | 64.94 | 66.2 | 52 | 58 | 76 | 60 | 58 | 71.96 | 0 | 0 | 0 | 0 | 1 | 0 | 0 | 1 | 1 | 0 | 1 | 0 | 100% | #N/A
1981-07-02 | 7 | 2 | 2018 | 2018-07-02 | 1 | 0 | 7:00 | 7 | 64 | 68 | 73.04 | 71.96 | 77 | 75.92 | 69.44 | 69.08 | 71.6 | 55 | 64 | 79 | 66 | 64 | 75.02 | 0 | 0 | 0 | 0 | 1 | 0 | 0 | 1 | 1 | 0 | 1 | 0 | 100% | #N/A
1981-07-02 | 7 | 2 | 2018 | 2018-07-02 | 1 | 0 | 8:00 | 8 | 66 | 72 | 77 | 75.02 | 80.06 | 80.06 | 73.94 | 71.96 | 77 | 64 | 67 | 81 | 70 | 70 | 77 | 0 | 0 | 0 | 1 | 0 | 0 | 0 | 1 | 1 | 0 | 1 | 0 | 100% | #N/A
1981-07-02 | 7 | 2 | 2018 | 2018-07-02 | 1 | 0 | 9:00 | 9 | 64 | 70 | 80.06 | 77.18 | 84.02 | 84.02 | 77.72 | 75.02 | 80.6 | 65 | 70 | 83 | 73 | 73 | 78.98 | 0 | 0 | 0 | 1 | 0 | 0 | 0 | 1 | 1 | 0 | 1 | 0 | 100% | #N/A
1981-07-02 | 7 | 2 | 2018 | 2018-07-02 | 1 | 0 | 10:00 | 10 | 66 | 70 | 82.04 | 79.52 | 86 | 87.08 | 80.24 | 77 | 82.4 | 70 | 71 | 84 | 77 | 76 | 78.08 | 0 | 0 | 0 | 1 | 0 | 0 | 0 | 1 | 1 | 0 | 1 | 0 | 100% | #N/A
1981-07-02 | 7 | 2 | 2018 | 2018-07-02 | 1 | 0 | 11:00 | 11 | 67 | 70 | 84.02 | 80.96 | 87.08 | 89.96 | 81.32 | 78.98 | 84.2 | 72 | 73 | 85 | 81 | 77 | 78.08 | 0 | 0 | 0 | 1 | 0 | 0 | 0 | 1 | 1 | 0 | 1 | 0 | 100% | #N/A
1981-07-02 | 7 | 2 | 2018 | 2018-07-02 | 1 | 0 | 12:00 | 12 | 68 | 72 | 84.02 | 82.22 | 87.98 | 91.04 | 83.3 | 78.08 | 86 | 72 | 76 | 85 | 82 | 78 | 78.98 | 0 | 0 | 0 | 1 | 0 | 0 | 0 | 1 | 1 | 0 | 1 | 0 | 100% | #N/A
1981-07-02 | 7 | 2 | 2018 | 2018-07-02 | 1 | 0 | 13:00 | 13 | 70 | 69 | 82.94 | 83.12 | 89.06 | 91.04 | 83.3 | 78.98 | 86 | 73 | 73 | 76 | 84 | 79 | 80.06 | 0 | 0 | 0 | 1 | 0 | 0 | 0 | 1 | 1 | 0 | 1 | 0 | 100% | #N/A
1981-07-02 | 7 | 2 | 2018 | 2018-07-02 | 1 | 0 | 14:00 | 14 | 71 | 66 | 78.98 | 82.94 | 89.06 | 91.94 | 81.5 | 77 | 84.2 | 73 | 72 | 77 | 84 | 79 | 80.06 | 0 | 0 | 0 | 1 | 0 | 0 | 1 | 1 | 1 | 0 | 1 | 0 | 100% | #N/A
1981-07-02 | 7 | 2 | 2018 | 2018-07-02 | 1 | 0 | 15:00 | 15 | 71 | 65 | 80.06 | 80.24 | 87.98 | 91.94 | 78.98 | 75.02 | 84.2 | 73 | 72 | 78 | 86 | 78 | 80.96 | 0 | 0 | 0 | 1 | 0 | 0 | 1 | 1 | 1 | 0 | 1 | 0 | 100% | #N/A
1981-07-02 | 7 | 2 | 2018 | 2018-07-02 | 1 | 0 | 16:00 | 16 | 72 | 64 | 77 | 79.16 | 84.02 | 87.98 | 77.18 | 73.94 | 80.6 | 73 | 74 | 79 | 86 | 80 | 80.96 | 0 | 0 | 0 | 1 | 0 | 0 | 1 | 1 | 1 | 0 | 1 | 0 | 100% | #N/A
1981-07-02 | 7 | 2 | 2018 | 2018-07-02 | 1 | 0 | 17:00 | 17 | 71 | 64 | 77 | 78.26 | 87.08 | 87.08 | 77 | 73.04 | 77 | 72 | 73 | 81 | 84 | 77 | 80.96 | 0 | 0 | 0 | 1 | 0 | 0 | 1 | 1 | 1 | 0 | 1 | 0 | 100% | #N/A
1981-07-02 | 7 | 2 | 2018 | 2018-07-02 | 1 | 0 | 18:00 | 18 | 71 | 63 | 77 | 77.54 | 82.94 | 80.06 | 75.2 | 73.04 | 73.4 | 72 | 69 | 79 | 82 | 76 | 80.06 | 0 | 0 | 0 | 1 | 0 | 0 | 0 | 1 | 1 | 0 | 1 | 0 | 100% | #N/A
1981-07-02 | 7 | 2 | 2018 | 2018-07-02 | 1 | 0 | 19:00 | 19 | 71 | 63 | 75.02 | 76.82 | 78.98 | 77 | 71.24 | 69.98 | 73.4 | 66 | 66 | 77 | 75 | 72 | 77 | 0 | 0 | 0 | 1 | 0 | 0 | 0 | 1 | 1 | 0 | 1 | 0 | 100% | #N/A
1981-07-02 | 7 | 2 | 2018 | 2018-07-02 | 1 | 0 | 20:00 | 20 | 68 | 62 | 73.04 | 76.1 | 73.04 | 75.92 | 71.6 | 69.08 | 73.4 | 64 | 62 | 73 | 72 | 70 | 75.02 | 0 | 0 | 0 | 1 | 0 | 0 | 0 | 1 | 1 | 0 | 1 | 0 | 100% | #N/A
1981-07-02 | 7 | 2 | 2018 | 2018-07-02 | 1 | 0 | 21:00 | 21 | 67 | 62 | 71.96 | 75.02 | 69.98 | 73.94 | 68 | 66.92 | 71.6 | 63 | 61 | 72 | 68 | 69 | 73.04 | 0 | 0 | 0 | 1 | 0 | 0 | 0 | 1 | 1 | 0 | 1 | 0 | 100% | #N/A
1981-07-02 | 7 | 2 | 2018 | 2018-07-02 | 1 | 0 | 22:00 | 22 | 68 | 61 | 69.98 | 73.76 | 66.92 | 73.94 | 67.46 | 64.94 | 68 | 52 | 59 | 71 | 63 | 69 | 69.98 | 0 | 0 | 0 | 1 | 0 | 0 | 0 | 1 | 1 | 0 | 1 | 0 | 100% | #N/A
1981-07-02 | 7 | 2 | 2018 | 2018-07-02 | 1 | 0 | 23:00 | 23 | 68 | 59 | 69.98 | 72.68 | 66.02 | 73.04 | 66.2 | 66.02 | 66.2 | 52 | 54 | 70 | 62 | 68 | 69.08 | 0 | 0 | 0 | 1 | 0 | 0 | 0 | 1 | 1 | 0 | 1 | 0 | 100% | #N/A
1981-07-02 | 7 | 2 | 2018 | 2018-07-02 | 1 | 0 | 24:00 | 24 | 68 | 59 | 69.98 | 71.42 | 66.02 | 73.04 | 66.2 | 66.02 | 66.2 | 50 | 54 | 69 | 63 | 68 | 66.02 | 0 | 0 | 0 | 0 | 1 | 0 | 0 | 1 | 1 | 0 | 1 | 0 | 100% | #N/A
1981-07-03 | 7 | 3 | 2018 | 2018-07-03 | 2 | 0 | 1:00 | 1 | 69 | 59 | 69.08 | 70.34 | 64.94 | 73.04 | 66.2 | 66.02 | 64.4 | 52 | 54 | 69 | 62 | 68 | 64.94 | 0 | 0 | 0 | 0 | 1 | 0 | 0 | 1 | 1 | 0 | 1 | 0 | 100% | #N/A
1981-07-03 | 7 | 3 | 2018 | 2018-07-03 | 2 | 0 | 2:00 | 2 | 68 | 59 | 69.98 | 69.8 | 66.92 | 73.04 | 68 | 66.02 | 64.4 | 48 | 52 | 69 | 61 | 68 | 62.96 | 0 | 0 | 0 | 0 | 1 | 0 | 0 | 1 | 1 | 0 | 1 | 0 | 100% | #N/A
1981-07-03 | 7 | 3 | 2018 | 2018-07-03 | 2 | 0 | 3:00 | 3 | 67 | 59 | 69.08 | 69.98 | 68 | 73.94 | 64.22 | 66.02 | 64.4 | 45 | 51 | 68 | 61 | 67 | 62.06 | 0 | 0 | 0 | 0 | 1 | 0 | 0 | 1 | 1 | 0 | 1 | 0 | 100% | #N/A
1981-07-03 | 7 | 3 | 2018 | 2018-07-03 | 2 | 0 | 4:00 | 4 | 67 | 59 | 68 | 69.8 | 66.02 | 73.04 | 61.7 | 60.98 | 64.4 | 45 | 50 | 68 | 62 | 65 | 60.08 | 0 | 0 | 0 | 0 | 1 | 0 | 0 | 1 | 1 | 0 | 1 | 0 | 100% | #N/A
1981-07-03 | 7 | 3 | 2018 | 2018-07-03 | 2 | 0 | 5:00 | 5 | 67 | 59 | 66.92 | 70.16 | 68 | 73.04 | 60.98 | 59 | 64.4 | 48 | 50 | 66 | 61 | 64 | 60.08 | 0 | 0 | 0 | 0 | 1 | 0 | 0 | 1 | 1 | 0 | 1 | 0 | 100% | #N/A
1981-07-03 | 7 | 3 | 2018 | 2018-07-03 | 2 | 0 | 6:00 | 6 | 67 | 59 | 66.02 | 70.34 | 69.98 | 75.02 | 64.04 | 60.08 | 66.2 | 50 | 55 | 66 | 63 | 64 | 64.04 | 0 | 0 | 0 | 0 | 1 | 0 | 0 | 1 | 1 | 0 | 1 | 0 | 100% | #N/A
1981-07-03 | 7 | 3 | 2018 | 2018-07-03 | 2 | 0 | 7:00 | 7 | 70 | 60 | 66.92 | 68.18 | 73.94 | 77 | 66.38 | 62.06 | 69.8 | 55 | 59 | 71 | 63 | 66 | 69.08 | 0 | 0 | 0 | 0 | 1 | 0 | 0 | 1 | 1 | 0 | 1 | 0 | 100% | #N/A
1981-07-03 | 7 | 3 | 2018 | 2018-07-03 | 2 | 0 | 8:00 | 8 | 69 | 60 | 69.98 | 70.34 | 75.02 | 78.08 | 68.54 | 64.94 | 73.4 | 66 | 67 | 77 | 64 | 67 | 71.96 | 0 | 0 | 0 | 1 | 0 | 0 | 0 | 1 | 1 | 0 | 1 | 0 | 100% | #N/A
1981-07-03 | 7 | 3 | 2018 | 2018-07-03 | 2 | 0 | 9:00 | 9 | 72 | 60 | 71.96 | 71.42 | 78.08 | 80.96 | 70.88 | 64.94 | 75.2 | 63 | 69 | 78 | 68 | 67 | 73.94 | 0 | 0 | 0 | 1 | 0 | 0 | 0 | 1 | 1 | 0 | 1 | 0 | 100% | #N/A
1981-07-03 | 7 | 3 | 2018 | 2018-07-03 | 2 | 0 | 10:00 | 10 | 75 | 62 | 73.04 | 72.5 | 78.08 | 82.04 | 69.98 | 66.92 | 75.2 | 66 | 77 | 79 | 72 | 70 | 75.92 | 0 | 0 | 0 | 1 | 0 | 0 | 0 | 1 | 1 | 0 | 1 | 0 | 100% | #N/A
1981-07-03 | 7 | 3 | 2018 | 2018-07-03 | 2 | 0 | 11:00 | 11 | 76 | 63 | 75.02 | 74.3 | 80.96 | 82.94 | 73.58 | 69.08 | 75.2 | 70 | 80 | 78 | 73 | 69 | 78.08 | 0 | 0 | 0 | 1 | 0 | 0 | 0 | 1 | 1 | 0 | 1 | 0 | 100% | #N/A
1981-07-03 | 7 | 3 | 2018 | 2018-07-03 | 2 | 0 | 12:00 | 12 | 76 | 64 | 77 | 75.2 | 78.08 | 84.02 | 73.22 | 71.06 | 77 | 73 | 79 | 77 | 75 | 70 | 78.08 | 0 | 0 | 0 | 1 | 0 | 0 | 0 | 1 | 1 | 0 | 1 | 0 | 100% | #N/A
1981-07-03 | 7 | 3 | 2018 | 2018-07-03 | 2 | 0 | 13:00 | 13 | 79 | 65 | 77 | 76.28 | 75.92 | 89.96 | 74.66 | 69.98 | 78.8 | 73 | 82 | 79 | 75 | 72 | 80.06 | 0 | 0 | 0 | 1 | 0 | 0 | 0 | 1 | 1 | 0 | 1 | 0 | 100% | #N/A
1981-07-03 | 7 | 3 | 2018 | 2018-07-03 | 2 | 0 | 14:00 | 14 | 80 | 67 | 78.08 | 76.82 | 78.08 | 87.98 | 75.56 | 71.06 | 77 | 73 | 83 | 78 | 75 | 74 | 78.98 | 0 | 0 | 0 | 1 | 0 | 0 | 1 | 1 | 1 | 0 | 1 | 0 | 100% | #N/A
1981-07-03 | 7 | 3 | 2018 | 2018-07-03 | 2 | 0 | 15:00 | 15 | 80 | 70 | 77 | 76.46 | 73.94 | 91.94 | 76.28 | 71.06 | 77 | 73 | 82 | 76 | 68 | 70 | 78.08 | 0 | 0 | 0 | 1 | 0 | 0 | 1 | 1 | 1 | 0 | 1 | 0 | 100% | #N/A
1981-07-03 | 7 | 3 | 2018 | 2018-07-03 | 2 | 0 | 16:00 | 16 | 75 | 73 | 75.02 | 77.18 | 77 | 89.06 | 77 | 73.04 | 80.6 | 77 | 82 | 75 | 68 | 68 | 77 | 0 | 0 | 0 | 1 | 0 | 0 | 1 | 1 | 1 | 0 | 1 | 0 | 100% | #N/A
1981-07-03 | 7 | 3 | 2018 | 2018-07-03 | 2 | 0 | 17:00 | 17 | 77 | 72 | 77 | 78.08 | 78.98 | 84.92 | 75.74 | 71.96 | 75.2 | 73 | 81 | 73 | 64 | 68 | 75.02 | 0 | 0 | 0 | 1 | 0 | 0 | 1 | 1 | 1 | 0 | 1 | 0 | 100% | #N/A
1981-07-03 | 7 | 3 | 2018 | 2018-07-03 | 2 | 0 | 18:00 | 18 | 76 | 72 | 75.92 | 76.82 | 80.06 | 75.92 | 73.4 | 69.98 | 77 | 73 | 78 | 72 | 64 | 66 | 71.96 | 0 | 0 | 0 | 1 | 0 | 0 | 0 | 1 | 1 | 0 | 1 | 0 | 100% | #N/A
1981-07-03 | 7 | 3 | 2018 | 2018-07-03 | 2 | 0 | 19:00 | 19 | 75 | 71 | 73.04 | 75.56 | 77 | 73.94 | 71.6 | 68 | 73.4 | 72 | 76 | 68 | 63 | 64 | 69.98 | 0 | 0 | 0 | 1 | 0 | 0 | 0 | 1 | 1 | 0 | 1 | 0 | 100% | #N/A
1981-07-03 | 7 | 3 | 2018 | 2018-07-03 | 2 | 0 | 20:00 | 20 | 72 | 70 | 69.98 | 74.3 | 73.04 | 73.04 | 67.64 | 64.04 | 73.4 | 59 | 75 | 63 | 52 | 62 | 66.92 | 0 | 0 | 0 | 1 | 0 | 0 | 0 | 1 | 1 | 0 | 1 | 0 | 100% | #N/A
1981-07-03 | 7 | 3 | 2018 | 2018-07-03 | 2 | 0 | 21:00 | 21 | 74 | 69 | 60.08 | 72.5 | 69.08 | 73.04 | 64.22 | 62.96 | 68 | 57 | 74 | 60 | 51 | 62 | 64.94 | 0 | 0 | 0 | 1 | 0 | 0 | 0 | 1 | 1 | 0 | 1 | 0 | 100% | #N/A
1981-07-03 | 7 | 3 | 2018 | 2018-07-03 | 2 | 0 | 22:00 | 22 | 72 | 68 | 57.92 | 70.88 | 68 | 73.04 | 62.24 | 60.98 | 66.2 | 52 | 74 | 58 | 51 | 62 | 64.04 | 0 | 0 | 0 | 1 | 0 | 0 | 0 | 1 | 1 | 0 | 1 | 0 | 100% | #N/A
1981-07-03 | 7 | 3 | 2018 | 2018-07-03 | 2 | 0 | 23:00 | 23 | 71 | 69 | 53.96 | 71.24 | 66.02 | 69.98 | 64.04 | 59 | 66.2 | 50 | 74 | 56 | 52 | 60 | 60.98 | 0 | 0 | 0 | 1 | 0 | 0 | 0 | 1 | 1 | 0 | 1 | 0 | 100% | #N/A
1981-07-03 | 7 | 3 | 2018 | 2018-07-03 | 2 | 0 | 24:00 | 24 | 69 | 69 | 50 | 70.7 | 66.92 | 69.08 | 51.8 | 57.02 | 64.4 | 48 | 73 | 55 | 53 | 60 | 60.98 | 0 | 0 | 0 | 0 | 1 | 0 | 0 | 1 | 1 | 0 | 1 | 0 | 100% | #N/A
1981-07-04 | 7 | 4 | 2018 | 2018-07-04 | 3 | 1 | 1:00 | 1 | 67 | 69 | 51.08 | 67.46 | 69.08 | 68 | 51.26 | 57.92 | 64.4 | 46 | 71 | 54 | 53 | 56 | 60.98 | 0 | 0 | 0 | 0 | 1 | 0 | 0 | 0 | 1 | 0 | 1 | 0 | 100% | #N/A
1981-07-04 | 7 | 4 | 2018 | 2018-07-04 | 3 | 1 | 2:00 | 2 | 66 | 69 | 51.08 | 67.1 | 68 | 69.8 | 51.44 | 57.92 | 62.6 | 45 | 72 | 53 | 55 | 57 | 59 | 0 | 0 | 0 | 0 | 1 | 0 | 0 | 0 | 1 | 0 | 1 | 0 | 100% | #N/A
1981-07-04 | 7 | 4 | 2018 | 2018-07-04 | 3 | 1 | 3:00 | 3 | 65 | 69 | 48.02 | 66.56 | 64.94 | 69.08 | 51.26 | 55.94 | 62.6 | 46 | 72 | 51 | 55 | 56 | 57.02 | 0 | 0 | 0 | 0 | 1 | 0 | 0 | 0 | 1 | 0 | 1 | 0 | 100% | #N/A
1981-07-04 | 7 | 4 | 2018 | 2018-07-04 | 3 | 1 | 4:00 | 4 | 63 | 68 | 48.92 | 66.38 | 64.04 | 68 | 52.16 | 55.94 | 64.4 | 46 | 72 | 53 | 57 | 55 | 57.02 | 0 | 0 | 0 | 0 | 1 | 0 | 0 | 0 | 1 | 0 | 1 | 0 | 100% | #N/A
1981-07-04 | 7 | 4 | 2018 | 2018-07-04 | 3 | 1 | 5:00 | 5 | 63 | 68 | 51.98 | 64.58 | 64.04 | 68 | 55.04 | 55.94 | 60.8 | 48 | 71 | 55 | 59 | 54 | 57.92 | 0 | 0 | 0 | 0 | 1 | 0 | 0 | 0 | 1 | 0 | 1 | 0 | 100% | #N/A
1981-07-04 | 7 | 4 | 2018 | 2018-07-04 | 3 | 1 | 6:00 | 6 | 67 | 67 | 60.98 | 64.22 | 66.02 | 69.98 | 58.46 | 59 | 64.4 | 50 | 69 | 60 | 61 | 59 | 60.08 | 0 | 0 | 0 | 0 | 1 | 0 | 0 | 0 | 1 | 0 | 1 | 0 | 100% | #N/A
1981-07-04 | 7 | 4 | 2018 | 2018-07-04 | 3 | 1 | 7:00 | 7 | 72 | 69 | 66.92 | 66.56 | 71.96 | 71.96 | 64.4 | 62.06 | 66.2 | 54 | 69 | 64 | 61 | 64 | 64.04 | 0 | 0 | 0 | 0 | 1 | 0 | 0 | 0 | 1 | 0 | 1 | 0 | 100% | #N/A
1981-07-04 | 7 | 4 | 2018 | 2018-07-04 | 3 | 1 | 8:00 | 8 | 73 | 72 | 71.06 | 68.36 | 73.04 | 71.96 | 69.8 | 64.94 | 71.6 | 63 | 75 | 72 | 64 | 68 | 66.02 | 0 | 0 | 0 | 0 | 1 | 0 | 0 | 0 | 1 | 0 | 1 | 0 | 100% | #N/A
1981-07-04 | 7 | 4 | 2018 | 2018-07-04 | 3 | 1 | 9:00 | 9 | 73 | 77 | 73.94 | 71.24 | 75.92 | 73.94 | 73.58 | 68 | 73.4 | 70 | 78 | 72 | 67 | 71 | 69.08 | 0 | 0 | 0 | 0 | 1 | 0 | 0 | 0 | 1 | 0 | 1 | 0 | 100% | #N/A
1981-07-04 | 7 | 4 | 2018 | 2018-07-04 | 3 | 1 | 10:00 | 10 | 74 | 80 | 77 | 74.12 | 78.98 | 75.02 | 76.1 | 71.06 | 77 | 73 | 81 | 73 | 70 | 73 | 73.04 | 0 | 0 | 0 | 0 | 1 | 0 | 0 | 0 | 1 | 0 | 1 | 0 | 100% | #N/A
1981-07-04 | 7 | 4 | 2018 | 2018-07-04 | 3 | 1 | 11:00 | 11 | 74 | 83 | 78.08 | 75.38 | 78.98 | 73.04 | 78.08 | 71.96 | 77 | 77 | 84 | 73 | 72 | 72 | 73.94 | 0 | 0 | 0 | 0 | 1 | 0 | 0 | 0 | 1 | 0 | 1 | 0 | 100% | #N/A
1981-07-04 | 7 | 4 | 2018 | 2018-07-04 | 3 | 1 | 12:00 | 12 | 78 | 87 | 80.06 | 78.8 | 80.06 | 73.94 | 79.88 | 73.94 | 77 | 77 | 86 | 76 | 72 | 75 | 75.92 | 0 | 0 | 0 | 0 | 1 | 0 | 0 | 0 | 1 | 0 | 1 | 0 | 100% | #N/A
1981-07-04 | 7 | 4 | 2018 | 2018-07-04 | 3 | 1 | 13:00 | 13 | 78 | 87 | 80.96 | 78.8 | 82.04 | 71.06 | 80.6 | 75.02 | 77 | 82 | 88 | 77 | 72 | 72 | 77 | 0 | 0 | 0 | 0 | 1 | 0 | 0 | 0 | 1 | 0 | 1 | 0 | 100% | #N/A
1981-07-04 | 7 | 4 | 2018 | 2018-07-04 | 3 | 1 | 14:00 | 14 | 81 | 88 | 82.04 | 80.42 | 82.04 | 69.98 | 82.04 | 77 | 78.8 | 82 | 89 | 77 | 72 | 73 | 78.98 | 0 | 0 | 0 | 0 | 1 | 0 | 1 | 0 | 1 | 0 | 1 | 0 | 100% | #N/A
1981-07-04 | 7 | 4 | 2018 | 2018-07-04 | 3 | 1 | 15:00 | 15 | 82 | 89 | 82.94 | 81.68 | 82.94 | 69.08 | 82.04 | 75.92 | 77 | 81 | 91 | 78 | 68 | 74 | 78.98 | 0 | 0 | 0 | 0 | 1 | 0 | 1 | 0 | 1 | 0 | 1 | 0 | 100% | #N/A
1981-07-04 | 7 | 4 | 2018 | 2018-07-04 | 3 | 1 | 16:00 | 16 | 77 | 86 | 82.04 | 82.94 | 77 | 68 | 80.42 | 78.08 | 78.8 | 81 | 89 | 78 | 69 | 73 | 78.08 | 0 | 0 | 0 | 0 | 1 | 0 | 1 | 0 | 1 | 0 | 1 | 0 | 100% | #N/A
1981-07-04 | 7 | 4 | 2018 | 2018-07-04 | 3 | 1 | 17:00 | 17 | 80 | 85 | 80.06 | 83.84 | 75.02 | 66.02 | 79.7 | 75.92 | 77 | 79 | 88 | 77 | 69 | 69 | 75.02 | 0 | 0 | 0 | 0 | 1 | 0 | 1 | 0 | 1 | 0 | 1 | 0 | 100% | #N/A
1981-07-04 | 7 | 4 | 2018 | 2018-07-04 | 3 | 1 | 18:00 | 18 | 80 | 84 | 78.08 | 82.58 | 73.94 | 66.02 | 77.54 | 73.04 | 75.2 | 75 | 86 | 76 | 68 | 68 | 73.04 | 0 | 0 | 0 | 0 | 1 | 0 | 0 | 0 | 1 | 0 | 1 | 0 | 100% | #N/A
1981-07-04 | 7 | 4 | 2018 | 2018-07-04 | 3 | 1 | 19:00 | 19 | 78 | 80 | 75.92 | 80.78 | 71.06 | 64.94 | 74.66 | 71.06 | 73.4 | 72 | 84 | 68 | 67 | 65 | 69.98 | 0 | 0 | 0 | 0 | 1 | 0 | 0 | 0 | 1 | 0 | 1 | 0 | 100% | #N/A
1981-07-04 | 7 | 4 | 2018 | 2018-07-04 | 3 | 1 | 20:00 | 20 | 75 | 75 | 73.94 | 78.8 | 69.98 | 66.02 | 71.96 | 68 | 69.8 | 68 | 84 | 63 | 66 | 61 | 66.92 | 0 | 0 | 0 | 0 | 1 | 0 | 0 | 0 | 1 | 0 | 1 | 0 | 100% | #N/A
1981-07-04 | 7 | 4 | 2018 | 2018-07-04 | 3 | 1 | 21:00 | 21 | 73 | 72 | 73.04 | 77 | 68 | 64.4 | 69.08 | 66.02 | 68 | 66 | 83 | 60 | 59 | 61 | 64.04 | 0 | 0 | 0 | 0 | 1 | 0 | 0 | 0 | 1 | 0 | 1 | 0 | 100% | #N/A
1981-07-04 | 7 | 4 | 2018 | 2018-07-04 | 3 | 1 | 22:00 | 22 | 72 | 72 | 69.98 | 75.02 | 68 | 64.94 | 68.18 | 64.04 | 68 | 64 | 81 | 57 | 62 | 61 | 60.98 | 0 | 0 | 0 | 0 | 1 | 0 | 0 | 0 | 1 | 0 | 1 | 0 | 100% | #N/A
1981-07-04 | 7 | 4 | 2018 | 2018-07-04 | 3 | 1 | 23:00 | 23 | 71 | 69 | 68 | 73.22 | 68 | 64.94 | 64.04 | 62.96 | 66.2 | 63 | 80 | 57 | 55 | 60 | 60.98 | 0 | 0 | 0 | 0 | 1 | 0 | 0 | 0 | 1 | 0 | 1 | 0 | 100% | #N/A
1981-07-04 | 7 | 4 | 2018 | 2018-07-04 | 3 | 1 | 24:00 | 24 | 71 | 68 | 66.92 | 72.68 | 66.92 | 64.04 | 59.9 | 62.96 | 66.2 | 55 | 83 | 56 | 54 | 61 | 60.08 | 0 | 0 | 0 | 0 | 1 | 0 | 0 | 0 | 1 | 0 | 1 | 0 | 100% | #N/A
1981-07-05 | 7 | 5 | 2018 | 2018-07-05 | 4 | 0 | 1:00 | 1 | 69 | 67 | 57.02 | 71.42 | 66.02 | 62.96 | 57.02 | 60.98 | 66.2 | 55 | 85 | 56 | 55 | 60 | 59 | 0 | 0 | 0 | 0 | 1 | 0 | 0 | 1 | 1 | 0 | 1 | 0 | 100% | #N/A
1981-07-05 | 7 | 5 | 2018 | 2018-07-05 | 4 | 0 | 2:00 | 2 | 68 | 66 | 57.02 | 69.26 | 66.02 | 60.08 | 57.38 | 60.98 | 68 | 54 | 84 | 55 | 53 | 61 | 57.92 | 0 | 0 | 0 | 0 | 1 | 0 | 0 | 1 | 1 | 0 | 1 | 0 | 100% | #N/A
1981-07-05 | 7 | 5 | 2018 | 2018-07-05 | 4 | 0 | 3:00 | 3 | 68 | 64 | 55.94 | 67.82 | 66.92 | 59 | 56.84 | 59 | 68 | 55 | 82 | 55 | 54 | 60 | 57.02 | 0 | 0 | 0 | 0 | 1 | 0 | 0 | 1 | 1 | 0 | 1 | 0 | 100% | #N/A
1981-07-05 | 7 | 5 | 2018 | 2018-07-05 | 4 | 0 | 4:00 | 4 | 68 | 63 | 62.06 | 67.28 | 68 | 57.92 | 54.68 | 59 | 69.8 | 59 | 82 | 53 | 56 | 60 | 57.02 | 0 | 0 | 0 | 0 | 1 | 0 | 0 | 1 | 1 | 0 | 1 | 0 | 100% | #N/A
1981-07-05 | 7 | 5 | 2018 | 2018-07-05 | 4 | 0 | 5:00 | 5 | 67 | 62 | 62.06 | 68.54 | 69.08 | 57.92 | 53.6 | 60.08 | 71.6 | 57 | 82 | 53 | 57 | 60 | 57.02 | 0 | 0 | 0 | 0 | 1 | 0 | 0 | 1 | 1 | 0 | 1 | 0 | 100% | #N/A
1981-07-05 | 7 | 5 | 2018 | 2018-07-05 | 4 | 0 | 6:00 | 6 | 67 | 66 | 66.92 | 68.36 | 68 | 57.92 | 55.4 | 62.06 | 71.6 | 63 | 82 | 57 | 57 | 61 | 60.98 | 0 | 0 | 0 | 0 | 1 | 0 | 0 | 1 | 1 | 0 | 1 | 0 | 100% | #N/A
1981-07-05 | 7 | 5 | 2018 | 2018-07-05 | 4 | 0 | 7:00 | 7 | 68 | 70 | 71.06 | 69.62 | 68 | 59 | 67.28 | 66.02 | 69.8 | 66 | 82 | 63 | 59 | 62 | 66.02 | 0 | 0 | 0 | 0 | 1 | 0 | 0 | 1 | 1 | 0 | 1 | 0 | 100% | #N/A
1981-07-05 | 7 | 5 | 2018 | 2018-07-05 | 4 | 0 | 8:00 | 8 | 68 | 74 | 75.92 | 72.14 | 71.06 | 64.94 | 72.5 | 69.98 | 68 | 68 | 81 | 69 | 63 | 63 | 68 | 0 | 0 | 0 | 1 | 0 | 0 | 0 | 1 | 1 | 0 | 1 | 0 | 100% | #N/A
1981-07-05 | 7 | 5 | 2018 | 2018-07-05 | 4 | 0 | 9:00 | 9 | 68 | 75 | 80.06 | 76.28 | 71.6 | 68 | 77.36 | 73.04 | 69.8 | 68 | 77 | 73 | 66 | 64 | 75.02 | 0 | 0 | 0 | 1 | 0 | 0 | 0 | 1 | 1 | 0 | 1 | 0 | 100% | #N/A
1981-07-05 | 7 | 5 | 2018 | 2018-07-05 | 4 | 0 | 10:00 | 10 | 71 | 77 | 82.04 | 80.6 | 75.92 | 71.06 | 80.6 | 75.92 | 69.8 | 64 | 75 | 73 | 66 | 63 | 78.08 | 0 | 0 | 0 | 1 | 0 | 0 | 0 | 1 | 1 | 0 | 1 | 0 | 100% | #N/A
1981-07-05 | 7 | 5 | 2018 | 2018-07-05 | 4 | 0 | 11:00 | 11 | 70 | 79 | 82.94 | 81.32 | 77 | 71.96 | 82.94 | 77 | 73.4 | 63 | 74 | 76 | 68 | 63 | 75.92 | 0 | 0 | 0 | 1 | 0 | 0 | 0 | 1 | 1 | 0 | 1 | 0 | 100% | #N/A
1981-07-05 | 7 | 5 | 2018 | 2018-07-05 | 4 | 0 | 12:00 | 12 | 73 | 80 | 84.92 | 81.68 | 80.6 | 73.94 | 84.74 | 80.06 | 78.8 | 64 | 74 | 75 | 68 | 64 | 78.08 | 0 | 0 | 0 | 1 | 0 | 0 | 0 | 1 | 1 | 0 | 1 | 0 | 100% | #N/A
1981-07-05 | 7 | 5 | 2018 | 2018-07-05 | 4 | 0 | 13:00 | 13 | 73 | 82 | 86 | 83.66 | 82.04 | 75.92 | 85.64 | 80.96 | 77 | 68 | 72 | 75 | 70 | 64 | 80.96 | 0 | 0 | 0 | 1 | 0 | 0 | 0 | 1 | 1 | 0 | 1 | 0 | 100% | #N/A
1981-07-05 | 7 | 5 | 2018 | 2018-07-05 | 4 | 0 | 14:00 | 14 | 73 | 82 | 87.08 | 84.38 | 80.96 | 75.92 | 86.36 | 82.04 | 80.6 | 70 | 77 | 77 | 72 | 63 | 82.04 | 0 | 0 | 0 | 1 | 0 | 0 | 1 | 1 | 1 | 0 | 1 | 0 | 100% | #N/A
1981-07-05 | 7 | 5 | 2018 | 2018-07-05 | 4 | 0 | 15:00 | 15 | 74 | 84 | 86 | 84.92 | 78.98 | 78.08 | 87.08 | 82.04 | 80.6 | 70 | 75 | 76 | 73 | 63 | 82.94 | 0 | 0 | 0 | 1 | 0 | 0 | 1 | 1 | 1 | 0 | 1 | 0 | 100% | #N/A
1981-07-05 | 7 | 5 | 2018 | 2018-07-05 | 4 | 0 | 16:00 | 16 | 76 | 84 | 86 | 86.36 | 80.96 | 78.98 | 86 | 82.04 | 78.8 | 70 | 75 | 75 | 73 | 63 | 82.04 | 0 | 0 | 0 | 1 | 0 | 0 | 1 | 1 | 1 | 0 | 1 | 0 | 100% | #N/A
1981-07-05 | 7 | 5 | 2018 | 2018-07-05 | 4 | 0 | 17:00 | 17 | 76 | 84 | 84.92 | 86.72 | 78.98 | 78.98 | 84.56 | 82.04 | 77 | 70 | 76 | 73 | 72 | 63 | 78.98 | 0 | 0 | 0 | 1 | 0 | 0 | 1 | 1 | 1 | 0 | 1 | 0 | 100% | #N/A
1981-07-05 | 7 | 5 | 2018 | 2018-07-05 | 4 | 0 | 18:00 | 18 | 74 | 83 | 82.94 | 85.46 | 78.98 | 78.98 | 81.5 | 77 | 77 | 70 | 76 | 71 | 70 | 63 | 73.94 | 0 | 0 | 0 | 1 | 0 | 0 | 0 | 1 | 1 | 0 | 1 | 0 | 100% | #N/A
1981-07-05 | 7 | 5 | 2018 | 2018-07-05 | 4 | 0 | 19:00 | 19 | 74 | 80 | 78.98 | 84.2 | 77 | 77 | 77.36 | 73.94 | 73.4 | 68 | 72 | 69 | 69 | 62 | 71.06 | 0 | 0 | 0 | 1 | 0 | 0 | 0 | 1 | 1 | 0 | 1 | 0 | 100% | #N/A
1981-07-05 | 7 | 5 | 2018 | 2018-07-05 | 4 | 0 | 20:00 | 20 | 72 | 74 | 75.92 | 80.96 | 75.02 | 73.94 | 74.48 | 71.06 | 71.6 | 66 | 67 | 69 | 68 | 61 | 69.98 | 0 | 0 | 0 | 1 | 0 | 0 | 0 | 1 | 1 | 0 | 1 | 0 | 100% | #N/A
1981-07-05 | 7 | 5 | 2018 | 2018-07-05 | 4 | 0 | 21:00 | 21 | 71 | 70 | 73.94 | 79.16 | 75.2 | 73.04 | 72.68 | 69.08 | 71.6 | 66 | 65 | 68 | 68 | 61 | 69.98 | 0 | 0 | 0 | 1 | 0 | 0 | 0 | 1 | 1 | 0 | 1 | 0 | 100% | #N/A
1981-07-05 | 7 | 5 | 2018 | 2018-07-05 | 4 | 0 | 22:00 | 22 | 70 | 68 | 69.08 | 77.18 | 71.96 | 71.06 | 70.16 | 66.92 | 71.6 | 64 | 62 | 67 | 65 | 62 | 69.98 | 0 | 0 | 0 | 1 | 0 | 0 | 0 | 1 | 1 | 0 | 1 | 0 | 100% | #N/A
1981-07-05 | 7 | 5 | 2018 | 2018-07-05 | 4 | 0 | 23:00 | 23 | 69 | 67 | 66.92 | 75.38 | 71.96 | 69.08 | 69.8 | 64.94 | 71.6 | 64 | 55 | 66 | 63 | 61 | 69.98 | 0 | 0 | 0 | 1 | 0 | 0 | 0 | 1 | 1 | 0 | 1 | 0 | 100% | #N/A
1981-07-05 | 7 | 5 | 2018 | 2018-07-05 | 4 | 0 | 24:00 | 24 | 69 | 65 | 64.94 | 73.4 | 69.98 | 69.08 | 68.54 | 64.94 | 71.6 | 64 | 58 | 66 | 62 | 62 | 69.98 | 0 | 0 | 0 | 0 | 1 | 0 | 0 | 1 | 1 | 0 | 1 | 0 | 100% | #N/A
1981-07-06 | 7 | 6 | 2018 | 2018-07-06 | 5 | 0 | 1:00 | 1 | 68 | 63 | 66.02 | 71.6 | 69.08 | 66.92 | 69.26 | 64.04 | 69.8 | 64 | 52 | 64 | 60 | 62 | 69.98 | 0 | 0 | 0 | 0 | 1 | 0 | 0 | 1 | 1 | 0 | 1 | 0 | 100% | #N/A
1981-07-06 | 7 | 6 | 2018 | 2018-07-06 | 5 | 0 | 2:00 | 2 | 68 | 63 | 66.02 | 70.16 | 69.08 | 66.02 | 68 | 64.04 | 68 | 64 | 50 | 64 | 60 | 62 | 69.08 | 0 | 0 | 0 | 0 | 1 | 0 | 0 | 1 | 1 | 0 | 1 | 0 | 100% | #N/A
1981-07-06 | 7 | 6 | 2018 | 2018-07-06 | 5 | 0 | 3:00 | 3 | 68 | 61 | 66.92 | 69.8 | 68 | 66.02 | 69.8 | 64.04 | 68 | 64 | 48 | 62 | 58 | 62 | 69.08 | 0 | 0 | 0 | 0 | 1 | 0 | 0 | 1 | 1 | 0 | 1 | 0 | 100% | #N/A
1981-07-06 | 7 | 6 | 2018 | 2018-07-06 | 5 | 0 | 4:00 | 4 | 68 | 61 | 66.92 | 69.62 | 69.08 | 62.96 | 68 | 62.96 | 68 | 64 | 46 | 60 | 57 | 62 | 69.08 | 0 | 0 | 0 | 0 | 1 | 0 | 0 | 1 | 1 | 0 | 1 | 0 | 100% | #N/A
1981-07-06 | 7 | 6 | 2018 | 2018-07-06 | 5 | 0 | 5:00 | 5 | 70 | 61 | 66.2 | 69.62 | 68 | 64.04 | 68 | 64.04 | 68 | 63 | 46 | 62 | 57 | 62 | 69.98 | 0 | 0 | 0 | 0 | 1 | 0 | 0 | 1 | 1 | 0 | 1 | 0 | 100% | #N/A
1981-07-06 | 7 | 6 | 2018 | 2018-07-06 | 5 | 0 | 6:00 | 6 | 71 | 63 | 68 | 68.36 | 71.06 | 66.02 | 68 | 64.04 | 71.6 | 61 | 53 | 65 | 59 | 62 | 69.98 | 0 | 0 | 0 | 0 | 1 | 0 | 0 | 1 | 1 | 0 | 1 | 0 | 100% | #N/A
1981-07-06 | 7 | 6 | 2018 | 2018-07-06 | 5 | 0 | 7:00 | 7 | 72 | 66 | 68 | 68.18 | 73.94 | 69.98 | 68 | 64.04 | 73.4 | 61 | 59 | 71 | 63 | 63 | 71.06 | 0 | 0 | 0 | 0 | 1 | 0 | 0 | 1 | 1 | 0 | 1 | 0 | 100% | #N/A
1981-07-06 | 7 | 6 | 2018 | 2018-07-06 | 5 | 0 | 8:00 | 8 | 73 | 71 | 69.08 | 66.02 | 75.92 | 73.94 | 68 | 64.94 | 75.2 | 63 | 64 | 72 | 70 | 63 | 71.96 | 0 | 0 | 0 | 1 | 0 | 0 | 0 | 1 | 1 | 0 | 1 | 0 | 100% | #N/A
1981-07-06 | 7 | 6 | 2018 | 2018-07-06 | 5 | 0 | 9:00 | 9 | 76 | 74 | 71.06 | 66.2 | 78.08 | 75.92 | 69.8 | 66.92 | 77 | 64 | 68 | 76 | 75 | 66 | 73.04 | 0 | 0 | 0 | 1 | 0 | 0 | 0 | 1 | 1 | 0 | 1 | 0 | 100% | #N/A
1981-07-06 | 7 | 6 | 2018 | 2018-07-06 | 5 | 0 | 10:00 | 10 | 77 | 76 | 73.04 | 66.56 | 78.98 | 78.08 | 71.6 | 71.6 | 77 | 63 | 68 | 79 | 75 | 68 | 71.96 | 0 | 0 | 0 | 1 | 0 | 0 | 0 | 1 | 1 | 0 | 1 | 0 | 100% | #N/A
1981-07-06 | 7 | 6 | 2018 | 2018-07-06 | 5 | 0 | 11:00 | 11 | 78 | 77 | 73.04 | 66.56 | 78.98 | 80.96 | 71.6 | 73.04 | 77 | 64 | 72 | 79 | 75 | 69 | 73.04 | 0 | 0 | 0 | 1 | 0 | 0 | 0 | 1 | 1 | 0 | 1 | 0 | 100% | #N/A
1981-07-06 | 7 | 6 | 2018 | 2018-07-06 | 5 | 0 | 12:00 | 12 | 80 | 78 | 73.04 | 67.28 | 80.96 | 82.04 | 77 | 73.94 | 75.2 | 70 | 71 | 80 | 73 | 67 | 73.04 | 0 | 0 | 0 | 1 | 0 | 0 | 0 | 1 | 1 | 0 | 1 | 0 | 100% | #N/A
1981-07-06 | 7 | 6 | 2018 | 2018-07-06 | 5 | 0 | 13:00 | 13 | 78 | 80 | 73.04 | 69.08 | 78.98 | 82.04 | 80.96 | 75.02 | 77 | 68 | 71 | 82 | 75 | 67 | 73.04 | 0 | 0 | 0 | 1 | 0 | 0 | 0 | 1 | 1 | 0 | 1 | 0 | 100% | #N/A
1981-07-06 | 7 | 6 | 2018 | 2018-07-06 | 5 | 0 | 14:00 | 14 | 78 | 80 | 78.8 | 70.34 | 80.06 | 82.94 | 83.3 | 78.98 | 77 | 66 | 71 | 75 | 66 | 68 | 73.04 | 0 | 0 | 0 | 1 | 0 | 0 | 1 | 1 | 1 | 0 | 1 | 0 | 100% | #N/A
1981-07-06 | 7 | 6 | 2018 | 2018-07-06 | 5 | 0 | 15:00 | 15 | 80 | 80 | 80.96 | 71.96 | 78.98 | 82.94 | 85.64 | 78.98 | 77 | 64 | 71 | 78 | 64 | 68 | 73.04 | 0 | 0 | 0 | 1 | 0 | 0 | 1 | 1 | 1 | 0 | 1 | 0 | 100% | #N/A
1981-07-06 | 7 | 6 | 2018 | 2018-07-06 | 5 | 0 | 16:00 | 16 | 78 | 79 | 82.04 | 72.32 | 78.08 | 82.94 | 87.44 | 78.08 | 77 | 64 | 73 | 81 | 72 | 68 | 69.08 | 0 | 0 | 0 | 1 | 0 | 0 | 1 | 1 | 1 | 0 | 1 | 0 | 100% | #N/A
1981-07-06 | 7 | 6 | 2018 | 2018-07-06 | 5 | 0 | 17:00 | 17 | 77 | 78 | 82.04 | 71.78 | 78.08 | 82.04 | 87.98 | 82.94 | 75.2 | 64 | 73 | 78 | 73 | 66 | 66.2 | 0 | 0 | 0 | 1 | 0 | 0 | 1 | 1 | 1 | 0 | 1 | 0 | 100% | #N/A
1981-07-06 | 7 | 6 | 2018 | 2018-07-06 | 5 | 0 | 18:00 | 18 | 75 | 77 | 82.04 | 73.04 | 73.94 | 80.96 | 86.36 | 80.96 | 73.4 | 64 | 72 | 75 | 68 | 66 | 66.02 | 0 | 0 | 0 | 1 | 0 | 0 | 0 | 1 | 1 | 0 | 1 | 0 | 100% | #N/A
1981-07-06 | 7 | 6 | 2018 | 2018-07-06 | 5 | 0 | 19:00 | 19 | 72 | 74 | 80.06 | 74.12 | 73.04 | 78.98 | 83.66 | 78.98 | 71.6 | 63 | 69 | 73 | 66 | 64 | 64.94 | 0 | 0 | 0 | 1 | 0 | 0 | 0 | 1 | 1 | 0 | 1 | 0 | 100% | #N/A
1981-07-06 | 7 | 6 | 2018 | 2018-07-06 | 5 | 0 | 20:00 | 20 | 72 | 70 | 73.04 | 74.48 | 69.08 | 75.02 | 73.58 | 75.92 | 69.8 | 55 | 64 | 72 | 64 | 64 | 64.04 | 0 | 0 | 0 | 1 | 0 | 0 | 0 | 1 | 1 | 0 | 1 | 0 | 100% | #N/A
1981-07-06 | 7 | 6 | 2018 | 2018-07-06 | 5 | 0 | 21:00 | 21 | 71 | 67 | 69.98 | 74.66 | 69.08 | 71.96 | 69.26 | 73.04 | 68 | 52 | 59 | 71 | 63 | 63 | 64.04 | 0 | 0 | 0 | 1 | 0 | 0 | 0 | 1 | 1 | 0 | 1 | 0 | 100% | #N/A
1981-07-06 | 7 | 6 | 2018 | 2018-07-06 | 5 | 0 | 22:00 | 22 | 70 | 65 | 68 | 75.02 | 66.92 | 71.06 | 68.18 | 71.06 | 66.2 | 48 | 53 | 70 | 62 | 63 | 62.96 | 0 | 0 | 0 | 1 | 0 | 0 | 0 | 1 | 1 | 0 | 1 | 0 | 100% | #N/A
1981-07-06 | 7 | 6 | 2018 | 2018-07-06 | 5 | 0 | 23:00 | 23 | 69 | 63 | 66.92 | 75.2 | 68 | 71.06 | 71.42 | 71.06 | 66.2 | 48 | 50 | 69 | 60 | 64 | 62.96 | 0 | 0 | 0 | 1 | 0 | 0 | 0 | 1 | 1 | 0 | 1 | 0 | 100% | #N/A
1981-07-06 | 7 | 6 | 2018 | 2018-07-06 | 5 | 0 | 24:00 | 24 | 67 | 61 | 66.02 | 75.56 | 66.02 | 69.98 | 68.9 | 69.98 | 64.4 | 48 | 50 | 67 | 61 | 63 | 62.06 | 0 | 0 | 0 | 0 | 1 | 0 | 0 | 1 | 1 | 0 | 1 | 0 | 100% | #N/A
1981-07-07 | 7 | 7 | 2018 | 2018-07-07 | 6 | 0 | 1:00 | 1 | 68 | 59 | 64.94 | 75.38 | 64.94 | 69.08 | 69.08 | 69.98 | 66.2 | 48 | 47 | 65 | 58 | 63 | 60.98 | 0 | 0 | 0 | 0 | 1 | 0 | 0 | 1 | 1 | 0 | 1 | 0 | 100% | #N/A
1981-07-07 | 7 | 7 | 2018 | 2018-07-07 | 6 | 0 | 2:00 | 2 | 66 | 58 | 64.04 | 75.2 | 64.94 | 68 | 61.88 | 69.08 | 66.2 | 46 | 46 | 64 | 57 | 63 | 60.08 | 0 | 0 | 0 | 0 | 1 | 0 | 0 | 1 | 1 | 0 | 1 | 0 | 100% | #N/A
1981-07-07 | 7 | 7 | 2018 | 2018-07-07 | 6 | 0 | 3:00 | 3 | 67 | 58 | 64.94 | 75.02 | 64.04 | 68 | 61.16 | 68 | 64.4 | 46 | 45 | 62 | 54 | 64 | 60.08 | 0 | 0 | 0 | 0 | 1 | 0 | 0 | 1 | 1 | 0 | 1 | 0 | 100% | #N/A
1981-07-07 | 7 | 7 | 2018 | 2018-07-07 | 6 | 0 | 4:00 | 4 | 68 | 58 | 62.96 | 75.56 | 64.04 | 68 | 61.52 | 66.02 | 64.4 | 46 | 47 | 61 | 51 | 65 | 60.08 | 0 | 0 | 0 | 0 | 1 | 0 | 0 | 1 | 1 | 0 | 1 | 0 | 100% | #N/A
1981-07-07 | 7 | 7 | 2018 | 2018-07-07 | 6 | 0 | 5:00 | 5 | 69 | 58 | 60.98 | 75.2 | 64.04 | 68 | 59.72 | 68 | 62.6 | 48 | 47 | 61 | 50 | 65 | 59 | 0 | 0 | 0 | 0 | 1 | 0 | 0 | 1 | 1 | 0 | 1 | 0 | 100% | #N/A
1981-07-07 | 7 | 7 | 2018 | 2018-07-07 | 6 | 0 | 6:00 | 6 | 71 | 60 | 71.06 | 74.84 | 68 | 69.08 | 65.48 | 69.98 | 64.4 | 48 | 54 | 61 | 53 | 65 | 60.08 | 0 | 0 | 0 | 0 | 1 | 0 | 0 | 1 | 1 | 0 | 1 | 0 | 100% | #N/A
1981-07-07 | 7 | 7 | 2018 | 2018-07-07 | 6 | 0 | 7:00 | 7 | 71 | 63 | 75.92 | 75.92 | 71.96 | 69.98 | 72.68 | 73.04 | 71.6 | 50 | 59 | 61 | 57 | 66 | 60.98 | 0 | 0 | 0 | 0 | 1 | 0 | 0 | 1 | 1 | 0 | 1 | 0 | 100% | #N/A
1981-07-07 | 7 | 7 | 2018 | 2018-07-07 | 6 | 0 | 8:00 | 8 | 75 | 64 | 80.96 | 78.98 | 77 | 73.04 | 77.9 | 77 | 73.4 | 54 | 64 | 63 | 60 | 68 | 62.06 | 0 | 0 | 0 | 0 | 1 | 0 | 0 | 1 | 1 | 0 | 1 | 0 | 100% | #N/A
1981-07-07 | 7 | 7 | 2018 | 2018-07-07 | 6 | 0 | 9:00 | 9 | 79 | 65 | 84.92 | 82.94 | 78.98 | 75.92 | 82.22 | 80.06 | 77 | 64 | 67 | 63 | 63 | 70 | 62.06 | 0 | 0 | 0 | 0 | 1 | 0 | 0 | 1 | 1 | 0 | 1 | 0 | 100% | #N/A
1981-07-07 | 7 | 7 | 2018 | 2018-07-07 | 6 | 0 | 10:00 | 10 | 80 | 66 | 87.98 | 84.2 | 80.06 | 78.98 | 84.38 | 82.04 | 80.6 | 70 | 69 | 64 | 68 | 70 | 62.06 | 0 | 0 | 0 | 0 | 1 | 0 | 0 | 1 | 1 | 0 | 1 | 0 | 100% | #N/A
1981-07-07 | 7 | 7 | 2018 | 2018-07-07 | 6 | 0 | 11:00 | 11 | 80 | 67 | 89.96 | 84.74 | 82.04 | 82.04 | 86 | 82.94 | 80.6 | 73 | 71 | 66 | 70 | 71 | 62.06 | 0 | 0 | 0 | 0 | 1 | 0 | 0 | 1 | 1 | 0 | 1 | 0 | 100% | #N/A
1981-07-07 | 7 | 7 | 2018 | 2018-07-07 | 6 | 0 | 12:00 | 12 | 80 | 69 | 89.96 | 88.52 | 78.98 | 84.02 | 90.14 | 84.92 | 82.4 | 73 | 73 | 70 | 72 | 72 | 64.94 | 0 | 0 | 0 | 0 | 1 | 0 | 0 | 1 | 1 | 0 | 1 | 0 | 100% | #N/A
1981-07-07 | 7 | 7 | 2018 | 2018-07-07 | 6 | 0 | 13:00 | 13 | 80 | 67 | 91.04 | 85.82 | 78.98 | 86 | 90.86 | 86 | 82.4 | 77 | 73 | 72 | 73 | 71 | 64.94 | 0 | 0 | 0 | 0 | 1 | 0 | 0 | 1 | 1 | 0 | 1 | 0 | 100% | #N/A
1981-07-07 | 7 | 7 | 2018 | 2018-07-07 | 6 | 0 | 14:00 | 14 | 79 | 67 | 91.94 | 88.7 | 80.06 | 86 | 91.76 | 87.08 | 84.2 | 79 | 75 | 72 | 79 | 70 | 69.08 | 0 | 0 | 0 | 0 | 1 | 0 | 0 | 1 | 1 | 0 | 1 | 0 | 100% | #N/A
1981-07-07 | 7 | 7 | 2018 | 2018-07-07 | 6 | 0 | 15:00 | 15 | 83 | 68 | 93.02 | 89.78 | 80.96 | 84.92 | 92.12 | 87.98 | 82.4 | 81 | 73 | 72 | 77 | 69 | 66.92 | 0 | 0 | 0 | 0 | 1 | 0 | 0 | 1 | 1 | 0 | 1 | 0 | 100% | #N/A
1981-07-07 | 7 | 7 | 2018 | 2018-07-07 | 6 | 0 | 16:00 | 16 | 82 | 70 | 91.04 | 92.66 | 78.08 | 84.92 | 91.22 | 87.08 | 82.4 | 81 | 75 | 73 | 77 | 69 | 66.02 | 0 | 0 | 0 | 0 | 1 | 0 | 0 | 1 | 1 | 0 | 1 | 0 | 100% | #N/A
1981-07-07 | 7 | 7 | 2018 | 2018-07-07 | 6 | 0 | 17:00 | 17 | 81 | 70 | 91.04 | 91.58 | 78.08 | 82.94 | 90.86 | 87.08 | 80.6 | 77 | 75 | 72 | 79 | 69 | 64.04 | 0 | 0 | 0 | 0 | 1 | 0 | 0 | 1 | 1 | 0 | 1 | 0 | 100% | #N/A
1981-07-07 | 7 | 7 | 2018 | 2018-07-07 | 6 | 0 | 18:00 | 18 | 80 | 69 | 89.96 | 90.86 | 75.02 | 77 | 90.32 | 86 | 78.8 | 75 | 73 | 70 | 81 | 70 | 62.96 | 0 | 0 | 0 | 0 | 1 | 0 | 0 | 1 | 1 | 0 | 1 | 0 | 100% | #N/A
1981-07-07 | 7 | 7 | 2018 | 2018-07-07 | 6 | 0 | 19:00 | 19 | 78 | 69 | 87.08 | 89.42 | 73.04 | 73.94 | 87.44 | 82.94 | 75.2 | 72 | 70 | 68 | 79 | 69 | 62.06 | 0 | 0 | 0 | 0 | 1 | 0 | 0 | 1 | 1 | 0 | 1 | 0 | 100% | #N/A
1981-07-07 | 7 | 7 | 2018 | 2018-07-07 | 6 | 0 | 20:00 | 20 | 75 | 68 | 82.94 | 87.98 | 73.04 | 73.94 | 81.14 | 77 | 73.4 | 70 | 66 | 66 | 73 | 67 | 62.06 | 0 | 0 | 0 | 0 | 1 | 0 | 0 | 1 | 1 | 0 | 1 | 0 | 100% | #N/A
1981-07-07 | 7 | 7 | 2018 | 2018-07-07 | 6 | 0 | 21:00 | 21 | 73 | 68 | 75.92 | 86.72 | 71.96 | 75.92 | 79.52 | 73.94 | 71.6 | 68 | 60 | 64 | 70 | 66 | 62.06 | 0 | 0 | 0 | 0 | 1 | 0 | 0 | 1 | 1 | 0 | 1 | 0 | 100% | #N/A
1981-07-07 | 7 | 7 | 2018 | 2018-07-07 | 6 | 0 | 22:00 | 22 | 71 | 68 | 78.98 | 85.28 | 71.96 | 73.04 | 78.44 | 71.96 | 71.6 | 66 | 52 | 64 | 68 | 66 | 62.06 | 0 | 0 | 0 | 0 | 1 | 0 | 0 | 1 | 1 | 0 | 1 | 0 | 100% | #N/A
1981-07-07 | 7 | 7 | 2018 | 2018-07-07 | 6 | 0 | 23:00 | 23 | 70 | 67 | 78.08 | 83.3 | 73.04 | 71.06 | 76.82 | 71.96 | 73.4 | 66 | 50 | 63 | 67 | 66 | 62.06 | 0 | 0 | 0 | 0 | 1 | 0 | 0 | 1 | 1 | 0 | 1 | 0 | 100% | #N/A
1981-07-07 | 7 | 7 | 2018 | 2018-07-07 | 6 | 0 | 24:00 | 24 | 68 | 66 | 71.06 | 81.14 | 73.94 | 71.06 | 75.38 | 71.06 | 73.4 | 66 | 50 | 63 | 67 | 66 | 62.6 | 0 | 0 | 0 | 0 | 1 | 0 | 0 | 1 | 1 | 0 | 1 | 0 | 100% | #N/A
1981-07-08 | 7 | 8 | 2018 | 2018-07-08 | 7 | 0 | 1:00 | 1 | 66 | 66 | 69.08 | 80.6 | 73.04 | 69.98 | 71.06 | 69.98 | 73.4 | 66 | 48 | 63 | 66 | 67 | 60.98 | 0 | 0 | 0 | 0 | 1 | 0 | 0 | 1 | 1 | 0 | 1 | 0 | 100% | #N/A
1981-07-08 | 7 | 8 | 2018 | 2018-07-08 | 7 | 0 | 2:00 | 2 | 66 | 65 | 68 | 78.44 | 73.94 | 69.98 | 68.9 | 69.98 | 71.6 | 66 | 51 | 61 | 68 | 68 | 60.98 | 0 | 0 | 0 | 0 | 1 | 0 | 0 | 1 | 1 | 0 | 1 | 0 | 100% | #N/A
1981-07-08 | 7 | 8 | 2018 | 2018-07-08 | 7 | 0 | 3:00 | 3 | 65 | 65 | 68 | 77 | 73.94 | 69.98 | 68 | 71.96 | 71.6 | 64 | 50 | 63 | 67 | 67 | 60.08 | 0 | 0 | 0 | 0 | 1 | 0 | 0 | 1 | 1 | 0 | 1 | 0 | 100% | #N/A
1981-07-08 | 7 | 8 | 2018 | 2018-07-08 | 7 | 0 | 4:00 | 4 | 65 | 65 | 69.08 | 71.96 | 73.04 | 69.98 | 66.2 | 73.04 | 71.6 | 61 | 51 | 63 | 67 | 67 | 59 | 0 | 0 | 0 | 0 | 1 | 0 | 0 | 1 | 1 | 0 | 1 | 0 | 100% | #N/A
1981-07-08 | 7 | 8 | 2018 | 2018-07-08 | 7 | 0 | 5:00 | 5 | 64 | 65 | 68 | 66.02 | 73.04 | 69.98 | 64.4 | 71.06 | 71.6 | 61 | 50 | 61 | 67 | 67 | 60.08 | 0 | 0 | 0 | 0 | 1 | 0 | 0 | 1 | 1 | 0 | 1 | 0 | 100% | #N/A
1981-07-08 | 7 | 8 | 2018 | 2018-07-08 | 7 | 0 | 6:00 | 6 | 66 | 66 | 64.94 | 64.76 | 73.94 | 71.06 | 69.44 | 69.98 | 71.6 | 63 | 53 | 61 | 66 | 67 | 60.08 | 0 | 0 | 0 | 0 | 1 | 0 | 0 | 1 | 1 | 0 | 1 | 0 | 100% | #N/A
1981-07-08 | 7 | 8 | 2018 | 2018-07-08 | 7 | 0 | 7:00 | 7 | 71 | 66 | 64.94 | 64.76 | 75.92 | 73.04 | 77.36 | 71.06 | 73.4 | 61 | 60 | 63 | 68 | 69 | 60.08 | 0 | 0 | 0 | 0 | 1 | 0 | 0 | 1 | 1 | 0 | 1 | 0 | 100% | #N/A
1981-07-08 | 7 | 8 | 2018 | 2018-07-08 | 7 | 0 | 8:00 | 8 | 72 | 66 | 66.92 | 64.94 | 78.98 | 75.92 | 79.7 | 71.06 | 73.4 | 63 | 66 | 62 | 68 | 71 | 60.98 | 0 | 0 | 0 | 0 | 1 | 0 | 0 | 1 | 1 | 0 | 1 | 0 | 100% | #N/A
1981-07-08 | 7 | 8 | 2018 | 2018-07-08 | 7 | 0 | 9:00 | 9 | 74 | 67 | 69.98 | 65.12 | 80.06 | 80.06 | 82.58 | 71.96 | 75.2 | 64 | 70 | 65 | 72 | 71 | 60.98 | 0 | 0 | 0 | 0 | 1 | 0 | 0 | 1 | 1 | 0 | 1 | 0 | 100% | #N/A
1981-07-08 | 7 | 8 | 2018 | 2018-07-08 | 7 | 0 | 10:00 | 10 | 77 | 68 | 71.96 | 66.74 | 78.98 | 82.94 | 85.64 | 73.04 | 82.4 | 64 | 74 | 64 | 77 | 70 | 60.98 | 0 | 0 | 0 | 0 | 1 | 0 | 0 | 1 | 1 | 0 | 1 | 0 | 100% | #N/A
1981-07-08 | 7 | 8 | 2018 | 2018-07-08 | 7 | 0 | 11:00 | 11 | 76 | 69 | 73.04 | 65.66 | 82.04 | 84.92 | 88.16 | 77 | 78.8 | 66 | 77 | 67 | 81 | 75 | 60.98 | 0 | 0 | 0 | 0 | 1 | 0 | 0 | 1 | 1 | 0 | 1 | 0 | 100% | #N/A
1981-07-08 | 7 | 8 | 2018 | 2018-07-08 | 7 | 0 | 12:00 | 12 | 77 | 70 | 78.98 | 63.86 | 80.06 | 84.92 | 88.16 | 77 | 77 | 66 | 78 | 67 | 82 | 81 | 62.06 | 0 | 0 | 0 | 0 | 1 | 0 | 0 | 1 | 1 | 0 | 1 | 0 | 100% | #N/A
1981-07-08 | 7 | 8 | 2018 | 2018-07-08 | 7 | 0 | 13:00 | 13 | 76 | 72 | 78.98 | 64.94 | 78.98 | 87.98 | 89.78 | 82.04 | 77 | 66 | 79 | 68 | 83 | 79 | 62.06 | 0 | 0 | 0 | 0 | 1 | 0 | 0 | 1 | 1 | 0 | 1 | 0 | 100% | #N/A
1981-07-08 | 7 | 8 | 2018 | 2018-07-08 | 7 | 0 | 14:00 | 14 | 76 | 75 | 80.06 | 65.84 | 80.06 | 87.98 | 88.7 | 82.04 | 80.6 | 67 | 78 | 69 | 84 | 86 | 62.96 | 0 | 0 | 0 | 0 | 1 | 0 | 0 | 1 | 1 | 0 | 1 | 0 | 100% | #N/A
1981-07-08 | 7 | 8 | 2018 | 2018-07-08 | 7 | 0 | 15:00 | 15 | 77 | 77 | 77 | 64.22 | 80.06 | 89.06 | 78.8 | 78.8 | 80.6 | 68 | 80 | 69 | 84 | 87 | 62.06 | 0 | 0 | 0 | 0 | 1 | 0 | 0 | 1 | 1 | 0 | 1 | 0 | 100% | #N/A
1981-07-08 | 7 | 8 | 2018 | 2018-07-08 | 7 | 0 | 16:00 | 16 | 76 | 77 | 77 | 63.14 | 80.06 | 87.98 | 75.2 | 73.04 | 80.6 | 70 | 79 | 69 | 84 | 88 | 60.98 | 0 | 0 | 0 | 0 | 1 | 0 | 0 | 1 | 1 | 0 | 1 | 0 | 100% | #N/A
1981-07-08 | 7 | 8 | 2018 | 2018-07-08 | 7 | 0 | 17:00 | 17 | 77 | 77 | 77 | 62.78 | 78.98 | 87.08 | 77.9 | 73.04 | 80.6 | 68 | 77 | 71 | 84 | 86 | 59 | 0 | 0 | 0 | 0 | 1 | 0 | 0 | 1 | 1 | 0 | 1 | 0 | 100% | #N/A
1981-07-08 | 7 | 8 | 2018 | 2018-07-08 | 7 | 0 | 18:00 | 18 | 75 | 75 | 73.04 | 62.42 | 78.98 | 87.08 | 78.44 | 73.94 | 80.6 | 66 | 75 | 71 | 82 | 85 | 57.92 | 0 | 0 | 0 | 0 | 1 | 0 | 0 | 1 | 1 | 0 | 1 | 0 | 100% | #N/A
1981-07-08 | 7 | 8 | 2018 | 2018-07-08 | 7 | 0 | 19:00 | 19 | 73 | 74 | 69.98 | 61.88 | 78.08 | 84.02 | 77.18 | 73.94 | 80.6 | 67 | 74 | 73 | 81 | 79 | 57.92 | 0 | 0 | 0 | 0 | 1 | 0 | 0 | 1 | 1 | 0 | 1 | 0 | 100% | #N/A
1981-07-08 | 7 | 8 | 2018 | 2018-07-08 | 7 | 0 | 20:00 | 20 | 71 | 73 | 64.94 | 61.7 | 75.02 | 80.96 | 75.56 | 73.94 | 77 | 65 | 71 | 72 | 75 | 76 | 57.92 | 0 | 0 | 0 | 0 | 1 | 0 | 0 | 1 | 1 | 0 | 1 | 0 | 100% | #N/A
1981-07-08 | 7 | 8 | 2018 | 2018-07-08 | 7 | 0 | 21:00 | 21 | 71 | 72 | 64.94 | 61.34 | 73.94 | 78.08 | 74.12 | 73.04 | 73.4 | 65 | 71 | 71 | 73 | 73 | 57.02 | 0 | 0 | 0 | 0 | 1 | 0 | 0 | 1 | 1 | 0 | 1 | 0 | 100% | #N/A
1981-07-08 | 7 | 8 | 2018 | 2018-07-08 | 7 | 0 | 22:00 | 22 | 69 | 72 | 64.94 | 61.7 | 71.96 | 77 | 73.4 | 69.98 | 73.4 | 63 | 69 | 71 | 72 | 70 | 57.92 | 0 | 0 | 0 | 0 | 1 | 0 | 0 | 1 | 1 | 0 | 1 | 0 | 100% | #N/A
1981-07-08 | 7 | 8 | 2018 | 2018-07-08 | 7 | 0 | 23:00 | 23 | 69 | 71 | 64.94 | 62.42 | 69.98 | 75.92 | 73.4 | 69.98 | 71.6 | 62 | 69 | 68 | 72 | 69 | 57.02 | 0 | 0 | 0 | 0 | 1 | 0 | 0 | 1 | 1 | 0 | 1 | 0 | 100% | #N/A
1981-07-08 | 7 | 8 | 2018 | 2018-07-08 | 7 | 0 | 24:00 | 24 | 68 | 71 | 64.04 | 63.14 | 69.08 | 75.02 | 69.8 | 69.98 | 71.6 | 62 | 67 | 68 | 71 | 69 | 57.02 | 0 | 0 | 0 | 0 | 1 | 0 | 0 | 1 | 1 | 0 | 1 | 0 | 100% | #N/A
1981-07-09 | 7 | 9 | 2018 | 2018-07-09 | 1 | 0 | 1:00 | 1 | 67 | 70 | 64.04 | 64.22 | 68 | 75.02 | 69.8 | 69.98 | 69.8 | 62 | 65 | 67 | 69 | 68 | 57.02 | 0 | 0 | 0 | 0 | 1 | 0 | 0 | 1 | 1 | 0 | 1 | 0 | 100% | #N/A
1981-07-09 | 7 | 9 | 2018 | 2018-07-09 | 1 | 0 | 2:00 | 2 | 66 | 70 | 62.96 | 63.32 | 69.08 | 75.92 | 69.8 | 69.08 | 68 | 62 | 61 | 67 | 68 | 68 | 57.02 | 0 | 0 | 0 | 0 | 1 | 0 | 0 | 1 | 1 | 0 | 1 | 0 | 100% | #N/A
1981-07-09 | 7 | 9 | 2018 | 2018-07-09 | 1 | 0 | 3:00 | 3 | 65 | 69.0195 | 64.04 | 63.14 | 66.92 | 75.02 | 69.8 | 66.02 | 68 | 62 | 61 | 66 | 67 | 67 | 57.02 | 0 | 0 | 0 | 0 | 1 | 0 | 0 | 1 | 1 | 0 | 1 | 0 | 100% | #N/A
1981-07-09 | 7 | 9 | 2018 | 2018-07-09 | 1 | 0 | 4:00 | 4 | 64 | 69.0195 | 64.04 | 63.32 | 64.04 | 73.04 | 68 | 64.04 | 66.2 | 62 | 61 | 66 | 66 | 64 | 57.02 | 0 | 0 | 0 | 0 | 1 | 0 | 0 | 1 | 1 | 0 | 1 | 0 | 100% | #N/A
1981-07-09 | 7 | 9 | 2018 | 2018-07-09 | 1 | 0 | 5:00 | 5 | 65 | 69.0195 | 64.04 | 63.32 | 66.02 | 71.6 | 69.8 | 62.06 | 66.2 | 62 | 61 | 65 | 66 | 66 | 55.94 | 0 | 0 | 0 | 0 | 1 | 0 | 0 | 1 | 1 | 0 | 1 | 0 | 100% | #N/A
1981-07-09 | 7 | 9 | 2018 | 2018-07-09 | 1 | 0 | 6:00 | 6 | 67 | 70 | 62.96 | 62.6 | 69.98 | 73.04 | 69.8 | 60.98 | 66.2 | 63 | 62 | 65 | 66 | 67 | 57.02 | 0 | 0 | 0 | 0 | 1 | 0 | 0 | 1 | 1 | 0 | 1 | 0 | 100% | #N/A
1981-07-09 | 7 | 9 | 2018 | 2018-07-09 | 1 | 0 | 7:00 | 7 | 69 | 71 | 62.96 | 63.5 | 75.02 | 75.02 | 69.8 | 60.08 | 71.6 | 66 | 64 | 66 | 72 | 68 | 59 | 0 | 0 | 0 | 0 | 1 | 0 | 0 | 1 | 1 | 0 | 1 | 0 | 100% | #N/A
1981-07-09 | 7 | 9 | 2018 | 2018-07-09 | 1 | 0 | 8:00 | 8 | 73 | 74 | 62.96 | 63.14 | 75.92 | 75.92 | 69.8 | 60.98 | 75.2 | 70 | 67 | 67 | 72 | 68 | 60.08 | 0 | 0 | 0 | 1 | 0 | 0 | 0 | 1 | 1 | 0 | 1 | 0 | 100% | #N/A
1981-07-09 | 7 | 9 | 2018 | 2018-07-09 | 1 | 0 | 9:00 | 9 | 74 | 80 | 62.96 | 62.42 | 78.98 | 78.98 | 73.22 | 62.06 | 78.8 | 73 | 69 | 69 | 75 | 71 | 64.04 | 0 | 0 | 0 | 1 | 0 | 0 | 0 | 1 | 1 | 0 | 1 | 0 | 100% | #N/A
1981-07-09 | 7 | 9 | 2018 | 2018-07-09 | 1 | 0 | 10:00 | 10 | 73 | 83 | 64.04 | 62.6 | 80.96 | 82.04 | 74.66 | 62.06 | 82.4 | 76 | 73 | 70 | 79 | 72 | 68 | 0 | 0 | 0 | 1 | 0 | 0 | 0 | 1 | 1 | 0 | 1 | 0 | 100% | #N/A
1981-07-09 | 7 | 9 | 2018 | 2018-07-09 | 1 | 0 | 11:00 | 11 | 77 | 86 | 64.04 | 62.78 | 82.94 | 82.94 | 78.26 | 64.04 | 82.4 | 78 | 80 | 71 | 81 | 73 | 71.96 | 0 | 0 | 0 | 1 | 0 | 0 | 0 | 1 | 1 | 0 | 1 | 0 | 100% | #N/A
1981-07-09 | 7 | 9 | 2018 | 2018-07-09 | 1 | 0 | 12:00 | 12 | 76 | 87 | 66.2 | 63.14 | 84.92 | 84.92 | 78.08 | 66.2 | 80.6 | 79 | 82 | 74 | 84 | 74 | 71.96 | 0 | 0 | 0 | 1 | 0 | 0 | 0 | 1 | 1 | 0 | 1 | 0 | 100% | #N/A
1981-07-09 | 7 | 9 | 2018 | 2018-07-09 | 1 | 0 | 13:00 | 13 | 77 | 91 | 68 | 62.6 | 86 | 86 | 78.98 | 66.92 | 80.6 | 80 | 82 | 74 | 84 | 76 | 75.02 | 0 | 0 | 0 | 1 | 0 | 0 | 0 | 1 | 1 | 0 | 1 | 0 | 100% | #N/A
1981-07-09 | 7 | 9 | 2018 | 2018-07-09 | 1 | 0 | 14:00 | 14 | 77 | 91 | 68 | 63.32 | 87.08 | 87.08 | 78.26 | 69.08 | 82.4 | 81 | 86 | 77 | 82 | 77 | 78.08 | 0 | 0 | 0 | 1 | 0 | 0 | 1 | 1 | 1 | 0 | 1 | 0 | 100% | #N/A
1981-07-09 | 7 | 9 | 2018 | 2018-07-09 | 1 | 0 | 15:00 | 15 | 77 | 89 | 69.08 | 62.78 | 86 | 86 | 78.62 | 69.98 | 82.4 | 81 | 86 | 75 | 82 | 78 | 78.98 | 0 | 0 | 0 | 1 | 0 | 0 | 1 | 1 | 1 | 0 | 1 | 0 | 100% | #N/A
1981-07-09 | 7 | 9 | 2018 | 2018-07-09 | 1 | 0 | 16:00 | 16 | 79 | 90 | 66.92 | 62.06 | 86 | 87.08 | 77.18 | 69.08 | 82.4 | 81 | 86 | 73 | 82 | 77 | 78.08 | 0 | 0 | 0 | 1 | 0 | 0 | 1 | 1 | 1 | 0 | 1 | 0 | 100% | #N/A
1981-07-09 | 7 | 9 | 2018 | 2018-07-09 | 1 | 0 | 17:00 | 17 | 79 | 90 | 66.02 | 62.24 | 84.92 | 86 | 75.92 | 68 | 82.4 | 79 | 85 | 70 | 79 | 78 | 78.98 | 0 | 0 | 0 | 1 | 0 | 0 | 1 | 1 | 1 | 0 | 1 | 0 | 100% | #N/A
1981-07-09 | 7 | 9 | 2018 | 2018-07-09 | 1 | 0 | 18:00 | 18 | 77 | 89 | 64.04 | 62.06 | 82.94 | 82.94 | 73.58 | 66.02 | 80.6 | 68 | 84 | 66 | 70 | 75 | 77 | 0 | 0 | 0 | 1 | 0 | 0 | 0 | 1 | 1 | 0 | 1 | 0 | 100% | #N/A
1981-07-09 | 7 | 9 | 2018 | 2018-07-09 | 1 | 0 | 19:00 | 19 | 76 | 86 | 62.96 | 62.06 | 78.08 | 82.04 | 73.4 | 62.96 | 75.2 | 66 | 81 | 64 | 69 | 72 | 71.06 | 0 | 0 | 0 | 1 | 0 | 0 | 0 | 1 | 1 | 0 | 1 | 0 | 100% | #N/A
1981-07-09 | 7 | 9 | 2018 | 2018-07-09 | 1 | 0 | 20:00 | 20 | 75 | 83 | 62.06 | 61.7 | 75.92 | 80.06 | 71.6 | 60.8 | 75.2 | 64 | 78 | 64 | 68 | 67 | 69.08 | 0 | 0 | 0 | 1 | 0 | 0 | 0 | 1 | 1 | 0 | 1 | 0 | 100% | #N/A
1981-07-09 | 7 | 9 | 2018 | 2018-07-09 | 1 | 0 | 21:00 | 21 | 73 | 81 | 62.06 | 61.52 | 73.04 | 78.08 | 67.82 | 60.08 | 73.4 | 64 | 76 | 63 | 66 | 67 | 68 | 0 | 0 | 0 | 1 | 0 | 0 | 0 | 1 | 1 | 0 | 1 | 0 | 100% | #N/A
1981-07-09 | 7 | 9 | 2018 | 2018-07-09 | 1 | 0 | 22:00 | 22 | 71 | 79 | 60.8 | 61.7 | 73.04 | 78.08 | 66.2 | 59 | 73.4 | 61 | 73 | 62 | 64 | 62 | 66.92 | 0 | 0 | 0 | 1 | 0 | 0 | 0 | 1 | 1 | 0 | 1 | 0 | 100% | #N/A
1981-07-09 | 7 | 9 | 2018 | 2018-07-09 | 1 | 0 | 23:00 | 23 | 71 | 77 | 60.98 | 61.88 | 69.08 | 75.02 | 64.4 | 57.92 | 71.6 | 57 | 69 | 62 | 65 | 61 | 66.02 | 0 | 0 | 0 | 1 | 0 | 0 | 0 | 1 | 1 | 0 | 1 | 0 | 100% | #N/A
1981-07-09 | 7 | 9 | 2018 | 2018-07-09 | 1 | 0 | 24:00 | 24 | 70 | 76 | 62.06 | 61.7 | 66.02 | 68 | 63.14 | 57.92 | 71.6 | 55 | 71 | 62 | 63 | 61 | 66.02 | 0 | 0 | 0 | 0 | 1 | 0 | 0 | 1 | 1 | 0 | 1 | 0 | 100% | #N/A
1981-07-10 | 7 | 10 | 2018 | 2018-07-10 | 2 | 0 | 1:00 | 1 | 70 | 73 | 62.06 | 61.34 | 64.04 | 66.02 | 62.42 | 57.92 | 71.6 | 55 | 70 | 61 | 60 | 58 | 66.02 | 0 | 0 | 0 | 0 | 1 | 0 | 0 | 1 | 1 | 0 | 1 | 0 | 100% | #N/A
1981-07-10 | 7 | 10 | 2018 | 2018-07-10 | 2 | 0 | 2:00 | 2 | 69.0195 | 72 | 62.06 | 61.7 | 60.98 | 64.94 | 61.88 | 57.92 | 69.8 | 57 | 65 | 60 | 58 | 58 | 64.94 | 0 | 0 | 0 | 0 | 1 | 0 | 0 | 1 | 1 | 0 | 1 | 0 | 100% | #N/A
1981-07-10 | 7 | 10 | 2018 | 2018-07-10 | 2 | 0 | 3:00 | 3 | 69.0195 | 72 | 60.98 | 61.52 | 60.08 | 64.94 | 61.7 | 57.02 | 68 | 54 | 60 | 60 | 57 | 57 | 64.94 | 0 | 0 | 0 | 0 | 1 | 0 | 0 | 1 | 1 | 0 | 1 | 0 | 100% | #N/A
1981-07-10 | 7 | 10 | 2018 | 2018-07-10 | 2 | 0 | 4:00 | 4 | 69.0195 | 70 | 60.98 | 60.62 | 59 | 64.94 | 60.8 | 57.02 | 66.2 | 50 | 63 | 58 | 56 | 57 | 64.04 | 0 | 0 | 0 | 0 | 1 | 0 | 0 | 1 | 1 | 0 | 1 | 0 | 100% | #N/A
1981-07-10 | 7 | 10 | 2018 | 2018-07-10 | 2 | 0 | 5:00 | 5 | 70 | 70 | 60.08 | 60.08 | 59 | 64.94 | 59.9 | 57.02 | 65.3 | 54 | 64 | 57 | 55 | 57 | 64.94 | 0 | 0 | 0 | 0 | 1 | 0 | 0 | 1 | 1 | 0 | 1 | 0 | 100% | #N/A
1981-07-10 | 7 | 10 | 2018 | 2018-07-10 | 2 | 0 | 6:00 | 6 | 71 | 74 | 60.08 | 59.54 | 64.04 | 66.92 | 60.44 | 55.94 | 64.4 | 57 | 67 | 58 | 58 | 60 | 66.02 | 0 | 0 | 0 | 0 | 1 | 0 | 0 | 1 | 1 | 0 | 1 | 0 | 100% | #N/A
1981-07-10 | 7 | 10 | 2018 | 2018-07-10 | 2 | 0 | 7:00 | 7 | 73 | 76 | 60.98 | 59.9 | 69.08 | 66.92 | 60.8 | 57.02 | 68 | 63 | 70 | 63 | 62 | 63 | 71.06 | 0 | 0 | 0 | 0 | 1 | 0 | 0 | 1 | 1 | 0 | 1 | 0 | 100% | #N/A
1981-07-10 | 7 | 10 | 2018 | 2018-07-10 | 2 | 0 | 8:00 | 8 | 76 | 80 | 60.98 | 60.26 | 71.96 | 69.98 | 60.8 | 57.02 | 71.6 | 63 | 74 | 68 | 66 | 68 | 73.94 | 0 | 0 | 0 | 1 | 0 | 0 | 0 | 1 | 1 | 0 | 1 | 0 | 100% | #N/A
1981-07-10 | 7 | 10 | 2018 | 2018-07-10 | 2 | 0 | 9:00 | 9 | 76 | 84 | 62.96 | 59.9 | 75.02 | 71.96 | 62.24 | 57.02 | 71.6 | 64 | 78 | 74 | 68 | 72 | 75.92 | 0 | 0 | 0 | 1 | 0 | 0 | 0 | 1 | 1 | 0 | 1 | 0 | 100% | #N/A
1981-07-10 | 7 | 10 | 2018 | 2018-07-10 | 2 | 0 | 10:00 | 10 | 80 | 87 | 62.96 | 60.26 | 75.92 | 75.02 | 62.6 | 57.92 | 73.4 | 64 | 79 | 77 | 70 | 77 | 78.98 | 0 | 0 | 0 | 1 | 0 | 0 | 0 | 1 | 1 | 0 | 1 | 0 | 100% | #N/A
1981-07-10 | 7 | 10 | 2018 | 2018-07-10 | 2 | 0 | 11:00 | 11 | 80 | 90 | 64.94 | 60.44 | 77 | 75.02 | 64.4 | 60.08 | 73.4 | 70 | 80 | 78 | 72 | 80 | 82.94 | 0 | 0 | 0 | 1 | 0 | 0 | 0 | 1 | 1 | 0 | 1 | 0 | 100% | #N/A
1981-07-10 | 7 | 10 | 2018 | 2018-07-10 | 2 | 0 | 12:00 | 12 | 82 | 90 | 66.02 | 60.62 | 78.08 | 77 | 66.2 | 60.98 | 75.2 | 63 | 82 | 80 | 72 | 80 | 86 | 0 | 0 | 0 | 1 | 0 | 0 | 0 | 1 | 1 | 0 | 1 | 0 | 100% | #N/A
1981-07-10 | 7 | 10 | 2018 | 2018-07-10 | 2 | 0 | 13:00 | 13 | 83 | 89 | 64.04 | 60.62 | 78.98 | 78.08 | 66.2 | 60.08 | 75.2 | 70 | 83 | 79 | 72 | 83 | 87.98 | 0 | 0 | 0 | 1 | 0 | 0 | 0 | 1 | 1 | 0 | 1 | 0 | 100% | #N/A
1981-07-10 | 7 | 10 | 2018 | 2018-07-10 | 2 | 0 | 14:00 | 14 | 83 | 94 | 64.04 | 60.62 | 80.96 | 78.08 | 68 | 60.98 | 77 | 64 | 83 | 82 | 84 | 80 | 89.06 | 0 | 0 | 0 | 1 | 0 | 0 | 1 | 1 | 1 | 0 | 1 | 0 | 100% | #N/A
1981-07-10 | 7 | 10 | 2018 | 2018-07-10 | 2 | 0 | 15:00 | 15 | 83 | 94 | 64.94 | 60.08 | 80.96 | 78.98 | 67.1 | 60.08 | 77 | 68 | 84 | 81 | 70 | 81 | 89.96 | 0 | 0 | 0 | 1 | 0 | 0 | 1 | 1 | 1 | 0 | 1 | 0 | 100% | #N/A
1981-07-10 | 7 | 10 | 2018 | 2018-07-10 | 2 | 0 | 16:00 | 16 | 83 | 79 | 66.02 | 60.26 | 80.96 | 78.98 | 68 | 60.08 | 77 | 66 | 84 | 80 | 66 | 80 | 89.96 | 0 | 0 | 0 | 1 | 0 | 0 | 1 | 1 | 1 | 0 | 1 | 0 | 100% | #N/A
1981-07-10 | 7 | 10 | 2018 | 2018-07-10 | 2 | 0 | 17:00 | 17 | 80 | 84 | 64.94 | 60.08 | 80.06 | 78.98 | 66.2 | 59 | 77 | 64 | 84 | 79 | 66 | 80 | 89.96 | 0 | 0 | 0 | 1 | 0 | 0 | 1 | 1 | 1 | 0 | 1 | 0 | 100% | #N/A
1981-07-10 | 7 | 10 | 2018 | 2018-07-10 | 2 | 0 | 18:00 | 18 | 78 | 83 | 64.04 | 60.08 | 78.08 | 78.08 | 64.4 | 57.92 | 75.2 | 63 | 80 | 76 | 70 | 78 | 87.98 | 0 | 0 | 0 | 1 | 0 | 0 | 0 | 1 | 1 | 0 | 1 | 0 | 100% | #N/A
1981-07-10 | 7 | 10 | 2018 | 2018-07-10 | 2 | 0 | 19:00 | 19 | 78 | 82 | 62.96 | 60.26 | 71.96 | 75.92 | 64.4 | 57.92 | 73.4 | 61 | 78 | 74 | 66 | 73 | 84.02 | 0 | 0 | 0 | 1 | 0 | 0 | 0 | 1 | 1 | 0 | 1 | 0 | 100% | #N/A
1981-07-10 | 7 | 10 | 2018 | 2018-07-10 | 2 | 0 | 20:00 | 20 | 77 | 80 | 60.98 | 60.26 | 69.08 | 71.96 | 64.4 | 57.02 | 69.8 | 61 | 73 | 63 | 61 | 64 | 80.96 | 0 | 0 | 0 | 1 | 0 | 0 | 0 | 1 | 1 | 0 | 1 | 0 | 100% | #N/A
1981-07-10 | 7 | 10 | 2018 | 2018-07-10 | 2 | 0 | 21:00 | 21 | 75 | 78 | 60.98 | 60.26 | 62.96 | 69.98 | 62.6 | 55.94 | 66.2 | 59 | 71 | 62 | 59 | 65 | 80.06 | 0 | 0 | 0 | 1 | 0 | 0 | 0 | 1 | 1 | 0 | 1 | 0 | 100% | #N/A
1981-07-10 | 7 | 10 | 2018 | 2018-07-10 | 2 | 0 | 22:00 | 22 | 73 | 77 | 60.98 | 59.54 | 60.98 | 68 | 62.6 | 55.94 | 64.4 | 59 | 69 | 59 | 60 | 64 | 78.98 | 0 | 0 | 0 | 1 | 0 | 0 | 0 | 1 | 1 | 0 | 1 | 0 | 100% | #N/A
1981-07-10 | 7 | 10 | 2018 | 2018-07-10 | 2 | 0 | 23:00 | 23 | 72 | 75 | 60.98 | 59.9 | 59 | 66.92 | 60.8 | 55.94 | 62.6 | 57 | 66 | 59 | 60 | 63 | 78.08 | 0 | 0 | 0 | 1 | 0 | 0 | 0 | 1 | 1 | 0 | 1 | 0 | 100% | #N/A
1981-07-10 | 7 | 10 | 2018 | 2018-07-10 | 2 | 0 | 24:00 | 24 | 72 | 74 | 60.08 | 59.9 | 57.92 | 64.94 | 60.8 | 55.94 | 62.6 | 55 | 63 | 56 | 58 | 62 | 77 | 0 | 0 | 0 | 0 | 1 | 0 | 0 | 1 | 1 | 0 | 1 | 0 | 100% | #N/A
1981-07-11 | 7 | 11 | 2018 | 2018-07-11 | 3 | 0 | 1:00 | 1 | 71 | 73 | 60.08 | 59.9 | 57.02 | 64.04 | 59 | 55.94 | 62.6 | 55 | 58 | 56 | 57 | 62 | 75.92 | 0 | 0 | 0 | 0 | 1 | 0 | 0 | 1 | 1 | 0 | 1 | 0 | 100% | #N/A
1981-07-11 | 7 | 11 | 2018 | 2018-07-11 | 3 | 0 | 2:00 | 2 | 70 | 72 | 60.98 | 59.9 | 55.94 | 62.96 | 59 | 55.94 | 60.8 | 48 | 56 | 56 | 56 | 62 | 75.02 | 0 | 0 | 0 | 0 | 1 | 0 | 0 | 1 | 1 | 0 | 1 | 0 | 100% | #N/A
1981-07-11 | 7 | 11 | 2018 | 2018-07-11 | 3 | 0 | 3:00 | 3 | 70 | 72 | 60.98 | 60.08 | 53.96 | 62.06 | 59 | 55.94 | 59 | 46 | 52 | 56 | 55 | 62 | 75.92 | 0 | 0 | 0 | 0 | 1 | 0 | 0 | 1 | 1 | 0 | 1 | 0 | 100% | #N/A
1981-07-11 | 7 | 11 | 2018 | 2018-07-11 | 3 | 0 | 4:00 | 4 | 69 | 71 | 60.08 | 60.08 | 51.98 | 62.06 | 60.8 | 55.94 | 57.2 | 45 | 53 | 56 | 53 | 60 | 75.92 | 0 | 0 | 0 | 0 | 1 | 0 | 0 | 1 | 1 | 0 | 1 | 0 | 100% | #N/A
1981-07-11 | 7 | 11 | 2018 | 2018-07-11 | 3 | 0 | 5:00 | 5 | 70 | 71 | 60.98 | 60.26 | 53.96 | 60.98 | 59 | 57.02 | 59 | 45 | 49 | 56 | 52 | 61 | 77 | 0 | 0 | 0 | 0 | 1 | 0 | 0 | 1 | 1 | 0 | 1 | 0 | 100% | #N/A
1981-07-11 | 7 | 11 | 2018 | 2018-07-11 | 3 | 0 | 6:00 | 6 | 71 | 73 | 60.98 | 60.44 | 60.98 | 62.6 | 59 | 55.94 | 62.6 | 55 | 55 | 57 | 57 | 64 | 77 | 0 | 0 | 0 | 0 | 1 | 0 | 0 | 1 | 1 | 0 | 1 | 0 | 100% | #N/A
1981-07-11 | 7 | 11 | 2018 | 2018-07-11 | 3 | 0 | 7:00 | 7 | 72 | 74 | 62.06 | 60.44 | 66.92 | 64.04 | 61.7 | 57.02 | 66.2 | 63 | 62 | 58 | 63 | 67 | 77 | 0 | 0 | 0 | 0 | 1 | 0 | 0 | 1 | 1 | 0 | 1 | 0 | 100% | #N/A
1981-07-11 | 7 | 11 | 2018 | 2018-07-11 | 3 | 0 | 8:00 | 8 | 74 | 75 | 64.04 | 60.8 | 71.06 | 66.92 | 63.14 | 57.92 | 71.6 | 64 | 65 | 58 | 64 | 71 | 77 | 0 | 0 | 0 | 1 | 0 | 0 | 0 | 1 | 1 | 0 | 1 | 0 | 100% | #N/A
1981-07-11 | 7 | 11 | 2018 | 2018-07-11 | 3 | 0 | 9:00 | 9 | 76 | 76 | 64.04 | 61.52 | 75.02 | 71.96 | 64.76 | 59 | 73.4 | 66 | 68 | 62 | 70 | 74 | 82.04 | 0 | 0 | 0 | 1 | 0 | 0 | 0 | 1 | 1 | 0 | 1 | 0 | 100% | #N/A
1981-07-11 | 7 | 11 | 2018 | 2018-07-11 | 3 | 0 | 10:00 | 10 | 79 | 80 | 64.94 | 62.6 | 77 | 75.02 | 66.2 | 59 | 75.2 | 72 | 67 | 65 | 72 | 75 | 84.02 | 0 | 0 | 0 | 1 | 0 | 0 | 0 | 1 | 1 | 0 | 1 | 0 | 100% | #N/A
1981-07-11 | 7 | 11 | 2018 | 2018-07-11 | 3 | 0 | 11:00 | 11 | 81 | 84 | 66.02 | 61.7 | 78.08 | 75.02 | 68 | 60.98 | 77 | 73 | 68 | 69 | 79 | 78 | 87.08 | 0 | 0 | 0 | 1 | 0 | 0 | 0 | 1 | 1 | 0 | 1 | 0 | 100% | #N/A
1981-07-11 | 7 | 11 | 2018 | 2018-07-11 | 3 | 0 | 12:00 | 12 | 82 | 87 | 66.2 | 61.34 | 80.06 | 75.92 | 68 | 62.96 | 77 | 73 | 71 | 72 | 77 | 79 | 87.98 | 0 | 0 | 0 | 1 | 0 | 0 | 0 | 1 | 1 | 0 | 1 | 0 | 100% | #N/A
1981-07-11 | 7 | 11 | 2018 | 2018-07-11 | 3 | 0 | 13:00 | 13 | 82 | 89 | 68 | 61.34 | 78.08 | 78.08 | 69.8 | 62.96 | 78.8 | 72 | 73 | 70 | 79 | 81 | 89.96 | 0 | 0 | 0 | 1 | 0 | 0 | 0 | 1 | 1 | 0 | 1 | 0 | 100% | #N/A
1981-07-11 | 7 | 11 | 2018 | 2018-07-11 | 3 | 0 | 14:00 | 14 | 83 | 91 | 68 | 61.88 | 80.96 | 78.08 | 75.2 | 64.94 | 78.8 | 75 | 74 | 71 | 77 | 81 | 91.94 | 0 | 0 | 0 | 1 | 0 | 0 | 1 | 1 | 1 | 0 | 1 | 0 | 100% | #N/A
1981-07-11 | 7 | 11 | 2018 | 2018-07-11 | 3 | 0 | 15:00 | 15 | 83 | 91 | 66.92 | 62.06 | 78.08 | 75.92 | 73.76 | 66.02 | 77 | 73 | 75 | 68 | 75 | 80 | 91.94 | 0 | 0 | 0 | 1 | 0 | 0 | 1 | 1 | 1 | 0 | 1 | 0 | 100% | #N/A
1981-07-11 | 7 | 11 | 2018 | 2018-07-11 | 3 | 0 | 16:00 | 16 | 83 | 91 | 64.94 | 62.24 | 78.08 | 77 | 74.48 | 64.94 | 77 | 73 | 74 | 67 | 79 | 79 | 91.04 | 0 | 0 | 0 | 1 | 0 | 0 | 1 | 1 | 1 | 0 | 1 | 0 | 100% | #N/A
1981-07-11 | 7 | 11 | 2018 | 2018-07-11 | 3 | 0 | 17:00 | 17 | 82 | 91 | 64.04 | 61.88 | 75.02 | 75.02 | 72.5 | 64.94 | 77 | 73 | 74 | 66 | 79 | 78 | 91.04 | 0 | 0 | 0 | 1 | 0 | 0 | 1 | 1 | 1 | 0 | 1 | 0 | 100% | #N/A
1981-07-11 | 7 | 11 | 2018 | 2018-07-11 | 3 | 0 | 18:00 | 18 | 81 | 89 | 62.96 | 62.42 | 71.96 | 73.94 | 71.06 | 62.06 | 75.2 | 73 | 73 | 64 | 77 | 76 | 89.06 | 0 | 0 | 0 | 1 | 0 | 0 | 0 | 1 | 1 | 0 | 1 | 0 | 100% | #N/A
1981-07-11 | 7 | 11 | 2018 | 2018-07-11 | 3 | 0 | 19:00 | 19 | 80 | 84 | 62.06 | 61.88 | 69.98 | 71.96 | 69.08 | 60.98 | 73.4 | 70 | 70 | 63 | 73 | 73 | 84.92 | 0 | 0 | 0 | 1 | 0 | 0 | 0 | 1 | 1 | 0 | 1 | 0 | 100% | #N/A
1981-07-11 | 7 | 11 | 2018 | 2018-07-11 | 3 | 0 | 20:00 | 20 | 75 | 81 | 60.98 | 60.8 | 68 | 68 | 67.1 | 60.08 | 71.6 | 61 | 66 | 58 | 68 | 70 | 82.94 | 0 | 0 | 0 | 1 | 0 | 0 | 0 | 1 | 1 | 0 | 1 | 0 | 100% | #N/A
1981-07-11 | 7 | 11 | 2018 | 2018-07-11 | 3 | 0 | 21:00 | 21 | 74 | 79 | 60.98 | 61.16 | 68 | 66.02 | 66.2 | 57.92 | 68 | 57 | 62 | 54 | 68 | 68 | 82.04 | 0 | 0 | 0 | 1 | 0 | 0 | 0 | 1 | 1 | 0 | 1 | 0 | 100% | #N/A
1981-07-11 | 7 | 11 | 2018 | 2018-07-11 | 3 | 0 | 22:00 | 22 | 73 | 76 | 57.92 | 60.98 | 68 | 64.94 | 63.5 | 57.92 | 66.2 | 57 | 57 | 53 | 65 | 65 | 80.06 | 0 | 0 | 0 | 1 | 0 | 0 | 0 | 1 | 1 | 0 | 1 | 0 | 100% | #N/A
1981-07-11 | 7 | 11 | 2018 | 2018-07-11 | 3 | 0 | 23:00 | 23 | 69 | 74 | 55.94 | 61.16 | 66.02 | 62.96 | 62.6 | 57.92 | 66.2 | 54 | 54 | 51 | 62 | 61 | 78.08 | 0 | 0 | 0 | 1 | 0 | 0 | 0 | 1 | 1 | 0 | 1 | 0 | 100% | #N/A
1981-07-11 | 7 | 11 | 2018 | 2018-07-11 | 3 | 0 | 24:00 | 24 | 69 | 75 | 55.94 | 60.8 | 60.98 | 62.06 | 60.8 | 57.02 | 66.2 | 52 | 53 | 50 | 61 | 61 | 73.04 | 0 | 0 | 0 | 0 | 1 | 0 | 0 | 1 | 1 | 0 | 1 | 0 | 100% | #N/A
1981-07-12 | 7 | 12 | 2018 | 2018-07-12 | 4 | 0 | 1:00 | 1 | 67 | 75 | 53.96 | 60.98 | 60.98 | 62.06 | 60.8 | 57.02 | 62.6 | 50 | 51 | 51 | 58 | 59 | 73.04 | 0 | 0 | 0 | 0 | 1 | 0 | 0 | 1 | 1 | 0 | 1 | 0 | 100% | #N/A
1981-07-12 | 7 | 12 | 2018 | 2018-07-12 | 4 | 0 | 2:00 | 2 | 66 | 74 | 51.08 | 61.7 | 59 | 60.98 | 57.2 | 59 | 66.2 | 48 | 51 | 52 | 57 | 59 | 69.98 | 0 | 0 | 0 | 0 | 1 | 0 | 0 | 1 | 1 | 0 | 1 | 0 | 100% | #N/A
1981-07-12 | 7 | 12 | 2018 | 2018-07-12 | 4 | 0 | 3:00 | 3 | 66 | 74 | 53.06 | 61.88 | 60.08 | 59 | 59 | 59 | 64.4 | 46 | 50 | 51 | 57 | 58 | 69.08 | 0 | 0 | 0 | 0 | 1 | 0 | 0 | 1 | 1 | 0 | 1 | 0 | 100% | #N/A
1981-07-12 | 7 | 12 | 2018 | 2018-07-12 | 4 | 0 | 4:00 | 4 | 64 | 73 | 57.02 | 61.7 | 60.08 | 59 | 57.2 | 57.92 | 62.6 | 46 | 50 | 52 | 56 | 57 | 66.92 | 0 | 0 | 0 | 0 | 1 | 0 | 0 | 1 | 1 | 0 | 1 | 0 | 100% | #N/A
1981-07-12 | 7 | 12 | 2018 | 2018-07-12 | 4 | 0 | 5:00 | 5 | 63 | 73 | 57.92 | 62.78 | 60.98 | 59 | 55.4 | 57.92 | 62.6 | 48 | 51 | 52 | 55 | 58 | 66.02 | 0 | 0 | 0 | 0 | 1 | 0 | 0 | 1 | 1 | 0 | 1 | 0 | 100% | #N/A
1981-07-12 | 7 | 12 | 2018 | 2018-07-12 | 4 | 0 | 6:00 | 6 | 65 | 74 | 60.08 | 63.5 | 66.02 | 62.96 | 59.54 | 59 | 64.4 | 52 | 56 | 52 | 55 | 61 | 66.02 | 0 | 0 | 0 | 0 | 1 | 0 | 0 | 1 | 1 | 0 | 1 | 0 | 100% | #N/A
1981-07-12 | 7 | 12 | 2018 | 2018-07-12 | 4 | 0 | 7:00 | 7 | 68 | 75 | 64.04 | 64.58 | 69.08 | 66.92 | 64.76 | 60.08 | 68 | 55 | 57 | 55 | 63 | 67 | 69.08 | 0 | 0 | 0 | 0 | 1 | 0 | 0 | 1 | 1 | 0 | 1 | 0 | 100% | #N/A
1981-07-12 | 7 | 12 | 2018 | 2018-07-12 | 4 | 0 | 8:00 | 8 | 70 | 77 | 66.02 | 64.22 | 73.94 | 71.06 | 67.46 | 60.98 | 71.6 | 63 | 59 | 66 | 70 | 73 | 71.96 | 0 | 0 | 0 | 1 | 0 | 0 | 0 | 1 | 1 | 0 | 1 | 0 | 100% | #N/A
1981-07-12 | 7 | 12 | 2018 | 2018-07-12 | 4 | 0 | 9:00 | 9 | 72 | 79 | 66.02 | 64.04 | 77 | 75.02 | 66.2 | 62.06 | 75.2 | 70 | 60 | 72 | 70 | 77 | 73.94 | 0 | 0 | 0 | 1 | 0 | 0 | 0 | 1 | 1 | 0 | 1 | 0 | 100% | #N/A
1981-07-12 | 7 | 12 | 2018 | 2018-07-12 | 4 | 0 | 10:00 | 10 | 73 | 81 | 69.08 | 62.42 | 78.98 | 78.98 | 67.28 | 64.04 | 75.2 | 72 | 62 | 77 | 73 | 79 | 78.08 | 0 | 0 | 0 | 1 | 0 | 0 | 0 | 1 | 1 | 0 | 1 | 0 | 100% | #N/A
1981-07-12 | 7 | 12 | 2018 | 2018-07-12 | 4 | 0 | 11:00 | 11 | 74 | 85 | 68 | 63.32 | 80.96 | 80.96 | 68 | 64.04 | 77 | 73 | 63 | 80 | 75 | 79 | 78.98 | 0 | 0 | 0 | 1 | 0 | 0 | 0 | 1 | 1 | 0 | 1 | 0 | 100% | #N/A
1981-07-12 | 7 | 12 | 2018 | 2018-07-12 | 4 | 0 | 12:00 | 12 | 76 | 87 | 69.98 | 65.84 | 80.96 | 82.04 | 71.96 | 64.94 | 78.8 | 79 | 65 | 81 | 79 | 80 | 80.06 | 0 | 0 | 0 | 1 | 0 | 0 | 0 | 1 | 1 | 0 | 1 | 0 | 100% | #N/A
1981-07-12 | 7 | 12 | 2018 | 2018-07-12 | 4 | 0 | 13:00 | 13 | 75 | 88 | 71.06 | 66.02 | 80.96 | 84.02 | 73.4 | 69.08 | 80.6 | 75 | 65 | 83 | 81 | 79 | 80.96 | 0 | 0 | 0 | 1 | 0 | 0 | 0 | 1 | 1 | 0 | 1 | 0 | 100% | #N/A
1981-07-12 | 7 | 12 | 2018 | 2018-07-12 | 4 | 0 | 14:00 | 14 | 77 | 89 | 75.92 | 66.38 | 80.06 | 84.02 | 76.46 | 73.94 | 82.4 | 79 | 65 | 84 | 81 | 75 | 82.04 | 0 | 0 | 0 | 1 | 0 | 0 | 1 | 1 | 1 | 0 | 1 | 0 | 100% | #N/A
1981-07-12 | 7 | 12 | 2018 | 2018-07-12 | 4 | 0 | 15:00 | 15 | 79 | 88 | 75.92 | 67.28 | 80.96 | 84.92 | 76.28 | 73.94 | 80.6 | 79 | 65 | 84 | 82 | 75 | 78.08 | 0 | 0 | 0 | 1 | 0 | 0 | 1 | 1 | 1 | 0 | 1 | 0 | 100% | #N/A
1981-07-12 | 7 | 12 | 2018 | 2018-07-12 | 4 | 0 | 16:00 | 16 | 82 | 83 | 78.98 | 66.56 | 78.98 | 82.04 | 77.54 | 71.96 | 77 | 79 | 64 | 86 | 82 | 74 | 77 | 0 | 0 | 0 | 1 | 0 | 0 | 1 | 1 | 1 | 0 | 1 | 0 | 100% | #N/A
1981-07-12 | 7 | 12 | 2018 | 2018-07-12 | 4 | 0 | 17:00 | 17 | 80 | 80 | 78.98 | 67.28 | 77 | 80.06 | 77.18 | 73.04 | 77 | 77 | 63 | 86 | 82 | 75 | 75.02 | 0 | 0 | 0 | 1 | 0 | 0 | 1 | 1 | 1 | 0 | 1 | 0 | 100% | #N/A
1981-07-12 | 7 | 12 | 2018 | 2018-07-12 | 4 | 0 | 18:00 | 18 | 78 | 79 | 75.02 | 68.54 | 75.02 | 78.08 | 76.1 | 73.04 | 75.2 | 75 | 63 | 83 | 81 | 75 | 71.96 | 0 | 0 | 0 | 1 | 0 | 0 | 0 | 1 | 1 | 0 | 1 | 0 | 100% | #N/A
1981-07-12 | 7 | 12 | 2018 | 2018-07-12 | 4 | 0 | 19:00 | 19 | 75 | 78 | 73.94 | 69.98 | 71.96 | 75.92 | 75.2 | 69.98 | 73.4 | 68 | 63 | 80 | 79 | 71 | 69.08 | 0 | 0 | 0 | 1 | 0 | 0 | 0 | 1 | 1 | 0 | 1 | 0 | 100% | #N/A
1981-07-12 | 7 | 12 | 2018 | 2018-07-12 | 4 | 0 | 20:00 | 20 | 74 | 76 | 66.02 | 70.16 | 71.06 | 73.94 | 65.12 | 66.02 | 69.8 | 63 | 61 | 72 | 72 | 66 | 66.02 | 0 | 0 | 0 | 1 | 0 | 0 | 0 | 1 | 1 | 0 | 1 | 0 | 100% | #N/A
1981-07-12 | 7 | 12 | 2018 | 2018-07-12 | 4 | 0 | 21:00 | 21 | 68 | 76 | 60.98 | 72.14 | 71.96 | 75.02 | 58.1 | 64.04 | 68 | 61 | 61 | 67 | 72 | 68 | 64.94 | 0 | 0 | 0 | 1 | 0 | 0 | 0 | 1 | 1 | 0 | 1 | 0 | 100% | #N/A
1981-07-12 | 7 | 12 | 2018 | 2018-07-12 | 4 | 0 | 22:00 | 22 | 66 | 76 | 59 | 72.14 | 71.06 | 73.94 | 58.46 | 62.06 | 66.2 | 59 | 61 | 67 | 69 | 65 | 64.4 | 0 | 0 | 0 | 1 | 0 | 0 | 0 | 1 | 1 | 0 | 1 | 0 | 100% | #N/A
1981-07-12 | 7 | 12 | 2018 | 2018-07-12 | 4 | 0 | 23:00 | 23 | 65 | 76 | 57.02 | 70.7 | 69.08 | 71.96 | 57.2 | 62.06 | 64.4 | 57 | 61 | 66 | 67 | 62 | 64.04 | 0 | 0 | 0 | 1 | 0 | 0 | 0 | 1 | 1 | 0 | 1 | 0 | 100% | #N/A
1981-07-12 | 7 | 12 | 2018 | 2018-07-12 | 4 | 0 | 24:00 | 24 | 65 | 75 | 55.04 | 69.08 | 69.08 | 71.06 | 57.2 | 62.96 | 62.6 | 57 | 60 | 64 | 65 | 61 | 62.96 | 0 | 0 | 0 | 0 | 1 | 0 | 0 | 1 | 1 | 0 | 1 | 0 | 100% | #N/A
1981-07-13 | 7 | 13 | 2018 | 2018-07-13 | 5 | 0 | 1:00 | 1 | 62 | 75 | 55.04 | 69.62 | 66.92 | 69.98 | 55.4 | 62.06 | 59 | 54 | 60 | 64 | 65 | 60 | 62.06 | 0 | 0 | 0 | 0 | 1 | 0 | 0 | 1 | 1 | 0 | 1 | 0 | 100% | #N/A
1981-07-13 | 7 | 13 | 2018 | 2018-07-13 | 5 | 0 | 2:00 | 2 | 65 | 75 | 53.6 | 69.62 | 66.02 | 69.08 | 53.6 | 62.06 | 57.2 | 55 | 60 | 64 | 62 | 59 | 62.06 | 0 | 0 | 0 | 0 | 1 | 0 | 0 | 1 | 1 | 0 | 1 | 0 | 100% | #N/A
1981-07-13 | 7 | 13 | 2018 | 2018-07-13 | 5 | 0 | 3:00 | 3 | 65 | 74 | 53.96 | 68.54 | 64.04 | 68 | 53.6 | 60.08 | 57.2 | 57 | 60 | 64 | 62 | 59 | 62.96 | 0 | 0 | 0 | 0 | 1 | 0 | 0 | 1 | 1 | 0 | 1 | 0 | 100% | #N/A
1981-07-13 | 7 | 13 | 2018 | 2018-07-13 | 5 | 0 | 4:00 | 4 | 64 | 73 | 51.98 | 67.82 | 60.98 | 66.92 | 53.6 | 60.98 | 55.4 | 57 | 59 | 64 | 60 | 59 | 62.06 | 0 | 0 | 0 | 0 | 1 | 0 | 0 | 1 | 1 | 0 | 1 | 0 | 100% | #N/A
1981-07-13 | 7 | 13 | 2018 | 2018-07-13 | 5 | 0 | 5:00 | 5 | 65 | 74 | 51.08 | 67.28 | 60.08 | 66.92 | 51.8 | 60.98 | 55.4 | 57 | 58 | 64 | 59 | 61 | 62.96 | 0 | 0 | 0 | 0 | 1 | 0 | 0 | 1 | 1 | 0 | 1 | 0 | 100% | #N/A
1981-07-13 | 7 | 13 | 2018 | 2018-07-13 | 5 | 0 | 6:00 | 6 | 66 | 74 | 53.06 | 67.28 | 66.92 | 69.08 | 55.4 | 64.04 | 55.4 | 57 | 59 | 66 | 63 | 63 | 62.96 | 0 | 0 | 0 | 0 | 1 | 0 | 0 | 1 | 1 | 0 | 1 | 0 | 100% | #N/A
1981-07-13 | 7 | 13 | 2018 | 2018-07-13 | 5 | 0 | 7:00 | 7 | 68 | 75 | 69.98 | 69.08 | 73.04 | 71.06 | 60.44 | 68 | 64.4 | 59 | 61 | 66 | 63 | 62 | 64.04 | 0 | 0 | 0 | 0 | 1 | 0 | 0 | 1 | 1 | 0 | 1 | 0 | 100% | #N/A
1981-07-13 | 7 | 13 | 2018 | 2018-07-13 | 5 | 0 | 8:00 | 8 | 72 | 76 | 75.92 | 71.96 | 77 | 75.02 | 65.66 | 71.06 | 71.6 | 61 | 65 | 72 | 64 | 63 | 64.04 | 0 | 0 | 0 | 1 | 0 | 0 | 0 | 1 | 1 | 0 | 1 | 0 | 100% | #N/A
1981-07-13 | 7 | 13 | 2018 | 2018-07-13 | 5 | 0 | 9:00 | 9 | 75 | 76 | 80.06 | 75.56 | 80.06 | 78.98 | 73.04 | 73.04 | 75.2 | 61 | 70 | 73 | 66 | 65 | 66.92 | 0 | 0 | 0 | 1 | 0 | 0 | 0 | 1 | 1 | 0 | 1 | 0 | 100% | #N/A
1981-07-13 | 7 | 13 | 2018 | 2018-07-13 | 5 | 0 | 10:00 | 10 | 75 | 78 | 82.04 | 79.34 | 78.98 | 80.96 | 77.72 | 75.92 | 77 | 63 | 72 | 79 | 64 | 67 | 66.02 | 0 | 0 | 0 | 1 | 0 | 0 | 0 | 1 | 1 | 0 | 1 | 0 | 100% | #N/A
1981-07-13 | 7 | 13 | 2018 | 2018-07-13 | 5 | 0 | 11:00 | 11 | 76 | 80 | 82.94 | 80.96 | 80.96 | 84.02 | 79.88 | 77 | 77 | 64 | 72 | 82 | 66 | 69 | 66.02 | 0 | 0 | 0 | 1 | 0 | 0 | 0 | 1 | 1 | 0 | 1 | 0 | 100% | #N/A
1981-07-13 | 7 | 13 | 2018 | 2018-07-13 | 5 | 0 | 12:00 | 12 | 76 | 82 | 84.92 | 82.04 | 80.96 | 84.92 | 82.4 | 78.98 | 78.8 | 66 | 74 | 84 | 66 | 69 | 68 | 0 | 0 | 0 | 1 | 0 | 0 | 0 | 1 | 1 | 0 | 1 | 0 | 100% | #N/A
1981-07-13 | 7 | 13 | 2018 | 2018-07-13 | 5 | 0 | 13:00 | 13 | 77 | 85 | 86 | 83.12 | 82.04 | 84.92 | 84.02 | 78.98 | 78.8 | 66 | 74 | 85 | 66 | 70 | 71.96 | 0 | 0 | 0 | 1 | 0 | 0 | 0 | 1 | 1 | 0 | 1 | 0 | 100% | #N/A
1981-07-13 | 7 | 13 | 2018 | 2018-07-13 | 5 | 0 | 14:00 | 14 | 80 | 86 | 86 | 84.2 | 82.04 | 84.02 | 85.64 | 78.98 | 77 | 66 | 78 | 86 | 66 | 69 | 69.98 | 0 | 0 | 0 | 1 | 0 | 0 | 1 | 1 | 1 | 0 | 1 | 0 | 100% | #N/A
1981-07-13 | 7 | 13 | 2018 | 2018-07-13 | 5 | 0 | 15:00 | 15 | 81 | 88 | 87.08 | 85.82 | 80.96 | 84.92 | 85.46 | 80.06 | 78.8 | 66 | 78 | 86 | 66 | 67 | 73.04 | 0 | 0 | 0 | 1 | 0 | 0 | 1 | 1 | 1 | 0 | 1 | 0 | 100% | #N/A
1981-07-13 | 7 | 13 | 2018 | 2018-07-13 | 5 | 0 | 16:00 | 16 | 81 | 87 | 86 | 85.64 | 80.96 | 84.02 | 86.36 | 80.06 | 78.8 | 65 | 78 | 86 | 66 | 65 | 71.06 | 0 | 0 | 0 | 1 | 0 | 0 | 1 | 1 | 1 | 0 | 1 | 0 | 100% | #N/A
1981-07-13 | 7 | 13 | 2018 | 2018-07-13 | 5 | 0 | 17:00 | 17 | 81 | 86 | 84.02 | 84.92 | 80.06 | 82.04 | 85.1 | 80.06 | 77 | 64 | 78 | 85 | 66 | 64 | 69.08 | 0 | 0 | 0 | 1 | 0 | 0 | 1 | 1 | 1 | 0 | 1 | 0 | 100% | #N/A
1981-07-13 | 7 | 13 | 2018 | 2018-07-13 | 5 | 0 | 18:00 | 18 | 80 | 85 | 82.94 | 83.48 | 78.08 | 80.06 | 83.12 | 78.08 | 77 | 63 | 77 | 83 | 64 | 63 | 68 | 0 | 0 | 0 | 1 | 0 | 0 | 0 | 1 | 1 | 0 | 1 | 0 | 100% | #N/A
1981-07-13 | 7 | 13 | 2018 | 2018-07-13 | 5 | 0 | 19:00 | 19 | 78 | 82 | 77 | 83.12 | 78.98 | 78.98 | 78.62 | 75.02 | 75.2 | 64 | 73 | 78 | 65 | 64 | 66.92 | 0 | 0 | 0 | 1 | 0 | 0 | 0 | 1 | 1 | 0 | 1 | 0 | 100% | #N/A
1981-07-13 | 7 | 13 | 2018 | 2018-07-13 | 5 | 0 | 20:00 | 20 | 76 | 79 | 73.04 | 81.5 | 75.92 | 77 | 77.18 | 71.96 | 71.6 | 63 | 64 | 72 | 64 | 64 | 66.02 | 0 | 0 | 0 | 1 | 0 | 0 | 0 | 1 | 1 | 0 | 1 | 0 | 100% | #N/A
1981-07-13 | 7 | 13 | 2018 | 2018-07-13 | 5 | 0 | 21:00 | 21 | 75 | 78 | 75.02 | 77.72 | 75.02 | 75.02 | 75.2 | 69.98 | 68 | 63 | 62 | 67 | 64 | 64 | 66.02 | 0 | 0 | 0 | 1 | 0 | 0 | 0 | 1 | 1 | 0 | 1 | 0 | 100% | #N/A
1981-07-13 | 7 | 13 | 2018 | 2018-07-13 | 5 | 0 | 22:00 | 22 | 74 | 76 | 71.06 | 76.64 | 73.94 | 71.96 | 72.14 | 68 | 66.2 | 63 | 62 | 67 | 63 | 64 | 66.92 | 0 | 0 | 0 | 1 | 0 | 0 | 0 | 1 | 1 | 0 | 1 | 0 | 100% | #N/A
1981-07-13 | 7 | 13 | 2018 | 2018-07-13 | 5 | 0 | 23:00 | 23 | 74 | 75 | 66.92 | 75.56 | 71.96 | 71.96 | 69.8 | 66.02 | 66.2 | 63 | 59 | 66 | 61 | 63 | 66.02 | 0 | 0 | 0 | 1 | 0 | 0 | 0 | 1 | 1 | 0 | 1 | 0 | 100% | #N/A
1981-07-13 | 7 | 13 | 2018 | 2018-07-13 | 5 | 0 | 24:00 | 24 | 73 | 75 | 64.04 | 73.58 | 71.06 | 71.96 | 66.74 | 64.04 | 64.4 | 63 | 55 | 65 | 60 | 63 | 66.02 | 0 | 0 | 0 | 0 | 1 | 0 | 0 | 1 | 1 | 0 | 1 | 0 | 100% | #N/A
1981-07-14 | 7 | 14 | 2018 | 2018-07-14 | 6 | 0 | 1:00 | 1 | 73 | 75 | 64.04 | 71.78 | 69.98 | 71.96 | 67.1 | 64.04 | 66.2 | 63 | 52 | 63 | 60 | 63 | 64.94 | 0 | 0 | 0 | 0 | 1 | 0 | 0 | 1 | 1 | 0 | 1 | 0 | 100% | #N/A
1981-07-14 | 7 | 14 | 2018 | 2018-07-14 | 6 | 0 | 2:00 | 2 | 72 | 75 | 62.96 | 70.88 | 69.08 | 71.06 | 66.02 | 64.04 | 66.2 | 63 | 52 | 62 | 60 | 64 | 66.02 | 0 | 0 | 0 | 0 | 1 | 0 | 0 | 1 | 1 | 0 | 1 | 0 | 100% | #N/A
1981-07-14 | 7 | 14 | 2018 | 2018-07-14 | 6 | 0 | 3:00 | 3 | 71 | 75 | 64.04 | 69.62 | 68 | 71.96 | 65.3 | 64.94 | 66.2 | 63 | 51 | 62 | 60 | 63 | 66.02 | 0 | 0 | 0 | 0 | 1 | 0 | 0 | 1 | 1 | 0 | 1 | 0 | 100% | #N/A
1981-07-14 | 7 | 14 | 2018 | 2018-07-14 | 6 | 0 | 4:00 | 4 | 71 | 74 | 62.96 | 69.26 | 66.92 | 71.06 | 65.3 | 64.04 | 64.4 | 63 | 49 | 62 | 62 | 64 | 66.92 | 0 | 0 | 0 | 0 | 1 | 0 | 0 | 1 | 1 | 0 | 1 | 0 | 100% | #N/A
1981-07-14 | 7 | 14 | 2018 | 2018-07-14 | 6 | 0 | 5:00 | 5 | 72 | 74 | 64.04 | 68.72 | 68 | 71.96 | 64.94 | 64.04 | 64.4 | 63 | 49 | 61 | 63 | 64 | 66.92 | 0 | 0 | 0 | 0 | 1 | 0 | 0 | 1 | 1 | 0 | 1 | 0 | 100% | #N/A
1981-07-14 | 7 | 14 | 2018 | 2018-07-14 | 6 | 0 | 6:00 | 6 | 73 | 75 | 69.08 | 68.9 | 69.08 | 73.04 | 68.72 | 66.02 | 66.2 | 63 | 53 | 64 | 66 | 66 | 68 | 0 | 0 | 0 | 0 | 1 | 0 | 0 | 1 | 1 | 0 | 1 | 0 | 100% | #N/A
1981-07-14 | 7 | 14 | 2018 | 2018-07-14 | 6 | 0 | 7:00 | 7 | 74 | 75 | 73.94 | 70.7 | 73.04 | 73.04 | 71.6 | 69.98 | 71.6 | 64 | 59 | 65 | 70 | 66 | 69.08 | 0 | 0 | 0 | 0 | 1 | 0 | 0 | 1 | 1 | 0 | 1 | 0 | 100% | #N/A
1981-07-14 | 7 | 14 | 2018 | 2018-07-14 | 6 | 0 | 8:00 | 8 | 75 | 76 | 77 | 73.04 | 77 | 77 | 75.56 | 73.04 | 75.2 | 66 | 65 | 71 | 73 | 68 | 71.96 | 0 | 0 | 0 | 0 | 1 | 0 | 0 | 1 | 1 | 0 | 1 | 0 | 100% | #N/A
1981-07-14 | 7 | 14 | 2018 | 2018-07-14 | 6 | 0 | 9:00 | 9 | 75 | 77 | 80.96 | 75.92 | 78.98 | 75.92 | 78.8 | 75.92 | 78.8 | 68 | 71 | 78 | 75 | 69 | 75.92 | 0 | 0 | 0 | 0 | 1 | 0 | 0 | 1 | 1 | 0 | 1 | 0 | 100% | #N/A
1981-07-14 | 7 | 14 | 2018 | 2018-07-14 | 6 | 0 | 10:00 | 10 | 78 | 79 | 84.02 | 78.98 | 82.94 | 82.04 | 81.68 | 78.98 | 77 | 70 | 75 | 82 | 75 | 72 | 78.98 | 0 | 0 | 0 | 0 | 1 | 0 | 0 | 1 | 1 | 0 | 1 | 0 | 100% | #N/A
1981-07-14 | 7 | 14 | 2018 | 2018-07-14 | 6 | 0 | 11:00 | 11 | 80 | 78 | 89.06 | 82.58 | 86 | 84.02 | 86.9 | 82.04 | 77 | 72 | 77 | 86 | 79 | 73 | 78.98 | 0 | 0 | 0 | 0 | 1 | 0 | 0 | 1 | 1 | 0 | 1 | 0 | 100% | #N/A
1981-07-14 | 7 | 14 | 2018 | 2018-07-14 | 6 | 0 | 12:00 | 12 | 82 | 80 | 89.06 | 86.18 | 87.98 | 84.92 | 88.52 | 82.04 | 78.8 | 75 | 78 | 88 | 82 | 76 | 82.04 | 0 | 0 | 0 | 0 | 1 | 0 | 0 | 1 | 1 | 0 | 1 | 0 | 100% | #N/A
1981-07-14 | 7 | 14 | 2018 | 2018-07-14 | 6 | 0 | 13:00 | 13 | 82 | 83 | 87.08 | 87.8 | 87.98 | 86 | 89.6 | 84.02 | 82.4 | 75 | 81 | 89 | 81 | 74 | 82.94 | 0 | 0 | 0 | 0 | 1 | 0 | 0 | 1 | 1 | 0 | 1 | 0 | 100% | #N/A
1981-07-14 | 7 | 14 | 2018 | 2018-07-14 | 6 | 0 | 14:00 | 14 | 84 | 82 | 89.06 | 88.34 | 86 | 84.92 | 89.24 | 84.02 | 84.2 | 77 | 82 | 91 | 82 | 78 | 84.02 | 0 | 0 | 0 | 0 | 1 | 0 | 0 | 1 | 1 | 0 | 1 | 0 | 100% | #N/A
1981-07-14 | 7 | 14 | 2018 | 2018-07-14 | 6 | 0 | 15:00 | 15 | 84 | 81 | 87.08 | 88.52 | 87.08 | 84.92 | 88.7 | 86 | 82.4 | 79 | 83 | 91 | 84 | 78 | 84.02 | 0 | 0 | 0 | 0 | 1 | 0 | 0 | 1 | 1 | 0 | 1 | 0 | 100% | #N/A
1981-07-14 | 7 | 14 | 2018 | 2018-07-14 | 6 | 0 | 16:00 | 16 | 85 | 81 | 87.08 | 87.62 | 86 | 84.92 | 89.6 | 82.94 | 78.8 | 77 | 82 | 91 | 84 | 77 | 82.04 | 0 | 0 | 0 | 0 | 1 | 0 | 0 | 1 | 1 | 0 | 1 | 0 | 100% | #N/A
1981-07-14 | 7 | 14 | 2018 | 2018-07-14 | 6 | 0 | 17:00 | 17 | 81 | 80 | 84.02 | 86.54 | 84.02 | 82.04 | 87.08 | 82.04 | 77 | 75 | 80 | 90 | 77 | 78 | 80.96 | 0 | 0 | 0 | 0 | 1 | 0 | 0 | 1 | 1 | 0 | 1 | 0 | 100% | #N/A
1981-07-14 | 7 | 14 | 2018 | 2018-07-14 | 6 | 0 | 18:00 | 18 | 80 | 79 | 80.96 | 85.1 | 82.04 | 78.08 | 84.38 | 78.98 | 75.2 | 75 | 78 | 90 | 75 | 76 | 78.98 | 0 | 0 | 0 | 0 | 1 | 0 | 0 | 1 | 1 | 0 | 1 | 0 | 100% | #N/A
1981-07-14 | 7 | 14 | 2018 | 2018-07-14 | 6 | 0 | 19:00 | 19 | 78 | 78 | 78.08 | 82.4 | 80.06 | 78.08 | 80.78 | 75.92 | 73.4 | 73 | 75 | 86 | 72 | 72 | 77 | 0 | 0 | 0 | 0 | 1 | 0 | 0 | 1 | 1 | 0 | 1 | 0 | 100% | #N/A
1981-07-14 | 7 | 14 | 2018 | 2018-07-14 | 6 | 0 | 20:00 | 20 | 79 | 77 | 75.02 | 79.7 | 78.08 | 75.92 | 78.08 | 73.94 | 71.6 | 70 | 71 | 78 | 72 | 67 | 75.02 | 0 | 0 | 0 | 0 | 1 | 0 | 0 | 1 | 1 | 0 | 1 | 0 | 100% | #N/A
1981-07-14 | 7 | 14 | 2018 | 2018-07-14 | 6 | 0 | 21:00 | 21 | 73 | 71 | 71.96 | 77.36 | 75.92 | 75.02 | 76.28 | 71.96 | 68 | 70 | 69 | 78 | 72 | 66 | 73.04 | 0 | 0 | 0 | 0 | 1 | 0 | 0 | 1 | 1 | 0 | 1 | 0 | 100% | #N/A
1981-07-14 | 7 | 14 | 2018 | 2018-07-14 | 6 | 0 | 22:00 | 22 | 75 | 71 | 69.98 | 76.28 | 75.02 | 75.02 | 74.12 | 69.98 | 68 | 70 | 68 | 76 | 70 | 64 | 71.96 | 0 | 0 | 0 | 0 | 1 | 0 | 0 | 1 | 1 | 0 | 1 | 0 | 100% | #N/A
1981-07-14 | 7 | 14 | 2018 | 2018-07-14 | 6 | 0 | 23:00 | 23 | 76 | 69 | 69.98 | 75.02 | 73.04 | 75.02 | 73.04 | 68 | 68 | 66 | 67 | 76 | 70 | 64 | 71.06 | 0 | 0 | 0 | 0 | 1 | 0 | 0 | 1 | 1 | 0 | 1 | 0 | 100% | #N/A
1981-07-14 | 7 | 14 | 2018 | 2018-07-14 | 6 | 0 | 24:00 | 24 | 75 | 67 | 69.08 | 73.58 | 73.04 | 75.02 | 71.24 | 68 | 68 | 66 | 65 | 75 | 67 | 62 | 71.06 | 0 | 0 | 0 | 0 | 1 | 0 | 0 | 1 | 1 | 0 | 1 | 0 | 100% | #N/A
1981-07-15 | 7 | 15 | 2018 | 2018-07-15 | 7 | 0 | 1:00 | 1 | 74 | 68 | 66.92 | 71.96 | 71.96 | 75.02 | 69.8 | 66.92 | 68 | 66 | 62 | 73 | 65 | 62 | 71.06 | 0 | 0 | 0 | 0 | 1 | 0 | 0 | 1 | 1 | 0 | 1 | 0 | 100% | #N/A
1981-07-15 | 7 | 15 | 2018 | 2018-07-15 | 7 | 0 | 2:00 | 2 | 74 | 68 | 66.92 | 71.06 | 71.06 | 75.02 | 69.8 | 66.92 | 66.2 | 64 | 61 | 72 | 64 | 60 | 71.06 | 0 | 0 | 0 | 0 | 1 | 0 | 0 | 1 | 1 | 0 | 1 | 0 | 100% | #N/A
1981-07-15 | 7 | 15 | 2018 | 2018-07-15 | 7 | 0 | 3:00 | 3 | 74 | 66 | 66.92 | 70.7 | 71.06 | 75.02 | 69.98 | 66.92 | 68 | 64 | 63 | 72 | 64 | 59 | 69.98 | 0 | 0 | 0 | 0 | 1 | 0 | 0 | 1 | 1 | 0 | 1 | 0 | 100% | #N/A
1981-07-15 | 7 | 15 | 2018 | 2018-07-15 | 7 | 0 | 4:00 | 4 | 74 | 66 | 66.92 | 70.7 | 71.06 | 73.94 | 69.8 | 66.92 | 68 | 64 | 65 | 69 | 61 | 58 | 69.98 | 0 | 0 | 0 | 0 | 1 | 0 | 0 | 1 | 1 | 0 | 1 | 0 | 100% | #N/A
1981-07-15 | 7 | 15 | 2018 | 2018-07-15 | 7 | 0 | 5:00 | 5 | 72 | 65 | 69.08 | 69.98 | 73.04 | 73.94 | 71.6 | 66.92 | 68 | 63 | 65 | 69 | 60 | 58 | 69.98 | 0 | 0 | 0 | 0 | 1 | 0 | 0 | 1 | 1 | 0 | 1 | 0 | 100% | #N/A
1981-07-15 | 7 | 15 | 2018 | 2018-07-15 | 7 | 0 | 6:00 | 6 | 73 | 65 | 71.6 | 71.42 | 75.02 | 73.94 | 71.6 | 66.92 | 69.8 | 64 | 71 | 70 | 68 | 62 | 71.96 | 0 | 0 | 0 | 0 | 1 | 0 | 0 | 1 | 1 | 0 | 1 | 0 | 100% | #N/A
1981-07-15 | 7 | 15 | 2018 | 2018-07-15 | 7 | 0 | 7:00 | 7 | 74 | 67 | 71.96 | 73.04 | 77 | 75.92 | 71.6 | 68 | 71.6 | 67 | 74 | 72 | 68 | 68 | 73.04 | 0 | 0 | 0 | 0 | 1 | 0 | 0 | 1 | 1 | 0 | 1 | 0 | 100% | #N/A
1981-07-15 | 7 | 15 | 2018 | 2018-07-15 | 7 | 0 | 8:00 | 8 | 76 | 68 | 77 | 74.48 | 78.08 | 75.92 | 73.4 | 68 | 75.2 | 70 | 76 | 74 | 72 | 74 | 75.92 | 0 | 0 | 0 | 0 | 1 | 0 | 0 | 1 | 1 | 0 | 1 | 0 | 100% | #N/A
1981-07-15 | 7 | 15 | 2018 | 2018-07-15 | 7 | 0 | 9:00 | 9 | 79 | 69 | 80.06 | 77.72 | 78.98 | 77 | 75.02 | 69.08 | 75.2 | 72 | 79 | 76 | 75 | 78 | 78.08 | 0 | 0 | 0 | 0 | 1 | 0 | 0 | 1 | 1 | 0 | 1 | 0 | 100% | #N/A
1981-07-15 | 7 | 15 | 2018 | 2018-07-15 | 7 | 0 | 10:00 | 10 | 79 | 71 | 82.4 | 79.7 | 80.06 | 82.04 | 75.2 | 69.98 | 77 | 73 | 82 | 81 | 75 | 81 | 82.94 | 0 | 0 | 0 | 0 | 1 | 0 | 0 | 1 | 1 | 0 | 1 | 0 | 100% | #N/A
1981-07-15 | 7 | 15 | 2018 | 2018-07-15 | 7 | 0 | 11:00 | 11 | 82 | 72 | 86 | 80.96 | 82.94 | 84.02 | 77 | 71.96 | 78.8 | 73 | 84 | 87 | 75 | 83 | 82.94 | 0 | 0 | 0 | 0 | 1 | 0 | 0 | 1 | 1 | 0 | 1 | 0 | 100% | #N/A
1981-07-15 | 7 | 15 | 2018 | 2018-07-15 | 7 | 0 | 12:00 | 12 | 80 | 74 | 84.92 | 82.94 | 82.04 | 86 | 81.14 | 77 | 82.4 | 73 | 85 | 91 | 75 | 83 | 82.94 | 0 | 0 | 0 | 0 | 1 | 0 | 0 | 1 | 1 | 0 | 1 | 0 | 100% | #N/A
1981-07-15 | 7 | 15 | 2018 | 2018-07-15 | 7 | 0 | 13:00 | 13 | 80 | 75 | 78.98 | 82.04 | 82.94 | 87.08 | 84.56 | 77 | 84.2 | 72 | 88 | 94 | 75 | 85 | 86 | 0 | 0 | 0 | 0 | 1 | 0 | 0 | 1 | 1 | 0 | 1 | 0 | 100% | #N/A
1981-07-15 | 7 | 15 | 2018 | 2018-07-15 | 7 | 0 | 14:00 | 14 | 79 | 76 | 78.98 | 80.06 | 87.98 | 82.04 | 84.92 | 77 | 82.4 | 70 | 85 | 97 | 75 | 84 | 87.08 | 0 | 0 | 0 | 0 | 1 | 0 | 0 | 1 | 1 | 0 | 1 | 0 | 100% | #N/A
1981-07-15 | 7 | 15 | 2018 | 2018-07-15 | 7 | 0 | 15:00 | 15 | 81 | 77 | 77 | 79.16 | 89.06 | 80.96 | 85.1 | 77 | 84.2 | 69 | 88 | 98 | 73 | 86 | 86 | 0 | 0 | 0 | 0 | 1 | 0 | 0 | 1 | 1 | 0 | 1 | 0 | 100% | #N/A
1981-07-15 | 7 | 15 | 2018 | 2018-07-15 | 7 | 0 | 16:00 | 16 | 79 | 76 | 77 | 77.36 | 89.96 | 84.02 | 87.62 | 78.08 | 84.2 | 68 | 88 | 96 | 73 | 84 | 80.06 | 0 | 0 | 0 | 0 | 1 | 0 | 0 | 1 | 1 | 0 | 1 | 0 | 100% | #N/A
1981-07-15 | 7 | 15 | 2018 | 2018-07-15 | 7 | 0 | 17:00 | 17 | 78 | 75 | 78.98 | 78.08 | 89.96 | 71.96 | 84.02 | 78.8 | 82.4 | 66 | 88 | 96 | 75 | 84 | 78.08 | 0 | 0 | 0 | 0 | 1 | 0 | 0 | 1 | 1 | 0 | 1 | 0 | 100% | #N/A
1981-07-15 | 7 | 15 | 2018 | 2018-07-15 | 7 | 0 | 18:00 | 18 | 76 | 73 | 78.08 | 78.08 | 86 | 73.04 | 82.4 | 77 | 80.6 | 66 | 86 | 90 | 75 | 83 | 78.08 | 0 | 0 | 0 | 0 | 1 | 0 | 0 | 1 | 1 | 0 | 1 | 0 | 100% | #N/A
1981-07-15 | 7 | 15 | 2018 | 2018-07-15 | 7 | 0 | 19:00 | 19 | 75 | 70 | 75.92 | 78.08 | 82.94 | 73.04 | 75.2 | 75.92 | 78.8 | 67 | 83 | 86 | 75 | 78 | 75.92 | 0 | 0 | 0 | 0 | 1 | 0 | 0 | 1 | 1 | 0 | 1 | 0 | 100% | #N/A
1981-07-15 | 7 | 15 | 2018 | 2018-07-15 | 7 | 0 | 20:00 | 20 | 75 | 65 | 75.92 | 78.08 | 77 | 73.4 | 75.74 | 75.92 | 75.2 | 66 | 80 | 84 | 73 | 73 | 73.94 | 0 | 0 | 0 | 0 | 1 | 0 | 0 | 1 | 1 | 0 | 1 | 0 | 100% | #N/A
1981-07-15 | 7 | 15 | 2018 | 2018-07-15 | 7 | 0 | 21:00 | 21 | 74 | 62 | 75.92 | 77 | 73.94 | 75.02 | 74.12 | 73.04 | 73.4 | 68 | 78 | 82 | 73 | 71 | 71.96 | 0 | 0 | 0 | 0 | 1 | 0 | 0 | 1 | 1 | 0 | 1 | 0 | 100% | #N/A
1981-07-15 | 7 | 15 | 2018 | 2018-07-15 | 7 | 0 | 22:00 | 22 | 73 | 62 | 75.92 | 77.36 | 75.02 | 75.02 | 73.4 | 71.96 | 73.4 | 68 | 76 | 81 | 69 | 69 | 71.96 | 0 | 0 | 0 | 0 | 1 | 0 | 0 | 1 | 1 | 0 | 1 | 0 | 100% | #N/A
1981-07-15 | 7 | 15 | 2018 | 2018-07-15 | 7 | 0 | 23:00 | 23 | 73 | 61 | 73.04 | 77.18 | 77 | 75.02 | 73.4 | 71.96 | 73.4 | 68 | 75 | 79 | 67 | 64 | 71.96 | 0 | 0 | 0 | 0 | 1 | 0 | 0 | 1 | 1 | 0 | 1 | 0 | 100% | #N/A
1981-07-15 | 7 | 15 | 2018 | 2018-07-15 | 7 | 0 | 24:00 | 24 | 73 | 56 | 71.06 | 77 | 75.02 | 73.04 | 71.6 | 71.06 | 71.6 | 68 | 74 | 77 | 65 | 63 | 71.06 | 0 | 0 | 0 | 0 | 1 | 0 | 0 | 1 | 1 | 0 | 1 | 0 | 100% | #N/A
1981-07-16 | 7 | 16 | 2018 | 2018-07-16 | 1 | 0 | 1:00 | 1 | 73 | 55 | 71.06 | 75.56 | 73.94 | 73.04 | 71.6 | 69.98 | 71.6 | 66 | 74 | 77 | 65 | 61 | 69.98 | 0 | 0 | 0 | 0 | 1 | 0 | 0 | 1 | 1 | 0 | 1 | 0 | 100% | #N/A
1981-07-16 | 7 | 16 | 2018 | 2018-07-16 | 1 | 0 | 2:00 | 2 | 72 | 55 | 71.06 | 75.02 | 73.04 | 71.96 | 71.6 | 69.08 | 71.6 | 66 | 73 | 76 | 66 | 61 | 71.06 | 0 | 0 | 0 | 0 | 1 | 0 | 0 | 1 | 1 | 0 | 1 | 0 | 100% | #N/A
1981-07-16 | 7 | 16 | 2018 | 2018-07-16 | 1 | 0 | 3:00 | 3 | 70.0397 | 55 | 71.06 | 74.66 | 71.06 | 71.96 | 73.4 | 69.08 | 71.6 | 66 | 73 | 74 | 68 | 58 | 69.98 | 0 | 0 | 0 | 0 | 1 | 0 | 0 | 1 | 1 | 0 | 1 | 0 | 100% | #N/A
1981-07-16 | 7 | 16 | 2018 | 2018-07-16 | 1 | 0 | 4:00 | 4 | 69 | 54 | 68 | 74.66 | 69.08 | 71.96 | 71.6 | 69.98 | 69.8 | 66 | 72 | 76 | 64 | 58 | 69.8 | 0 | 0 | 0 | 0 | 1 | 0 | 0 | 1 | 1 | 0 | 1 | 0 | 100% | #N/A
1981-07-16 | 7 | 16 | 2018 | 2018-07-16 | 1 | 0 | 5:00 | 5 | 72 | 54 | 66.02 | 73.76 | 69.08 | 71.96 | 71.6 | 69.98 | 68 | 64 | 71 | 75 | 66 | 60 | 69.98 | 0 | 0 | 0 | 0 | 1 | 0 | 0 | 1 | 1 | 0 | 1 | 0 | 100% | #N/A
1981-07-16 | 7 | 16 | 2018 | 2018-07-16 | 1 | 0 | 6:00 | 6 | 72 | 56 | 66.92 | 74.12 | 73.04 | 71.96 | 71.6 | 71.96 | 71.6 | 65 | 75 | 77 | 66 | 64 | 69.98 | 0 | 0 | 0 | 0 | 1 | 0 | 0 | 1 | 1 | 0 | 1 | 0 | 100% | #N/A
1981-07-16 | 7 | 16 | 2018 | 2018-07-16 | 1 | 0 | 7:00 | 7 | 73 | 62 | 78.98 | 75.38 | 75.92 | 73.04 | 73.4 | 73.94 | 73.4 | 66 | 79 | 80 | 70 | 69 | 71.06 | 0 | 0 | 0 | 0 | 1 | 0 | 0 | 1 | 1 | 0 | 1 | 0 | 100% | #N/A
1981-07-16 | 7 | 16 | 2018 | 2018-07-16 | 1 | 0 | 8:00 | 8 | 72 | 66 | 82.94 | 78.8 | 80.06 | 73.94 | 78.08 | 75.92 | 77 | 70 | 81 | 80 | 73 | 74 | 73.4 | 0 | 0 | 0 | 1 | 0 | 0 | 0 | 1 | 1 | 0 | 1 | 0 | 100% | #N/A
1981-07-16 | 7 | 16 | 2018 | 2018-07-16 | 1 | 0 | 9:00 | 9 | 73 | 70 | 86 | 83.12 | 84.92 | 73.94 | 83.12 | 78.98 | 77 | 72 | 81 | 85 | 75 | 78 | 73.94 | 0 | 0 | 0 | 1 | 0 | 0 | 0 | 1 | 1 | 0 | 1 | 0 | 100% | #N/A
1981-07-16 | 7 | 16 | 2018 | 2018-07-16 | 1 | 0 | 10:00 | 10 | 73 | 71 | 89.96 | 84.2 | 87.08 | 73.4 | 86 | 82.04 | 80.6 | 73 | 85 | 84 | 79 | 83 | 77 | 0 | 0 | 0 | 1 | 0 | 0 | 0 | 1 | 1 | 0 | 1 | 0 | 100% | #N/A
1981-07-16 | 7 | 16 | 2018 | 2018-07-16 | 1 | 0 | 11:00 | 11 | 74 | 74 | 91.94 | 87.98 | 89.06 | 73.94 | 87.98 | 84.02 | 80.6 | 75 | 89 | 86 | 79 | 84 | 78.98 | 0 | 0 | 0 | 1 | 0 | 0 | 0 | 1 | 1 | 0 | 1 | 0 | 100% | #N/A
1981-07-16 | 7 | 16 | 2018 | 2018-07-16 | 1 | 0 | 12:00 | 12 | 78 | 73 | 91.94 | 90.32 | 89.96 | 71.96 | 87.98 | 84.02 | 82.4 | 77 | 89 | 87 | 79 | 85 | 80.96 | 0 | 0 | 0 | 1 | 0 | 0 | 0 | 1 | 1 | 0 | 1 | 0 | 100% | #N/A
1981-07-16 | 7 | 16 | 2018 | 2018-07-16 | 1 | 0 | 13:00 | 13 | 77 | 72 | 93.02 | 91.04 | 87.98 | 75.2 | 90.86 | 86 | 82.4 | 75 | 89 | 87 | 82 | 85 | 80.96 | 0 | 0 | 0 | 1 | 0 | 0 | 0 | 1 | 1 | 0 | 1 | 0 | 100% | #N/A
1981-07-16 | 7 | 16 | 2018 | 2018-07-16 | 1 | 0 | 14:00 | 14 | 78 | 75 | 93.02 | 90.14 | 84.92 | 75.2 | 90.68 | 87.08 | 80.6 | 79 | 87 | 87 | 82 | 86 | 82.04 | 0 | 0 | 0 | 1 | 0 | 0 | 1 | 1 | 1 | 0 | 1 | 0 | 100% | #N/A
1981-07-16 | 7 | 16 | 2018 | 2018-07-16 | 1 | 0 | 15:00 | 15 | 80 | 76 | 93.02 | 92.84 | 84.02 | 75.2 | 89.96 | 87.08 | 82.4 | 77 | 88 | 88 | 82 | 87 | 80.06 | 0 | 0 | 0 | 1 | 0 | 0 | 1 | 1 | 1 | 0 | 1 | 0 | 100% | #N/A
1981-07-16 | 7 | 16 | 2018 | 2018-07-16 | 1 | 0 | 16:00 | 16 | 79 | 77 | 86 | 91.94 | 87.08 | 75.02 | 91.4 | 86 | 82.4 | 66 | 86 | 84 | 76 | 86 | 80.06 | 0 | 0 | 0 | 1 | 0 | 0 | 1 | 1 | 1 | 0 | 1 | 0 | 100% | #N/A
1981-07-16 | 7 | 16 | 2018 | 2018-07-16 | 1 | 0 | 17:00 | 17 | 76 | 76 | 87.08 | 89.78 | 84.92 | 75.02 | 89.6 | 84.92 | 80.6 | 66 | 84 | 83 | 68 | 85 | 78.08 | 0 | 0 | 0 | 1 | 0 | 0 | 1 | 1 | 1 | 0 | 1 | 0 | 100% | #N/A
1981-07-16 | 7 | 16 | 2018 | 2018-07-16 | 1 | 0 | 18:00 | 18 | 73 | 72 | 87.08 | 88.34 | 84.02 | 75.02 | 88.7 | 84.02 | 77 | 70 | 82 | 80 | 72 | 84 | 75.02 | 0 | 0 | 0 | 1 | 0 | 0 | 0 | 1 | 1 | 0 | 1 | 0 | 100% | #N/A
1981-07-16 | 7 | 16 | 2018 | 2018-07-16 | 1 | 0 | 19:00 | 19 | 75 | 70 | 84.02 | 86.9 | 82.04 | 73.94 | 83.84 | 78.98 | 75.2 | 66 | 79 | 76 | 70 | 80 | 71.06 | 0 | 0 | 0 | 1 | 0 | 0 | 0 | 1 | 1 | 0 | 1 | 0 | 100% | #N/A
1981-07-16 | 7 | 16 | 2018 | 2018-07-16 | 1 | 0 | 20:00 | 20 | 74 | 65 | 78.98 | 86 | 80.06 | 71.96 | 78.62 | 77 | 75.2 | 61 | 75 | 69 | 66 | 75 | 69.98 | 0 | 0 | 0 | 1 | 0 | 0 | 0 | 1 | 1 | 0 | 1 | 0 | 100% | #N/A
1981-07-16 | 7 | 16 | 2018 | 2018-07-16 | 1 | 0 | 21:00 | 21 | 73 | 61 | 73.04 | 84.92 | 78.08 | 71.06 | 80.6 | 75.92 | 75.2 | 57 | 73 | 68 | 66 | 72 | 69.98 | 0 | 0 | 0 | 1 | 0 | 0 | 0 | 1 | 1 | 0 | 1 | 0 | 100% | #N/A
1981-07-16 | 7 | 16 | 2018 | 2018-07-16 | 1 | 0 | 22:00 | 22 | 72 | 61 | 73.94 | 83.12 | 78.08 | 71.06 | 75.2 | 75.02 | 75.2 | 57 | 70 | 66 | 67 | 71 | 69.08 | 0 | 0 | 0 | 1 | 0 | 0 | 0 | 1 | 1 | 0 | 1 | 0 | 100% | #N/A
1981-07-16 | 7 | 16 | 2018 | 2018-07-16 | 1 | 0 | 23:00 | 23 | 71 | 62 | 71.96 | 81.32 | 78.08 | 69.98 | 72.14 | 69.98 | 75.2 | 57 | 67 | 64 | 67 | 69 | 68 | 0 | 0 | 0 | 1 | 0 | 0 | 0 | 1 | 1 | 0 | 1 | 0 | 100% | #N/A
1981-07-16 | 7 | 16 | 2018 | 2018-07-16 | 1 | 0 | 24:00 | 24 | 70 | 57 | 71.06 | 80.96 | 77 | 69.08 | 73.4 | 71.06 | 75.2 | 57 | 67 | 62 | 65 | 68 | 66.92 | 0 | 0 | 0 | 0 | 1 | 0 | 0 | 1 | 1 | 0 | 1 | 0 | 100% | #N/A
1981-07-17 | 7 | 17 | 2018 | 2018-07-17 | 2 | 0 | 1:00 | 1 | 69 | 55 | 69.08 | 80.6 | 77 | 66.92 | 68 | 69.98 | 75.2 | 56 | 62 | 60 | 65 | 67 | 68 | 0 | 0 | 0 | 0 | 1 | 0 | 0 | 1 | 1 | 0 | 1 | 0 | 100% | #N/A
1981-07-17 | 7 | 17 | 2018 | 2018-07-17 | 2 | 0 | 2:00 | 2 | 69 | 53 | 69.08 | 79.7 | 75.02 | 66.02 | 66.2 | 69.98 | 73.4 | 56 | 60 | 60 | 66 | 66 | 68 | 0 | 0 | 0 | 0 | 1 | 0 | 0 | 1 | 1 | 0 | 1 | 0 | 100% | #N/A
1981-07-17 | 7 | 17 | 2018 | 2018-07-17 | 2 | 0 | 3:00 | 3 | 67 | 52 | 66.92 | 78.62 | 73.94 | 64.94 | 66.2 | 68 | 73.4 | 55 | 59 | 59 | 65 | 64 | 68 | 0 | 0 | 0 | 0 | 1 | 0 | 0 | 1 | 1 | 0 | 1 | 0 | 100% | #N/A
1981-07-17 | 7 | 17 | 2018 | 2018-07-17 | 2 | 0 | 4:00 | 4 | 67 | 51 | 64.94 | 77.72 | 73.04 | 64.04 | 64.4 | 66.92 | 71.6 | 54 | 61 | 58 | 65 | 64 | 68 | 0 | 0 | 0 | 0 | 1 | 0 | 0 | 1 | 1 | 0 | 1 | 0 | 100% | #N/A
1981-07-17 | 7 | 17 | 2018 | 2018-07-17 | 2 | 0 | 5:00 | 5 | 66 | 51 | 62.06 | 76.64 | 71.96 | 64.94 | 66.2 | 66.92 | 71.6 | 54 | 58 | 58 | 66 | 64 | 69.08 | 0 | 0 | 0 | 0 | 1 | 0 | 0 | 1 | 1 | 0 | 1 | 0 | 100% | #N/A
1981-07-17 | 7 | 17 | 2018 | 2018-07-17 | 2 | 0 | 6:00 | 6 | 66 | 55 | 62.96 | 77 | 73.94 | 64.94 | 67.1 | 69.98 | 73.4 | 59 | 63 | 60 | 67 | 67 | 69.98 | 0 | 0 | 0 | 0 | 1 | 0 | 0 | 1 | 1 | 0 | 1 | 0 | 100% | #N/A
1981-07-17 | 7 | 17 | 2018 | 2018-07-17 | 2 | 0 | 7:00 | 7 | 66 | 61 | 75.92 | 77.9 | 77 | 66.92 | 70.7 | 71.96 | 73.4 | 66 | 70 | 65 | 69 | 70 | 69.98 | 0 | 0 | 0 | 0 | 1 | 0 | 0 | 1 | 1 | 0 | 1 | 0 | 100% | #N/A
1981-07-17 | 7 | 17 | 2018 | 2018-07-17 | 2 | 0 | 8:00 | 8 | 70 | 66 | 82.04 | 80.6 | 78.8 | 69.08 | 76.28 | 75.02 | 75.2 | 72 | 75 | 70 | 70 | 75 | 69.98 | 0 | 0 | 0 | 1 | 0 | 0 | 0 | 1 | 1 | 0 | 1 | 0 | 100% | #N/A
1981-07-17 | 7 | 17 | 2018 | 2018-07-17 | 2 | 0 | 9:00 | 9 | 73 | 71 | 84.02 | 83.3 | 82.04 | 71.06 | 78.98 | 78.08 | 78.8 | 73 | 79 | 76 | 73 | 79 | 71.6 | 0 | 0 | 0 | 1 | 0 | 0 | 0 | 1 | 1 | 0 | 1 | 0 | 100% | #N/A
1981-07-17 | 7 | 17 | 2018 | 2018-07-17 | 2 | 0 | 10:00 | 10 | 76 | 75 | 86 | 83.66 | 80.96 | 73.94 | 81.5 | 78.98 | 80.6 | 73 | 83 | 77 | 75 | 82 | 71.96 | 0 | 0 | 0 | 1 | 0 | 0 | 0 | 1 | 1 | 0 | 1 | 0 | 100% | #N/A
1981-07-17 | 7 | 17 | 2018 | 2018-07-17 | 2 | 0 | 11:00 | 11 | 78 | 77 | 89.06 | 86.36 | 82.94 | 75.02 | 83.84 | 80.96 | 84.2 | 75 | 85 | 80 | 75 | 84 | 75.92 | 0 | 0 | 0 | 1 | 0 | 0 | 0 | 1 | 1 | 0 | 1 | 0 | 100% | #N/A
1981-07-17 | 7 | 17 | 2018 | 2018-07-17 | 2 | 0 | 12:00 | 12 | 80 | 79 | 89.96 | 86.72 | 86 | 75.92 | 86 | 80.06 | 80.6 | 73 | 87 | 82 | 77 | 87 | 78.08 | 0 | 0 | 0 | 1 | 0 | 0 | 0 | 1 | 1 | 0 | 1 | 0 | 100% | #N/A
1981-07-17 | 7 | 17 | 2018 | 2018-07-17 | 2 | 0 | 13:00 | 13 | 80 | 80 | 91.04 | 88.88 | 87.98 | 77 | 86.9 | 84.02 | 82.4 | 74 | 87 | 84 | 81 | 88 | 78.08 | 0 | 0 | 0 | 1 | 0 | 0 | 0 | 1 | 1 | 0 | 1 | 0 | 100% | #N/A
1981-07-17 | 7 | 17 | 2018 | 2018-07-17 | 2 | 0 | 14:00 | 14 | 81 | 82 | 93.02 | 89.78 | 80.06 | 80.06 | 87.08 | 82.94 | 82.4 | 75 | 88 | 84 | 84 | 88 | 78.98 | 0 | 0 | 0 | 1 | 0 | 0 | 1 | 1 | 1 | 0 | 1 | 0 | 100% | #N/A
1981-07-17 | 7 | 17 | 2018 | 2018-07-17 | 2 | 0 | 15:00 | 15 | 81 | 84 | 91.04 | 91.22 | 78.08 | 80.06 | 87.08 | 84.02 | 82.4 | 79 | 88 | 84 | 84 | 89 | 80.06 | 0 | 0 | 0 | 1 | 0 | 0 | 1 | 1 | 1 | 0 | 1 | 0 | 100% | #N/A
1981-07-17 | 7 | 17 | 2018 | 2018-07-17 | 2 | 0 | 16:00 | 16 | 82 | 84 | 91.94 | 90.5 | 75.92 | 80.96 | 86.36 | 84.02 | 82.4 | 77 | 87 | 80 | 84 | 88 | 78.08 | 0 | 0 | 0 | 1 | 0 | 0 | 1 | 1 | 1 | 0 | 1 | 0 | 100% | #N/A
1981-07-17 | 7 | 17 | 2018 | 2018-07-17 | 2 | 0 | 17:00 | 17 | 80 | 83 | 87.08 | 90.5 | 73.94 | 78.08 | 85.28 | 82.94 | 82.4 | 75 | 87 | 75 | 86 | 86 | 78.08 | 0 | 0 | 0 | 1 | 0 | 0 | 1 | 1 | 1 | 0 | 1 | 0 | 100% | #N/A
1981-07-17 | 7 | 17 | 2018 | 2018-07-17 | 2 | 0 | 18:00 | 18 | 78 | 81 | 84.92 | 88.7 | 73.94 | 78.08 | 82.4 | 80.06 | 80.6 | 73 | 85 | 70 | 82 | 85 | 75.02 | 0 | 0 | 0 | 1 | 0 | 0 | 0 | 1 | 1 | 0 | 1 | 0 | 100% | #N/A
1981-07-17 | 7 | 17 | 2018 | 2018-07-17 | 2 | 0 | 19:00 | 19 | 76 | 77 | 82.04 | 86.9 | 73.04 | 75.02 | 80.06 | 78.08 | 77 | 70 | 82 | 69 | 81 | 80 | 73.04 | 0 | 0 | 0 | 1 | 0 | 0 | 0 | 1 | 1 | 0 | 1 | 0 | 100% | #N/A
1981-07-17 | 7 | 17 | 2018 | 2018-07-17 | 2 | 0 | 20:00 | 20 | 72 | 72 | 80.06 | 85.28 | 71.96 | 73.04 | 76.1 | 75.92 | 73.4 | 68 | 78 | 68 | 70 | 80 | 71.96 | 0 | 0 | 0 | 1 | 0 | 0 | 0 | 1 | 1 | 0 | 1 | 0 | 100% | #N/A
1981-07-17 | 7 | 17 | 2018 | 2018-07-17 | 2 | 0 | 21:00 | 21 | 71 | 69 | 75.02 | 83.48 | 73.04 | 69.08 | 74.66 | 75.92 | 73.4 | 61 | 74 | 68 | 68 | 77 | 73.04 | 0 | 0 | 0 | 1 | 0 | 0 | 0 | 1 | 1 | 0 | 1 | 0 | 100% | #N/A
1981-07-17 | 7 | 17 | 2018 | 2018-07-17 | 2 | 0 | 22:00 | 22 | 70 | 66 | 73.94 | 81.5 | 73.04 | 66.02 | 73.22 | 75.02 | 73.4 | 59 | 71 | 66 | 65 | 76 | 71.96 | 0 | 0 | 0 | 1 | 0 | 0 | 0 | 1 | 1 | 0 | 1 | 0 | 100% | #N/A
1981-07-17 | 7 | 17 | 2018 | 2018-07-17 | 2 | 0 | 23:00 | 23 | 69 | 65 | 71.06 | 79.34 | 71.06 | 62.96 | 71.6 | 73.94 | 71.6 | 55 | 69 | 66 | 64 | 76 | 71.6 | 0 | 0 | 0 | 1 | 0 | 0 | 0 | 1 | 1 | 0 | 1 | 0 | 100% | #N/A
1981-07-17 | 7 | 17 | 2018 | 2018-07-17 | 2 | 0 | 24:00 | 24 | 67 | 63 | 69.98 | 80.24 | 69.98 | 62.06 | 71.24 | 73.94 | 71.6 | 54 | 71 | 65 | 61 | 75 | 71.96 | 0 | 0 | 0 | 0 | 1 | 0 | 0 | 1 | 1 | 0 | 1 | 0 | 100% | #N/A
1981-07-18 | 7 | 18 | 2018 | 2018-07-18 | 3 | 0 | 1:00 | 1 | 67 | 60 | 71.96 | 76.28 | 69.98 | 60.98 | 70.88 | 73.94 | 71.6 | 55 | 69 | 65 | 62 | 75 | 71.96 | 0 | 0 | 0 | 0 | 1 | 0 | 0 | 1 | 1 | 0 | 1 | 0 | 100% | #N/A
1981-07-18 | 7 | 18 | 2018 | 2018-07-18 | 3 | 0 | 2:00 | 2 | 67 | 58 | 71.06 | 79.7 | 69.98 | 59 | 70.16 | 71.06 | 71.6 | 55 | 67 | 64 | 59 | 73 | 71.96 | 0 | 0 | 0 | 0 | 1 | 0 | 0 | 1 | 1 | 0 | 1 | 0 | 100% | #N/A
1981-07-18 | 7 | 18 | 2018 | 2018-07-18 | 3 | 0 | 3:00 | 3 | 65 | 58 | 71.06 | 76.1 | 69.08 | 59 | 68.9 | 71.06 | 71.6 | 54 | 62 | 64 | 60 | 72 | 71.6 | 0 | 0 | 0 | 0 | 1 | 0 | 0 | 1 | 1 | 0 | 1 | 0 | 100% | #N/A
1981-07-18 | 7 | 18 | 2018 | 2018-07-18 | 3 | 0 | 4:00 | 4 | 65 | 57 | 71.06 | 77.36 | 69.08 | 57.92 | 68 | 69.98 | 71.6 | 52 | 62 | 63 | 60 | 71 | 71.96 | 0 | 0 | 0 | 0 | 1 | 0 | 0 | 1 | 1 | 0 | 1 | 0 | 100% | #N/A
1981-07-18 | 7 | 18 | 2018 | 2018-07-18 | 3 | 0 | 5:00 | 5 | 63 | 57 | 71.06 | 76.82 | 69.08 | 59 | 67.28 | 69.98 | 69.8 | 52 | 61 | 63 | 59 | 71 | 73.04 | 0 | 0 | 0 | 0 | 1 | 0 | 0 | 1 | 1 | 0 | 1 | 0 | 100% | #N/A
1981-07-18 | 7 | 18 | 2018 | 2018-07-18 | 3 | 0 | 6:00 | 6 | 66 | 61 | 71.96 | 73.94 | 73.94 | 62.06 | 67.1 | 69.98 | 69.8 | 57 | 66 | 65 | 61 | 73 | 73.04 | 0 | 0 | 0 | 0 | 1 | 0 | 0 | 1 | 1 | 0 | 1 | 0 | 100% | #N/A
1981-07-18 | 7 | 18 | 2018 | 2018-07-18 | 3 | 0 | 7:00 | 7 | 69 | 65 | 75.02 | 74.48 | 78.08 | 66.02 | 71.24 | 69.98 | 73.4 | 63 | 72 | 69 | 63 | 75 | 73.04 | 0 | 0 | 0 | 0 | 1 | 0 | 0 | 1 | 1 | 0 | 1 | 0 | 100% | #N/A
1981-07-18 | 7 | 18 | 2018 | 2018-07-18 | 3 | 0 | 8:00 | 8 | 73 | 70 | 77 | 73.4 | 82.94 | 69.98 | 73.94 | 71.06 | 77 | 72 | 78 | 74 | 68 | 78 | 73.94 | 0 | 0 | 0 | 1 | 0 | 0 | 0 | 1 | 1 | 0 | 1 | 0 | 100% | #N/A
1981-07-18 | 7 | 18 | 2018 | 2018-07-18 | 3 | 0 | 9:00 | 9 | 77 | 76 | 78.98 | 73.94 | 87.08 | 71.96 | 78.26 | 73.04 | 82.4 | 73 | 83 | 79 | 73 | 82 | 73.94 | 0 | 0 | 0 | 1 | 0 | 0 | 0 | 1 | 1 | 0 | 1 | 0 | 100% | #N/A
1981-07-18 | 7 | 18 | 2018 | 2018-07-18 | 3 | 0 | 10:00 | 10 | 74 | 81 | 78.98 | 73.76 | 89.06 | 73.94 | 79.52 | 75.02 | 84.2 | 75 | 86 | 81 | 79 | 84 | 75.02 | 0 | 0 | 0 | 1 | 0 | 0 | 0 | 1 | 1 | 0 | 1 | 0 | 100% | #N/A
1981-07-18 | 7 | 18 | 2018 | 2018-07-18 | 3 | 0 | 11:00 | 11 | 79 | 86 | 80.96 | 73.04 | 89.06 | 75.02 | 82.58 | 78.08 | 86 | 79 | 89 | 82 | 82 | 86 | 75.02 | 0 | 0 | 0 | 1 | 0 | 0 | 0 | 1 | 1 | 0 | 1 | 0 | 100% | #N/A
1981-07-18 | 7 | 18 | 2018 | 2018-07-18 | 3 | 0 | 12:00 | 12 | 81 | 89 | 80.96 | 72.68 | 91.94 | 77 | 84.2 | 80.06 | 87.8 | 79 | 91 | 84 | 84 | 88 | 77 | 0 | 0 | 0 | 1 | 0 | 0 | 0 | 1 | 1 | 0 | 1 | 0 | 100% | #N/A
1981-07-18 | 7 | 18 | 2018 | 2018-07-18 | 3 | 0 | 13:00 | 13 | 80 | 90 | 84.02 | 71.24 | 93.92 | 78.08 | 86.72 | 80.96 | 87.8 | 81 | 89 | 85 | 82 | 90 | 78.08 | 0 | 0 | 0 | 1 | 0 | 0 | 0 | 1 | 1 | 0 | 1 | 0 | 100% | #N/A
1981-07-18 | 7 | 18 | 2018 | 2018-07-18 | 3 | 0 | 14:00 | 14 | 80 | 91 | 82.94 | 72.68 | 93.92 | 80.06 | 86 | 82.04 | 86 | 81 | 92 | 86 | 84 | 90 | 80.96 | 0 | 0 | 0 | 1 | 0 | 0 | 1 | 1 | 1 | 0 | 1 | 0 | 100% | #N/A
1981-07-18 | 7 | 18 | 2018 | 2018-07-18 | 3 | 0 | 15:00 | 15 | 81 | 92 | 82.04 | 72.5 | 95 | 78.98 | 86.9 | 82.04 | 86 | 81 | 91 | 86 | 86 | 92 | 78.98 | 0 | 0 | 0 | 1 | 0 | 0 | 1 | 1 | 1 | 0 | 1 | 0 | 100% | #N/A
1981-07-18 | 7 | 18 | 2018 | 2018-07-18 | 3 | 0 | 16:00 | 16 | 82 | 92 | 84.92 | 70.7 | 93.02 | 78.98 | 87.98 | 82.04 | 84.2 | 81 | 91 | 84 | 87 | 92 | 78.98 | 0 | 0 | 0 | 1 | 0 | 0 | 1 | 1 | 1 | 0 | 1 | 0 | 100% | #N/A
1981-07-18 | 7 | 18 | 2018 | 2018-07-18 | 3 | 0 | 17:00 | 17 | 82 | 91 | 82.94 | 69.8 | 91.04 | 78.98 | 89.24 | 84.02 | 82.4 | 79 | 91 | 81 | 87 | 90 | 77 | 0 | 0 | 0 | 1 | 0 | 0 | 1 | 1 | 1 | 0 | 1 | 0 | 100% | #N/A
1981-07-18 | 7 | 18 | 2018 | 2018-07-18 | 3 | 0 | 18:00 | 18 | 81 | 88 | 82.04 | 69.8 | 89.06 | 75.02 | 87.44 | 82.94 | 82.4 | 77 | 89 | 78 | 86 | 85 | 78.08 | 0 | 0 | 0 | 1 | 0 | 0 | 0 | 1 | 1 | 0 | 1 | 0 | 100% | #N/A
1981-07-18 | 7 | 18 | 2018 | 2018-07-18 | 3 | 0 | 19:00 | 19 | 78 | 84 | 78.08 | 69.62 | 87.98 | 71.96 | 84.2 | 80.06 | 80.6 | 72 | 85 | 74 | 77 | 83 | 75.02 | 0 | 0 | 0 | 1 | 0 | 0 | 0 | 1 | 1 | 0 | 1 | 0 | 100% | #N/A
1981-07-18 | 7 | 18 | 2018 | 2018-07-18 | 3 | 0 | 20:00 | 20 | 75 | 81 | 75.92 | 69.62 | 86 | 69.98 | 77.9 | 75.02 | 77 | 66 | 82 | 68 | 73 | 78 | 75.02 | 0 | 0 | 0 | 1 | 0 | 0 | 0 | 1 | 1 | 0 | 1 | 0 | 100% | #N/A
1981-07-18 | 7 | 18 | 2018 | 2018-07-18 | 3 | 0 | 21:00 | 21 | 73 | 79 | 73.94 | 69.44 | 84.92 | 68 | 71.78 | 73.04 | 77 | 64 | 77 | 66 | 70 | 74 | 73.94 | 0 | 0 | 0 | 1 | 0 | 0 | 0 | 1 | 1 | 0 | 1 | 0 | 100% | #N/A
1981-07-18 | 7 | 18 | 2018 | 2018-07-18 | 3 | 0 | 22:00 | 22 | 72 | 76 | 73.04 | 69.8 | 84.02 | 64.94 | 67.64 | 69.98 | 77 | 61 | 75 | 64 | 66 | 77 | 75.02 | 0 | 0 | 0 | 1 | 0 | 0 | 0 | 1 | 1 | 0 | 1 | 0 | 100% | #N/A
1981-07-18 | 7 | 18 | 2018 | 2018-07-18 | 3 | 0 | 23:00 | 23 | 71 | 75 | 69.08 | 70.34 | 84.02 | 64.94 | 68 | 71.06 | 77 | 59 | 74 | 63 | 66 | 76 | 75.02 | 0 | 0 | 0 | 1 | 0 | 0 | 0 | 1 | 1 | 0 | 1 | 0 | 100% | #N/A
1981-07-18 | 7 | 18 | 2018 | 2018-07-18 | 3 | 0 | 24:00 | 24 | 70 | 80 | 66.02 | 70.16 | 84.02 | 64.94 | 67.28 | 69.08 | 75.2 | 57 | 72 | 62 | 64 | 75 | 73.94 | 0 | 0 | 0 | 0 | 1 | 0 | 0 | 1 | 1 | 0 | 1 | 0 | 100% | #N/A
1981-07-19 | 7 | 19 | 2018 | 2018-07-19 | 4 | 0 | 1:00 | 1 | 69 | 78 | 68 | 73.94 | 82.94 | 62.96 | 64.4 | 71.06 | 77 | 57 | 71 | 61 | 64 | 73 | 75.02 | 0 | 0 | 0 | 0 | 1 | 0 | 0 | 1 | 1 | 0 | 1 | 0 | 100% | #N/A
1981-07-19 | 7 | 19 | 2018 | 2018-07-19 | 4 | 0 | 2:00 | 2 | 68 | 79 | 64.94 | 71.78 | 80.96 | 62.06 | 64.4 | 69.08 | 77 | 55 | 70 | 60 | 63 | 72 | 75.02 | 0 | 0 | 0 | 0 | 1 | 0 | 0 | 1 | 1 | 0 | 1 | 0 | 100% | #N/A
1981-07-19 | 7 | 19 | 2018 | 2018-07-19 | 4 | 0 | 3:00 | 3 | 68 | 77 | 66.02 | 70.52 | 78.98 | 60.08 | 62.6 | 68 | 75.2 | 56 | 70 | 59 | 63 | 72 | 73.4 | 0 | 0 | 0 | 0 | 1 | 0 | 0 | 1 | 1 | 0 | 1 | 0 | 100% | #N/A
1981-07-19 | 7 | 19 | 2018 | 2018-07-19 | 4 | 0 | 4:00 | 4 | 67 | 76 | 64.94 | 73.4 | 78.08 | 60.08 | 62.6 | 66.02 | 75.2 | 56 | 65 | 58 | 61 | 71 | 73.94 | 0 | 0 | 0 | 0 | 1 | 0 | 0 | 1 | 1 | 0 | 1 | 0 | 100% | #N/A
1981-07-19 | 7 | 19 | 2018 | 2018-07-19 | 4 | 0 | 5:00 | 5 | 67 | 74 | 64.04 | 73.22 | 77 | 60.08 | 62.6 | 66.02 | 75.2 | 57 | 67 | 58 | 63 | 70 | 73.94 | 0 | 0 | 0 | 0 | 1 | 0 | 0 | 1 | 1 | 0 | 1 | 0 | 100% | #N/A
1981-07-19 | 7 | 19 | 2018 | 2018-07-19 | 4 | 0 | 6:00 | 6 | 68 | 73 | 62.06 | 73.76 | 80.96 | 62.96 | 66.38 | 69.98 | 75.2 | 57 | 71 | 59 | 64 | 72 | 73.94 | 0 | 0 | 0 | 0 | 1 | 0 | 0 | 1 | 1 | 0 | 1 | 0 | 100% | #N/A
1981-07-19 | 7 | 19 | 2018 | 2018-07-19 | 4 | 0 | 7:00 | 7 | 72 | 77 | 75.92 | 76.28 | 84.02 | 66.02 | 75.38 | 73.94 | 77 | 59 | 76 | 58 | 66 | 78 | 75.92 | 0 | 0 | 0 | 0 | 1 | 0 | 0 | 1 | 1 | 0 | 1 | 0 | 100% | #N/A
1981-07-19 | 7 | 19 | 2018 | 2018-07-19 | 4 | 0 | 8:00 | 8 | 74 | 79 | 84.02 | 78.44 | 84.92 | 68 | 79.34 | 78.08 | 82.4 | 63 | 79 | 61 | 70 | 82 | 77 | 0 | 0 | 0 | 1 | 0 | 0 | 0 | 1 | 1 | 0 | 1 | 0 | 100% | #N/A
1981-07-19 | 7 | 19 | 2018 | 2018-07-19 | 4 | 0 | 9:00 | 9 | 75 | 80 | 87.98 | 82.76 | 84.92 | 71.06 | 82.94 | 80.96 | 80.6 | 68 | 82 | 65 | 71 | 84 | 80.96 | 0 | 0 | 0 | 1 | 0 | 0 | 0 | 1 | 1 | 0 | 1 | 0 | 100% | #N/A
1981-07-19 | 7 | 19 | 2018 | 2018-07-19 | 4 | 0 | 10:00 | 10 | 78 | 77 | 89.96 | 86.18 | 86 | 73.04 | 87.08 | 84.02 | 82.4 | 72 | 83 | 66 | 72 | 89 | 84.92 | 0 | 0 | 0 | 1 | 0 | 0 | 0 | 1 | 1 | 0 | 1 | 0 | 100% | #N/A
1981-07-19 | 7 | 19 | 2018 | 2018-07-19 | 4 | 0 | 11:00 | 11 | 80 | 78 | 93.02 | 87.8 | 84.92 | 73.94 | 90.32 | 84.92 | 86 | 72 | 87 | 66 | 73 | 89 | 84.92 | 0 | 0 | 0 | 1 | 0 | 0 | 0 | 1 | 1 | 0 | 1 | 0 | 100% | #N/A
1981-07-19 | 7 | 19 | 2018 | 2018-07-19 | 4 | 0 | 12:00 | 12 | 82 | 81 | 93.02 | 89.96 | 86 | 75.02 | 91.76 | 86 | 89.6 | 72 | 88 | 66 | 73 | 92 | 87.98 | 0 | 0 | 0 | 1 | 0 | 0 | 0 | 1 | 1 | 0 | 1 | 0 | 100% | #N/A
1981-07-19 | 7 | 19 | 2018 | 2018-07-19 | 4 | 0 | 13:00 | 13 | 83 | 83 | 93.92 | 91.4 | 77 | 75.92 | 90.32 | 87.08 | 87.8 | 71 | 88 | 68 | 73 | 93 | 89.06 | 0 | 0 | 0 | 1 | 0 | 0 | 0 | 1 | 1 | 0 | 1 | 0 | 100% | #N/A
1981-07-19 | 7 | 19 | 2018 | 2018-07-19 | 4 | 0 | 14:00 | 14 | 85 | 82 | 91.94 | 92.3 | 73.4 | 75.92 | 91.04 | 84.92 | 89.6 | 70 | 91 | 66 | 73 | 90 | 93.02 | 0 | 0 | 0 | 1 | 0 | 0 | 1 | 1 | 1 | 0 | 1 | 0 | 100% | #N/A
1981-07-19 | 7 | 19 | 2018 | 2018-07-19 | 4 | 0 | 15:00 | 15 | 83 | 85 | 91.94 | 91.58 | 75.2 | 73.94 | 91.4 | 78.08 | 89.6 | 70 | 90 | 66 | 73 | 90 | 93.02 | 0 | 0 | 0 | 1 | 0 | 0 | 1 | 1 | 1 | 0 | 1 | 0 | 100% | #N/A
1981-07-19 | 7 | 19 | 2018 | 2018-07-19 | 4 | 0 | 16:00 | 16 | 83 | 85 | 91.04 | 90.5 | 75.2 | 73.04 | 83.3 | 77 | 84.2 | 70 | 89 | 65 | 72 | 89 | 91.04 | 0 | 0 | 0 | 1 | 0 | 0 | 1 | 1 | 1 | 0 | 1 | 0 | 100% | #N/A
1981-07-19 | 7 | 19 | 2018 | 2018-07-19 | 4 | 0 | 17:00 | 17 | 81 | 84 | 80.06 | 79.88 | 73.04 | 73.04 | 80.96 | 75.92 | 71.6 | 70 | 88 | 63 | 72 | 86 | 87.98 | 0 | 0 | 0 | 1 | 0 | 0 | 1 | 1 | 1 | 0 | 1 | 0 | 100% | #N/A
1981-07-19 | 7 | 19 | 2018 | 2018-07-19 | 4 | 0 | 18:00 | 18 | 78 | 82 | 82.94 | 80.96 | 73.4 | 71.06 | 80.96 | 77 | 71.6 | 68 | 86 | 62 | 73 | 84 | 77 | 0 | 0 | 0 | 1 | 0 | 0 | 0 | 1 | 1 | 0 | 1 | 0 | 100% | #N/A
1981-07-19 | 7 | 19 | 2018 | 2018-07-19 | 4 | 0 | 19:00 | 19 | 76 | 80 | 82.04 | 82.04 | 73.94 | 69.98 | 78.62 | 75.92 | 73.4 | 67 | 84 | 61 | 70 | 82 | 78.08 | 0 | 0 | 0 | 1 | 0 | 0 | 0 | 1 | 1 | 0 | 1 | 0 | 100% | #N/A
1981-07-19 | 7 | 19 | 2018 | 2018-07-19 | 4 | 0 | 20:00 | 20 | 74 | 75 | 80.96 | 81.32 | 73.04 | 68 | 75.2 | 75.02 | 73.4 | 64 | 79 | 57 | 66 | 79 | 75.92 | 0 | 0 | 0 | 1 | 0 | 0 | 0 | 1 | 1 | 0 | 1 | 0 | 100% | #N/A
1981-07-19 | 7 | 19 | 2018 | 2018-07-19 | 4 | 0 | 21:00 | 21 | 73 | 74 | 80.96 | 80.42 | 73.04 | 68 | 75.74 | 73.94 | 75.2 | 61 | 72 | 55 | 66 | 77 | 75.92 | 0 | 0 | 0 | 1 | 0 | 0 | 0 | 1 | 1 | 0 | 1 | 0 | 100% | #N/A
1981-07-19 | 7 | 19 | 2018 | 2018-07-19 | 4 | 0 | 22:00 | 22 | 72 | 72 | 78.98 | 79.7 | 73.04 | 66.02 | 72.68 | 73.04 | 73.4 | 61 | 69 | 53 | 64 | 75 | 75.92 | 0 | 0 | 0 | 1 | 0 | 0 | 0 | 1 | 1 | 0 | 1 | 0 | 100% | #N/A
1981-07-19 | 7 | 19 | 2018 | 2018-07-19 | 4 | 0 | 23:00 | 23 | 72 | 70 | 78.08 | 79.34 | 73.04 | 64.04 | 71.78 | 71.06 | 73.4 | 57 | 66 | 52 | 64 | 75 | 75.92 | 0 | 0 | 0 | 1 | 0 | 0 | 0 | 1 | 1 | 0 | 1 | 0 | 100% | #N/A
1981-07-19 | 7 | 19 | 2018 | 2018-07-19 | 4 | 0 | 24:00 | 24 | 72 | 69 | 77 | 79.16 | 71.06 | 66.02 | 69.08 | 71.06 | 71.6 | 55 | 63 | 51 | 64 | 74 | 75.02 | 0 | 0 | 0 | 0 | 1 | 0 | 0 | 1 | 1 | 0 | 1 | 0 | 100% | #N/A
1981-07-20 | 7 | 20 | 2018 | 2018-07-20 | 5 | 0 | 1:00 | 1 | 72 | 67 | 77 | 78.44 | 69.98 | 64.94 | 69.8 | 69.98 | 71.6 | 55 | 62 | 49 | 64 | 73 | 75.02 | 0 | 0 | 0 | 0 | 1 | 0 | 0 | 1 | 1 | 0 | 1 | 0 | 100% | #N/A
1981-07-20 | 7 | 20 | 2018 | 2018-07-20 | 5 | 0 | 2:00 | 2 | 71 | 65 | 75.02 | 77.9 | 69.98 | 64.94 | 66.2 | 69.08 | 71.6 | 55 | 61 | 49 | 63 | 72 | 75.92 | 0 | 0 | 0 | 0 | 1 | 0 | 0 | 1 | 1 | 0 | 1 | 0 | 100% | #N/A
1981-07-20 | 7 | 20 | 2018 | 2018-07-20 | 5 | 0 | 3:00 | 3 | 71 | 66 | 73.04 | 76.82 | 66.92 | 62.96 | 72.5 | 69.08 | 69.8 | 55 | 59 | 47 | 61 | 72 | 75.92 | 0 | 0 | 0 | 0 | 1 | 0 | 0 | 1 | 1 | 0 | 1 | 0 | 100% | #N/A
1981-07-20 | 7 | 20 | 2018 | 2018-07-20 | 5 | 0 | 4:00 | 4 | 71 | 67 | 73.04 | 76.46 | 66.92 | 62.06 | 71.06 | 68 | 68 | 54 | 60 | 47 | 61 | 71 | 73.94 | 0 | 0 | 0 | 0 | 1 | 0 | 0 | 1 | 1 | 0 | 1 | 0 | 100% | #N/A
1981-07-20 | 7 | 20 | 2018 | 2018-07-20 | 5 | 0 | 5:00 | 5 | 72 | 68 | 71.96 | 75.92 | 66.92 | 60.08 | 69.62 | 66.92 | 66.2 | 54 | 61 | 46 | 61 | 72 | 73.94 | 0 | 0 | 0 | 0 | 1 | 0 | 0 | 1 | 1 | 0 | 1 | 0 | 100% | #N/A
1981-07-20 | 7 | 20 | 2018 | 2018-07-20 | 5 | 0 | 6:00 | 6 | 72 | 70 | 73.94 | 75.74 | 68 | 62.96 | 70.34 | 66.92 | 66.2 | 54 | 65 | 51 | 61 | 73 | 75.92 | 0 | 0 | 0 | 0 | 1 | 0 | 0 | 1 | 1 | 0 | 1 | 0 | 100% | #N/A
1981-07-20 | 7 | 20 | 2018 | 2018-07-20 | 5 | 0 | 7:00 | 7 | 74 | 71 | 75.92 | 76.46 | 69.98 | 68 | 71.6 | 68 | 66.2 | 53 | 68 | 57 | 61 | 77 | 78.98 | 0 | 0 | 0 | 0 | 1 | 0 | 0 | 1 | 1 | 0 | 1 | 0 | 100% | #N/A
1981-07-20 | 7 | 20 | 2018 | 2018-07-20 | 5 | 0 | 8:00 | 8 | 74 | 73 | 77 | 77.36 | 71.06 | 68 | 73.4 | 69.98 | 66.2 | 54 | 75 | 65 | 61 | 81 | 82.94 | 0 | 0 | 0 | 1 | 0 | 0 | 0 | 1 | 1 | 0 | 1 | 0 | 100% | #N/A
1981-07-20 | 7 | 20 | 2018 | 2018-07-20 | 5 | 0 | 9:00 | 9 | 77 | 74 | 78.98 | 78.98 | 71.06 | 69.98 | 75.56 | 71.96 | 68 | 54 | 81 | 68 | 61 | 84 | 86 | 0 | 0 | 0 | 1 | 0 | 0 | 0 | 1 | 1 | 0 | 1 | 0 | 100% | #N/A
1981-07-20 | 7 | 20 | 2018 | 2018-07-20 | 5 | 0 | 10:00 | 10 | 79 | 78 | 80.96 | 78.8 | 73.04 | 71.06 | 76.82 | 75.02 | 68 | 54 | 85 | 74 | 61 | 89 | 87.98 | 0 | 0 | 0 | 1 | 0 | 0 | 0 | 1 | 1 | 0 | 1 | 0 | 100% | #N/A
1981-07-20 | 7 | 20 | 2018 | 2018-07-20 | 5 | 0 | 11:00 | 11 | 80 | 77 | 80.06 | 79.88 | 73.94 | 73.04 | 78.08 | 75.92 | 66.2 | 54 | 89 | 76 | 61 | 92 | 89.96 | 0 | 0 | 0 | 1 | 0 | 0 | 0 | 1 | 1 | 0 | 1 | 0 | 100% | #N/A
1981-07-20 | 7 | 20 | 2018 | 2018-07-20 | 5 | 0 | 12:00 | 12 | 81 | 77 | 80.96 | 80.42 | 77 | 75.02 | 78.62 | 75.92 | 71.6 | 54 | 92 | 76 | 61 | 94 | 89.96 | 0 | 0 | 0 | 1 | 0 | 0 | 0 | 1 | 1 | 0 | 1 | 0 | 100% | #N/A
1981-07-20 | 7 | 20 | 2018 | 2018-07-20 | 5 | 0 | 13:00 | 13 | 82 | 78 | 84.92 | 79.88 | 75.92 | 75.92 | 78.8 | 75.02 | 73.4 | 54 | 91 | 77 | 63 | 94 | 89.06 | 0 | 0 | 0 | 1 | 0 | 0 | 0 | 1 | 1 | 0 | 1 | 0 | 100% | #N/A
1981-07-20 | 7 | 20 | 2018 | 2018-07-20 | 5 | 0 | 14:00 | 14 | 84 | 79 | 80.96 | 71.42 | 73.94 | 75.92 | 79.7 | 75.92 | 75.2 | 55 | 90 | 76 | 63 | 95 | 91.04 | 0 | 0 | 0 | 1 | 0 | 0 | 1 | 1 | 1 | 0 | 1 | 0 | 100% | #N/A
1981-07-20 | 7 | 20 | 2018 | 2018-07-20 | 5 | 0 | 15:00 | 15 | 85 | 80 | 80.96 | 71.96 | 73.94 | 75.02 | 76.82 | 75.02 | 75.2 | 55 | 90 | 75 | 64 | 96 | 89.96 | 0 | 0 | 0 | 1 | 0 | 0 | 1 | 1 | 1 | 0 | 1 | 0 | 100% | #N/A
1981-07-20 | 7 | 20 | 2018 | 2018-07-20 | 5 | 0 | 16:00 | 16 | 83 | 80 | 78.08 | 77.18 | 73.04 | 73.94 | 77.36 | 75.02 | 75.2 | 56 | 79 | 73 | 65 | 95 | 89.06 | 0 | 0 | 0 | 1 | 0 | 0 | 1 | 1 | 1 | 0 | 1 | 0 | 100% | #N/A
1981-07-20 | 7 | 20 | 2018 | 2018-07-20 | 5 | 0 | 17:00 | 17 | 84 | 80 | 80.06 | 78.44 | 73.04 | 73.04 | 78.8 | 73.04 | 75.2 | 55 | 72 | 73 | 64 | 94 | 87.98 | 0 | 0 | 0 | 1 | 0 | 0 | 1 | 1 | 1 | 0 | 1 | 0 | 100% | #N/A
1981-07-20 | 7 | 20 | 2018 | 2018-07-20 | 5 | 0 | 18:00 | 18 | 82 | 80 | 77 | 76.82 | 71.96 | 69.98 | 75.56 | 71.96 | 73.4 | 54 | 73 | 61 | 65 | 91 | 86 | 0 | 0 | 0 | 1 | 0 | 0 | 0 | 1 | 1 | 0 | 1 | 0 | 100% | #N/A
1981-07-20 | 7 | 20 | 2018 | 2018-07-20 | 5 | 0 | 19:00 | 19 | 80 | 79 | 73.94 | 75.38 | 69.08 | 68 | 74.12 | 69.08 | 71.6 | 54 | 72 | 62 | 64 | 87 | 82.94 | 0 | 0 | 0 | 1 | 0 | 0 | 0 | 1 | 1 | 0 | 1 | 0 | 100% | #N/A
1981-07-20 | 7 | 20 | 2018 | 2018-07-20 | 5 | 0 | 20:00 | 20 | 77 | 73 | 66.02 | 74.12 | 66.92 | 64.94 | 71.42 | 64.04 | 68 | 54 | 72 | 61 | 63 | 85 | 80.06 | 0 | 0 | 0 | 1 | 0 | 0 | 0 | 1 | 1 | 0 | 1 | 0 | 100% | #N/A
1981-07-20 | 7 | 20 | 2018 | 2018-07-20 | 5 | 0 | 21:00 | 21 | 75 | 73 | 64.04 | 73.4 | 66.92 | 62.06 | 66.2 | 62.06 | 68 | 55 | 70 | 61 | 63 | 83 | 78.08 | 0 | 0 | 0 | 1 | 0 | 0 | 0 | 1 | 1 | 0 | 1 | 0 | 100% | #N/A
1981-07-20 | 7 | 20 | 2018 | 2018-07-20 | 5 | 0 | 22:00 | 22 | 74 | 73 | 55.94 | 72.86 | 66.92 | 62.06 | 60.08 | 60.08 | 66.2 | 55 | 70 | 60 | 66 | 81 | 75.92 | 0 | 0 | 0 | 1 | 0 | 0 | 0 | 1 | 1 | 0 | 1 | 0 | 100% | #N/A
1981-07-20 | 7 | 20 | 2018 | 2018-07-20 | 5 | 0 | 23:00 | 23 | 74 | 72.0499 | 55.94 | 72.32 | 64.04 | 62.06 | 55.76 | 59 | 66.2 | 55 | 71 | 60 | 60 | 81 | 75.92 | 0 | 0 | 0 | 1 | 0 | 0 | 0 | 1 | 1 | 0 | 1 | 0 | 100% | #N/A
1981-07-20 | 7 | 20 | 2018 | 2018-07-20 | 5 | 0 | 24:00 | 24 | 73 | 73 | 55.04 | 71.6 | 64.04 | 62.6 | 53.96 | 59 | 66.2 | 56 | 70 | 61 | 61 | 78 | 75.92 | 0 | 0 | 0 | 0 | 1 | 0 | 0 | 1 | 1 | 0 | 1 | 0 | 100% | #N/A
1981-07-21 | 7 | 21 | 2018 | 2018-07-21 | 6 | 0 | 1:00 | 1 | 73 | 73 | 53.06 | 70.52 | 64.04 | 62.06 | 53.42 | 57.92 | 64.4 | 56 | 69 | 57 | 63 | 76 | 77 | 0 | 0 | 0 | 0 | 1 | 0 | 0 | 1 | 1 | 0 | 1 | 0 | 100% | #N/A
1981-07-21 | 7 | 21 | 2018 | 2018-07-21 | 6 | 0 | 2:00 | 2 | 73 | 71.0128 | 51.08 | 69.62 | 64.94 | 62.06 | 53.6 | 57.02 | 66.2 | 57 | 68 | 55 | 64 | 75 | 73.94 | 0 | 0 | 0 | 0 | 1 | 0 | 0 | 1 | 1 | 0 | 1 | 0 | 100% | #N/A
1981-07-21 | 7 | 21 | 2018 | 2018-07-21 | 6 | 0 | 3:00 | 3 | 72 | 70 | 51.08 | 68.72 | 64.94 | 59 | 51.8 | 57.02 | 64.4 | 57 | 67 | 52 | 61 | 75 | 73.04 | 0 | 0 | 0 | 0 | 1 | 0 | 0 | 1 | 1 | 0 | 1 | 0 | 100% | #N/A
1981-07-21 | 7 | 21 | 2018 | 2018-07-21 | 6 | 0 | 4:00 | 4 | 71 | 69 | 48.92 | 67.28 | 64.04 | 57.92 | 50 | 57.92 | 64.4 | 57 | 64 | 49 | 62 | 74 | 69.98 | 0 | 0 | 0 | 0 | 1 | 0 | 0 | 1 | 1 | 0 | 1 | 0 | 100% | #N/A
1981-07-21 | 7 | 21 | 2018 | 2018-07-21 | 6 | 0 | 5:00 | 5 | 70 | 69 | 50 | 66.56 | 64.04 | 57.92 | 48.2 | 57.02 | 64.4 | 55 | 64 | 47 | 61 | 73 | 69.08 | 0 | 0 | 0 | 0 | 1 | 0 | 0 | 1 | 1 | 0 | 1 | 0 | 100% | #N/A
1981-07-21 | 7 | 21 | 2018 | 2018-07-21 | 6 | 0 | 6:00 | 6 | 71 | 72 | 57.02 | 67.82 | 64.94 | 60.08 | 54.5 | 60.98 | 64.4 | 57 | 69 | 48 | 62 | 75 | 73.04 | 0 | 0 | 0 | 0 | 1 | 0 | 0 | 1 | 1 | 0 | 1 | 0 | 100% | #N/A
1981-07-21 | 7 | 21 | 2018 | 2018-07-21 | 6 | 0 | 7:00 | 7 | 75 | 76 | 66.92 | 69.98 | 68 | 62.96 | 61.16 | 64.04 | 64.4 | 57 | 71 | 52 | 64 | 78 | 77 | 0 | 0 | 0 | 0 | 1 | 0 | 0 | 1 | 1 | 0 | 1 | 0 | 100% | #N/A
1981-07-21 | 7 | 21 | 2018 | 2018-07-21 | 6 | 0 | 8:00 | 8 | 79 | 80 | 71.96 | 73.4 | 68 | 66.02 | 67.1 | 66.92 | 68 | 59 | 74 | 56 | 65 | 81 | 80.96 | 0 | 0 | 0 | 0 | 1 | 0 | 0 | 1 | 1 | 0 | 1 | 0 | 100% | #N/A
1981-07-21 | 7 | 21 | 2018 | 2018-07-21 | 6 | 0 | 9:00 | 9 | 81 | 82 | 75.92 | 72.86 | 69.08 | 69.98 | 72.5 | 69.08 | 68 | 61 | 77 | 61 | 66 | 86 | 80.96 | 0 | 0 | 0 | 0 | 1 | 0 | 0 | 1 | 1 | 0 | 1 | 0 | 100% | #N/A
1981-07-21 | 7 | 21 | 2018 | 2018-07-21 | 6 | 0 | 10:00 | 10 | 81 | 85 | 78.08 | 73.94 | 69.08 | 73.04 | 75.2 | 71.06 | 69.8 | 64 | 79 | 62 | 66 | 90 | 84.02 | 0 | 0 | 0 | 0 | 1 | 0 | 0 | 1 | 1 | 0 | 1 | 0 | 100% | #N/A
1981-07-21 | 7 | 21 | 2018 | 2018-07-21 | 6 | 0 | 11:00 | 11 | 82 | 87 | 78.98 | 77.36 | 69.08 | 73.94 | 76.46 | 73.04 | 69.8 | 64 | 82 | 63 | 70 | 91 | 84.02 | 0 | 0 | 0 | 0 | 1 | 0 | 0 | 1 | 1 | 0 | 1 | 0 | 100% | #N/A
1981-07-21 | 7 | 21 | 2018 | 2018-07-21 | 6 | 0 | 12:00 | 12 | 84 | 88 | 80.06 | 75.92 | 71.06 | 75.92 | 78.26 | 73.94 | 69.8 | 66 | 85 | 63 | 73 | 92 | 84.02 | 0 | 0 | 0 | 0 | 1 | 0 | 0 | 1 | 1 | 0 | 1 | 0 | 100% | #N/A
1981-07-21 | 7 | 21 | 2018 | 2018-07-21 | 6 | 0 | 13:00 | 13 | 84 | 89 | 80.96 | 77.18 | 69.98 | 77 | 78.62 | 75.92 | 68 | 66 | 86 | 63 | 73 | 95 | 84.92 | 0 | 0 | 0 | 0 | 1 | 0 | 0 | 1 | 1 | 0 | 1 | 0 | 100% | #N/A
1981-07-21 | 7 | 21 | 2018 | 2018-07-21 | 6 | 0 | 14:00 | 14 | 85 | 91 | 82.04 | 78.08 | 69.8 | 78.98 | 80.78 | 77 | 71.6 | 68 | 87 | 63 | 73 | 92 | 84.02 | 0 | 0 | 0 | 0 | 1 | 0 | 0 | 1 | 1 | 0 | 1 | 0 | 100% | #N/A
1981-07-21 | 7 | 21 | 2018 | 2018-07-21 | 6 | 0 | 15:00 | 15 | 87 | 90 | 82.94 | 79.52 | 69.8 | 78.08 | 81.5 | 77 | 71.6 | 68 | 86 | 64 | 75 | 88 | 84.92 | 0 | 0 | 0 | 0 | 1 | 0 | 0 | 1 | 1 | 0 | 1 | 0 | 100% | #N/A
1981-07-21 | 7 | 21 | 2018 | 2018-07-21 | 6 | 0 | 16:00 | 16 | 85 | 88 | 82.04 | 79.52 | 71.06 | 78.08 | 81.32 | 75.92 | 68 | 64 | 85 | 65 | 75 | 86 | 84.92 | 0 | 0 | 0 | 0 | 1 | 0 | 0 | 1 | 1 | 0 | 1 | 0 | 100% | #N/A
1981-07-21 | 7 | 21 | 2018 | 2018-07-21 | 6 | 0 | 17:00 | 17 | 86 | 89 | 82.04 | 79.88 | 69.98 | 77 | 80.96 | 75.92 | 66.2 | 64 | 84 | 65 | 75 | 83 | 84.02 | 0 | 0 | 0 | 0 | 1 | 0 | 0 | 1 | 1 | 0 | 1 | 0 | 100% | #N/A
1981-07-21 | 7 | 21 | 2018 | 2018-07-21 | 6 | 0 | 18:00 | 18 | 81 | 88 | 80.06 | 80.6 | 69.08 | 75.02 | 78.8 | 75.02 | 66.2 | 64 | 81 | 65 | 73 | 83 | 82.04 | 0 | 0 | 0 | 0 | 1 | 0 | 0 | 1 | 1 | 0 | 1 | 0 | 100% | #N/A
1981-07-21 | 7 | 21 | 2018 | 2018-07-21 | 6 | 0 | 19:00 | 19 | 80 | 84 | 77 | 79.52 | 66.02 | 71.96 | 74.84 | 71.96 | 66.2 | 64 | 79 | 64 | 72 | 81 | 82.94 | 0 | 0 | 0 | 0 | 1 | 0 | 0 | 1 | 1 | 0 | 1 | 0 | 100% | #N/A
1981-07-21 | 7 | 21 | 2018 | 2018-07-21 | 6 | 0 | 20:00 | 20 | 78 | 77 | 69.98 | 78.44 | 64.94 | 69.08 | 69.26 | 68 | 62.6 | 63 | 74 | 61 | 63 | 82 | 80.06 | 0 | 0 | 0 | 0 | 1 | 0 | 0 | 1 | 1 | 0 | 1 | 0 | 100% | #N/A
1981-07-21 | 7 | 21 | 2018 | 2018-07-21 | 6 | 0 | 21:00 | 21 | 76 | 75 | 64.04 | 77.9 | 62.96 | 66.92 | 61.88 | 66.02 | 62.6 | 63 | 70 | 60 | 59 | 78 | 78.08 | 0 | 0 | 0 | 0 | 1 | 0 | 0 | 1 | 1 | 0 | 1 | 0 | 100% | #N/A
1981-07-21 | 7 | 21 | 2018 | 2018-07-21 | 6 | 0 | 22:00 | 22 | 75 | 76 | 60.98 | 77.18 | 59 | 64.94 | 58.1 | 64.94 | 62.6 | 57 | 66 | 61 | 58 | 76 | 75.92 | 0 | 0 | 0 | 0 | 1 | 0 | 0 | 1 | 1 | 0 | 1 | 0 | 100% | #N/A
1981-07-21 | 7 | 21 | 2018 | 2018-07-21 | 6 | 0 | 23:00 | 23 | 75 | 74 | 57.92 | 76.64 | 57.92 | 64.94 | 57.38 | 64.04 | 62.6 | 54 | 64 | 61 | 54 | 73 | 73.94 | 0 | 0 | 0 | 0 | 1 | 0 | 0 | 1 | 1 | 0 | 1 | 0 | 100% | #N/A
1981-07-21 | 7 | 21 | 2018 | 2018-07-21 | 6 | 0 | 24:00 | 24 | 75 | 73 | 57.02 | 76.1 | 55.94 | 62.96 | 58.1 | 60.98 | 62.6 | 52 | 63 | 60 | 52 | 75 | 73.04 | 0 | 0 | 0 | 0 | 1 | 0 | 0 | 1 | 1 | 0 | 1 | 0 | 100% | #N/A
1981-07-22 | 7 | 22 | 2018 | 2018-07-22 | 7 | 0 | 1:00 | 1 | 74 | 72 | 55.04 | 74.84 | 55.94 | 62.96 | 53.78 | 62.96 | 60.8 | 48 | 63 | 60 | 50 | 70 | 71.06 | 0 | 0 | 0 | 0 | 1 | 0 | 0 | 1 | 1 | 0 | 1 | 0 | 100% | #N/A
1981-07-22 | 7 | 22 | 2018 | 2018-07-22 | 7 | 0 | 2:00 | 2 | 73 | 71 | 51.98 | 73.76 | 55.04 | 62.06 | 54.32 | 64.04 | 59 | 46 | 63 | 59 | 48 | 68 | 68 | 0 | 0 | 0 | 0 | 1 | 0 | 0 | 1 | 1 | 0 | 1 | 0 | 100% | #N/A
1981-07-22 | 7 | 22 | 2018 | 2018-07-22 | 7 | 0 | 3:00 | 3 | 72 | 70 | 53.06 | 71.06 | 53.6 | 62.06 | 53.6 | 64.04 | 58.1 | 45 | 62 | 58 | 47 | 68 | 69.08 | 0 | 0 | 0 | 0 | 1 | 0 | 0 | 1 | 1 | 0 | 1 | 0 | 100% | #N/A
1981-07-22 | 7 | 22 | 2018 | 2018-07-22 | 7 | 0 | 4:00 | 4 | 71 | 70 | 51.98 | 70.34 | 51.98 | 62.06 | 53.24 | 62.96 | 57.2 | 43 | 61 | 57 | 45 | 67 | 69.08 | 0 | 0 | 0 | 0 | 1 | 0 | 0 | 1 | 1 | 0 | 1 | 0 | 100% | #N/A
1981-07-22 | 7 | 22 | 2018 | 2018-07-22 | 7 | 0 | 5:00 | 5 | 71 | 70 | 51.08 | 71.24 | 53.06 | 62.06 | 51.8 | 62.06 | 57.2 | 45 | 60 | 57 | 46 | 69 | 68 | 0 | 0 | 0 | 0 | 1 | 0 | 0 | 1 | 1 | 0 | 1 | 0 | 100% | #N/A
1981-07-22 | 7 | 22 | 2018 | 2018-07-22 | 7 | 0 | 6:00 | 6 | 71 | 69 | 60.08 | 71.42 | 59 | 64.04 | 56.12 | 64.04 | 59 | 48 | 63 | 60 | 48 | 71 | 71.96 | 0 | 0 | 0 | 0 | 1 | 0 | 0 | 1 | 1 | 0 | 1 | 0 | 100% | #N/A
1981-07-22 | 7 | 22 | 2018 | 2018-07-22 | 7 | 0 | 7:00 | 7 | 71 | 70 | 69.98 | 72.68 | 66.02 | 69.08 | 65.12 | 66.92 | 62.6 | 54 | 69 | 64 | 57 | 75 | 75.92 | 0 | 0 | 0 | 0 | 1 | 0 | 0 | 1 | 1 | 0 | 1 | 0 | 100% | #N/A
1981-07-22 | 7 | 22 | 2018 | 2018-07-22 | 7 | 0 | 8:00 | 8 | 73 | 70 | 75.92 | 73.94 | 69.98 | 73.04 | 70.34 | 71.06 | 68 | 63 | 74 | 67 | 63 | 76 | 80.96 | 0 | 0 | 0 | 0 | 1 | 0 | 0 | 1 | 1 | 0 | 1 | 0 | 100% | #N/A
1981-07-22 | 7 | 22 | 2018 | 2018-07-22 | 7 | 0 | 9:00 | 9 | 77 | 74 | 80.96 | 77 | 73.04 | 77 | 75.74 | 73.94 | 69.8 | 66 | 79 | 70 | 66 | 78 | 86 | 0 | 0 | 0 | 0 | 1 | 0 | 0 | 1 | 1 | 0 | 1 | 0 | 100% | #N/A
1981-07-22 | 7 | 22 | 2018 | 2018-07-22 | 7 | 0 | 10:00 | 10 | 79 | 77 | 82.94 | 80.06 | 75.02 | 80.96 | 80.06 | 77 | 71.6 | 72 | 81 | 73 | 73 | 77 | 89.96 | 0 | 0 | 0 | 0 | 1 | 0 | 0 | 1 | 1 | 0 | 1 | 0 | 100% | #N/A
1981-07-22 | 7 | 22 | 2018 | 2018-07-22 | 7 | 0 | 11:00 | 11 | 80 | 81 | 84.92 | 82.04 | 75.02 | 84.02 | 82.94 | 78.98 | 73.4 | 73 | 83 | 76 | 75 | 77 | 91.04 | 0 | 0 | 0 | 0 | 1 | 0 | 0 | 1 | 1 | 0 | 1 | 0 | 100% | #N/A
1981-07-22 | 7 | 22 | 2018 | 2018-07-22 | 7 | 0 | 12:00 | 12 | 84 | 86 | 87.98 | 82.76 | 73.94 | 84.92 | 86 | 80.06 | 73.4 | 75 | 83 | 77 | 79 | 77 | 89.96 | 0 | 0 | 0 | 0 | 1 | 0 | 0 | 1 | 1 | 0 | 1 | 0 | 100% | #N/A
1981-07-22 | 7 | 22 | 2018 | 2018-07-22 | 7 | 0 | 13:00 | 13 | 84 | 87 | 87.98 | 85.28 | 75.02 | 87.08 | 86.72 | 80.96 | 73.4 | 75 | 84 | 78 | 79 | 78 | 91.94 | 0 | 0 | 0 | 0 | 1 | 0 | 0 | 1 | 1 | 0 | 1 | 0 | 100% | #N/A
1981-07-22 | 7 | 22 | 2018 | 2018-07-22 | 7 | 0 | 14:00 | 14 | 83 | 89 | 89.06 | 87.08 | 75.02 | 87.08 | 88.52 | 84.02 | 73.4 | 77 | 85 | 78 | 81 | 78 | 91.94 | 0 | 0 | 0 | 0 | 1 | 0 | 0 | 1 | 1 | 0 | 1 | 0 | 100% | #N/A
1981-07-22 | 7 | 22 | 2018 | 2018-07-22 | 7 | 0 | 15:00 | 15 | 80 | 91 | 89.06 | 88.7 | 75.02 | 84.92 | 89.06 | 84.02 | 73.4 | 79 | 84 | 79 | 82 | 76 | 89.96 | 0 | 0 | 0 | 0 | 1 | 0 | 0 | 1 | 1 | 0 | 1 | 0 | 100% | #N/A
1981-07-22 | 7 | 22 | 2018 | 2018-07-22 | 7 | 0 | 16:00 | 16 | 79 | 92 | 89.06 | 89.06 | 73.04 | 84.92 | 89.06 | 84.02 | 73.4 | 79 | 83 | 79 | 82 | 74 | 89.06 | 0 | 0 | 0 | 0 | 1 | 0 | 0 | 1 | 1 | 0 | 1 | 0 | 100% | #N/A
1981-07-22 | 7 | 22 | 2018 | 2018-07-22 | 7 | 0 | 17:00 | 17 | 77 | 93 | 87.98 | 88.88 | 71.96 | 84.92 | 88.34 | 82.94 | 73.4 | 79 | 79 | 79 | 84 | 74 | 89.06 | 0 | 0 | 0 | 0 | 1 | 0 | 0 | 1 | 1 | 0 | 1 | 0 | 100% | #N/A
1981-07-22 | 7 | 22 | 2018 | 2018-07-22 | 7 | 0 | 18:00 | 18 | 75 | 85 | 87.98 | 88.52 | 71.06 | 86 | 86.9 | 82.04 | 71.6 | 75 | 76 | 73 | 81 | 71 | 87.08 | 0 | 0 | 0 | 0 | 1 | 0 | 0 | 1 | 1 | 0 | 1 | 0 | 100% | #N/A
1981-07-22 | 7 | 22 | 2018 | 2018-07-22 | 7 | 0 | 19:00 | 19 | 74 | 84 | 84.02 | 86.72 | 68 | 84.02 | 83.12 | 78.08 | 69.8 | 70 | 73 | 69 | 72 | 70 | 82.94 | 0 | 0 | 0 | 0 | 1 | 0 | 0 | 1 | 1 | 0 | 1 | 0 | 100% | #N/A
1981-07-22 | 7 | 22 | 2018 | 2018-07-22 | 7 | 0 | 20:00 | 20 | 72 | 79 | 80.06 | 84.92 | 66.02 | 80.96 | 73.76 | 73.94 | 66.2 | 63 | 71 | 64 | 66 | 69 | 82.04 | 0 | 0 | 0 | 0 | 1 | 0 | 0 | 1 | 1 | 0 | 1 | 0 | 100% | #N/A
1981-07-22 | 7 | 22 | 2018 | 2018-07-22 | 7 | 0 | 21:00 | 21 | 73 | 78 | 78.08 | 83.12 | 64.04 | 80.06 | 77.54 | 73.04 | 62.6 | 59 | 70 | 60 | 64 | 68 | 80.96 | 0 | 0 | 0 | 0 | 1 | 0 | 0 | 1 | 1 | 0 | 1 | 0 | 100% | #N/A
1981-07-22 | 7 | 22 | 2018 | 2018-07-22 | 7 | 0 | 22:00 | 22 | 71 | 75 | 77 | 81.32 | 64.04 | 78.08 | 75.74 | 71.96 | 59 | 57 | 69 | 57 | 64 | 68 | 75.02 | 0 | 0 | 0 | 0 | 1 | 0 | 0 | 1 | 1 | 0 | 1 | 0 | 100% | #N/A
1981-07-22 | 7 | 22 | 2018 | 2018-07-22 | 7 | 0 | 23:00 | 23 | 70 | 73 | 75.02 | 77.9 | 62.96 | 75.92 | 74.84 | 71.06 | 55.4 | 57 | 69 | 56 | 63 | 67 | 73.94 | 0 | 0 | 0 | 0 | 1 | 0 | 0 | 1 | 1 | 0 | 1 | 0 | 100% | #N/A
1981-07-22 | 7 | 22 | 2018 | 2018-07-22 | 7 | 0 | 24:00 | 24 | 69 | 71 | 73.94 | 77.72 | 62.06 | 75.02 | 72.32 | 69.08 | 55.4 | 55 | 67 | 57 | 61 | 68 | 73.94 | 0 | 0 | 0 | 0 | 1 | 0 | 0 | 1 | 1 | 0 | 1 | 0 | 100% | #N/A
1981-07-23 | 7 | 23 | 2018 | 2018-07-23 | 1 | 0 | 1:00 | 1 | 68 | 69 | 73.94 | 76.64 | 62.06 | 73.94 | 69.98 | 68 | 57.2 | 54 | 66 | 57 | 58 | 68 | 73.04 | 0 | 0 | 0 | 0 | 1 | 0 | 0 | 1 | 1 | 0 | 1 | 0 | 100% | #N/A
1981-07-23 | 7 | 23 | 2018 | 2018-07-23 | 1 | 0 | 2:00 | 2 | 67 | 68 | 73.04 | 75.2 | 60.08 | 73.04 | 68.9 | 69.08 | 55.4 | 50 | 67 | 57 | 57 | 70 | 69.98 | 0 | 0 | 0 | 0 | 1 | 0 | 0 | 1 | 1 | 0 | 1 | 0 | 100% | #N/A
1981-07-23 | 7 | 23 | 2018 | 2018-07-23 | 1 | 0 | 3:00 | 3 | 66 | 67 | 73.04 | 74.48 | 59 | 71.96 | 69.8 | 69.08 | 51.8 | 48 | 67 | 57 | 55 | 71 | 69.98 | 0 | 0 | 0 | 0 | 1 | 0 | 0 | 1 | 1 | 0 | 1 | 0 | 100% | #N/A
1981-07-23 | 7 | 23 | 2018 | 2018-07-23 | 1 | 0 | 4:00 | 4 | 65 | 67 | 73.04 | 73.94 | 59 | 71.06 | 69.98 | 69.08 | 51.8 | 50 | 67 | 57 | 56 | 70 | 69.98 | 0 | 0 | 0 | 0 | 1 | 0 | 0 | 1 | 1 | 0 | 1 | 0 | 100% | #N/A
1981-07-23 | 7 | 23 | 2018 | 2018-07-23 | 1 | 0 | 5:00 | 5 | 64 | 67 | 73.04 | 73.4 | 60.08 | 69.98 | 70.52 | 69.08 | 53.6 | 52 | 66 | 57 | 55 | 69 | 69.98 | 0 | 0 | 0 | 0 | 1 | 0 | 0 | 1 | 1 | 0 | 1 | 0 | 100% | #N/A
1981-07-23 | 7 | 23 | 2018 | 2018-07-23 | 1 | 0 | 6:00 | 6 | 63 | 67 | 75.92 | 73.94 | 62.96 | 71.96 | 71.78 | 69.98 | 53.6 | 52 | 66 | 58 | 55 | 70 | 71.06 | 0 | 0 | 0 | 0 | 1 | 0 | 0 | 1 | 1 | 0 | 1 | 0 | 100% | #N/A
1981-07-23 | 7 | 23 | 2018 | 2018-07-23 | 1 | 0 | 7:00 | 7 | 63 | 68 | 78.08 | 75.92 | 69.08 | 73.04 | 73.4 | 71.96 | 62.6 | 55 | 67 | 61 | 57 | 71 | 73.04 | 0 | 0 | 0 | 0 | 1 | 0 | 0 | 1 | 1 | 0 | 1 | 0 | 100% | #N/A
1981-07-23 | 7 | 23 | 2018 | 2018-07-23 | 1 | 0 | 8:00 | 8 | 66 | 75 | 82.04 | 78.98 | 73.04 | 75.02 | 76.82 | 75.92 | 68 | 61 | 67 | 64 | 59 | 73 | 77 | 0 | 0 | 0 | 1 | 0 | 0 | 0 | 1 | 1 | 0 | 1 | 0 | 100% | #N/A
1981-07-23 | 7 | 23 | 2018 | 2018-07-23 | 1 | 0 | 9:00 | 9 | 69 | 76 | 84.02 | 80.6 | 77 | 80.96 | 81.5 | 80.06 | 71.6 | 66 | 68 | 68 | 63 | 76 | 78.98 | 0 | 0 | 0 | 1 | 0 | 0 | 0 | 1 | 1 | 0 | 1 | 0 | 100% | #N/A
1981-07-23 | 7 | 23 | 2018 | 2018-07-23 | 1 | 0 | 10:00 | 10 | 71 | 81 | 87.98 | 83.12 | 80.06 | 84.02 | 84.56 | 82.04 | 73.4 | 72 | 70 | 72 | 64 | 82 | 80.96 | 0 | 0 | 0 | 1 | 0 | 0 | 0 | 1 | 1 | 0 | 1 | 0 | 100% | #N/A
1981-07-23 | 7 | 23 | 2018 | 2018-07-23 | 1 | 0 | 11:00 | 11 | 72 | 84 | 91.04 | 85.64 | 82.04 | 87.98 | 88.88 | 84.92 | 75.2 | 72 | 76 | 73 | 68 | 86 | 84.02 | 0 | 0 | 0 | 1 | 0 | 0 | 0 | 1 | 1 | 0 | 1 | 0 | 100% | #N/A
1981-07-23 | 7 | 23 | 2018 | 2018-07-23 | 1 | 0 | 12:00 | 12 | 73 | 89 | 93.02 | 87.8 | 82.94 | 87.08 | 93.02 | 87.98 | 75.2 | 72 | 80 | 74 | 70 | 89 | 84.92 | 0 | 0 | 0 | 1 | 0 | 0 | 0 | 1 | 1 | 0 | 1 | 0 | 100% | #N/A
1981-07-23 | 7 | 23 | 2018 | 2018-07-23 | 1 | 0 | 13:00 | 13 | 75 | 90 | 93.02 | 91.04 | 80.96 | 89.06 | 91.76 | 89.96 | 75.2 | 70 | 84 | 75 | 70 | 91 | 84.92 | 0 | 0 | 0 | 1 | 0 | 0 | 0 | 1 | 1 | 0 | 1 | 0 | 100% | #N/A
1981-07-23 | 7 | 23 | 2018 | 2018-07-23 | 1 | 0 | 14:00 | 14 | 75 | 92 | 95 | 92.48 | 80.96 | 91.04 | 93.2 | 89.96 | 75.2 | 73 | 84 | 75 | 72 | 92 | 84.92 | 0 | 0 | 0 | 1 | 0 | 0 | 1 | 1 | 1 | 0 | 1 | 0 | 100% | #N/A
1981-07-23 | 7 | 23 | 2018 | 2018-07-23 | 1 | 0 | 15:00 | 15 | 76 | 92 | 96.08 | 94.64 | 80.96 | 91.04 | 94.64 | 89.96 | 75.2 | 73 | 84 | 75 | 72 | 92 | 84.92 | 0 | 0 | 0 | 1 | 0 | 0 | 1 | 1 | 1 | 0 | 1 | 0 | 100% | #N/A
1981-07-23 | 7 | 23 | 2018 | 2018-07-23 | 1 | 0 | 16:00 | 16 | 77 | 92 | 96.08 | 96.08 | 82.04 | 87.98 | 92.66 | 91.94 | 75.2 | 72 | 86 | 77 | 73 | 89 | 82.04 | 0 | 0 | 0 | 1 | 0 | 0 | 1 | 1 | 1 | 0 | 1 | 0 | 100% | #N/A
1981-07-23 | 7 | 23 | 2018 | 2018-07-23 | 1 | 0 | 17:00 | 17 | 76 | 91 | 93.02 | 94.28 | 80.96 | 87.08 | 94.82 | 91.04 | 73.4 | 70 | 82 | 76 | 72 | 88 | 84.02 | 0 | 0 | 0 | 1 | 0 | 0 | 1 | 1 | 1 | 0 | 1 | 0 | 100% | #N/A
1981-07-23 | 7 | 23 | 2018 | 2018-07-23 | 1 | 0 | 18:00 | 18 | 75 | 89 | 89.96 | 94.1 | 77 | 84.92 | 93.2 | 87.08 | 73.4 | 68 | 81 | 75 | 72 | 87 | 82.04 | 0 | 0 | 0 | 1 | 0 | 0 | 0 | 1 | 1 | 0 | 1 | 0 | 100% | #N/A
1981-07-23 | 7 | 23 | 2018 | 2018-07-23 | 1 | 0 | 19:00 | 19 | 74 | 86 | 87.08 | 91.04 | 75.02 | 82.94 | 87.8 | 84.92 | 69.8 | 64 | 75 | 73 | 68 | 85 | 78.98 | 0 | 0 | 0 | 1 | 0 | 0 | 0 | 1 | 1 | 0 | 1 | 0 | 100% | #N/A
1981-07-23 | 7 | 23 | 2018 | 2018-07-23 | 1 | 0 | 20:00 | 20 | 72 | 83 | 84.92 | 87.98 | 71.96 | 82.04 | 79.16 | 75.92 | 66.2 | 61 | 71 | 64 | 65 | 84 | 75.92 | 0 | 0 | 0 | 1 | 0 | 0 | 0 | 1 | 1 | 0 | 1 | 0 | 100% | #N/A
1981-07-23 | 7 | 23 | 2018 | 2018-07-23 | 1 | 0 | 21:00 | 21 | 69 | 81 | 78.08 | 84.92 | 71.96 | 78.98 | 75.38 | 75.02 | 64.4 | 61 | 71 | 60 | 64 | 82 | 73.94 | 0 | 0 | 0 | 1 | 0 | 0 | 0 | 1 | 1 | 0 | 1 | 0 | 100% | #N/A
1981-07-23 | 7 | 23 | 2018 | 2018-07-23 | 1 | 0 | 22:00 | 22 | 68 | 79 | 75.02 | 81.86 | 71.06 | 73.04 | 75.2 | 73.04 | 62.6 | 59 | 71 | 58 | 64 | 79 | 71.96 | 0 | 0 | 0 | 1 | 0 | 0 | 0 | 1 | 1 | 0 | 1 | 0 | 100% | #N/A
1981-07-23 | 7 | 23 | 2018 | 2018-07-23 | 1 | 0 | 23:00 | 23 | 66 | 77 | 77 | 80.24 | 69.08 | 71.06 | 75.2 | 73.04 | 62.6 | 57 | 71 | 56 | 63 | 76 | 71.06 | 0 | 0 | 0 | 1 | 0 | 0 | 0 | 1 | 1 | 0 | 1 | 0 | 100% | #N/A
1981-07-23 | 7 | 23 | 2018 | 2018-07-23 | 1 | 0 | 24:00 | 24 | 65 | 76 | 75.92 | 79.7 | 68 | 71.06 | 73.94 | 71.96 | 62.6 | 54 | 71 | 55 | 62 | 75 | 71.06 | 0 | 0 | 0 | 0 | 1 | 0 | 0 | 1 | 1 | 0 | 1 | 0 | 100% | #N/A
1981-07-24 | 7 | 24 | 2018 | 2018-07-24 | 2 | 0 | 1:00 | 1 | 63 | 75 | 73.94 | 78.98 | 66.92 | 71.06 | 68.18 | 71.96 | 62.6 | 54 | 71 | 53 | 62 | 74 | 69.08 | 0 | 0 | 0 | 0 | 1 | 0 | 0 | 1 | 1 | 0 | 1 | 0 | 100% | #N/A
1981-07-24 | 7 | 24 | 2018 | 2018-07-24 | 2 | 0 | 2:00 | 2 | 62 | 73 | 69.08 | 78.08 | 66.02 | 71.06 | 68 | 71.06 | 60.8 | 54 | 71 | 53 | 63 | 73 | 68 | 0 | 0 | 0 | 0 | 1 | 0 | 0 | 1 | 1 | 0 | 1 | 0 | 100% | #N/A
1981-07-24 | 7 | 24 | 2018 | 2018-07-24 | 2 | 0 | 3:00 | 3 | 61 | 73 | 68 | 77.18 | 66.02 | 71.06 | 69.62 | 73.04 | 62.6 | 55 | 69 | 53 | 61 | 72 | 66.02 | 0 | 0 | 0 | 0 | 1 | 0 | 0 | 1 | 1 | 0 | 1 | 0 | 100% | #N/A
1981-07-24 | 7 | 24 | 2018 | 2018-07-24 | 2 | 0 | 4:00 | 4 | 59 | 73 | 66.02 | 76.28 | 66.92 | 71.06 | 68 | 71.06 | 62.6 | 55 | 69 | 53 | 60 | 70 | 64.4 | 0 | 0 | 0 | 0 | 1 | 0 | 0 | 1 | 1 | 0 | 1 | 0 | 100% | #N/A
1981-07-24 | 7 | 24 | 2018 | 2018-07-24 | 2 | 0 | 5:00 | 5 | 58 | 73 | 66.02 | 77.36 | 66.92 | 69.08 | 66.02 | 71.96 | 62.6 | 55 | 69 | 52 | 61 | 69 | 64.04 | 0 | 0 | 0 | 0 | 1 | 0 | 0 | 1 | 1 | 0 | 1 | 0 | 100% | #N/A
1981-07-24 | 7 | 24 | 2018 | 2018-07-24 | 2 | 0 | 6:00 | 6 | 61 | 74 | 71.96 | 75.56 | 66.92 | 69.08 | 75.38 | 71.96 | 64.4 | 55 | 69 | 53 | 63 | 71 | 68 | 0 | 0 | 0 | 0 | 1 | 0 | 0 | 1 | 1 | 0 | 1 | 0 | 100% | #N/A
1981-07-24 | 7 | 24 | 2018 | 2018-07-24 | 2 | 0 | 7:00 | 7 | 63 | 75 | 78.98 | 77.18 | 66.92 | 69.98 | 79.7 | 73.94 | 68 | 58 | 69 | 55 | 64 | 74 | 73.04 | 0 | 0 | 0 | 0 | 1 | 0 | 0 | 1 | 1 | 0 | 1 | 0 | 100% | #N/A
1981-07-24 | 7 | 24 | 2018 | 2018-07-24 | 2 | 0 | 8:00 | 8 | 67 | 79 | 82.94 | 82.04 | 71.06 | 69.98 | 82.22 | 77 | 73.4 | 61 | 70 | 59 | 64 | 78 | 75.92 | 0 | 0 | 0 | 1 | 0 | 0 | 0 | 1 | 1 | 0 | 1 | 0 | 100% | #N/A
1981-07-24 | 7 | 24 | 2018 | 2018-07-24 | 2 | 0 | 9:00 | 9 | 72 | 83 | 87.08 | 84.2 | 75.02 | 69.98 | 84.2 | 80.06 | 73.4 | 61 | 71 | 63 | 66 | 80 | 78.08 | 0 | 0 | 0 | 1 | 0 | 0 | 0 | 1 | 1 | 0 | 1 | 0 | 100% | #N/A
1981-07-24 | 7 | 24 | 2018 | 2018-07-24 | 2 | 0 | 10:00 | 10 | 73 | 87 | 89.96 | 86.54 | 78.08 | 71.06 | 86 | 82.04 | 75.2 | 63 | 72 | 65 | 70 | 83 | 80.06 | 0 | 0 | 0 | 1 | 0 | 0 | 0 | 1 | 1 | 0 | 1 | 0 | 100% | #N/A
1981-07-24 | 7 | 24 | 2018 | 2018-07-24 | 2 | 0 | 11:00 | 11 | 75 | 90 | 91.04 | 90.5 | 80.06 | 71.96 | 87.98 | 84.02 | 75.2 | 68 | 75 | 67 | 72 | 84 | 80.96 | 0 | 0 | 0 | 1 | 0 | 0 | 0 | 1 | 1 | 0 | 1 | 0 | 100% | #N/A
1981-07-24 | 7 | 24 | 2018 | 2018-07-24 | 2 | 0 | 12:00 | 12 | 77 | 92 | 93.02 | 91.04 | 78.98 | 73.4 | 91.22 | 87.08 | 77 | 74 | 77 | 68 | 73 | 85 | 80.96 | 0 | 0 | 0 | 1 | 0 | 0 | 0 | 1 | 1 | 0 | 1 | 0 | 100% | #N/A
1981-07-24 | 7 | 24 | 2018 | 2018-07-24 | 2 | 0 | 13:00 | 13 | 78 | 96 | 93.92 | 89.96 | 82.04 | 73.04 | 92.3 | 87.98 | 77 | 79 | 78 | 69 | 79 | 88 | 84.02 | 0 | 0 | 0 | 1 | 0 | 0 | 0 | 1 | 1 | 0 | 1 | 0 | 100% | #N/A
1981-07-24 | 7 | 24 | 2018 | 2018-07-24 | 2 | 0 | 14:00 | 14 | 80 | 95 | 93.02 | 91.4 | 82.94 | 73.94 | 93.2 | 87.98 | 75.2 | 79 | 76 | 68 | 82 | 86 | 84.02 | 0 | 0 | 0 | 1 | 0 | 0 | 1 | 1 | 1 | 0 | 1 | 0 | 100% | #N/A
1981-07-24 | 7 | 24 | 2018 | 2018-07-24 | 2 | 0 | 15:00 | 15 | 79 | 95 | 93.92 | 82.22 | 84.02 | 75.02 | 93.74 | 87.98 | 77 | 79 | 71 | 67 | 83 | 87 | 84.02 | 0 | 0 | 0 | 1 | 0 | 0 | 1 | 1 | 1 | 0 | 1 | 0 | 100% | #N/A
1981-07-24 | 7 | 24 | 2018 | 2018-07-24 | 2 | 0 | 16:00 | 16 | 80 | 95 | 95 | 84.38 | 84.02 | 75.02 | 93.2 | 87.98 | 75.2 | 81 | 71 | 66 | 84 | 86 | 84.92 | 0 | 0 | 0 | 1 | 0 | 0 | 1 | 1 | 1 | 0 | 1 | 0 | 100% | #N/A
1981-07-24 | 7 | 24 | 2018 | 2018-07-24 | 2 | 0 | 17:00 | 17 | 79 | 94 | 91.94 | 79.52 | 82.94 | 73.94 | 92.12 | 86 | 75.2 | 79 | 74 | 65 | 81 | 85 | 80.06 | 0 | 0 | 0 | 1 | 0 | 0 | 1 | 1 | 1 | 0 | 1 | 0 | 100% | #N/A
1981-07-24 | 7 | 24 | 2018 | 2018-07-24 | 2 | 0 | 18:00 | 18 | 76 | 91 | 91.4 | 80.24 | 80.96 | 73.04 | 88.34 | 84.02 | 75.2 | 73 | 74 | 64 | 79 | 84 | 80.96 | 0 | 0 | 0 | 1 | 0 | 0 | 0 | 1 | 1 | 0 | 1 | 0 | 100% | #N/A
1981-07-24 | 7 | 24 | 2018 | 2018-07-24 | 2 | 0 | 19:00 | 19 | 74 | 88 | 91.04 | 80.78 | 78.98 | 71.96 | 81.86 | 75.92 | 73.4 | 70 | 72 | 61 | 77 | 79 | 75.92 | 0 | 0 | 0 | 1 | 0 | 0 | 0 | 1 | 1 | 0 | 1 | 0 | 100% | #N/A
1981-07-24 | 7 | 24 | 2018 | 2018-07-24 | 2 | 0 | 20:00 | 20 | 72 | 87 | 75.92 | 77.54 | 78.08 | 68 | 75.2 | 73.04 | 73.4 | 66 | 70 | 57 | 73 | 75 | 73.04 | 0 | 0 | 0 | 1 | 0 | 0 | 0 | 1 | 1 | 0 | 1 | 0 | 100% | #N/A
1981-07-24 | 7 | 24 | 2018 | 2018-07-24 | 2 | 0 | 21:00 | 21 | 71 | 85 | 71.96 | 74.3 | 77 | 66.92 | 69.62 | 69.08 | 73.4 | 63 | 68 | 56 | 71 | 72 | 71.06 | 0 | 0 | 0 | 1 | 0 | 0 | 0 | 1 | 1 | 0 | 1 | 0 | 100% | #N/A
1981-07-24 | 7 | 24 | 2018 | 2018-07-24 | 2 | 0 | 22:00 | 22 | 69 | 84 | 69.98 | 73.22 | 75.02 | 64.94 | 67.82 | 69.08 | 71.6 | 61 | 68 | 55 | 70 | 71 | 69.08 | 0 | 0 | 0 | 1 | 0 | 0 | 0 | 1 | 1 | 0 | 1 | 0 | 100% | #N/A
1981-07-24 | 7 | 24 | 2018 | 2018-07-24 | 2 | 0 | 23:00 | 23 | 68 | 81 | 68 | 73.04 | 73.4 | 66.02 | 66.56 | 69.08 | 71.6 | 59 | 67 | 55 | 70 | 68 | 71.96 | 0 | 0 | 0 | 1 | 0 | 0 | 0 | 1 | 1 | 0 | 1 | 0 | 100% | #N/A
1981-07-24 | 7 | 24 | 2018 | 2018-07-24 | 2 | 0 | 24:00 | 24 | 67 | 80 | 68 | 73.22 | 75.02 | 64.04 | 64.94 | 66.92 | 71.6 | 55 | 68 | 54 | 69 | 67 | 71.96 | 0 | 0 | 0 | 0 | 1 | 0 | 0 | 1 | 1 | 0 | 1 | 0 | 100% | #N/A
1981-07-25 | 7 | 25 | 2018 | 2018-07-25 | 3 | 0 | 1:00 | 1 | 66 | 78 | 66.92 | 72.32 | 75.2 | 62.06 | 60.62 | 66.02 | 71.6 | 55 | 67 | 55 | 67 | 67 | 71.96 | 0 | 0 | 0 | 0 | 1 | 0 | 0 | 1 | 1 | 0 | 1 | 0 | 100% | #N/A
1981-07-25 | 7 | 25 | 2018 | 2018-07-25 | 3 | 0 | 2:00 | 2 | 65 | 77 | 69.08 | 71.78 | 73.94 | 60.08 | 59.72 | 64.94 | 73.4 | 55 | 67 | 55 | 69 | 66 | 71.96 | 0 | 0 | 0 | 0 | 1 | 0 | 0 | 1 | 1 | 0 | 1 | 0 | 100% | #N/A
1981-07-25 | 7 | 25 | 2018 | 2018-07-25 | 3 | 0 | 3:00 | 3 | 64 | 77 | 62.06 | 70.88 | 73.4 | 59 | 59 | 64.94 | 73.4 | 54 | 67 | 55 | 71 | 63 | 73.04 | 0 | 0 | 0 | 0 | 1 | 0 | 0 | 1 | 1 | 0 | 1 | 0 | 100% | #N/A
1981-07-25 | 7 | 25 | 2018 | 2018-07-25 | 3 | 0 | 4:00 | 4 | 63 | 74 | 57.92 | 70.16 | 73.94 | 57.92 | 59 | 66.02 | 73.4 | 54 | 66 | 55 | 68 | 63 | 73.04 | 0 | 0 | 0 | 0 | 1 | 0 | 0 | 1 | 1 | 0 | 1 | 0 | 100% | #N/A
1981-07-25 | 7 | 25 | 2018 | 2018-07-25 | 3 | 0 | 5:00 | 5 | 63 | 74 | 57.92 | 69.62 | 71.96 | 57.02 | 57.2 | 64.94 | 73.4 | 55 | 66 | 55 | 66 | 64 | 73.04 | 0 | 0 | 0 | 0 | 1 | 0 | 0 | 1 | 1 | 0 | 1 | 0 | 100% | #N/A
1981-07-25 | 7 | 25 | 2018 | 2018-07-25 | 3 | 0 | 6:00 | 6 | 65 | 76 | 68 | 70.34 | 71.96 | 59 | 64.04 | 66.92 | 68 | 56 | 66 | 58 | 66 | 67 | 73.04 | 0 | 0 | 0 | 0 | 1 | 0 | 0 | 1 | 1 | 0 | 1 | 0 | 100% | #N/A
1981-07-25 | 7 | 25 | 2018 | 2018-07-25 | 3 | 0 | 7:00 | 7 | 70 | 77 | 73.94 | 73.4 | 73.04 | 62.96 | 69.44 | 69.98 | 68 | 59 | 66 | 61 | 66 | 67 | 73.94 | 0 | 0 | 0 | 0 | 1 | 0 | 0 | 1 | 1 | 0 | 1 | 0 | 100% | #N/A
1981-07-25 | 7 | 25 | 2018 | 2018-07-25 | 3 | 0 | 8:00 | 8 | 76 | 81 | 78.08 | 75.02 | 77 | 66.02 | 74.84 | 71.96 | 73.4 | 63 | 68 | 64 | 72 | 71 | 78.08 | 0 | 0 | 0 | 1 | 0 | 0 | 0 | 1 | 1 | 0 | 1 | 0 | 100% | #N/A
1981-07-25 | 7 | 25 | 2018 | 2018-07-25 | 3 | 0 | 9:00 | 9 | 77 | 84 | 82.04 | 77.36 | 78.8 | 71.06 | 78.62 | 73.94 | 73.4 | 68 | 70 | 67 | 72 | 75 | 80.06 | 0 | 0 | 0 | 1 | 0 | 0 | 0 | 1 | 1 | 0 | 1 | 0 | 100% | #N/A
1981-07-25 | 7 | 25 | 2018 | 2018-07-25 | 3 | 0 | 10:00 | 10 | 81 | 88 | 84.02 | 79.16 | 82.4 | 73.94 | 80.6 | 75.92 | 77 | 72 | 75 | 70 | 72 | 76 | 80.06 | 0 | 0 | 0 | 1 | 0 | 0 | 0 | 1 | 1 | 0 | 1 | 0 | 100% | #N/A
1981-07-25 | 7 | 25 | 2018 | 2018-07-25 | 3 | 0 | 11:00 | 11 | 83 | 85 | 82.94 | 80.78 | 82.04 | 75.92 | 82.94 | 77 | 80.6 | 68 | 76 | 72 | 70 | 79 | 78.98 | 0 | 0 | 0 | 1 | 0 | 0 | 0 | 1 | 1 | 0 | 1 | 0 | 100% | #N/A
1981-07-25 | 7 | 25 | 2018 | 2018-07-25 | 3 | 0 | 12:00 | 12 | 84 | 82 | 86 | 82.22 | 84.02 | 77 | 84.2 | 78.98 | 80.6 | 64 | 79 | 73 | 68 | 82 | 78.98 | 0 | 0 | 0 | 1 | 0 | 0 | 0 | 1 | 1 | 0 | 1 | 0 | 100% | #N/A
1981-07-25 | 7 | 25 | 2018 | 2018-07-25 | 3 | 0 | 13:00 | 13 | 82 | 88 | 87.98 | 85.1 | 87.08 | 78.98 | 87.44 | 82.04 | 82.4 | 67 | 79 | 75 | 70 | 84 | 78.08 | 0 | 0 | 0 | 1 | 0 | 0 | 0 | 1 | 1 | 0 | 1 | 0 | 100% | #N/A
1981-07-25 | 7 | 25 | 2018 | 2018-07-25 | 3 | 0 | 14:00 | 14 | 83 | 91 | 89.06 | 87.08 | 80.06 | 80.06 | 89.24 | 82.94 | 82.4 | 69 | 82 | 75 | 72 | 86 | 80.06 | 0 | 0 | 0 | 1 | 0 | 0 | 1 | 1 | 1 | 0 | 1 | 0 | 100% | #N/A
1981-07-25 | 7 | 25 | 2018 | 2018-07-25 | 3 | 0 | 15:00 | 15 | 83 | 92 | 89.96 | 86.72 | 73.4 | 80.06 | 89.6 | 84.92 | 84.2 | 70 | 82 | 79 | 73 | 82 | 80.96 | 0 | 0 | 0 | 1 | 0 | 0 | 1 | 1 | 1 | 0 | 1 | 0 | 100% | #N/A
1981-07-25 | 7 | 25 | 2018 | 2018-07-25 | 3 | 0 | 16:00 | 16 | 81 | 90 | 89.96 | 79.7 | 73.4 | 80.06 | 87.98 | 84.02 | 84.2 | 70 | 83 | 79 | 74 | 79 | 82.94 | 0 | 0 | 0 | 1 | 0 | 0 | 1 | 1 | 1 | 0 | 1 | 0 | 100% | #N/A
1981-07-25 | 7 | 25 | 2018 | 2018-07-25 | 3 | 0 | 17:00 | 17 | 82 | 90 | 91.04 | 77.9 | 73.94 | 78.98 | 86.9 | 84.02 | 69.8 | 68 | 84 | 79 | 74 | 77 | 82.94 | 0 | 0 | 0 | 1 | 0 | 0 | 1 | 1 | 1 | 0 | 1 | 0 | 100% | #N/A
1981-07-25 | 7 | 25 | 2018 | 2018-07-25 | 3 | 0 | 18:00 | 18 | 80 | 88 | 87.98 | 74.12 | 73.94 | 78.08 | 84.38 | 84.02 | 71.6 | 66 | 78 | 76 | 74 | 76 | 80.06 | 0 | 0 | 0 | 1 | 0 | 0 | 0 | 1 | 1 | 0 | 1 | 0 | 100% | #N/A
1981-07-25 | 7 | 25 | 2018 | 2018-07-25 | 3 | 0 | 19:00 | 19 | 78 | 86 | 80.96 | 74.48 | 73.04 | 75.92 | 72.68 | 78.08 | 71.6 | 64 | 76 | 69 | 72 | 73 | 78.08 | 0 | 0 | 0 | 1 | 0 | 0 | 0 | 1 | 1 | 0 | 1 | 0 | 100% | #N/A
1981-07-25 | 7 | 25 | 2018 | 2018-07-25 | 3 | 0 | 20:00 | 20 | 76 | 80 | 73.94 | 74.84 | 71.6 | 71.06 | 66.74 | 73.04 | 69.8 | 64 | 72 | 63 | 72 | 71 | 75.92 | 0 | 0 | 0 | 1 | 0 | 0 | 0 | 1 | 1 | 0 | 1 | 0 | 100% | #N/A
1981-07-25 | 7 | 25 | 2018 | 2018-07-25 | 3 | 0 | 21:00 | 21 | 76 | 73 | 69.08 | 75.38 | 71.06 | 69.98 | 65.48 | 75.92 | 68 | 61 | 72 | 60 | 72 | 71 | 75.92 | 0 | 0 | 0 | 1 | 0 | 0 | 0 | 1 | 1 | 0 | 1 | 0 | 100% | #N/A
1981-07-25 | 7 | 25 | 2018 | 2018-07-25 | 3 | 0 | 22:00 | 22 | 74 | 73 | 68 | 75.74 | 69.98 | 69.08 | 67.28 | 75.02 | 69.8 | 61 | 71 | 58 | 70 | 68 | 75.02 | 0 | 0 | 0 | 1 | 0 | 0 | 0 | 1 | 1 | 0 | 1 | 0 | 100% | #N/A
1981-07-25 | 7 | 25 | 2018 | 2018-07-25 | 3 | 0 | 23:00 | 23 | 74 | 79 | 64.94 | 74.66 | 68 | 66.92 | 68.54 | 73.94 | 66.2 | 61 | 69 | 56 | 68 | 66 | 73.04 | 0 | 0 | 0 | 1 | 0 | 0 | 0 | 1 | 1 | 0 | 1 | 0 | 100% | #N/A
1981-07-25 | 7 | 25 | 2018 | 2018-07-25 | 3 | 0 | 24:00 | 24 | 73 | 74 | 62.96 | 73.58 | 66.02 | 64.94 | 64.22 | 69.08 | 66.2 | 61 | 69 | 55 | 65 | 66 | 69.98 | 0 | 0 | 0 | 0 | 1 | 0 | 0 | 1 | 1 | 0 | 1 | 0 | 100% | #N/A
1981-07-26 | 7 | 26 | 2018 | 2018-07-26 | 4 | 0 | 1:00 | 1 | 72 | 72 | 62.06 | 70.7 | 64.04 | 62.96 | 62.42 | 69.08 | 64.4 | 62 | 68 | 54 | 65 | 66 | 71.96 | 0 | 0 | 0 | 0 | 1 | 0 | 0 | 1 | 1 | 0 | 1 | 0 | 100% | #N/A
1981-07-26 | 7 | 26 | 2018 | 2018-07-26 | 4 | 0 | 2:00 | 2 | 71 | 72 | 59 | 70.7 | 64.04 | 62.96 | 64.22 | 71.06 | 62.6 | 63 | 66 | 52 | 65 | 66 | 71.06 | 0 | 0 | 0 | 0 | 1 | 0 | 0 | 1 | 1 | 0 | 1 | 0 | 100% | #N/A
1981-07-26 | 7 | 26 | 2018 | 2018-07-26 | 4 | 0 | 3:00 | 3 | 71 | 72 | 57.02 | 71.6 | 62.96 | 62.96 | 61.34 | 71.96 | 62.6 | 62 | 65 | 51 | 65 | 66 | 69.98 | 0 | 0 | 0 | 0 | 1 | 0 | 0 | 1 | 1 | 0 | 1 | 0 | 100% | #N/A
1981-07-26 | 7 | 26 | 2018 | 2018-07-26 | 4 | 0 | 4:00 | 4 | 70 | 71 | 60.08 | 71.96 | 62.06 | 62.06 | 59.72 | 69.98 | 60.8 | 62 | 64 | 52 | 63 | 65 | 69.98 | 0 | 0 | 0 | 0 | 1 | 0 | 0 | 1 | 1 | 0 | 1 | 0 | 100% | #N/A
1981-07-26 | 7 | 26 | 2018 | 2018-07-26 | 4 | 0 | 5:00 | 5 | 73 | 71 | 60.08 | 70.52 | 60.98 | 62.96 | 61.52 | 66.92 | 59 | 63 | 65 | 52 | 66 | 67 | 66.92 | 0 | 0 | 0 | 0 | 1 | 0 | 0 | 1 | 1 | 0 | 1 | 0 | 100% | #N/A
1981-07-26 | 7 | 26 | 2018 | 2018-07-26 | 4 | 0 | 6:00 | 6 | 71 | 73 | 66.02 | 70.88 | 64.94 | 62.96 | 65.84 | 69.98 | 60.8 | 62 | 66 | 54 | 66 | 68 | 71.06 | 0 | 0 | 0 | 0 | 1 | 0 | 0 | 1 | 1 | 0 | 1 | 0 | 100% | #N/A
1981-07-26 | 7 | 26 | 2018 | 2018-07-26 | 4 | 0 | 7:00 | 7 | 74 | 75 | 73.04 | 71.06 | 68 | 64.94 | 71.24 | 73.04 | 64.4 | 63 | 67 | 57 | 66 | 69 | 77 | 0 | 0 | 0 | 0 | 1 | 0 | 0 | 1 | 1 | 0 | 1 | 0 | 100% | #N/A
1981-07-26 | 7 | 26 | 2018 | 2018-07-26 | 4 | 0 | 8:00 | 8 | 76 | 77 | 78.98 | 72.32 | 69.98 | 69.98 | 77.72 | 78.08 | 68 | 66 | 74 | 61 | 68 | 69 | 82.94 | 0 | 0 | 0 | 1 | 0 | 0 | 0 | 1 | 1 | 0 | 1 | 0 | 100% | #N/A
1981-07-26 | 7 | 26 | 2018 | 2018-07-26 | 4 | 0 | 9:00 | 9 | 75 | 79 | 84.02 | 74.66 | 73.04 | 73.04 | 82.04 | 80.96 | 71.6 | 69 | 76 | 67 | 68 | 70 | 87.98 | 0 | 0 | 0 | 1 | 0 | 0 | 0 | 1 | 1 | 0 | 1 | 0 | 100% | #N/A
1981-07-26 | 7 | 26 | 2018 | 2018-07-26 | 4 | 0 | 10:00 | 10 | 73 | 80 | 87.98 | 77 | 73.94 | 78.08 | 87.26 | 84.02 | 71.6 | 70 | 80 | 72 | 70 | 71 | 91.04 | 0 | 0 | 0 | 1 | 0 | 0 | 0 | 1 | 1 | 0 | 1 | 0 | 100% | #N/A
1981-07-26 | 7 | 26 | 2018 | 2018-07-26 | 4 | 0 | 11:00 | 11 | 73 | 77 | 91.04 | 77.36 | 75.02 | 78.08 | 90.32 | 87.08 | 73.4 | 70 | 80 | 74 | 72 | 71 | 93.92 | 0 | 0 | 0 | 1 | 0 | 0 | 0 | 1 | 1 | 0 | 1 | 0 | 100% | #N/A
1981-07-26 | 7 | 26 | 2018 | 2018-07-26 | 4 | 0 | 12:00 | 12 | 73 | 78 | 95 | 76.82 | 77 | 82.04 | 93.2 | 89.06 | 73.4 | 69 | 83 | 74 | 72 | 70 | 93.92 | 0 | 0 | 0 | 1 | 0 | 0 | 0 | 1 | 1 | 0 | 1 | 0 | 100% | #N/A
1981-07-26 | 7 | 26 | 2018 | 2018-07-26 | 4 | 0 | 13:00 | 13 | 74 | 80 | 93.92 | 77.54 | 78.08 | 84.02 | 94.1 | 87.98 | 73.4 | 68 | 86 | 74 | 77 | 71 | 95 | 0 | 0 | 0 | 1 | 0 | 0 | 0 | 1 | 1 | 0 | 1 | 0 | 100% | #N/A
1981-07-26 | 7 | 26 | 2018 | 2018-07-26 | 4 | 0 | 14:00 | 14 | 76 | 82 | 95 | 79.16 | 80.06 | 82.04 | 91.4 | 87.98 | 75.2 | 70 | 85 | 73 | 77 | 73 | 95 | 0 | 0 | 0 | 1 | 0 | 0 | 1 | 1 | 1 | 0 | 1 | 0 | 100% | #N/A
1981-07-26 | 7 | 26 | 2018 | 2018-07-26 | 4 | 0 | 15:00 | 15 | 77 | 84 | 93.02 | 81.68 | 80.06 | 82.94 | 91.22 | 86 | 75.2 | 73 | 84 | 73 | 79 | 73 | 95 | 0 | 0 | 0 | 1 | 0 | 0 | 1 | 1 | 1 | 0 | 1 | 0 | 100% | #N/A
1981-07-26 | 7 | 26 | 2018 | 2018-07-26 | 4 | 0 | 16:00 | 16 | 76 | 85 | 89.06 | 81.68 | 80.96 | 82.94 | 89.96 | 84.02 | 75.2 | 73 | 82 | 73 | 79 | 73 | 93.92 | 0 | 0 | 0 | 1 | 0 | 0 | 1 | 1 | 1 | 0 | 1 | 0 | 100% | #N/A
1981-07-26 | 7 | 26 | 2018 | 2018-07-26 | 4 | 0 | 17:00 | 17 | 76 | 85 | 82.94 | 81.5 | 80.96 | 80.96 | 88.34 | 84.02 | 75.2 | 70 | 83 | 72 | 79 | 70 | 91.04 | 0 | 0 | 0 | 1 | 0 | 0 | 1 | 1 | 1 | 0 | 1 | 0 | 100% | #N/A
1981-07-26 | 7 | 26 | 2018 | 2018-07-26 | 4 | 0 | 18:00 | 18 | 76 | 83 | 80.96 | 81.5 | 78.08 | 78.98 | 86.36 | 82.04 | 75.2 | 68 | 78 | 72 | 78 | 70 | 84.92 | 0 | 0 | 0 | 1 | 0 | 0 | 0 | 1 | 1 | 0 | 1 | 0 | 100% | #N/A
1981-07-26 | 7 | 26 | 2018 | 2018-07-26 | 4 | 0 | 19:00 | 19 | 75 | 81 | 78.98 | 81.5 | 73.94 | 75.92 | 83.84 | 80.6 | 71.6 | 64 | 77 | 70 | 75 | 69 | 82.04 | 0 | 0 | 0 | 1 | 0 | 0 | 0 | 1 | 1 | 0 | 1 | 0 | 100% | #N/A
1981-07-26 | 7 | 26 | 2018 | 2018-07-26 | 4 | 0 | 20:00 | 20 | 74 | 77 | 78.08 | 81.32 | 69.98 | 73.94 | 82.4 | 77 | 68 | 64 | 73 | 69 | 72 | 66 | 78.98 | 0 | 0 | 0 | 1 | 0 | 0 | 0 | 1 | 1 | 0 | 1 | 0 | 100% | #N/A
1981-07-26 | 7 | 26 | 2018 | 2018-07-26 | 4 | 0 | 21:00 | 21 | 74 | 74 | 78.08 | 80.42 | 66.92 | 71.96 | 77 | 75.92 | 68 | 62 | 70 | 69 | 70 | 65 | 78.98 | 0 | 0 | 0 | 1 | 0 | 0 | 0 | 1 | 1 | 0 | 1 | 0 | 100% | #N/A
1981-07-26 | 7 | 26 | 2018 | 2018-07-26 | 4 | 0 | 22:00 | 22 | 75 | 71 | 78.98 | 80.24 | 68 | 71.06 | 74.3 | 73.94 | 66.2 | 61 | 69 | 69 | 71 | 64 | 78.08 | 0 | 0 | 0 | 1 | 0 | 0 | 0 | 1 | 1 | 0 | 1 | 0 | 100% | #N/A
1981-07-26 | 7 | 26 | 2018 | 2018-07-26 | 4 | 0 | 23:00 | 23 | 74 | 70 | 78.08 | 79.88 | 64.94 | 69.08 | 75.56 | 73.94 | 66.2 | 61 | 68 | 69 | 68 | 63 | 77 | 0 | 0 | 0 | 1 | 0 | 0 | 0 | 1 | 1 | 0 | 1 | 0 | 100% | #N/A
1981-07-26 | 7 | 26 | 2018 | 2018-07-26 | 4 | 0 | 24:00 | 24 | 73 | 68 | 77 | 80.24 | 64.94 | 68 | 72.5 | 71.96 | 66.2 | 59 | 66 | 67 | 70 | 64 | 77 | 0 | 0 | 0 | 0 | 1 | 0 | 0 | 1 | 1 | 0 | 1 | 0 | 100% | #N/A
1981-07-27 | 7 | 27 | 2018 | 2018-07-27 | 5 | 0 | 1:00 | 1 | 71 | 62 | 75.92 | 79.7 | 66.02 | 66.92 | 69.26 | 71.06 | 62.6 | 59 | 66 | 67 | 70 | 64 | 75.92 | 0 | 0 | 0 | 0 | 1 | 0 | 0 | 1 | 1 | 0 | 1 | 0 | 100% | #N/A
1981-07-27 | 7 | 27 | 2018 | 2018-07-27 | 5 | 0 | 2:00 | 2 | 70 | 63 | 73.94 | 78.98 | 64.04 | 66.02 | 69.98 | 69.98 | 64.4 | 59 | 65 | 69 | 69 | 64 | 75.92 | 0 | 0 | 0 | 0 | 1 | 0 | 0 | 1 | 1 | 0 | 1 | 0 | 100% | #N/A
1981-07-27 | 7 | 27 | 2018 | 2018-07-27 | 5 | 0 | 3:00 | 3 | 70 | 61 | 73.94 | 78.26 | 64.04 | 66.02 | 69.62 | 69.08 | 66.2 | 59 | 64 | 69 | 67 | 64 | 75.92 | 0 | 0 | 0 | 0 | 1 | 0 | 0 | 1 | 1 | 0 | 1 | 0 | 100% | #N/A
1981-07-27 | 7 | 27 | 2018 | 2018-07-27 | 5 | 0 | 4:00 | 4 | 71 | 60 | 71.96 | 78.26 | 64.04 | 66.02 | 70.52 | 69.08 | 68 | 57 | 63 | 69 | 65 | 64 | 75.02 | 0 | 0 | 0 | 0 | 1 | 0 | 0 | 1 | 1 | 0 | 1 | 0 | 100% | #N/A
1981-07-27 | 7 | 27 | 2018 | 2018-07-27 | 5 | 0 | 5:00 | 5 | 71 | 58 | 71.96 | 77.54 | 64.04 | 66.92 | 72.14 | 69.08 | 68 | 56 | 63 | 67 | 63 | 63 | 75.02 | 0 | 0 | 0 | 0 | 1 | 0 | 0 | 1 | 1 | 0 | 1 | 0 | 100% | #N/A
1981-07-27 | 7 | 27 | 2018 | 2018-07-27 | 5 | 0 | 6:00 | 6 | 72 | 63 | 75.02 | 77.54 | 66.02 | 66.92 | 74.48 | 69.98 | 68 | 57 | 64 | 69 | 63 | 64 | 77 | 0 | 0 | 0 | 0 | 1 | 0 | 0 | 1 | 1 | 0 | 1 | 0 | 100% | #N/A
1981-07-27 | 7 | 27 | 2018 | 2018-07-27 | 5 | 0 | 7:00 | 7 | 71 | 67 | 78.98 | 78.44 | 69.08 | 69.08 | 77.9 | 73.04 | 71.6 | 59 | 66 | 69 | 68 | 66 | 80.06 | 0 | 0 | 0 | 0 | 1 | 0 | 0 | 1 | 1 | 0 | 1 | 0 | 100% | #N/A
1981-07-27 | 7 | 27 | 2018 | 2018-07-27 | 5 | 0 | 8:00 | 8 | 71 | 72 | 82.94 | 81.14 | 71.96 | 69.98 | 80.6 | 75.92 | 73.4 | 65 | 70 | 72 | 72 | 68 | 86 | 0 | 0 | 0 | 1 | 0 | 0 | 0 | 1 | 1 | 0 | 1 | 0 | 100% | #N/A
1981-07-27 | 7 | 27 | 2018 | 2018-07-27 | 5 | 0 | 9:00 | 9 | 73 | 75 | 87.08 | 84.56 | 73.94 | 71.96 | 83.84 | 78.98 | 75.2 | 70 | 73 | 73 | 75 | 70 | 87.08 | 0 | 0 | 0 | 1 | 0 | 0 | 0 | 1 | 1 | 0 | 1 | 0 | 100% | #N/A
1981-07-27 | 7 | 27 | 2018 | 2018-07-27 | 5 | 0 | 10:00 | 10 | 76 | 77 | 89.06 | 85.64 | 73.04 | 77 | 84.2 | 80.96 | 75.2 | 72 | 80 | 74 | 72 | 73 | 87.08 | 0 | 0 | 0 | 1 | 0 | 0 | 0 | 1 | 1 | 0 | 1 | 0 | 100% | #N/A
1981-07-27 | 7 | 27 | 2018 | 2018-07-27 | 5 | 0 | 11:00 | 11 | 78 | 78 | 89.06 | 87.44 | 73.94 | 71.6 | 85.82 | 82.94 | 75.2 | 72 | 84 | 78 | 75 | 74 | 89.96 | 0 | 0 | 0 | 1 | 0 | 0 | 0 | 1 | 1 | 0 | 1 | 0 | 100% | #N/A
1981-07-27 | 7 | 27 | 2018 | 2018-07-27 | 5 | 0 | 12:00 | 12 | 79 | 80 | 89.96 | 89.06 | 75.02 | 69.98 | 86.9 | 84.92 | 73.4 | 72 | 83 | 81 | 77 | 77 | 93.02 | 0 | 0 | 0 | 1 | 0 | 0 | 0 | 1 | 1 | 0 | 1 | 0 | 100% | #N/A
1981-07-27 | 7 | 27 | 2018 | 2018-07-27 | 5 | 0 | 13:00 | 13 | 81 | 82 | 91.04 | 90.5 | 77 | 69.98 | 88.88 | 84.92 | 73.4 | 72 | 86 | 82 | 73 | 78 | 93.92 | 0 | 0 | 0 | 1 | 0 | 0 | 0 | 1 | 1 | 0 | 1 | 0 | 100% | #N/A
1981-07-27 | 7 | 27 | 2018 | 2018-07-27 | 5 | 0 | 14:00 | 14 | 80 | 83 | 91.94 | 90.86 | 78.98 | 71.96 | 88.7 | 86 | 75.2 | 68 | 85 | 82 | 75 | 79 | 93.02 | 0 | 0 | 0 | 1 | 0 | 0 | 1 | 1 | 1 | 0 | 1 | 0 | 100% | #N/A
1981-07-27 | 7 | 27 | 2018 | 2018-07-27 | 5 | 0 | 15:00 | 15 | 80 | 84 | 93.02 | 89.78 | 80.06 | 73.04 | 87.62 | 86 | 75.2 | 70 | 85 | 83 | 77 | 80 | 91.04 | 0 | 0 | 0 | 1 | 0 | 0 | 1 | 1 | 1 | 0 | 1 | 0 | 100% | #N/A
1981-07-27 | 7 | 27 | 2018 | 2018-07-27 | 5 | 0 | 16:00 | 16 | 80 | 82 | 93.02 | 89.6 | 82.04 | 75.02 | 89.96 | 86 | 75.2 | 72 | 83 | 82 | 75 | 80 | 89.06 | 0 | 0 | 0 | 1 | 0 | 0 | 1 | 1 | 1 | 0 | 1 | 0 | 100% | #N/A
1981-07-27 | 7 | 27 | 2018 | 2018-07-27 | 5 | 0 | 17:00 | 17 | 83 | 82 | 89.06 | 88.88 | 82.04 | 75.02 | 88.88 | 84.92 | 75.2 | 70 | 81 | 77 | 76 | 78 | 84.92 | 0 | 0 | 0 | 1 | 0 | 0 | 1 | 1 | 1 | 0 | 1 | 0 | 100% | #N/A
1981-07-27 | 7 | 27 | 2018 | 2018-07-27 | 5 | 0 | 18:00 | 18 | 82 | 80 | 89.96 | 88.16 | 80.96 | 75.02 | 86.18 | 84.02 | 73.4 | 68 | 80 | 77 | 75 | 75 | 80.96 | 0 | 0 | 0 | 1 | 0 | 0 | 0 | 1 | 1 | 0 | 1 | 0 | 100% | #N/A
1981-07-27 | 7 | 27 | 2018 | 2018-07-27 | 5 | 0 | 19:00 | 19 | 80 | 77 | 86 | 87.44 | 75.92 | 75.02 | 83.48 | 80.06 | 73.4 | 64 | 76 | 77 | 71 | 73 | 78.98 | 0 | 0 | 0 | 1 | 0 | 0 | 0 | 1 | 1 | 0 | 1 | 0 | 100% | #N/A
1981-07-27 | 7 | 27 | 2018 | 2018-07-27 | 5 | 0 | 20:00 | 20 | 77 | 74 | 82.04 | 86.54 | 75.02 | 73.04 | 78.44 | 75.92 | 73.4 | 64 | 72 | 75 | 66 | 69 | 75.02 | 0 | 0 | 0 | 1 | 0 | 0 | 0 | 1 | 1 | 0 | 1 | 0 | 100% | #N/A
1981-07-27 | 7 | 27 | 2018 | 2018-07-27 | 5 | 0 | 21:00 | 21 | 74 | 70 | 78.98 | 85.82 | 73.94 | 71.96 | 77.18 | 75.02 | 73.4 | 63 | 70 | 75 | 64 | 69 | 73.94 | 0 | 0 | 0 | 1 | 0 | 0 | 0 | 1 | 1 | 0 | 1 | 0 | 100% | #N/A
1981-07-27 | 7 | 27 | 2018 | 2018-07-27 | 5 | 0 | 22:00 | 22 | 73 | 69 | 75.02 | 83.3 | 73.04 | 71.06 | 70.7 | 71.96 | 73.4 | 63 | 68 | 74 | 63 | 67 | 73.94 | 0 | 0 | 0 | 1 | 0 | 0 | 0 | 1 | 1 | 0 | 1 | 0 | 100% | #N/A
1981-07-27 | 7 | 27 | 2018 | 2018-07-27 | 5 | 0 | 23:00 | 23 | 72 | 66 | 69.98 | 82.22 | 71.96 | 71.06 | 66.56 | 73.04 | 73.4 | 63 | 66 | 74 | 62 | 63 | 75.02 | 0 | 0 | 0 | 1 | 0 | 0 | 0 | 1 | 1 | 0 | 1 | 0 | 100% | #N/A
1981-07-27 | 7 | 27 | 2018 | 2018-07-27 | 5 | 0 | 24:00 | 24 | 70 | 66 | 64.94 | 80.96 | 71.6 | 71.06 | 67.46 | 73.04 | 71.6 | 55 | 65 | 73 | 60 | 62 | 73.94 | 0 | 0 | 0 | 0 | 1 | 0 | 0 | 1 | 1 | 0 | 1 | 0 | 100% | #N/A
1981-07-28 | 7 | 28 | 2018 | 2018-07-28 | 6 | 0 | 1:00 | 1 | 69 | 65 | 64.04 | 79.52 | 69.8 | 69.8 | 64.4 | 69.98 | 71.6 | 54 | 66 | 73 | 59 | 62 | 71.96 | 0 | 0 | 0 | 0 | 1 | 0 | 0 | 1 | 1 | 0 | 1 | 0 | 100% | #N/A
1981-07-28 | 7 | 28 | 2018 | 2018-07-28 | 6 | 0 | 2:00 | 2 | 69 | 60 | 60.98 | 78.62 | 66.2 | 69.08 | 64.04 | 68 | 71.6 | 52 | 65 | 72 | 58 | 60 | 71.06 | 0 | 0 | 0 | 0 | 1 | 0 | 0 | 1 | 1 | 0 | 1 | 0 | 100% | #N/A
1981-07-28 | 7 | 28 | 2018 | 2018-07-28 | 6 | 0 | 3:00 | 3 | 68 | 58 | 60.08 | 77.36 | 66.2 | 69.08 | 63.32 | 66.92 | 71.6 | 50 | 65 | 71 | 56 | 59 | 71.06 | 0 | 0 | 0 | 0 | 1 | 0 | 0 | 1 | 1 | 0 | 1 | 0 | 100% | #N/A
1981-07-28 | 7 | 28 | 2018 | 2018-07-28 | 6 | 0 | 4:00 | 4 | 67 | 60 | 60.98 | 76.28 | 66.2 | 69.08 | 60.8 | 66.92 | 73.4 | 46 | 65 | 71 | 56 | 58 | 71.06 | 0 | 0 | 0 | 0 | 1 | 0 | 0 | 1 | 1 | 0 | 1 | 0 | 100% | #N/A
1981-07-28 | 7 | 28 | 2018 | 2018-07-28 | 6 | 0 | 5:00 | 5 | 66 | 58 | 60.08 | 75.02 | 68 | 69.08 | 60.8 | 66.92 | 71.6 | 48 | 65 | 70 | 54 | 55 | 69.98 | 0 | 0 | 0 | 0 | 1 | 0 | 0 | 1 | 1 | 0 | 1 | 0 | 100% | #N/A
1981-07-28 | 7 | 28 | 2018 | 2018-07-28 | 6 | 0 | 6:00 | 6 | 66 | 60 | 59 | 76.1 | 68 | 69.8 | 60.8 | 71.96 | 71.6 | 52 | 65 | 70 | 54 | 62 | 69.98 | 0 | 0 | 0 | 0 | 1 | 0 | 0 | 1 | 1 | 0 | 1 | 0 | 100% | #N/A
1981-07-28 | 7 | 28 | 2018 | 2018-07-28 | 6 | 0 | 7:00 | 7 | 69 | 66 | 75.92 | 79.7 | 66.2 | 69.98 | 71.96 | 75.02 | 71.6 | 57 | 66 | 70 | 61 | 66 | 69.98 | 0 | 0 | 0 | 0 | 1 | 0 | 0 | 1 | 1 | 0 | 1 | 0 | 100% | #N/A
1981-07-28 | 7 | 28 | 2018 | 2018-07-28 | 6 | 0 | 8:00 | 8 | 72 | 70 | 82.04 | 78.26 | 66.2 | 71.06 | 75.74 | 77 | 71.6 | 64 | 67 | 72 | 64 | 72 | 69.98 | 0 | 0 | 0 | 0 | 1 | 0 | 0 | 1 | 1 | 0 | 1 | 0 | 100% | #N/A
1981-07-28 | 7 | 28 | 2018 | 2018-07-28 | 6 | 0 | 9:00 | 9 | 73 | 73 | 84.02 | 77.9 | 68 | 71.06 | 80.42 | 78.98 | 75.2 | 68 | 69 | 76 | 66 | 75 | 71.96 | 0 | 0 | 0 | 0 | 1 | 0 | 0 | 1 | 1 | 0 | 1 | 0 | 100% | #N/A
1981-07-28 | 7 | 28 | 2018 | 2018-07-28 | 6 | 0 | 10:00 | 10 | 75 | 77 | 86 | 81.32 | 68 | 71.06 | 85.28 | 82.04 | 77 | 70 | 74 | 81 | 73 | 77 | 75.02 | 0 | 0 | 0 | 0 | 1 | 0 | 0 | 1 | 1 | 0 | 1 | 0 | 100% | #N/A
1981-07-28 | 7 | 28 | 2018 | 2018-07-28 | 6 | 0 | 11:00 | 11 | 74 | 77 | 87.08 | 80.6 | 66.92 | 75.2 | 86.72 | 82.94 | 78.8 | 72 | 79 | 81 | 75 | 78 | 75.02 | 0 | 0 | 0 | 0 | 1 | 0 | 0 | 1 | 1 | 0 | 1 | 0 | 100% | #N/A
1981-07-28 | 7 | 28 | 2018 | 2018-07-28 | 6 | 0 | 12:00 | 12 | 74 | 82 | 87.98 | 85.64 | 68 | 75.02 | 90.68 | 84.92 | 80.6 | 72 | 80 | 81 | 79 | 79 | 75.92 | 0 | 0 | 0 | 0 | 1 | 0 | 0 | 1 | 1 | 0 | 1 | 0 | 100% | #N/A
1981-07-28 | 7 | 28 | 2018 | 2018-07-28 | 6 | 0 | 13:00 | 13 | 75 | 82 | 89.96 | 82.22 | 68 | 82.04 | 90.68 | 87.08 | 77 | 72 | 82 | 81 | 79 | 80 | 78.98 | 0 | 0 | 0 | 0 | 1 | 0 | 0 | 1 | 1 | 0 | 1 | 0 | 100% | #N/A
1981-07-28 | 7 | 28 | 2018 | 2018-07-28 | 6 | 0 | 14:00 | 14 | 75 | 82 | 89.96 | 76.82 | 69.08 | 82.94 | 88.88 | 86 | 77 | 72 | 82 | 80 | 77 | 79 | 80.06 | 0 | 0 | 0 | 0 | 1 | 0 | 0 | 1 | 1 | 0 | 1 | 0 | 100% | #N/A
1981-07-28 | 7 | 28 | 2018 | 2018-07-28 | 6 | 0 | 15:00 | 15 | 77 | 82 | 93.02 | 78.08 | 69.8 | 84.02 | 91.94 | 84.92 | 75.2 | 72 | 81 | 79 | 81 | 79 | 78.98 | 0 | 0 | 0 | 0 | 1 | 0 | 0 | 1 | 1 | 0 | 1 | 0 | 100% | #N/A
1981-07-28 | 7 | 28 | 2018 | 2018-07-28 | 6 | 0 | 16:00 | 16 | 76 | 81 | 93.02 | 78.26 | 71.06 | 82.94 | 89.78 | 87.08 | 75.2 | 73 | 81 | 81 | 81 | 78 | 78.08 | 0 | 0 | 0 | 0 | 1 | 0 | 0 | 1 | 1 | 0 | 1 | 0 | 100% | #N/A
1981-07-28 | 7 | 28 | 2018 | 2018-07-28 | 6 | 0 | 17:00 | 17 | 75 | 80 | 89.06 | 75.2 | 71.6 | 80.06 | 91.4 | 87.08 | 71.6 | 73 | 80 | 81 | 79 | 77 | 77 | 0 | 0 | 0 | 0 | 1 | 0 | 0 | 1 | 1 | 0 | 1 | 0 | 100% | #N/A
1981-07-28 | 7 | 28 | 2018 | 2018-07-28 | 6 | 0 | 18:00 | 18 | 74 | 78 | 86 | 75.38 | 73.04 | 75.02 | 89.6 | 86 | 66.2 | 72 | 78 | 81 | 79 | 73 | 73.94 | 0 | 0 | 0 | 0 | 1 | 0 | 0 | 1 | 1 | 0 | 1 | 0 | 100% | #N/A
1981-07-28 | 7 | 28 | 2018 | 2018-07-28 | 6 | 0 | 19:00 | 19 | 73 | 74 | 80.96 | 75.74 | 69.08 | 69.08 | 84.74 | 80.96 | 66.2 | 64 | 75 | 75 | 73 | 68 | 71.06 | 0 | 0 | 0 | 0 | 1 | 0 | 0 | 1 | 1 | 0 | 1 | 0 | 100% | #N/A
1981-07-28 | 7 | 28 | 2018 | 2018-07-28 | 6 | 0 | 20:00 | 20 | 73 | 70 | 78.08 | 76.64 | 64.94 | 66.02 | 73.94 | 77 | 66.2 | 55 | 73 | 71 | 64 | 66 | 68 | 0 | 0 | 0 | 0 | 1 | 0 | 0 | 1 | 1 | 0 | 1 | 0 | 100% | #N/A
1981-07-28 | 7 | 28 | 2018 | 2018-07-28 | 6 | 0 | 21:00 | 21 | 72 | 69 | 73.04 | 77.54 | 66.02 | 64.94 | 69.62 | 73.94 | 66.2 | 54 | 70 | 69 | 63 | 63 | 64.94 | 0 | 0 | 0 | 0 | 1 | 0 | 0 | 1 | 1 | 0 | 1 | 0 | 100% | #N/A
1981-07-28 | 7 | 28 | 2018 | 2018-07-28 | 6 | 0 | 22:00 | 22 | 70 | 65 | 78.98 | 78.62 | 64.94 | 64.94 | 66.92 | 71.06 | 66.2 | 52 | 68 | 68 | 60 | 64 | 64.94 | 0 | 0 | 0 | 0 | 1 | 0 | 0 | 1 | 1 | 0 | 1 | 0 | 100% | #N/A
1981-07-28 | 7 | 28 | 2018 | 2018-07-28 | 6 | 0 | 23:00 | 23 | 68 | 60 | 77 | 79.52 | 66.02 | 64.94 | 68 | 71.06 | 66.2 | 48 | 66 | 66 | 58 | 62 | 64.94 | 0 | 0 | 0 | 0 | 1 | 0 | 0 | 1 | 1 | 0 | 1 | 0 | 100% | #N/A
1981-07-28 | 7 | 28 | 2018 | 2018-07-28 | 6 | 0 | 24:00 | 24 | 67 | 62 | 75.02 | 80.42 | 64.04 | 64.94 | 64.04 | 69.98 | 64.4 | 46 | 65 | 65 | 58 | 64 | 62.96 | 0 | 0 | 0 | 0 | 1 | 0 | 0 | 1 | 1 | 0 | 1 | 0 | 100% | #N/A
1981-07-29 | 7 | 29 | 2018 | 2018-07-29 | 7 | 0 | 1:00 | 1 | 66 | 61 | 69.08 | 78.98 | 62.96 | 64.04 | 64.4 | 69.98 | 64.4 | 46 | 63 | 64 | 55 | 64 | 62.06 | 0 | 0 | 0 | 0 | 1 | 0 | 0 | 1 | 1 | 0 | 1 | 0 | 100% | #N/A
1981-07-29 | 7 | 29 | 2018 | 2018-07-29 | 7 | 0 | 2:00 | 2 | 65 | 58 | 68 | 78.8 | 62.06 | 64.04 | 63.68 | 71.96 | 66.2 | 46 | 62 | 64 | 55 | 63 | 60.08 | 0 | 0 | 0 | 0 | 1 | 0 | 0 | 1 | 1 | 0 | 1 | 0 | 100% | #N/A
1981-07-29 | 7 | 29 | 2018 | 2018-07-29 | 7 | 0 | 3:00 | 3 | 64 | 56 | 64.94 | 77.9 | 62.06 | 62.06 | 62.6 | 71.96 | 66.2 | 46 | 62 | 63 | 55 | 61 | 60.08 | 0 | 0 | 0 | 0 | 1 | 0 | 0 | 1 | 1 | 0 | 1 | 0 | 100% | #N/A
1981-07-29 | 7 | 29 | 2018 | 2018-07-29 | 7 | 0 | 4:00 | 4 | 63 | 55 | 62.96 | 77.72 | 60.98 | 62.06 | 61.16 | 71.06 | 66.2 | 46 | 63 | 62 | 56 | 59 | 60.08 | 0 | 0 | 0 | 0 | 1 | 0 | 0 | 1 | 1 | 0 | 1 | 0 | 100% | #N/A
1981-07-29 | 7 | 29 | 2018 | 2018-07-29 | 7 | 0 | 5:00 | 5 | 63 | 55 | 62.96 | 77.9 | 62.96 | 60.98 | 60.8 | 69.08 | 66.2 | 46 | 63 | 61 | 55 | 59 | 57.92 | 0 | 0 | 0 | 0 | 1 | 0 | 0 | 1 | 1 | 0 | 1 | 0 | 100% | #N/A
1981-07-29 | 7 | 29 | 2018 | 2018-07-29 | 7 | 0 | 6:00 | 6 | 64 | 56 | 69.08 | 78.62 | 64.4 | 62.06 | 64.94 | 71.96 | 66.2 | 46 | 64 | 64 | 57 | 62 | 64.94 | 0 | 0 | 0 | 0 | 1 | 0 | 0 | 1 | 1 | 0 | 1 | 0 | 100% | #N/A
1981-07-29 | 7 | 29 | 2018 | 2018-07-29 | 7 | 0 | 7:00 | 7 | 66 | 60 | 78.08 | 79.52 | 66.2 | 64.04 | 72.68 | 75.02 | 66.2 | 48 | 64 | 65 | 61 | 64 | 69.98 | 0 | 0 | 0 | 0 | 1 | 0 | 0 | 1 | 1 | 0 | 1 | 0 | 100% | #N/A
1981-07-29 | 7 | 29 | 2018 | 2018-07-29 | 7 | 0 | 8:00 | 8 | 70 | 64 | 82.94 | 81.5 | 71.06 | 66.02 | 77.72 | 78.98 | 66.2 | 54 | 66 | 65 | 63 | 70 | 75.02 | 0 | 0 | 0 | 0 | 1 | 0 | 0 | 1 | 1 | 0 | 1 | 0 | 100% | #N/A
1981-07-29 | 7 | 29 | 2018 | 2018-07-29 | 7 | 0 | 9:00 | 9 | 70 | 66 | 87.98 | 85.64 | 73.4 | 66.92 | 82.76 | 82.04 | 68 | 62 | 70 | 68 | 66 | 72 | 78.98 | 0 | 0 | 0 | 0 | 1 | 0 | 0 | 1 | 1 | 0 | 1 | 0 | 100% | #N/A
1981-07-29 | 7 | 29 | 2018 | 2018-07-29 | 7 | 0 | 10:00 | 10 | 74 | 70 | 89.96 | 86.36 | 73.94 | 71.06 | 86.72 | 84.02 | 69.8 | 70 | 77 | 68 | 72 | 74 | 80.96 | 0 | 0 | 0 | 0 | 1 | 0 | 0 | 1 | 1 | 0 | 1 | 0 | 100% | #N/A
1981-07-29 | 7 | 29 | 2018 | 2018-07-29 | 7 | 0 | 11:00 | 11 | 74 | 72 | 91.04 | 89.42 | 73.94 | 73.04 | 88.88 | 84.02 | 73.4 | 73 | 79 | 70 | 75 | 75 | 84.02 | 0 | 0 | 0 | 0 | 1 | 0 | 0 | 1 | 1 | 0 | 1 | 0 | 100% | #N/A
1981-07-29 | 7 | 29 | 2018 | 2018-07-29 | 7 | 0 | 12:00 | 12 | 76 | 75 | 91.94 | 89.42 | 75.02 | 73.04 | 88.88 | 84.92 | 73.4 | 75 | 82 | 72 | 75 | 76 | 84.92 | 0 | 0 | 0 | 0 | 1 | 0 | 0 | 1 | 1 | 0 | 1 | 0 | 100% | #N/A
1981-07-29 | 7 | 29 | 2018 | 2018-07-29 | 7 | 0 | 13:00 | 13 | 78 | 77 | 91.94 | 90.14 | 75.02 | 75.92 | 90.5 | 84.92 | 75.2 | 75 | 85 | 75 | 81 | 77 | 84.92 | 0 | 0 | 0 | 0 | 1 | 0 | 0 | 1 | 1 | 0 | 1 | 0 | 100% | #N/A
1981-07-29 | 7 | 29 | 2018 | 2018-07-29 | 7 | 0 | 14:00 | 14 | 79 | 78 | 91.94 | 90.68 | 73.4 | 75.92 | 89.96 | 86 | 75.02 | 73 | 85 | 75 | 79 | 77 | 87.08 | 0 | 0 | 0 | 0 | 1 | 0 | 0 | 1 | 1 | 0 | 1 | 0 | 100% | #N/A
1981-07-29 | 7 | 29 | 2018 | 2018-07-29 | 7 | 0 | 15:00 | 15 | 77 | 79 | 89.96 | 84.92 | 73.4 | 77 | 91.4 | 84.92 | 73.94 | 72 | 84 | 76 | 77 | 78 | 86 | 0 | 0 | 0 | 0 | 1 | 0 | 0 | 1 | 1 | 0 | 1 | 0 | 100% | #N/A
1981-07-29 | 7 | 29 | 2018 | 2018-07-29 | 7 | 0 | 16:00 | 16 | 78 | 79 | 89.96 | 89.24 | 71.06 | 75.02 | 92.48 | 86 | 72.86 | 73 | 84 | 75 | 79 | 76 | 82.94 | 0 | 0 | 0 | 0 | 1 | 0 | 0 | 1 | 1 | 0 | 1 | 0 | 100% | #N/A
1981-07-29 | 7 | 29 | 2018 | 2018-07-29 | 7 | 0 | 17:00 | 17 | 77 | 80 | 89.06 | 86.9 | 69.08 | 73.04 | 91.04 | 86 | 71.78 | 72 | 84 | 74 | 77 | 73 | 82.04 | 0 | 0 | 0 | 0 | 1 | 0 | 0 | 1 | 1 | 0 | 1 | 0 | 100% | #N/A
1981-07-29 | 7 | 29 | 2018 | 2018-07-29 | 7 | 0 | 18:00 | 18 | 77 | 75 | 84.92 | 85.28 | 68 | 73.04 | 88.52 | 84.92 | 68 | 70 | 82 | 72 | 75 | 70 | 80.06 | 0 | 0 | 0 | 0 | 1 | 0 | 0 | 1 | 1 | 0 | 1 | 0 | 100% | #N/A
1981-07-29 | 7 | 29 | 2018 | 2018-07-29 | 7 | 0 | 19:00 | 19 | 74 | 76 | 82.04 | 84.02 | 68 | 71.96 | 85.82 | 71.96 | 66.92 | 66 | 79 | 66 | 72 | 67 | 78.08 | 0 | 0 | 0 | 0 | 1 | 0 | 0 | 1 | 1 | 0 | 1 | 0 | 100% | #N/A
1981-07-29 | 7 | 29 | 2018 | 2018-07-29 | 7 | 0 | 20:00 | 20 | 72 | 72 | 78.98 | 83.12 | 68 | 69.08 | 82.58 | 71.96 | 66.56 | 63 | 73 | 62 | 72 | 64 | 75.02 | 0 | 0 | 0 | 0 | 1 | 0 | 0 | 1 | 1 | 0 | 1 | 0 | 100% | #N/A
1981-07-29 | 7 | 29 | 2018 | 2018-07-29 | 7 | 0 | 21:00 | 21 | 71 | 69 | 78.98 | 82.4 | 66.2 | 66.92 | 80.78 | 71.96 | 66.38 | 63 | 70 | 62 | 70 | 65 | 73.94 | 0 | 0 | 0 | 0 | 1 | 0 | 0 | 1 | 1 | 0 | 1 | 0 | 100% | #N/A
1981-07-29 | 7 | 29 | 2018 | 2018-07-29 | 7 | 0 | 22:00 | 22 | 70 | 65 | 77 | 81.5 | 66.2 | 66.02 | 78.8 | 73.94 | 66.2 | 61 | 68 | 60 | 69 | 65 | 73.94 | 0 | 0 | 0 | 0 | 1 | 0 | 0 | 1 | 1 | 0 | 1 | 0 | 100% | #N/A
1981-07-29 | 7 | 29 | 2018 | 2018-07-29 | 7 | 0 | 23:00 | 23 | 69 | 64 | 75.92 | 80.6 | 66.2 | 62.96 | 78.8 | 73.04 | 66.02 | 61 | 66 | 59 | 69 | 63 | 71.96 | 0 | 0 | 0 | 0 | 1 | 0 | 0 | 1 | 1 | 0 | 1 | 0 | 100% | #N/A
1981-07-29 | 7 | 29 | 2018 | 2018-07-29 | 7 | 0 | 24:00 | 24 | 68 | 64 | 75.02 | 79.88 | 66.2 | 60.98 | 78.8 | 73.04 | 64.94 | 57 | 64 | 60 | 68 | 64 | 71.96 | 0 | 0 | 0 | 0 | 1 | 0 | 0 | 1 | 1 | 0 | 1 | 0 | 100% | #N/A
1981-07-30 | 7 | 30 | 2018 | 2018-07-30 | 1 | 0 | 1:00 | 1 | 67 | 64 | 75.02 | 79.16 | 66.2 | 60.08 | 77.54 | 71.96 | 63.86 | 55 | 62 | 59 | 67 | 62 | 71.06 | 0 | 0 | 0 | 0 | 1 | 0 | 0 | 1 | 1 | 0 | 1 | 0 | 100% | #N/A
1981-07-30 | 7 | 30 | 2018 | 2018-07-30 | 1 | 0 | 2:00 | 2 | 67 | 64 | 75.02 | 78.98 | 66.92 | 60.08 | 77 | 71.96 | 64.58 | 55 | 63 | 60 | 66 | 62 | 69.98 | 0 | 0 | 0 | 0 | 1 | 0 | 0 | 1 | 1 | 0 | 1 | 0 | 100% | #N/A
1981-07-30 | 7 | 30 | 2018 | 2018-07-30 | 1 | 0 | 3:00 | 3 | 67 | 63 | 73.94 | 78.8 | 66.92 | 59 | 73.4 | 71.06 | 65.3 | 56 | 62 | 60 | 66 | 62 | 69.98 | 0 | 0 | 0 | 0 | 1 | 0 | 0 | 1 | 1 | 0 | 1 | 0 | 100% | #N/A
1981-07-30 | 7 | 30 | 2018 | 2018-07-30 | 1 | 0 | 4:00 | 4 | 68 | 59 | 75.92 | 77.54 | 66.92 | 57.92 | 71.6 | 69.98 | 66.2 | 55 | 61 | 61 | 65 | 61 | 71.06 | 0 | 0 | 0 | 0 | 1 | 0 | 0 | 1 | 1 | 0 | 1 | 0 | 100% | #N/A
1981-07-30 | 7 | 30 | 2018 | 2018-07-30 | 1 | 0 | 5:00 | 5 | 67 | 60 | 75.02 | 77.72 | 66.2 | 60.08 | 69.8 | 69.08 | 66.2 | 53 | 61 | 62 | 64 | 62 | 69.08 | 0 | 0 | 0 | 0 | 1 | 0 | 0 | 1 | 1 | 0 | 1 | 0 | 100% | #N/A
1981-07-30 | 7 | 30 | 2018 | 2018-07-30 | 1 | 0 | 6:00 | 6 | 69 | 62 | 73.94 | 77 | 66.2 | 62.06 | 69.8 | 69.08 | 66.2 | 55 | 62 | 63 | 64 | 63 | 71.06 | 0 | 0 | 0 | 0 | 1 | 0 | 0 | 1 | 1 | 0 | 1 | 0 | 100% | #N/A
1981-07-30 | 7 | 30 | 2018 | 2018-07-30 | 1 | 0 | 7:00 | 7 | 72 | 62 | 73.94 | 75.2 | 66.02 | 64.04 | 70.7 | 69.98 | 66.2 | 57 | 63 | 66 | 67 | 64 | 73.04 | 0 | 0 | 0 | 0 | 1 | 0 | 0 | 1 | 1 | 0 | 1 | 0 | 100% | #N/A
1981-07-30 | 7 | 30 | 2018 | 2018-07-30 | 1 | 0 | 8:00 | 8 | 75 | 65 | 73.04 | 73.4 | 66.2 | 68 | 71.6 | 69.08 | 66.2 | 63 | 65 | 70 | 70 | 67 | 75.02 | 0 | 0 | 0 | 1 | 0 | 0 | 0 | 1 | 1 | 0 | 1 | 0 | 100% | #N/A
1981-07-30 | 7 | 30 | 2018 | 2018-07-30 | 1 | 0 | 9:00 | 9 | 78 | 70 | 73.94 | 73.22 | 66.2 | 71.96 | 71.6 | 69.98 | 68 | 70 | 65 | 70 | 72 | 70 | 77 | 0 | 0 | 0 | 1 | 0 | 0 | 0 | 1 | 1 | 0 | 1 | 0 | 100% | #N/A
1981-07-30 | 7 | 30 | 2018 | 2018-07-30 | 1 | 0 | 10:00 | 10 | 79 | 73 | 73.94 | 73.04 | 66.2 | 71.06 | 77.54 | 71.06 | 69.8 | 70 | 67 | 71 | 72 | 74 | 78.08 | 0 | 0 | 0 | 1 | 0 | 0 | 0 | 1 | 1 | 0 | 1 | 0 | 100% | #N/A
1981-07-30 | 7 | 30 | 2018 | 2018-07-30 | 1 | 0 | 11:00 | 11 | 79 | 74 | 75.02 | 72.5 | 68 | 71.96 | 78.8 | 71.06 | 71.6 | 72 | 72 | 76 | 72 | 75 | 80.96 | 0 | 0 | 0 | 1 | 0 | 0 | 0 | 1 | 1 | 0 | 1 | 0 | 100% | #N/A
1981-07-30 | 7 | 30 | 2018 | 2018-07-30 | 1 | 0 | 12:00 | 12 | 81 | 75 | 75.92 | 73.22 | 69.8 | 75.02 | 82.94 | 75.02 | 68 | 72 | 77 | 78 | 73 | 77 | 80.96 | 0 | 0 | 0 | 1 | 0 | 0 | 0 | 1 | 1 | 0 | 1 | 0 | 100% | #N/A
1981-07-30 | 7 | 30 | 2018 | 2018-07-30 | 1 | 0 | 13:00 | 13 | 84 | 76 | 80.6 | 71.96 | 71.6 | 73.94 | 85.28 | 78.98 | 68 | 73 | 80 | 77 | 74 | 75 | 82.04 | 0 | 0 | 0 | 1 | 0 | 0 | 0 | 1 | 1 | 0 | 1 | 0 | 100% | #N/A
1981-07-30 | 7 | 30 | 2018 | 2018-07-30 | 1 | 0 | 14:00 | 14 | 85 | 77 | 82.04 | 74.66 | 69.98 | 75.02 | 86.54 | 82.04 | 68 | 72 | 82 | 79 | 73 | 73 | 84.02 | 0 | 0 | 0 | 1 | 0 | 0 | 1 | 1 | 1 | 0 | 1 | 0 | 100% | #N/A
1981-07-30 | 7 | 30 | 2018 | 2018-07-30 | 1 | 0 | 15:00 | 15 | 85 | 81 | 82.94 | 75.74 | 69.8 | 75.02 | 88.52 | 82.94 | 68 | 70 | 82 | 79 | 73 | 71 | 84.92 | 0 | 0 | 0 | 1 | 0 | 0 | 1 | 1 | 1 | 0 | 1 | 0 | 100% | #N/A
1981-07-30 | 7 | 30 | 2018 | 2018-07-30 | 1 | 0 | 16:00 | 16 | 85 | 81 | 80.96 | 73.58 | 69.08 | 75.92 | 84.2 | 82.94 | 66.2 | 70 | 82 | 79 | 73 | 71 | 82.04 | 0 | 0 | 0 | 1 | 0 | 0 | 1 | 1 | 1 | 0 | 1 | 0 | 100% | #N/A
1981-07-30 | 7 | 30 | 2018 | 2018-07-30 | 1 | 0 | 17:00 | 17 | 87 | 82 | 80.96 | 75.56 | 69.8 | 77 | 82.4 | 80.96 | 68 | 68 | 80 | 77 | 72 | 70 | 80.06 | 0 | 0 | 0 | 1 | 0 | 0 | 1 | 1 | 1 | 0 | 1 | 0 | 100% | #N/A
1981-07-30 | 7 | 30 | 2018 | 2018-07-30 | 1 | 0 | 18:00 | 18 | 86 | 79 | 78.98 | 75.38 | 68 | 73.94 | 82.4 | 78.08 | 66.2 | 66 | 77 | 75 | 72 | 68 | 78.98 | 0 | 0 | 0 | 1 | 0 | 0 | 0 | 1 | 1 | 0 | 1 | 0 | 100% | #N/A
1981-07-30 | 7 | 30 | 2018 | 2018-07-30 | 1 | 0 | 19:00 | 19 | 82 | 78 | 75.02 | 75.38 | 66.02 | 71.96 | 77.18 | 75.92 | 64.4 | 64 | 76 | 70 | 70 | 67 | 77 | 0 | 0 | 0 | 1 | 0 | 0 | 0 | 1 | 1 | 0 | 1 | 0 | 100% | #N/A
1981-07-30 | 7 | 30 | 2018 | 2018-07-30 | 1 | 0 | 20:00 | 20 | 80 | 76 | 73.04 | 75.2 | 64.4 | 68 | 73.04 | 69.98 | 64.4 | 63 | 69 | 63 | 68 | 66 | 73.94 | 0 | 0 | 0 | 1 | 0 | 0 | 0 | 1 | 1 | 0 | 1 | 0 | 100% | #N/A
1981-07-30 | 7 | 30 | 2018 | 2018-07-30 | 1 | 0 | 21:00 | 21 | 78 | 71 | 71.06 | 75.2 | 64.4 | 66.92 | 71.06 | 69.98 | 64.4 | 63 | 66 | 61 | 64 | 65 | 71.96 | 0 | 0 | 0 | 1 | 0 | 0 | 0 | 1 | 1 | 0 | 1 | 0 | 100% | #N/A
1981-07-30 | 7 | 30 | 2018 | 2018-07-30 | 1 | 0 | 22:00 | 22 | 76 | 71 | 68 | 75.2 | 64.4 | 62.96 | 68.9 | 69.98 | 64.4 | 61 | 64 | 59 | 63 | 65 | 71.06 | 0 | 0 | 0 | 1 | 0 | 0 | 0 | 1 | 1 | 0 | 1 | 0 | 100% | #N/A
1981-07-30 | 7 | 30 | 2018 | 2018-07-30 | 1 | 0 | 23:00 | 23 | 75 | 71 | 66.02 | 75.02 | 60.98 | 62.06 | 67.28 | 68 | 64.4 | 61 | 63 | 57 | 62 | 65 | 69.08 | 0 | 0 | 0 | 1 | 0 | 0 | 0 | 1 | 1 | 0 | 1 | 0 | 100% | #N/A
1981-07-30 | 7 | 30 | 2018 | 2018-07-30 | 1 | 0 | 24:00 | 24 | 72 | 70 | 64.94 | 75.02 | 60.98 | 62.06 | 66.2 | 66.92 | 64.4 | 57 | 63 | 55 | 62 | 65 | 69.08 | 0 | 0 | 0 | 0 | 1 | 0 | 0 | 1 | 1 | 0 | 1 | 0 | 100% | #N/A
1981-07-31 | 7 | 31 | 2018 | 2018-07-31 | 2 | 0 | 1:00 | 1 | 72 | 66 | 62.96 | 74.84 | 59 | 60.98 | 66.2 | 66.92 | 62.6 | 55 | 62 | 55 | 61 | 64 | 69.08 | 0 | 0 | 0 | 0 | 1 | 0 | 0 | 1 | 1 | 0 | 1 | 0 | 100% | #N/A
1981-07-31 | 7 | 31 | 2018 | 2018-07-31 | 2 | 0 | 2:00 | 2 | 70 | 65 | 62.96 | 74.48 | 59 | 60.08 | 66.2 | 69.98 | 62.6 | 55 | 61 | 52 | 60 | 63 | 68 | 0 | 0 | 0 | 0 | 1 | 0 | 0 | 1 | 1 | 0 | 1 | 0 | 100% | #N/A
1981-07-31 | 7 | 31 | 2018 | 2018-07-31 | 2 | 0 | 3:00 | 3 | 70 | 63 | 62.06 | 73.94 | 59 | 57.92 | 64.4 | 64.94 | 64.4 | 57 | 60 | 52 | 60 | 62 | 66.92 | 0 | 0 | 0 | 0 | 1 | 0 | 0 | 1 | 1 | 0 | 1 | 0 | 100% | #N/A
1981-07-31 | 7 | 31 | 2018 | 2018-07-31 | 2 | 0 | 4:00 | 4 | 68 | 63 | 62.06 | 73.04 | 57.2 | 57.92 | 62.6 | 66.92 | 64.4 | 55 | 60 | 52 | 60 | 61 | 66.02 | 0 | 0 | 0 | 0 | 1 | 0 | 0 | 1 | 1 | 0 | 1 | 0 | 100% | #N/A
1981-07-31 | 7 | 31 | 2018 | 2018-07-31 | 2 | 0 | 5:00 | 5 | 69 | 63 | 62.06 | 71.78 | 57.2 | 57.92 | 60.26 | 68 | 62.6 | 52 | 59 | 52 | 63 | 59 | 66.02 | 0 | 0 | 0 | 0 | 1 | 0 | 0 | 1 | 1 | 0 | 1 | 0 | 100% | #N/A
1981-07-31 | 7 | 31 | 2018 | 2018-07-31 | 2 | 0 | 6:00 | 6 | 69 | 63 | 64.94 | 71.24 | 60.98 | 60.98 | 64.4 | 69.08 | 62.6 | 55 | 60 | 52 | 63 | 62 | 66.02 | 0 | 0 | 0 | 0 | 1 | 0 | 0 | 1 | 1 | 0 | 1 | 0 | 100% | #N/A
1981-07-31 | 7 | 31 | 2018 | 2018-07-31 | 2 | 0 | 7:00 | 7 | 68 | 66 | 73.94 | 73.94 | 66.92 | 64.04 | 69.08 | 69.98 | 64.4 | 57 | 61 | 55 | 62 | 63 | 66.02 | 0 | 0 | 0 | 0 | 1 | 0 | 0 | 1 | 1 | 0 | 1 | 0 | 100% | #N/A
1981-07-31 | 7 | 31 | 2018 | 2018-07-31 | 2 | 0 | 8:00 | 8 | 66 | 69 | 78.98 | 75.56 | 69.98 | 69.08 | 73.4 | 71.06 | 66.2 | 63 | 65 | 61 | 63 | 66 | 66.92 | 0 | 0 | 0 | 1 | 0 | 0 | 0 | 1 | 1 | 0 | 1 | 0 | 100% | #N/A
1981-07-31 | 7 | 31 | 2018 | 2018-07-31 | 2 | 0 | 9:00 | 9 | 66 | 71 | 80.96 | 76.82 | 73.04 | 73.04 | 76.1 | 73.04 | 69.8 | 66 | 71 | 67 | 64 | 68 | 68 | 0 | 0 | 0 | 1 | 0 | 0 | 0 | 1 | 1 | 0 | 1 | 0 | 100% | #N/A
1981-07-31 | 7 | 31 | 2018 | 2018-07-31 | 2 | 0 | 10:00 | 10 | 67 | 71 | 82.04 | 78.44 | 75.92 | 77 | 79.7 | 75.92 | 71.6 | 66 | 76 | 72 | 64 | 73 | 71.06 | 0 | 0 | 0 | 1 | 0 | 0 | 0 | 1 | 1 | 0 | 1 | 0 | 100% | #N/A
1981-07-31 | 7 | 31 | 2018 | 2018-07-31 | 2 | 0 | 11:00 | 11 | 67 | 74 | 84.02 | 74.84 | 77 | 78.08 | 82.4 | 78.08 | 71.6 | 64 | 79 | 77 | 64 | 75 | 71.96 | 0 | 0 | 0 | 1 | 0 | 0 | 0 | 1 | 1 | 0 | 1 | 0 | 100% | #N/A
1981-07-31 | 7 | 31 | 2018 | 2018-07-31 | 2 | 0 | 12:00 | 12 | 67 | 78 | 84.92 | 74.3 | 78.98 | 80.06 | 82.94 | 78.08 | 75.2 | 64 | 81 | 81 | 64 | 75 | 75.92 | 0 | 0 | 0 | 1 | 0 | 0 | 0 | 1 | 1 | 0 | 1 | 0 | 100% | #N/A
1981-07-31 | 7 | 31 | 2018 | 2018-07-31 | 2 | 0 | 13:00 | 13 | 67 | 78 | 84.92 | 73.04 | 78.08 | 80.06 | 83.3 | 80.06 | 75.2 | 61 | 83 | 79 | 64 | 75 | 75.02 | 0 | 0 | 0 | 1 | 0 | 0 | 0 | 1 | 1 | 0 | 1 | 0 | 100% | #N/A
1981-07-31 | 7 | 31 | 2018 | 2018-07-31 | 2 | 0 | 14:00 | 14 | 68 | 81 | 84.92 | 72.5 | 77 | 78.98 | 85.28 | 78.98 | 77 | 61 | 85 | 78 | 64 | 75 | 75.92 | 0 | 0 | 0 | 1 | 0 | 0 | 1 | 1 | 1 | 0 | 1 | 0 | 100% | #N/A
1981-07-31 | 7 | 31 | 2018 | 2018-07-31 | 2 | 0 | 15:00 | 15 | 67 | 79 | 86 | 73.04 | 75.92 | 80.96 | 85.46 | 82.04 | 77 | 61 | 84 | 76 | 64 | 76 | 77 | 0 | 0 | 0 | 1 | 0 | 0 | 1 | 1 | 1 | 0 | 1 | 0 | 100% | #N/A
1981-07-31 | 7 | 31 | 2018 | 2018-07-31 | 2 | 0 | 16:00 | 16 | 67 | 80 | 86 | 73.22 | 77 | 78.08 | 85.82 | 80.96 | 75.2 | 61 | 84 | 73 | 64 | 75 | 78.08 | 0 | 0 | 0 | 1 | 0 | 0 | 1 | 1 | 1 | 0 | 1 | 0 | 100% | #N/A
1981-07-31 | 7 | 31 | 2018 | 2018-07-31 | 2 | 0 | 17:00 | 17 | 68 | 80 | 82.94 | 73.22 | 75.02 | 78.98 | 84.56 | 80.96 | 73.4 | 59 | 83 | 71 | 63 | 76 | 77 | 0 | 0 | 0 | 1 | 0 | 0 | 1 | 1 | 1 | 0 | 1 | 0 | 100% | #N/A
1981-07-31 | 7 | 31 | 2018 | 2018-07-31 | 2 | 0 | 18:00 | 18 | 70 | 78 | 80.96 | 73.04 | 73.94 | 78.08 | 80.6 | 78.08 | 71.6 | 59 | 78 | 70 | 63 | 75 | 73.94 | 0 | 0 | 0 | 1 | 0 | 0 | 0 | 1 | 1 | 0 | 1 | 0 | 100% | #N/A
1981-07-31 | 7 | 31 | 2018 | 2018-07-31 | 2 | 0 | 19:00 | 19 | 73 | 73 | 73.04 | 73.58 | 70.52 | 73.4 | 71.6 | 71.24 | 66.56 | 59 | 75 | 69 | 63 | 71 | 71.06 | 0 | 0 | 0 | 1 | 0 | 0 | 0 | 1 | 1 | 0 | 1 | 0 | 100% | #N/A
1981-07-31 | 7 | 31 | 2018 | 2018-07-31 | 2 | 0 | 20:00 | 20 | 75 | 67 | 72.32 | 73.76 | 69.26 | 71.78 | 70.7 | 69.62 | 65.3 | 57 | 72 | 67 | 63 | 73 | 69.98 | 0 | 0 | 0 | 1 | 0 | 0 | 0 | 1 | 1 | 0 | 1 | 0 | 100% | #N/A
1981-07-31 | 7 | 31 | 2018 | 2018-07-31 | 2 | 0 | 21:00 | 21 | 75 | 66 | 72.5 | 73.94 | 67.82 | 70.34 | 70.16 | 69.08 | 64.04 | 57 | 71 | 66 | 63 | 72 | 68 | 0 | 0 | 0 | 1 | 0 | 0 | 0 | 1 | 1 | 0 | 1 | 0 | 100% | #N/A
1981-07-31 | 7 | 31 | 2018 | 2018-07-31 | 2 | 0 | 22:00 | 22 | 75 | 65 | 69.26 | 74.84 | 67.1 | 69.26 | 67.82 | 68 | 66.56 | 59 | 69 | 67 | 60 | 71 | 67.46 | 0 | 0 | 0 | 1 | 0 | 0 | 0 | 1 | 1 | 0 | 1 | 0 | 100% | #N/A
1981-07-31 | 7 | 31 | 2018 | 2018-07-31 | 2 | 0 | 23:00 | 23 | 76 | 65 | 65.48 | 75.38 | 66.74 | 68.18 | 66.2 | 67.1 | 69.44 | 61 | 68 | 68 | 58 | 70 | 66.92 | 0 | 0 | 0 | 1 | 0 | 0 | 0 | 1 | 1 | 0 | 1 | 0 | 100% | #N/A
1981-07-31 | 7 | 31 | 2018 | 2018-07-31 | 2 | 0 | 24:00 | 24 | 76 | 64 | 61.52 | 75.2 | 66.74 | 67.82 | 64.4 | 66.38 | 71.6 | 63 | 66 | 69 | 56 | 69 | 66.38 | 0 | 0 | 0 | 0 | 1 | 0 | 0 | 1 | 1 | 0 | 1 | 0 | 100% | #N/A
1989-08-01 | 8 | 1 | 2018 | 2018-08-01 | 3 | 0 | 1:00 | 1 | 77 | 63 | 57.74 | 75.2 | 66.74 | 67.82 | 62.24 | 66.02 | 74.3 | 64 | 64 | 71 | 53 | 69 | 65.66 | 0 | 0 | 0 | 0 | 1 | 0 | 0 | 1 | 1 | 0 | 1 | 0 | 100% | #N/A
1989-08-01 | 8 | 1 | 2018 | 2018-08-01 | 3 | 0 | 2:00 | 2 | 77 | 62 | 58.46 | 74.66 | 66.02 | 66.92 | 61.88 | 66.2 | 73.76 | 66 | 62 | 72 | 51 | 68 | 65.12 | 0 | 0 | 0 | 0 | 1 | 0 | 0 | 1 | 1 | 0 | 1 | 0 | 100% | #N/A
1989-08-01 | 8 | 1 | 2018 | 2018-08-01 | 3 | 0 | 3:00 | 3 | 78 | 62 | 60.98 | 73.94 | 66.2 | 67.82 | 61.7 | 66.38 | 73.04 | 68 | 61 | 73 | 49 | 67 | 64.58 | 0 | 0 | 0 | 0 | 1 | 0 | 0 | 1 | 1 | 0 | 1 | 0 | 100% | #N/A
1989-08-01 | 8 | 1 | 2018 | 2018-08-01 | 3 | 0 | 4:00 | 4 | 78 | 61 | 65.48 | 74.12 | 68 | 69.44 | 63.68 | 67.28 | 73.04 | 70 | 59 | 74 | 46 | 66 | 64.04 | 0 | 0 | 0 | 0 | 1 | 0 | 0 | 1 | 1 | 0 | 1 | 0 | 100% | #N/A
1989-08-01 | 8 | 1 | 2018 | 2018-08-01 | 3 | 0 | 5:00 | 5 | 78 | 61 | 70.7 | 74.84 | 70.7 | 71.96 | 66.56 | 68.9 | 74.3 | 70 | 58 | 76 | 45 | 66 | 62.06 | 0 | 0 | 0 | 0 | 1 | 0 | 0 | 1 | 1 | 0 | 1 | 0 | 100% | #N/A
1989-08-01 | 8 | 1 | 2018 | 2018-08-01 | 3 | 0 | 6:00 | 6 | 78 | 61 | 76.1 | 75.74 | 74.48 | 76.1 | 70.7 | 70.88 | 75.56 | 70 | 59 | 76 | 48 | 67 | 62.06 | 0 | 0 | 0 | 0 | 1 | 0 | 0 | 1 | 1 | 0 | 1 | 0 | 100% | #N/A
1989-08-01 | 8 | 1 | 2018 | 2018-08-01 | 3 | 0 | 7:00 | 7 | 78 | 64 | 75.02 | 74.84 | 73.04 | 73.94 | 70.16 | 69.98 | 73.4 | 70 | 60 | 76 | 52 | 70 | 62.06 | 0 | 0 | 0 | 0 | 1 | 0 | 0 | 1 | 1 | 0 | 1 | 0 | 100% | #N/A
1989-08-01 | 8 | 1 | 2018 | 2018-08-01 | 3 | 0 | 8:00 | 8 | 78 | 68 | 78.98 | 77 | 77 | 78.08 | 73.04 | 73.94 | 78.8 | 73 | 64 | 76 | 57 | 74 | 64.94 | 0 | 0 | 0 | 1 | 0 | 0 | 0 | 1 | 1 | 0 | 1 | 0 | 100% | #N/A
1989-08-01 | 8 | 1 | 2018 | 2018-08-01 | 3 | 0 | 9:00 | 9 | 83 | 71 | 82.04 | 78.26 | 80.06 | 82.04 | 76.64 | 73.94 | 78.8 | 73 | 65 | 78 | 64 | 76 | 66.92 | 0 | 0 | 0 | 1 | 0 | 0 | 0 | 1 | 1 | 0 | 1 | 0 | 100% | #N/A
1989-08-01 | 8 | 1 | 2018 | 2018-08-01 | 3 | 0 | 10:00 | 10 | 84 | 75 | 84.02 | 82.76 | 82.04 | 82.94 | 78.26 | 77 | 80.6 | 75 | 66 | 79 | 70 | 81 | 69.08 | 0 | 0 | 0 | 1 | 0 | 0 | 0 | 1 | 1 | 0 | 1 | 0 | 100% | #N/A
1989-08-01 | 8 | 1 | 2018 | 2018-08-01 | 3 | 0 | 11:00 | 11 | 85 | 77 | 86 | 84.2 | 80.96 | 84.02 | 81.68 | 78.98 | 78.8 | 79 | 68 | 81 | 73 | 84 | 71.96 | 0 | 0 | 0 | 1 | 0 | 0 | 0 | 1 | 1 | 0 | 1 | 0 | 100% | #N/A
1989-08-01 | 8 | 1 | 2018 | 2018-08-01 | 3 | 0 | 12:00 | 12 | 85 | 78 | 87.98 | 84.56 | 80.96 | 84.92 | 84.56 | 78.98 | 78.8 | 72 | 70 | 83 | 75 | 84 | 73.04 | 0 | 0 | 0 | 1 | 0 | 0 | 0 | 1 | 1 | 0 | 1 | 0 | 100% | #N/A
1989-08-01 | 8 | 1 | 2018 | 2018-08-01 | 3 | 0 | 13:00 | 13 | 87 | 79 | 84.02 | 86.18 | 80.06 | 86 | 84.2 | 80.96 | 82.4 | 75 | 72 | 87 | 77 | 85 | 71.96 | 0 | 0 | 0 | 1 | 0 | 0 | 0 | 1 | 1 | 0 | 1 | 0 | 100% | #N/A
1989-08-01 | 8 | 1 | 2018 | 2018-08-01 | 3 | 0 | 14:00 | 14 | 87 | 82 | 84.92 | 86.36 | 80.96 | 87.98 | 80.6 | 75.02 | 80.6 | 82 | 74 | 85 | 79 | 87 | 73.04 | 0 | 0 | 0 | 1 | 0 | 0 | 1 | 1 | 1 | 0 | 1 | 0 | 100% | #N/A
1989-08-01 | 8 | 1 | 2018 | 2018-08-01 | 3 | 0 | 15:00 | 15 | 90 | 82 | 84.92 | 87.62 | 80.06 | 87.98 | 80.78 | 73.94 | 80.6 | 79 | 73 | 83 | 79 | 85 | 73.04 | 0 | 0 | 0 | 1 | 0 | 0 | 1 | 1 | 1 | 0 | 1 | 0 | 100% | #N/A
1989-08-01 | 8 | 1 | 2018 | 2018-08-01 | 3 | 0 | 16:00 | 16 | 91 | 82 | 80.06 | 86.36 | 80.06 | 89.96 | 83.12 | 73.04 | 82.4 | 82 | 75 | 81 | 79 | 83 | 73.94 | 0 | 0 | 0 | 1 | 0 | 0 | 1 | 1 | 1 | 0 | 1 | 0 | 100% | #N/A
1989-08-01 | 8 | 1 | 2018 | 2018-08-01 | 3 | 0 | 17:00 | 17 | 90 | 80 | 69.98 | 79.7 | 77 | 86 | 82.94 | 75.02 | 78.8 | 82 | 74 | 78 | 79 | 81 | 75.02 | 0 | 0 | 0 | 1 | 0 | 0 | 1 | 1 | 1 | 0 | 1 | 0 | 100% | #N/A
1989-08-01 | 8 | 1 | 2018 | 2018-08-01 | 3 | 0 | 18:00 | 18 | 89 | 78 | 78.08 | 80.96 | 75.02 | 82.04 | 80.78 | 75.92 | 77 | 79 | 72 | 76 | 77 | 80 | 73.94 | 0 | 0 | 0 | 1 | 0 | 0 | 0 | 1 | 1 | 0 | 1 | 0 | 100% | #N/A
1989-08-01 | 8 | 1 | 2018 | 2018-08-01 | 3 | 0 | 19:00 | 19 | 86 | 75 | 75.02 | 80.6 | 73.94 | 78.98 | 77.72 | 71.96 | 75.2 | 75 | 69 | 74 | 66 | 78 | 71.96 | 0 | 0 | 0 | 1 | 0 | 0 | 0 | 1 | 1 | 0 | 1 | 0 | 100% | #N/A
1989-08-01 | 8 | 1 | 2018 | 2018-08-01 | 3 | 0 | 20:00 | 20 | 87 | 69 | 71.96 | 80.6 | 71.96 | 77 | 69.98 | 69.08 | 71.6 | 70 | 66 | 70 | 61 | 76 | 66.92 | 0 | 0 | 0 | 1 | 0 | 0 | 0 | 1 | 1 | 0 | 1 | 0 | 100% | #N/A
1989-08-01 | 8 | 1 | 2018 | 2018-08-01 | 3 | 0 | 21:00 | 21 | 85 | 70 | 64.94 | 79.52 | 69.98 | 75.02 | 66.74 | 64.94 | 69.8 | 72 | 62 | 68 | 55 | 75 | 64.94 | 0 | 0 | 0 | 1 | 0 | 0 | 0 | 1 | 1 | 0 | 1 | 0 | 100% | #N/A
1989-08-01 | 8 | 1 | 2018 | 2018-08-01 | 3 | 0 | 22:00 | 22 | 82 | 70 | 62.96 | 78.98 | 69.98 | 73.94 | 62.78 | 64.94 | 69.8 | 68 | 55 | 67 | 55 | 74 | 64.04 | 0 | 0 | 0 | 1 | 0 | 0 | 0 | 1 | 1 | 0 | 1 | 0 | 100% | #N/A
1989-08-01 | 8 | 1 | 2018 | 2018-08-01 | 3 | 0 | 23:00 | 23 | 80 | 68 | 62.06 | 78.44 | 69.08 | 73.04 | 63.86 | 62.96 | 66.2 | 66 | 55 | 65 | 54 | 74 | 62.96 | 0 | 0 | 0 | 1 | 0 | 0 | 0 | 1 | 1 | 0 | 1 | 0 | 100% | #N/A
1989-08-01 | 8 | 1 | 2018 | 2018-08-01 | 3 | 0 | 24:00 | 24 | 77 | 67 | 60.98 | 77 | 69.08 | 71.06 | 58.64 | 64.94 | 68 | 64 | 53 | 64 | 52 | 73 | 60.08 | 0 | 0 | 0 | 0 | 1 | 0 | 0 | 1 | 1 | 0 | 1 | 0 | 100% | #N/A
1989-08-02 | 8 | 2 | 2018 | 2018-08-02 | 4 | 0 | 1:00 | 1 | 76 | 65 | 60.08 | 75.74 | 66.92 | 69.08 | 57.38 | 62.06 | 66.2 | 63 | 51 | 64 | 52 | 73 | 59 | 0 | 0 | 0 | 0 | 1 | 0 | 0 | 1 | 1 | 0 | 1 | 0 | 100% | #N/A
1989-08-02 | 8 | 2 | 2018 | 2018-08-02 | 4 | 0 | 2:00 | 2 | 75 | 64 | 59 | 74.66 | 64.94 | 69.08 | 55.4 | 62.96 | 66.2 | 57 | 50 | 63 | 50 | 72 | 57.02 | 0 | 0 | 0 | 0 | 1 | 0 | 0 | 1 | 1 | 0 | 1 | 0 | 100% | #N/A
1989-08-02 | 8 | 2 | 2018 | 2018-08-02 | 4 | 0 | 3:00 | 3 | 73 | 63 | 55.94 | 73.76 | 64.94 | 68 | 53.6 | 62.96 | 64.4 | 57 | 49 | 61 | 48 | 71 | 57.02 | 0 | 0 | 0 | 0 | 1 | 0 | 0 | 1 | 1 | 0 | 1 | 0 | 100% | #N/A
1989-08-02 | 8 | 2 | 2018 | 2018-08-02 | 4 | 0 | 4:00 | 4 | 72 | 62 | 55.04 | 73.04 | 64.04 | 68 | 53.6 | 60.98 | 62.6 | 54 | 47 | 60 | 50 | 71 | 55.94 | 0 | 0 | 0 | 0 | 1 | 0 | 0 | 1 | 1 | 0 | 1 | 0 | 100% | #N/A
1989-08-02 | 8 | 2 | 2018 | 2018-08-02 | 4 | 0 | 5:00 | 5 | 71 | 61 | 53.96 | 70.52 | 64.94 | 68 | 53.6 | 62.06 | 62.6 | 54 | 46 | 61 | 50 | 70 | 55.94 | 0 | 0 | 0 | 0 | 1 | 0 | 0 | 1 | 1 | 0 | 1 | 0 | 100% | #N/A
1989-08-02 | 8 | 2 | 2018 | 2018-08-02 | 4 | 0 | 6:00 | 6 | 71 | 63 | 57.92 | 70.16 | 66.92 | 69.98 | 53.6 | 64.04 | 66.2 | 57 | 50 | 63 | 52 | 71 | 59 | 0 | 0 | 0 | 0 | 1 | 0 | 0 | 1 | 1 | 0 | 1 | 0 | 100% | #N/A
1989-08-02 | 8 | 2 | 2018 | 2018-08-02 | 4 | 0 | 7:00 | 7 | 74 | 67 | 69.08 | 71.42 | 73.04 | 73.94 | 61.7 | 68 | 69.8 | 61 | 58 | 65 | 52 | 73 | 62.96 | 0 | 0 | 0 | 0 | 1 | 0 | 0 | 1 | 1 | 0 | 1 | 0 | 100% | #N/A
1989-08-02 | 8 | 2 | 2018 | 2018-08-02 | 4 | 0 | 8:00 | 8 | 78 | 69 | 75.92 | 71.6 | 75.92 | 77 | 69.8 | 71.06 | 73.4 | 68 | 64 | 69 | 57 | 76 | 66.02 | 0 | 0 | 0 | 1 | 0 | 0 | 0 | 1 | 1 | 0 | 1 | 0 | 100% | #N/A
1989-08-02 | 8 | 2 | 2018 | 2018-08-02 | 4 | 0 | 9:00 | 9 | 79 | 72 | 78.08 | 74.84 | 80.06 | 82.04 | 73.4 | 73.04 | 75.2 | 72 | 68 | 72 | 64 | 79 | 69.08 | 0 | 0 | 0 | 1 | 0 | 0 | 0 | 1 | 1 | 0 | 1 | 0 | 100% | #N/A
1989-08-02 | 8 | 2 | 2018 | 2018-08-02 | 4 | 0 | 10:00 | 10 | 81 | 77 | 80.06 | 77.54 | 82.94 | 84.02 | 77.54 | 75.92 | 77 | 75 | 70 | 76 | 72 | 83 | 71.06 | 0 | 0 | 0 | 1 | 0 | 0 | 0 | 1 | 1 | 0 | 1 | 0 | 100% | #N/A
1989-08-02 | 8 | 2 | 2018 | 2018-08-02 | 4 | 0 | 11:00 | 11 | 84 | 78 | 82.04 | 80.42 | 80.96 | 86 | 80.42 | 77 | 77 | 77 | 73 | 80 | 77 | 86 | 71.96 | 0 | 0 | 0 | 1 | 0 | 0 | 0 | 1 | 1 | 0 | 1 | 0 | 100% | #N/A
1989-08-02 | 8 | 2 | 2018 | 2018-08-02 | 4 | 0 | 12:00 | 12 | 82 | 82 | 84.02 | 81.14 | 82.04 | 86 | 82.04 | 78.08 | 78.8 | 77 | 74 | 83 | 77 | 86 | 73.94 | 0 | 0 | 0 | 1 | 0 | 0 | 0 | 1 | 1 | 0 | 1 | 0 | 100% | #N/A
1989-08-02 | 8 | 2 | 2018 | 2018-08-02 | 4 | 0 | 13:00 | 13 | 82 | 82 | 82.94 | 83.3 | 82.04 | 87.98 | 84.2 | 80.06 | 77 | 81 | 77 | 81 | 81 | 88 | 73.94 | 0 | 0 | 0 | 1 | 0 | 0 | 0 | 1 | 1 | 0 | 1 | 0 | 100% | #N/A
1989-08-02 | 8 | 2 | 2018 | 2018-08-02 | 4 | 0 | 14:00 | 14 | 83 | 80 | 86 | 84.74 | 82.04 | 87.08 | 84.56 | 80.06 | 78.8 | 81 | 75 | 77 | 81 | 87 | 73.94 | 0 | 0 | 0 | 1 | 0 | 0 | 1 | 1 | 1 | 0 | 1 | 0 | 100% | #N/A
1989-08-02 | 8 | 2 | 2018 | 2018-08-02 | 4 | 0 | 15:00 | 15 | 84 | 80 | 84.02 | 85.28 | 77 | 82.94 | 85.28 | 80.96 | 78.8 | 81 | 75 | 81 | 79 | 86 | 75.02 | 0 | 0 | 0 | 1 | 0 | 0 | 1 | 1 | 1 | 0 | 1 | 0 | 100% | #N/A
1989-08-02 | 8 | 2 | 2018 | 2018-08-02 | 4 | 0 | 16:00 | 16 | 84 | 80 | 84.92 | 86 | 73.04 | 73.94 | 85.28 | 80.06 | 78.8 | 79 | 79 | 66 | 81 | 87 | 73.94 | 0 | 0 | 0 | 1 | 0 | 0 | 1 | 1 | 1 | 0 | 1 | 0 | 100% | #N/A
1989-08-02 | 8 | 2 | 2018 | 2018-08-02 | 4 | 0 | 17:00 | 17 | 84 | 81 | 84.92 | 87.26 | 73.04 | 73.94 | 84.2 | 80.06 | 78.8 | 81 | 75 | 64 | 81 | 83 | 73.04 | 0 | 0 | 0 | 1 | 0 | 0 | 1 | 1 | 1 | 0 | 1 | 0 | 100% | #N/A
1989-08-02 | 8 | 2 | 2018 | 2018-08-02 | 4 | 0 | 18:00 | 18 | 84 | 80 | 82.94 | 85.1 | 69.98 | 71.96 | 82.4 | 77 | 75.2 | 79 | 76 | 64 | 79 | 80 | 71.96 | 0 | 0 | 0 | 1 | 0 | 0 | 0 | 1 | 1 | 0 | 1 | 0 | 100% | #N/A
1989-08-02 | 8 | 2 | 2018 | 2018-08-02 | 4 | 0 | 19:00 | 19 | 83 | 75 | 80.96 | 84.2 | 69.08 | 69.98 | 78.08 | 73.94 | 73.4 | 70 | 69 | 64 | 70 | 77 | 68 | 0 | 0 | 0 | 1 | 0 | 0 | 0 | 1 | 1 | 0 | 1 | 0 | 100% | #N/A
1989-08-02 | 8 | 2 | 2018 | 2018-08-02 | 4 | 0 | 20:00 | 20 | 80 | 74 | 75.02 | 83.48 | 68 | 69.98 | 73.58 | 71.06 | 68 | 63 | 68 | 63 | 63 | 75 | 64.94 | 0 | 0 | 0 | 1 | 0 | 0 | 0 | 1 | 1 | 0 | 1 | 0 | 100% | #N/A
1989-08-02 | 8 | 2 | 2018 | 2018-08-02 | 4 | 0 | 21:00 | 21 | 79 | 73 | 71.06 | 81.14 | 68 | 69.08 | 72.68 | 69.98 | 66.2 | 61 | 63 | 64 | 61 | 73 | 64.04 | 0 | 0 | 0 | 1 | 0 | 0 | 0 | 1 | 1 | 0 | 1 | 0 | 100% | #N/A
1989-08-02 | 8 | 2 | 2018 | 2018-08-02 | 4 | 0 | 22:00 | 22 | 77 | 72 | 69.98 | 79.16 | 66.92 | 69.08 | 71.42 | 68 | 64.4 | 57 | 59 | 63 | 57 | 73 | 62.96 | 0 | 0 | 0 | 1 | 0 | 0 | 0 | 1 | 1 | 0 | 1 | 0 | 100% | #N/A
1989-08-02 | 8 | 2 | 2018 | 2018-08-02 | 4 | 0 | 23:00 | 23 | 76 | 71 | 69.98 | 75.74 | 66.02 | 69.08 | 70.34 | 66.02 | 60.8 | 55 | 56 | 63 | 55 | 73 | 60.08 | 0 | 0 | 0 | 1 | 0 | 0 | 0 | 1 | 1 | 0 | 1 | 0 | 100% | #N/A
1989-08-02 | 8 | 2 | 2018 | 2018-08-02 | 4 | 0 | 24:00 | 24 | 74 | 71 | 68 | 74.66 | 66.02 | 69.08 | 68.36 | 64.04 | 62.6 | 54 | 55 | 64 | 54 | 71 | 57.02 | 0 | 0 | 0 | 0 | 1 | 0 | 0 | 1 | 1 | 0 | 1 | 0 | 100% | #N/A
1989-08-03 | 8 | 3 | 2018 | 2018-08-03 | 5 | 0 | 1:00 | 1 | 73 | 70 | 66.02 | 73.58 | 66.02 | 69.08 | 67.82 | 64.04 | 62.6 | 54 | 54 | 63 | 54 | 71 | 55.94 | 0 | 0 | 0 | 0 | 1 | 0 | 0 | 1 | 1 | 0 | 1 | 0 | 100% | #N/A
1989-08-03 | 8 | 3 | 2018 | 2018-08-03 | 5 | 0 | 2:00 | 2 | 71 | 70 | 66.92 | 72.86 | 66.02 | 68 | 63.32 | 64.04 | 64.4 | 54 | 53 | 63 | 54 | 68 | 57.02 | 0 | 0 | 0 | 0 | 1 | 0 | 0 | 1 | 1 | 0 | 1 | 0 | 100% | #N/A
1989-08-03 | 8 | 3 | 2018 | 2018-08-03 | 5 | 0 | 3:00 | 3 | 70 | 70 | 66.92 | 72.32 | 64.04 | 66.92 | 65.48 | 64.94 | 64.4 | 54 | 52 | 62 | 52 | 70 | 55.94 | 0 | 0 | 0 | 0 | 1 | 0 | 0 | 1 | 1 | 0 | 1 | 0 | 100% | #N/A
1989-08-03 | 8 | 3 | 2018 | 2018-08-03 | 5 | 0 | 4:00 | 4 | 69 | 68 | 66.92 | 72.14 | 64.04 | 66.92 | 65.12 | 64.94 | 62.6 | 54 | 50 | 61 | 50 | 69 | 55.94 | 0 | 0 | 0 | 0 | 1 | 0 | 0 | 1 | 1 | 0 | 1 | 0 | 100% | #N/A
1989-08-03 | 8 | 3 | 2018 | 2018-08-03 | 5 | 0 | 5:00 | 5 | 68 | 67 | 60.98 | 72.5 | 62.96 | 66.02 | 65.84 | 64.94 | 60.8 | 54 | 51 | 61 | 50 | 69 | 53.96 | 0 | 0 | 0 | 0 | 1 | 0 | 0 | 1 | 1 | 0 | 1 | 0 | 100% | #N/A
1989-08-03 | 8 | 3 | 2018 | 2018-08-03 | 5 | 0 | 6:00 | 6 | 68 | 68 | 69.98 | 71.42 | 64.04 | 68 | 69.44 | 64.94 | 69.8 | 55 | 53 | 61 | 54 | 69 | 57.02 | 0 | 0 | 0 | 0 | 1 | 0 | 0 | 1 | 1 | 0 | 1 | 0 | 100% | #N/A
1989-08-03 | 8 | 3 | 2018 | 2018-08-03 | 5 | 0 | 7:00 | 7 | 71 | 72 | 71.06 | 72.86 | 69.98 | 71.06 | 72.86 | 68 | 73.4 | 59 | 56 | 61 | 57 | 70 | 64.04 | 0 | 0 | 0 | 0 | 1 | 0 | 0 | 1 | 1 | 0 | 1 | 0 | 100% | #N/A
1989-08-03 | 8 | 3 | 2018 | 2018-08-03 | 5 | 0 | 8:00 | 8 | 72 | 73 | 78.98 | 74.66 | 71.96 | 73.94 | 77.36 | 73.04 | 77 | 68 | 63 | 64 | 61 | 71 | 69.08 | 0 | 0 | 0 | 1 | 0 | 0 | 0 | 1 | 1 | 0 | 1 | 0 | 100% | #N/A
1989-08-03 | 8 | 3 | 2018 | 2018-08-03 | 5 | 0 | 9:00 | 9 | 76 | 77 | 82.94 | 77.72 | 75.02 | 73.94 | 79.88 | 75.92 | 78.8 | 75 | 69 | 67 | 66 | 71 | 73.04 | 0 | 0 | 0 | 1 | 0 | 0 | 0 | 1 | 1 | 0 | 1 | 0 | 100% | #N/A
1989-08-03 | 8 | 3 | 2018 | 2018-08-03 | 5 | 0 | 10:00 | 10 | 77 | 81 | 86 | 81.32 | 78.08 | 78.08 | 82.94 | 80.06 | 80.6 | 79 | 74 | 69 | 73 | 71 | 73.94 | 0 | 0 | 0 | 1 | 0 | 0 | 0 | 1 | 1 | 0 | 1 | 0 | 100% | #N/A
1989-08-03 | 8 | 3 | 2018 | 2018-08-03 | 5 | 0 | 11:00 | 11 | 77 | 83 | 87.08 | 84.38 | 80.96 | 82.04 | 85.82 | 82.04 | 80.6 | 81 | 76 | 70 | 79 | 73 | 73.94 | 0 | 0 | 0 | 1 | 0 | 0 | 0 | 1 | 1 | 0 | 1 | 0 | 100% | #N/A
1989-08-03 | 8 | 3 | 2018 | 2018-08-03 | 5 | 0 | 12:00 | 12 | 77 | 85 | 87.08 | 86.36 | 80.96 | 84.92 | 87.8 | 82.94 | 82.4 | 82 | 79 | 70 | 84 | 77 | 73.94 | 0 | 0 | 0 | 1 | 0 | 0 | 0 | 1 | 1 | 0 | 1 | 0 | 100% | #N/A
1989-08-03 | 8 | 3 | 2018 | 2018-08-03 | 5 | 0 | 13:00 | 13 | 77 | 85 | 89.06 | 86.72 | 82.04 | 84.92 | 88.88 | 82.94 | 82.4 | 81 | 82 | 69 | 84 | 82 | 77 | 0 | 0 | 0 | 1 | 0 | 0 | 0 | 1 | 1 | 0 | 1 | 0 | 100% | #N/A
1989-08-03 | 8 | 3 | 2018 | 2018-08-03 | 5 | 0 | 14:00 | 14 | 80 | 85 | 89.06 | 87.62 | 82.04 | 84.92 | 89.06 | 84.02 | 82.4 | 64 | 80 | 68 | 84 | 82 | 75.92 | 0 | 0 | 0 | 1 | 0 | 0 | 1 | 1 | 1 | 0 | 1 | 0 | 100% | #N/A
1989-08-03 | 8 | 3 | 2018 | 2018-08-03 | 5 | 0 | 15:00 | 15 | 80 | 85 | 86 | 87.98 | 82.94 | 87.08 | 89.24 | 84.02 | 82.4 | 64 | 80 | 68 | 82 | 81 | 75.92 | 0 | 0 | 0 | 1 | 0 | 0 | 1 | 1 | 1 | 0 | 1 | 0 | 100% | #N/A
1989-08-03 | 8 | 3 | 2018 | 2018-08-03 | 5 | 0 | 16:00 | 16 | 80 | 85 | 86 | 89.78 | 82.04 | 87.08 | 86.36 | 82.04 | 80.6 | 70 | 81 | 69 | 84 | 84 | 75.02 | 0 | 0 | 0 | 1 | 0 | 0 | 1 | 1 | 1 | 0 | 1 | 0 | 100% | #N/A
1989-08-03 | 8 | 3 | 2018 | 2018-08-03 | 5 | 0 | 17:00 | 17 | 81 | 85 | 82.94 | 86.72 | 77 | 87.08 | 84.74 | 80.96 | 78.8 | 70 | 78 | 70 | 82 | 81 | 73.94 | 0 | 0 | 0 | 1 | 0 | 0 | 1 | 1 | 1 | 0 | 1 | 0 | 100% | #N/A
1989-08-03 | 8 | 3 | 2018 | 2018-08-03 | 5 | 0 | 18:00 | 18 | 81 | 83 | 82.04 | 85.46 | 78.98 | 86 | 83.3 | 77 | 78.8 | 68 | 77 | 69 | 81 | 79 | 69.98 | 0 | 0 | 0 | 1 | 0 | 0 | 0 | 1 | 1 | 0 | 1 | 0 | 100% | #N/A
1989-08-03 | 8 | 3 | 2018 | 2018-08-03 | 5 | 0 | 19:00 | 19 | 77 | 80 | 78.08 | 82.94 | 75.92 | 82.04 | 81.14 | 75.02 | 76.1 | 64 | 71 | 67 | 70 | 75 | 68 | 0 | 0 | 0 | 1 | 0 | 0 | 0 | 1 | 1 | 0 | 1 | 0 | 100% | #N/A
1989-08-03 | 8 | 3 | 2018 | 2018-08-03 | 5 | 0 | 20:00 | 20 | 75 | 78 | 75.92 | 82.22 | 75.02 | 80.06 | 78.98 | 73.94 | 73.4 | 64 | 67 | 66 | 64 | 76 | 66.92 | 0 | 0 | 0 | 1 | 0 | 0 | 0 | 1 | 1 | 0 | 1 | 0 | 100% | #N/A
1989-08-03 | 8 | 3 | 2018 | 2018-08-03 | 5 | 0 | 21:00 | 21 | 75 | 76 | 75.92 | 80.06 | 73.04 | 77 | 77.18 | 73.04 | 73.4 | 63 | 65 | 66 | 63 | 72 | 64.04 | 0 | 0 | 0 | 1 | 0 | 0 | 0 | 1 | 1 | 0 | 1 | 0 | 100% | #N/A
1989-08-03 | 8 | 3 | 2018 | 2018-08-03 | 5 | 0 | 22:00 | 22 | 74 | 75 | 75.92 | 78.98 | 71.06 | 75.02 | 75.38 | 71.96 | 73.4 | 61 | 62 | 66 | 63 | 73 | 62.06 | 0 | 0 | 0 | 1 | 0 | 0 | 0 | 1 | 1 | 0 | 1 | 0 | 100% | #N/A
1989-08-03 | 8 | 3 | 2018 | 2018-08-03 | 5 | 0 | 23:00 | 23 | 73 | 73 | 73.04 | 78.26 | 69.98 | 73.94 | 73.76 | 71.06 | 73.4 | 61 | 59 | 66 | 61 | 73 | 60.98 | 0 | 0 | 0 | 1 | 0 | 0 | 0 | 1 | 1 | 0 | 1 | 0 | 100% | #N/A
1989-08-03 | 8 | 3 | 2018 | 2018-08-03 | 5 | 0 | 24:00 | 24 | 73 | 72 | 71.96 | 77.72 | 69.08 | 71.96 | 71.24 | 69.98 | 73.4 | 59 | 56 | 66 | 59 | 73 | 62.06 | 0 | 0 | 0 | 0 | 1 | 0 | 0 | 1 | 1 | 0 | 1 | 0 | 100% | #N/A
1989-08-04 | 8 | 4 | 2018 | 2018-08-04 | 6 | 0 | 1:00 | 1 | 72 | 71 | 73.04 | 76.28 | 68 | 71.06 | 69.8 | 69.08 | 73.4 | 61 | 56 | 66 | 57 | 72 | 60.98 | 0 | 0 | 0 | 0 | 1 | 0 | 0 | 1 | 1 | 0 | 1 | 0 | 100% | #N/A
1989-08-04 | 8 | 4 | 2018 | 2018-08-04 | 6 | 0 | 2:00 | 2 | 70 | 71 | 73.94 | 75.92 | 66.92 | 69.98 | 71.06 | 69.08 | 71.6 | 61 | 55 | 64 | 57 | 71 | 60.98 | 0 | 0 | 0 | 0 | 1 | 0 | 0 | 1 | 1 | 0 | 1 | 0 | 100% | #N/A
1989-08-04 | 8 | 4 | 2018 | 2018-08-04 | 6 | 0 | 3:00 | 3 | 67 | 71 | 69.98 | 75.74 | 66.02 | 69.98 | 70.88 | 69.98 | 73.4 | 59 | 53 | 64 | 55 | 70 | 60.98 | 0 | 0 | 0 | 0 | 1 | 0 | 0 | 1 | 1 | 0 | 1 | 0 | 100% | #N/A
1989-08-04 | 8 | 4 | 2018 | 2018-08-04 | 6 | 0 | 4:00 | 4 | 66 | 70 | 68 | 75.38 | 66.92 | 69.08 | 69.8 | 69.08 | 73.4 | 61 | 52 | 63 | 55 | 69 | 60.08 | 0 | 0 | 0 | 0 | 1 | 0 | 0 | 1 | 1 | 0 | 1 | 0 | 100% | #N/A
1989-08-04 | 8 | 4 | 2018 | 2018-08-04 | 6 | 0 | 5:00 | 5 | 65 | 70 | 71.96 | 75.38 | 66.92 | 69.08 | 69.8 | 69.08 | 73.4 | 61 | 52 | 64 | 57 | 68 | 60.08 | 0 | 0 | 0 | 0 | 1 | 0 | 0 | 1 | 1 | 0 | 1 | 0 | 100% | #N/A
1989-08-04 | 8 | 4 | 2018 | 2018-08-04 | 6 | 0 | 6:00 | 6 | 67 | 71 | 73.04 | 74.84 | 69.08 | 69.8 | 71.6 | 69.08 | 73.4 | 61 | 54 | 64 | 59 | 71 | 62.06 | 0 | 0 | 0 | 0 | 1 | 0 | 0 | 1 | 1 | 0 | 1 | 0 | 100% | #N/A
1989-08-04 | 8 | 4 | 2018 | 2018-08-04 | 6 | 0 | 7:00 | 7 | 71 | 74 | 69.98 | 74.84 | 71.6 | 71.06 | 72.68 | 69.08 | 75.2 | 63 | 60 | 66 | 61 | 72 | 66.92 | 0 | 0 | 0 | 0 | 1 | 0 | 0 | 1 | 1 | 0 | 1 | 0 | 100% | #N/A
1989-08-04 | 8 | 4 | 2018 | 2018-08-04 | 6 | 0 | 8:00 | 8 | 74 | 77 | 71.96 | 74.3 | 71.96 | 73.04 | 76.64 | 73.04 | 77 | 66 | 66 | 69 | 63 | 76 | 71.06 | 0 | 0 | 0 | 0 | 1 | 0 | 0 | 1 | 1 | 0 | 1 | 0 | 100% | #N/A
1989-08-04 | 8 | 4 | 2018 | 2018-08-04 | 6 | 0 | 9:00 | 9 | 76 | 80 | 77 | 72.68 | 75.92 | 75.02 | 79.16 | 73.94 | 77 | 70 | 71 | 71 | 66 | 79 | 73.94 | 0 | 0 | 0 | 0 | 1 | 0 | 0 | 1 | 1 | 0 | 1 | 0 | 100% | #N/A
1989-08-04 | 8 | 4 | 2018 | 2018-08-04 | 6 | 0 | 10:00 | 10 | 77 | 83 | 78.98 | 77.54 | 78.08 | 78.08 | 81.32 | 77 | 80.6 | 72 | 77 | 71 | 72 | 83 | 75.92 | 0 | 0 | 0 | 0 | 1 | 0 | 0 | 1 | 1 | 0 | 1 | 0 | 100% | #N/A
1989-08-04 | 8 | 4 | 2018 | 2018-08-04 | 6 | 0 | 11:00 | 11 | 79 | 89 | 82.94 | 78.98 | 78.98 | 80.06 | 81.86 | 80.06 | 82.4 | 72 | 80 | 71 | 75 | 86 | 80.06 | 0 | 0 | 0 | 0 | 1 | 0 | 0 | 1 | 1 | 0 | 1 | 0 | 100% | #N/A
1989-08-04 | 8 | 4 | 2018 | 2018-08-04 | 6 | 0 | 12:00 | 12 | 80 | 89 | 84.02 | 82.4 | 80.06 | 84.92 | 83.12 | 82.04 | 78.8 | 73 | 82 | 73 | 81 | 88 | 80.06 | 0 | 0 | 0 | 0 | 1 | 0 | 0 | 1 | 1 | 0 | 1 | 0 | 100% | #N/A
1989-08-04 | 8 | 4 | 2018 | 2018-08-04 | 6 | 0 | 13:00 | 13 | 81 | 91 | 84.92 | 85.1 | 80.06 | 87.08 | 87.26 | 82.04 | 80.6 | 73 | 83 | 74 | 82 | 88 | 80.06 | 0 | 0 | 0 | 0 | 1 | 0 | 0 | 1 | 1 | 0 | 1 | 0 | 100% | #N/A
1989-08-04 | 8 | 4 | 2018 | 2018-08-04 | 6 | 0 | 14:00 | 14 | 81 | 93 | 87.08 | 85.82 | 78.08 | 84.92 | 84.2 | 80.06 | 80.6 | 72 | 81 | 74 | 84 | 88 | 78.98 | 0 | 0 | 0 | 0 | 1 | 0 | 0 | 1 | 1 | 0 | 1 | 0 | 100% | #N/A
1989-08-04 | 8 | 4 | 2018 | 2018-08-04 | 6 | 0 | 15:00 | 15 | 82 | 93 | 84.02 | 86.54 | 80.06 | 86 | 71.6 | 77 | 80.6 | 72 | 85 | 75 | 84 | 88 | 78.98 | 0 | 0 | 0 | 0 | 1 | 0 | 0 | 1 | 1 | 0 | 1 | 0 | 100% | #N/A
1989-08-04 | 8 | 4 | 2018 | 2018-08-04 | 6 | 0 | 16:00 | 16 | 81 | 92 | 84.92 | 80.78 | 78.98 | 82.04 | 75.2 | 69.98 | 78.8 | 73 | 85 | 74 | 83 | 87 | 78.98 | 0 | 0 | 0 | 0 | 1 | 0 | 0 | 1 | 1 | 0 | 1 | 0 | 100% | #N/A
1989-08-04 | 8 | 4 | 2018 | 2018-08-04 | 6 | 0 | 17:00 | 17 | 80 | 91 | 75.02 | 68.72 | 80.96 | 82.04 | 73.4 | 71.96 | 78.8 | 72 | 84 | 73 | 81 | 85 | 78.08 | 0 | 0 | 0 | 0 | 1 | 0 | 0 | 1 | 1 | 0 | 1 | 0 | 100% | #N/A
1989-08-04 | 8 | 4 | 2018 | 2018-08-04 | 6 | 0 | 18:00 | 18 | 78 | 89 | 73.04 | 73.22 | 78.98 | 82.04 | 75.02 | 71.06 | 75.2 | 70 | 83 | 70 | 73 | 84 | 75.02 | 0 | 0 | 0 | 0 | 1 | 0 | 0 | 1 | 1 | 0 | 1 | 0 | 100% | #N/A
1989-08-04 | 8 | 4 | 2018 | 2018-08-04 | 6 | 0 | 19:00 | 19 | 76 | 86 | 69.8 | 74.12 | 75.92 | 78.98 | 73.4 | 69.08 | 71.6 | 63 | 76 | 68 | 73 | 81 | 71.96 | 0 | 0 | 0 | 0 | 1 | 0 | 0 | 1 | 1 | 0 | 1 | 0 | 100% | #N/A
1989-08-04 | 8 | 4 | 2018 | 2018-08-04 | 6 | 0 | 20:00 | 20 | 74 | 84 | 69.98 | 75.2 | 73.94 | 77 | 71.6 | 69.08 | 69.8 | 57 | 71 | 67 | 70 | 80 | 69.08 | 0 | 0 | 0 | 0 | 1 | 0 | 0 | 1 | 1 | 0 | 1 | 0 | 100% | #N/A
1989-08-04 | 8 | 4 | 2018 | 2018-08-04 | 6 | 0 | 21:00 | 21 | 73 | 83 | 66.92 | 74.48 | 71.96 | 75.92 | 68.18 | 68 | 68 | 54 | 66 | 65 | 66 | 79 | 66.92 | 0 | 0 | 0 | 0 | 1 | 0 | 0 | 1 | 1 | 0 | 1 | 0 | 100% | #N/A
1989-08-04 | 8 | 4 | 2018 | 2018-08-04 | 6 | 0 | 22:00 | 22 | 73 | 82 | 66.02 | 73.76 | 71.06 | 73.94 | 68 | 68 | 68 | 50 | 63 | 65 | 64 | 78 | 66.02 | 0 | 0 | 0 | 0 | 1 | 0 | 0 | 1 | 1 | 0 | 1 | 0 | 100% | #N/A
1989-08-04 | 8 | 4 | 2018 | 2018-08-04 | 6 | 0 | 23:00 | 23 | 73 | 81 | 64.94 | 74.48 | 69.98 | 73.04 | 66.2 | 66.92 | 66.2 | 50 | 61 | 64 | 64 | 77 | 64.94 | 0 | 0 | 0 | 0 | 1 | 0 | 0 | 1 | 1 | 0 | 1 | 0 | 100% | #N/A
1989-08-04 | 8 | 4 | 2018 | 2018-08-04 | 6 | 0 | 24:00 | 24 | 72 | 79 | 62.96 | 72.68 | 69.98 | 71.96 | 64.4 | 66.02 | 66.2 | 52 | 59 | 64 | 64 | 77 | 64.94 | 0 | 0 | 0 | 0 | 1 | 0 | 0 | 1 | 1 | 0 | 1 | 0 | 100% | #N/A
1989-08-05 | 8 | 5 | 2018 | 2018-08-05 | 7 | 0 | 1:00 | 1 | 72 | 79 | 62.06 | 73.22 | 69.08 | 71.96 | 64.4 | 64.04 | 66.2 | 50 | 59 | 64 | 64 | 76 | 64.04 | 0 | 0 | 0 | 0 | 1 | 0 | 0 | 1 | 1 | 0 | 1 | 0 | 100% | #N/A
1989-08-05 | 8 | 5 | 2018 | 2018-08-05 | 7 | 0 | 2:00 | 2 | 72 | 79 | 60.98 | 72.32 | 69.98 | 71.96 | 60.8 | 62.96 | 66.2 | 48 | 57 | 64 | 63 | 76 | 62.96 | 0 | 0 | 0 | 0 | 1 | 0 | 0 | 1 | 1 | 0 | 1 | 0 | 100% | #N/A
1989-08-05 | 8 | 5 | 2018 | 2018-08-05 | 7 | 0 | 3:00 | 3 | 71 | 78 | 55.94 | 72.68 | 69.08 | 73.04 | 59 | 62.06 | 66.2 | 48 | 56 | 65 | 63 | 75 | 62.96 | 0 | 0 | 0 | 0 | 1 | 0 | 0 | 1 | 1 | 0 | 1 | 0 | 100% | #N/A
1989-08-05 | 8 | 5 | 2018 | 2018-08-05 | 7 | 0 | 4:00 | 4 | 68 | 78 | 57.02 | 70.7 | 69.08 | 71.96 | 59 | 62.06 | 65.3 | 46 | 55 | 64 | 61 | 74 | 62.96 | 0 | 0 | 0 | 0 | 1 | 0 | 0 | 1 | 1 | 0 | 1 | 0 | 100% | #N/A
1989-08-05 | 8 | 5 | 2018 | 2018-08-05 | 7 | 0 | 5:00 | 5 | 68 | 78 | 57.92 | 71.24 | 68 | 71.06 | 59 | 60.08 | 64.4 | 48 | 54 | 65 | 63 | 74 | 62.06 | 0 | 0 | 0 | 0 | 1 | 0 | 0 | 1 | 1 | 0 | 1 | 0 | 100% | #N/A
1989-08-05 | 8 | 5 | 2018 | 2018-08-05 | 7 | 0 | 6:00 | 6 | 69 | 78 | 57.02 | 69.98 | 69.08 | 71.06 | 57.2 | 62.96 | 66.74 | 48 | 56 | 66 | 64 | 76 | 64.04 | 0 | 0 | 0 | 0 | 1 | 0 | 0 | 1 | 1 | 0 | 1 | 0 | 100% | #N/A
1989-08-05 | 8 | 5 | 2018 | 2018-08-05 | 7 | 0 | 7:00 | 7 | 73 | 78 | 68 | 72.5 | 69.08 | 73.94 | 60.8 | 64.94 | 69.98 | 54 | 62 | 69 | 64 | 77 | 68 | 0 | 0 | 0 | 0 | 1 | 0 | 0 | 1 | 1 | 0 | 1 | 0 | 100% | #N/A
1989-08-05 | 8 | 5 | 2018 | 2018-08-05 | 7 | 0 | 8:00 | 8 | 75 | 79 | 73.94 | 73.76 | 69.08 | 75.92 | 67.82 | 64.94 | 72.32 | 63 | 67 | 73 | 68 | 79 | 71.96 | 0 | 0 | 0 | 0 | 1 | 0 | 0 | 1 | 1 | 0 | 1 | 0 | 100% | #N/A
1989-08-05 | 8 | 5 | 2018 | 2018-08-05 | 7 | 0 | 9:00 | 9 | 76 | 81 | 78.08 | 76.1 | 69.98 | 75.92 | 73.58 | 69.08 | 72.68 | 64 | 73 | 75 | 72 | 79 | 75.92 | 0 | 0 | 0 | 0 | 1 | 0 | 0 | 1 | 1 | 0 | 1 | 0 | 100% | #N/A
1989-08-05 | 8 | 5 | 2018 | 2018-08-05 | 7 | 0 | 10:00 | 10 | 76 | 82 | 80.06 | 78.62 | 71.06 | 75.02 | 77.36 | 71.96 | 75.02 | 68 | 80 | 80 | 75 | 83 | 78.08 | 0 | 0 | 0 | 0 | 1 | 0 | 0 | 1 | 1 | 0 | 1 | 0 | 100% | #N/A
1989-08-05 | 8 | 5 | 2018 | 2018-08-05 | 7 | 0 | 11:00 | 11 | 78 | 87 | 80.06 | 78.98 | 69.8 | 73.04 | 79.52 | 75.02 | 77.36 | 70 | 84 | 81 | 79 | 84 | 77 | 0 | 0 | 0 | 0 | 1 | 0 | 0 | 1 | 1 | 0 | 1 | 0 | 100% | #N/A
1989-08-05 | 8 | 5 | 2018 | 2018-08-05 | 7 | 0 | 12:00 | 12 | 80 | 87 | 82.04 | 78.98 | 69.98 | 73.04 | 79.52 | 75.02 | 76.1 | 71 | 84 | 83 | 81 | 70 | 78.98 | 0 | 0 | 0 | 0 | 1 | 0 | 0 | 1 | 1 | 0 | 1 | 0 | 100% | #N/A
1989-08-05 | 8 | 5 | 2018 | 2018-08-05 | 7 | 0 | 13:00 | 13 | 82 | 88 | 84.02 | 80.96 | 71.96 | 73.94 | 81.68 | 77 | 78.8 | 70 | 86 | 85 | 82 | 74 | 80.96 | 0 | 0 | 0 | 0 | 1 | 0 | 0 | 1 | 1 | 0 | 1 | 0 | 100% | #N/A
1989-08-05 | 8 | 5 | 2018 | 2018-08-05 | 7 | 0 | 14:00 | 14 | 83 | 90 | 82.94 | 82.22 | 71.96 | 75.92 | 80.24 | 78.08 | 77 | 70 | 86 | 86 | 82 | 73 | 80.96 | 0 | 0 | 0 | 0 | 1 | 0 | 0 | 1 | 1 | 0 | 1 | 0 | 100% | #N/A
1989-08-05 | 8 | 5 | 2018 | 2018-08-05 | 7 | 0 | 15:00 | 15 | 76 | 91 | 82.94 | 84.02 | 73.4 | 77 | 82.22 | 77 | 77 | 70 | 86 | 86 | 83 | 71 | 82.04 | 0 | 0 | 0 | 0 | 1 | 0 | 0 | 1 | 1 | 0 | 1 | 0 | 100% | #N/A
1989-08-05 | 8 | 5 | 2018 | 2018-08-05 | 7 | 0 | 16:00 | 16 | 73 | 92 | 82.94 | 83.84 | 75.92 | 77 | 80.6 | 75.92 | 75.2 | 66 | 86 | 86 | 84 | 69 | 78.98 | 0 | 0 | 0 | 0 | 1 | 0 | 0 | 1 | 1 | 0 | 1 | 0 | 100% | #N/A
1989-08-05 | 8 | 5 | 2018 | 2018-08-05 | 7 | 0 | 17:00 | 17 | 74 | 91 | 80.06 | 84.02 | 73.94 | 77 | 78.98 | 75.02 | 73.4 | 64 | 85 | 85 | 82 | 67 | 77 | 0 | 0 | 0 | 0 | 1 | 0 | 0 | 1 | 1 | 0 | 1 | 0 | 100% | #N/A
1989-08-05 | 8 | 5 | 2018 | 2018-08-05 | 7 | 0 | 18:00 | 18 | 74 | 88 | 78.98 | 82.76 | 73.04 | 77 | 78.26 | 73.04 | 71.6 | 63 | 82 | 82 | 81 | 64 | 75.02 | 0 | 0 | 0 | 0 | 1 | 0 | 0 | 1 | 1 | 0 | 1 | 0 | 100% | #N/A
1989-08-05 | 8 | 5 | 2018 | 2018-08-05 | 7 | 0 | 19:00 | 19 | 73 | 84 | 75.92 | 80.96 | 71.6 | 77 | 72.68 | 69.98 | 68 | 59 | 76 | 75 | 72 | 61 | 71.06 | 0 | 0 | 0 | 0 | 1 | 0 | 0 | 1 | 1 | 0 | 1 | 0 | 100% | #N/A
1989-08-05 | 8 | 5 | 2018 | 2018-08-05 | 7 | 0 | 20:00 | 20 | 73 | 81 | 73.94 | 79.52 | 71.96 | 75.2 | 70.52 | 66.02 | 66.2 | 52 | 74 | 72 | 66 | 60 | 69.08 | 0 | 0 | 0 | 0 | 1 | 0 | 0 | 1 | 1 | 0 | 1 | 0 | 100% | #N/A
1989-08-05 | 8 | 5 | 2018 | 2018-08-05 | 7 | 0 | 21:00 | 21 | 73 | 77 | 71.96 | 76.46 | 71.96 | 73.04 | 68.72 | 64.94 | 66.2 | 50 | 70 | 70 | 64 | 57 | 66.92 | 0 | 0 | 0 | 0 | 1 | 0 | 0 | 1 | 1 | 0 | 1 | 0 | 100% | #N/A
1989-08-05 | 8 | 5 | 2018 | 2018-08-05 | 7 | 0 | 22:00 | 22 | 71 | 78 | 62.96 | 74.84 | 69.98 | 71.06 | 68 | 64.04 | 66.2 | 46 | 68 | 67 | 64 | 56 | 64.94 | 0 | 0 | 0 | 0 | 1 | 0 | 0 | 1 | 1 | 0 | 1 | 0 | 100% | #N/A
1989-08-05 | 8 | 5 | 2018 | 2018-08-05 | 7 | 0 | 23:00 | 23 | 70 | 74 | 66.92 | 74.3 | 68 | 69.08 | 65.48 | 62.96 | 64.4 | 45 | 66 | 64 | 66 | 56 | 64.94 | 0 | 0 | 0 | 0 | 1 | 0 | 0 | 1 | 1 | 0 | 1 | 0 | 100% | #N/A
1989-08-05 | 8 | 5 | 2018 | 2018-08-05 | 7 | 0 | 24:00 | 24 | 70 | 75 | 59 | 72.86 | 66.02 | 66.92 | 63.5 | 62.96 | 62.6 | 43 | 64 | 63 | 63 | 56 | 62.96 | 0 | 0 | 0 | 0 | 1 | 0 | 0 | 1 | 1 | 0 | 1 | 0 | 100% | #N/A
1989-08-06 | 8 | 6 | 2018 | 2018-08-06 | 1 | 0 | 1:00 | 1 | 69 | 73 | 57.92 | 71.96 | 64.04 | 66.02 | 61.52 | 60.98 | 62.6 | 41 | 61 | 61 | 63 | 56 | 62.96 | 0 | 0 | 0 | 0 | 1 | 0 | 0 | 1 | 1 | 0 | 1 | 0 | 100% | #N/A
1989-08-06 | 8 | 6 | 2018 | 2018-08-06 | 1 | 0 | 2:00 | 2 | 67 | 72 | 57.02 | 70.7 | 62.06 | 64.04 | 57.2 | 60.08 | 62.6 | 43 | 60 | 61 | 61 | 57 | 62.06 | 0 | 0 | 0 | 0 | 1 | 0 | 0 | 1 | 1 | 0 | 1 | 0 | 100% | #N/A
1989-08-06 | 8 | 6 | 2018 | 2018-08-06 | 1 | 0 | 3:00 | 3 | 67 | 72 | 55.04 | 69.62 | 60.98 | 62.96 | 57.2 | 60.08 | 62.6 | 43 | 59 | 60 | 61 | 57 | 62.96 | 0 | 0 | 0 | 0 | 1 | 0 | 0 | 1 | 1 | 0 | 1 | 0 | 100% | #N/A
1989-08-06 | 8 | 6 | 2018 | 2018-08-06 | 1 | 0 | 4:00 | 4 | 67 | 71 | 53.06 | 68.54 | 60.08 | 62.06 | 57.02 | 59 | 62.6 | 43 | 57 | 58 | 61 | 56 | 60.98 | 0 | 0 | 0 | 0 | 1 | 0 | 0 | 1 | 1 | 0 | 1 | 0 | 100% | #N/A
1989-08-06 | 8 | 6 | 2018 | 2018-08-06 | 1 | 0 | 5:00 | 5 | 66 | 72 | 51.98 | 67.64 | 59 | 60.98 | 54.32 | 57.92 | 62.6 | 43 | 58 | 57 | 63 | 55 | 60.08 | 0 | 0 | 0 | 0 | 1 | 0 | 0 | 1 | 1 | 0 | 1 | 0 | 100% | #N/A
1989-08-06 | 8 | 6 | 2018 | 2018-08-06 | 1 | 0 | 6:00 | 6 | 67 | 72 | 59 | 66.92 | 60.08 | 62.06 | 57.02 | 60.08 | 66.2 | 43 | 59 | 58 | 64 | 55 | 62.06 | 0 | 0 | 0 | 0 | 1 | 0 | 0 | 1 | 1 | 0 | 1 | 0 | 100% | #N/A
1989-08-06 | 8 | 6 | 2018 | 2018-08-06 | 1 | 0 | 7:00 | 7 | 69 | 74 | 68 | 67.46 | 64.04 | 64.94 | 64.4 | 62.06 | 69.8 | 46 | 60 | 63 | 64 | 58 | 68 | 0 | 0 | 0 | 0 | 1 | 0 | 0 | 1 | 1 | 0 | 1 | 0 | 100% | #N/A
1989-08-06 | 8 | 6 | 2018 | 2018-08-06 | 1 | 0 | 8:00 | 8 | 71 | 79 | 71.06 | 69.44 | 66.02 | 66.92 | 69.08 | 64.94 | 71.6 | 52 | 64 | 70 | 68 | 62 | 71.06 | 0 | 0 | 0 | 1 | 0 | 0 | 0 | 1 | 1 | 0 | 1 | 0 | 100% | #N/A
1989-08-06 | 8 | 6 | 2018 | 2018-08-06 | 1 | 0 | 9:00 | 9 | 73 | 82 | 73.04 | 72.32 | 68 | 69.08 | 72.68 | 68 | 71.6 | 61 | 73 | 76 | 72 | 64 | 73.94 | 0 | 0 | 0 | 1 | 0 | 0 | 0 | 1 | 1 | 0 | 1 | 0 | 100% | #N/A
1989-08-06 | 8 | 6 | 2018 | 2018-08-06 | 1 | 0 | 10:00 | 10 | 75 | 85 | 75.92 | 73.58 | 69.98 | 71.06 | 74.66 | 69.98 | 71.6 | 61 | 78 | 80 | 72 | 68 | 75.92 | 0 | 0 | 0 | 1 | 0 | 0 | 0 | 1 | 1 | 0 | 1 | 0 | 100% | #N/A
1989-08-06 | 8 | 6 | 2018 | 2018-08-06 | 1 | 0 | 11:00 | 11 | 77 | 88 | 78.98 | 75.38 | 71.96 | 73.04 | 73.76 | 71.06 | 73.4 | 64 | 80 | 84 | 73 | 70 | 77 | 0 | 0 | 0 | 1 | 0 | 0 | 0 | 1 | 1 | 0 | 1 | 0 | 100% | #N/A
1989-08-06 | 8 | 6 | 2018 | 2018-08-06 | 1 | 0 | 12:00 | 12 | 78 | 91 | 78.08 | 76.64 | 73.94 | 77 | 76.64 | 71.96 | 73.4 | 64 | 84 | 86 | 75 | 72 | 75.92 | 0 | 0 | 0 | 1 | 0 | 0 | 0 | 1 | 1 | 0 | 1 | 0 | 100% | #N/A
1989-08-06 | 8 | 6 | 2018 | 2018-08-06 | 1 | 0 | 13:00 | 13 | 83 | 92 | 78.98 | 78.26 | 75.92 | 77 | 75.92 | 73.04 | 73.4 | 64 | 84 | 87 | 75 | 73 | 77 | 0 | 0 | 0 | 1 | 0 | 0 | 0 | 1 | 1 | 0 | 1 | 0 | 100% | #N/A
1989-08-06 | 8 | 6 | 2018 | 2018-08-06 | 1 | 0 | 14:00 | 14 | 82 | 93 | 80.06 | 78.44 | 77 | 78.98 | 76.28 | 73.94 | 73.4 | 64 | 85 | 88 | 79 | 72 | 78.08 | 0 | 0 | 0 | 1 | 0 | 0 | 1 | 1 | 1 | 0 | 1 | 0 | 100% | #N/A
1989-08-06 | 8 | 6 | 2018 | 2018-08-06 | 1 | 0 | 15:00 | 15 | 82 | 92 | 77 | 79.52 | 78.08 | 78.08 | 78.26 | 73.94 | 71.6 | 64 | 84 | 88 | 81 | 71 | 77 | 0 | 0 | 0 | 1 | 0 | 0 | 1 | 1 | 1 | 0 | 1 | 0 | 100% | #N/A
1989-08-06 | 8 | 6 | 2018 | 2018-08-06 | 1 | 0 | 16:00 | 16 | 83 | 92 | 78.98 | 78.62 | 75.92 | 77 | 77.36 | 73.04 | 73.4 | 63 | 83 | 87 | 79 | 70 | 75.92 | 0 | 0 | 0 | 1 | 0 | 0 | 1 | 1 | 1 | 0 | 1 | 0 | 100% | #N/A
1989-08-06 | 8 | 6 | 2018 | 2018-08-06 | 1 | 0 | 17:00 | 17 | 82 | 92 | 77 | 80.06 | 75.02 | 77 | 75.92 | 71.06 | 73.4 | 63 | 81 | 85 | 75 | 70 | 75.92 | 0 | 0 | 0 | 1 | 0 | 0 | 1 | 1 | 1 | 0 | 1 | 0 | 100% | #N/A
1989-08-06 | 8 | 6 | 2018 | 2018-08-06 | 1 | 0 | 18:00 | 18 | 80 | 89 | 75.02 | 79.52 | 73.04 | 75.92 | 74.48 | 69.08 | 71.6 | 61 | 79 | 82 | 70 | 69 | 73.94 | 0 | 0 | 0 | 1 | 0 | 0 | 0 | 1 | 1 | 0 | 1 | 0 | 100% | #N/A
1989-08-06 | 8 | 6 | 2018 | 2018-08-06 | 1 | 0 | 19:00 | 19 | 78 | 84 | 73.04 | 78.98 | 69.98 | 73.94 | 71.78 | 68 | 71.6 | 57 | 74 | 81 | 68 | 63 | 69.08 | 0 | 0 | 0 | 1 | 0 | 0 | 0 | 1 | 1 | 0 | 1 | 0 | 100% | #N/A
1989-08-06 | 8 | 6 | 2018 | 2018-08-06 | 1 | 0 | 20:00 | 20 | 77 | 74 | 71.06 | 76.82 | 68 | 69.98 | 68.18 | 64.94 | 69.8 | 54 | 71 | 80 | 66 | 59 | 66.02 | 0 | 0 | 0 | 1 | 0 | 0 | 0 | 1 | 1 | 0 | 1 | 0 | 100% | #N/A
1989-08-06 | 8 | 6 | 2018 | 2018-08-06 | 1 | 0 | 21:00 | 21 | 77 | 75 | 62.96 | 77 | 64.94 | 68 | 62.42 | 64.04 | 69.8 | 52 | 68 | 79 | 66 | 61 | 64.94 | 0 | 0 | 0 | 1 | 0 | 0 | 0 | 1 | 1 | 0 | 1 | 0 | 100% | #N/A
1989-08-06 | 8 | 6 | 2018 | 2018-08-06 | 1 | 0 | 22:00 | 22 | 76 | 74 | 60.98 | 75.38 | 62.96 | 66.02 | 57.92 | 62.96 | 68 | 48 | 65 | 79 | 66 | 58 | 62.96 | 0 | 0 | 0 | 1 | 0 | 0 | 0 | 1 | 1 | 0 | 1 | 0 | 100% | #N/A
1989-08-06 | 8 | 6 | 2018 | 2018-08-06 | 1 | 0 | 23:00 | 23 | 73 | 74 | 60.08 | 73.58 | 60.98 | 66.02 | 58.46 | 62.06 | 68 | 50 | 63 | 78 | 66 | 55 | 62.06 | 0 | 0 | 0 | 1 | 0 | 0 | 0 | 1 | 1 | 0 | 1 | 0 | 100% | #N/A
1989-08-06 | 8 | 6 | 2018 | 2018-08-06 | 1 | 0 | 24:00 | 24 | 72 | 72 | 57.92 | 72.68 | 62.06 | 64.04 | 58.46 | 62.96 | 68 | 52 | 61 | 77 | 66 | 54 | 60.98 | 0 | 0 | 0 | 0 | 1 | 0 | 0 | 1 | 1 | 0 | 1 | 0 | 100% | #N/A
1989-08-07 | 8 | 7 | 2018 | 2018-08-07 | 2 | 0 | 1:00 | 1 | 71 | 72 | 57.92 | 71.96 | 62.06 | 64.94 | 55.76 | 62.06 | 68 | 50 | 58 | 74 | 64 | 54 | 62.06 | 0 | 0 | 0 | 0 | 1 | 0 | 0 | 1 | 1 | 0 | 1 | 0 | 100% | #N/A
1989-08-07 | 8 | 7 | 2018 | 2018-08-07 | 2 | 0 | 2:00 | 2 | 70 | 72 | 57.02 | 70.7 | 60.08 | 62.96 | 54.68 | 64.04 | 66.2 | 52 | 57 | 74 | 64 | 53 | 60.08 | 0 | 0 | 0 | 0 | 1 | 0 | 0 | 1 | 1 | 0 | 1 | 0 | 100% | #N/A
1989-08-07 | 8 | 7 | 2018 | 2018-08-07 | 2 | 0 | 3:00 | 3 | 68 | 71 | 53.96 | 69.98 | 60.08 | 62.06 | 54.14 | 62.96 | 66.2 | 48 | 56 | 72 | 64 | 52 | 60.08 | 0 | 0 | 0 | 0 | 1 | 0 | 0 | 1 | 1 | 0 | 1 | 0 | 100% | #N/A
1989-08-07 | 8 | 7 | 2018 | 2018-08-07 | 2 | 0 | 4:00 | 4 | 66 | 70 | 53.96 | 69.08 | 60.08 | 60.98 | 53.24 | 62.06 | 66.2 | 45 | 54 | 70 | 64 | 52 | 60.08 | 0 | 0 | 0 | 0 | 1 | 0 | 0 | 1 | 1 | 0 | 1 | 0 | 100% | #N/A
1989-08-07 | 8 | 7 | 2018 | 2018-08-07 | 2 | 0 | 5:00 | 5 | 65 | 68 | 51.98 | 68 | 57.92 | 60.08 | 52.16 | 62.06 | 68 | 46 | 53 | 67 | 64 | 53 | 60.08 | 0 | 0 | 0 | 0 | 1 | 0 | 0 | 1 | 1 | 0 | 1 | 0 | 100% | #N/A
1989-08-07 | 8 | 7 | 2018 | 2018-08-07 | 2 | 0 | 6:00 | 6 | 66 | 68 | 57.92 | 67.1 | 62.06 | 62.06 | 55.76 | 62.96 | 69.8 | 46 | 56 | 71 | 64 | 56 | 62.06 | 0 | 0 | 0 | 0 | 1 | 0 | 0 | 1 | 1 | 0 | 1 | 0 | 100% | #N/A
1989-08-07 | 8 | 7 | 2018 | 2018-08-07 | 2 | 0 | 7:00 | 7 | 69 | 71 | 68 | 68.18 | 66.92 | 66.02 | 61.34 | 64.04 | 71.6 | 52 | 63 | 73 | 66 | 60 | 66.92 | 0 | 0 | 0 | 0 | 1 | 0 | 0 | 1 | 1 | 0 | 1 | 0 | 100% | #N/A
1989-08-07 | 8 | 7 | 2018 | 2018-08-07 | 2 | 0 | 8:00 | 8 | 71 | 74 | 71.96 | 69.62 | 71.06 | 71.96 | 67.28 | 66.92 | 75.2 | 55 | 68 | 80 | 66 | 66 | 71.96 | 0 | 0 | 0 | 1 | 0 | 0 | 0 | 1 | 1 | 0 | 1 | 0 | 100% | #N/A
1989-08-07 | 8 | 7 | 2018 | 2018-08-07 | 2 | 0 | 9:00 | 9 | 74 | 77 | 73.94 | 70.7 | 77 | 75.92 | 71.24 | 69.08 | 77 | 63 | 71 | 80 | 70 | 71 | 75.02 | 0 | 0 | 0 | 1 | 0 | 0 | 0 | 1 | 1 | 0 | 1 | 0 | 100% | #N/A
1989-08-07 | 8 | 7 | 2018 | 2018-08-07 | 2 | 0 | 10:00 | 10 | 76 | 77 | 75.02 | 70.88 | 77 | 80.06 | 74.3 | 69.98 | 78.8 | 64 | 72 | 81 | 70 | 73 | 75.92 | 0 | 0 | 0 | 1 | 0 | 0 | 0 | 1 | 1 | 0 | 1 | 0 | 100% | #N/A
1989-08-07 | 8 | 7 | 2018 | 2018-08-07 | 2 | 0 | 11:00 | 11 | 76 | 78 | 77 | 70.34 | 75.92 | 78.98 | 76.28 | 73.04 | 78.8 | 64 | 74 | 83 | 72 | 74 | 75.92 | 0 | 0 | 0 | 1 | 0 | 0 | 0 | 1 | 1 | 0 | 1 | 0 | 100% | #N/A
1989-08-07 | 8 | 7 | 2018 | 2018-08-07 | 2 | 0 | 12:00 | 12 | 76 | 79 | 78.08 | 70.34 | 75.02 | 78.08 | 76.46 | 73.04 | 77 | 64 | 76 | 83 | 73 | 75 | 78.08 | 0 | 0 | 0 | 1 | 0 | 0 | 0 | 1 | 1 | 0 | 1 | 0 | 100% | #N/A
1989-08-07 | 8 | 7 | 2018 | 2018-08-07 | 2 | 0 | 13:00 | 13 | 78 | 78 | 78.98 | 69.08 | 75.02 | 78.08 | 79.16 | 75.02 | 80.6 | 66 | 76 | 84 | 73 | 75 | 77 | 0 | 0 | 0 | 1 | 0 | 0 | 0 | 1 | 1 | 0 | 1 | 0 | 100% | #N/A
1989-08-07 | 8 | 7 | 2018 | 2018-08-07 | 2 | 0 | 14:00 | 14 | 79 | 79 | 78.08 | 68 | 75.92 | 77 | 80.06 | 73.04 | 80.6 | 64 | 76 | 85 | 73 | 76 | 75.92 | 0 | 0 | 0 | 1 | 0 | 0 | 1 | 1 | 1 | 0 | 1 | 0 | 100% | #N/A
1989-08-07 | 8 | 7 | 2018 | 2018-08-07 | 2 | 0 | 15:00 | 15 | 81 | 78 | 78.08 | 67.46 | 75.02 | 78.8 | 80.42 | 73.94 | 80.6 | 70 | 79 | 85 | 73 | 75 | 77 | 0 | 0 | 0 | 1 | 0 | 0 | 1 | 1 | 1 | 0 | 1 | 0 | 100% | #N/A
1989-08-07 | 8 | 7 | 2018 | 2018-08-07 | 2 | 0 | 16:00 | 16 | 81 | 76 | 75.92 | 67.82 | 73.94 | 75.92 | 80.78 | 75.02 | 80.6 | 63 | 78 | 85 | 74 | 75 | 77 | 0 | 0 | 0 | 1 | 0 | 0 | 1 | 1 | 1 | 0 | 1 | 0 | 100% | #N/A
1989-08-07 | 8 | 7 | 2018 | 2018-08-07 | 2 | 0 | 17:00 | 17 | 82 | 69 | 75.02 | 68 | 71.96 | 73.94 | 77.54 | 75.92 | 78.8 | 57 | 79 | 84 | 73 | 72 | 75.92 | 0 | 0 | 0 | 1 | 0 | 0 | 1 | 1 | 1 | 0 | 1 | 0 | 100% | #N/A
1989-08-07 | 8 | 7 | 2018 | 2018-08-07 | 2 | 0 | 18:00 | 18 | 78 | 66 | 73.04 | 67.28 | 71.06 | 73.04 | 77.54 | 71.06 | 77 | 55 | 77 | 81 | 73 | 69 | 73.94 | 0 | 0 | 0 | 1 | 0 | 0 | 0 | 1 | 1 | 0 | 1 | 0 | 100% | #N/A
1989-08-07 | 8 | 7 | 2018 | 2018-08-07 | 2 | 0 | 19:00 | 19 | 76 | 65 | 69.98 | 67.46 | 69.08 | 71.96 | 69.98 | 69.08 | 75.2 | 55 | 74 | 75 | 71 | 64 | 73.04 | 0 | 0 | 0 | 1 | 0 | 0 | 0 | 1 | 1 | 0 | 1 | 0 | 100% | #N/A
1989-08-07 | 8 | 7 | 2018 | 2018-08-07 | 2 | 0 | 20:00 | 20 | 75 | 65 | 66.02 | 67.1 | 66.02 | 69.98 | 65.84 | 66.02 | 75.2 | 55 | 73 | 71 | 70 | 59 | 71.96 | 0 | 0 | 0 | 1 | 0 | 0 | 0 | 1 | 1 | 0 | 1 | 0 | 100% | #N/A
1989-08-07 | 8 | 7 | 2018 | 2018-08-07 | 2 | 0 | 21:00 | 21 | 75 | 63 | 62.06 | 67.28 | 66.02 | 68 | 64.04 | 64.94 | 75.2 | 54 | 73 | 69 | 70 | 60 | 71.96 | 0 | 0 | 0 | 1 | 0 | 0 | 0 | 1 | 1 | 0 | 1 | 0 | 100% | #N/A
1989-08-07 | 8 | 7 | 2018 | 2018-08-07 | 2 | 0 | 22:00 | 22 | 74 | 62 | 57.02 | 66.74 | 66.02 | 68 | 64.58 | 62.96 | 75.2 | 54 | 72 | 65 | 68 | 60 | 71.06 | 0 | 0 | 0 | 1 | 0 | 0 | 0 | 1 | 1 | 0 | 1 | 0 | 100% | #N/A
1989-08-07 | 8 | 7 | 2018 | 2018-08-07 | 2 | 0 | 23:00 | 23 | 74 | 62 | 57.92 | 67.1 | 64.94 | 66.92 | 62.96 | 62.96 | 75.2 | 54 | 70 | 65 | 68 | 58 | 71.06 | 0 | 0 | 0 | 1 | 0 | 0 | 0 | 1 | 1 | 0 | 1 | 0 | 100% | #N/A
1989-08-07 | 8 | 7 | 2018 | 2018-08-07 | 2 | 0 | 24:00 | 24 | 75 | 60 | 53.6 | 66.92 | 64.94 | 66.02 | 62.78 | 62.06 | 73.4 | 54 | 69 | 63 | 68 | 56 | 71.06 | 0 | 0 | 0 | 0 | 1 | 0 | 0 | 1 | 1 | 0 | 1 | 0 | 100% | #N/A
1989-08-08 | 8 | 8 | 2018 | 2018-08-08 | 3 | 0 | 1:00 | 1 | 76 | 60 | 53.96 | 66.38 | 64.04 | 66.02 | 61.88 | 62.06 | 72.14 | 54 | 68 | 62 | 68 | 55 | 71.96 | 0 | 0 | 0 | 0 | 1 | 0 | 0 | 1 | 1 | 0 | 1 | 0 | 100% | #N/A
1989-08-08 | 8 | 8 | 2018 | 2018-08-08 | 3 | 0 | 2:00 | 2 | 76 | 59 | 53.06 | 66.02 | 64.04 | 64.94 | 59.18 | 62.06 | 71.06 | 54 | 68 | 61 | 68 | 54 | 71.96 | 0 | 0 | 0 | 0 | 1 | 0 | 0 | 1 | 1 | 0 | 1 | 0 | 100% | #N/A
1989-08-08 | 8 | 8 | 2018 | 2018-08-08 | 3 | 0 | 3:00 | 3 | 75 | 57 | 51.08 | 65.12 | 64.04 | 64.94 | 56.84 | 62.06 | 69.8 | 52 | 68 | 61 | 66 | 54 | 71.96 | 0 | 0 | 0 | 0 | 1 | 0 | 0 | 1 | 1 | 0 | 1 | 0 | 100% | #N/A
1989-08-08 | 8 | 8 | 2018 | 2018-08-08 | 3 | 0 | 4:00 | 4 | 74 | 54 | 53.06 | 63.86 | 64.04 | 64.04 | 55.4 | 62.06 | 69.8 | 52 | 68 | 61 | 66 | 53 | 71.06 | 0 | 0 | 0 | 0 | 1 | 0 | 0 | 1 | 1 | 0 | 1 | 0 | 100% | #N/A
1989-08-08 | 8 | 8 | 2018 | 2018-08-08 | 3 | 0 | 5:00 | 5 | 75 | 52 | 50 | 63.86 | 62.96 | 64.04 | 55.22 | 62.06 | 71.6 | 52 | 68 | 60 | 66 | 53 | 69.98 | 0 | 0 | 0 | 0 | 1 | 0 | 0 | 1 | 1 | 0 | 1 | 0 | 100% | #N/A
1989-08-08 | 8 | 8 | 2018 | 2018-08-08 | 3 | 0 | 6:00 | 6 | 73 | 54 | 53.96 | 62.96 | 62.6 | 64.94 | 57.56 | 62.96 | 73.4 | 54 | 68 | 60 | 66 | 57 | 69.98 | 0 | 0 | 0 | 0 | 1 | 0 | 0 | 1 | 1 | 0 | 1 | 0 | 100% | #N/A
1989-08-08 | 8 | 8 | 2018 | 2018-08-08 | 3 | 0 | 7:00 | 7 | 71 | 58 | 66.02 | 66.38 | 64.04 | 64.94 | 63.86 | 64.04 | 73.4 | 55 | 68 | 60 | 66 | 61 | 69.98 | 0 | 0 | 0 | 0 | 1 | 0 | 0 | 1 | 1 | 0 | 1 | 0 | 100% | #N/A
1989-08-08 | 8 | 8 | 2018 | 2018-08-08 | 3 | 0 | 8:00 | 8 | 72 | 62 | 69.08 | 69.26 | 64.94 | 64.4 | 67.46 | 66.02 | 75.2 | 57 | 69 | 67 | 68 | 67 | 71.06 | 0 | 0 | 0 | 1 | 0 | 0 | 0 | 1 | 1 | 0 | 1 | 0 | 100% | #N/A
1989-08-08 | 8 | 8 | 2018 | 2018-08-08 | 3 | 0 | 9:00 | 9 | 73 | 64 | 71.96 | 69.08 | 66.02 | 66.2 | 69.8 | 68 | 75.2 | 59 | 69 | 71 | 70 | 71 | 69.08 | 0 | 0 | 0 | 1 | 0 | 0 | 0 | 1 | 1 | 0 | 1 | 0 | 100% | #N/A
1989-08-08 | 8 | 8 | 2018 | 2018-08-08 | 3 | 0 | 10:00 | 10 | 74 | 67 | 75.02 | 70.88 | 66.2 | 66.2 | 73.22 | 69.98 | 77 | 63 | 70 | 73 | 73 | 75 | 69.98 | 0 | 0 | 0 | 1 | 0 | 0 | 0 | 1 | 1 | 0 | 1 | 0 | 100% | #N/A
1989-08-08 | 8 | 8 | 2018 | 2018-08-08 | 3 | 0 | 11:00 | 11 | 78 | 69 | 77 | 70.7 | 66.02 | 69.08 | 75.38 | 71.96 | 77 | 64 | 73 | 78 | 79 | 77 | 71.96 | 0 | 0 | 0 | 1 | 0 | 0 | 0 | 1 | 1 | 0 | 1 | 0 | 100% | #N/A
1989-08-08 | 8 | 8 | 2018 | 2018-08-08 | 3 | 0 | 12:00 | 12 | 77 | 72 | 78.08 | 71.24 | 66.92 | 71.96 | 77.36 | 73.94 | 77 | 63 | 73 | 80 | 81 | 76 | 71.96 | 0 | 0 | 0 | 1 | 0 | 0 | 0 | 1 | 1 | 0 | 1 | 0 | 100% | #N/A
1989-08-08 | 8 | 8 | 2018 | 2018-08-08 | 3 | 0 | 13:00 | 13 | 79 | 72 | 78.08 | 70.7 | 68 | 73.04 | 78.8 | 73.04 | 78.8 | 63 | 76 | 83 | 84 | 78 | 71.96 | 0 | 0 | 0 | 1 | 0 | 0 | 0 | 1 | 1 | 0 | 1 | 0 | 100% | #N/A
1989-08-08 | 8 | 8 | 2018 | 2018-08-08 | 3 | 0 | 14:00 | 14 | 80 | 72 | 78.08 | 70.88 | 73.04 | 73.94 | 80.24 | 73.04 | 78.8 | 66 | 78 | 83 | 84 | 79 | 75.02 | 0 | 0 | 0 | 1 | 0 | 0 | 1 | 1 | 1 | 0 | 1 | 0 | 100% | #N/A
1989-08-08 | 8 | 8 | 2018 | 2018-08-08 | 3 | 0 | 15:00 | 15 | 80 | 72 | 78.08 | 69.98 | 71.96 | 75.02 | 79.34 | 75.02 | 78.8 | 68 | 80 | 84 | 84 | 78 | 78.08 | 0 | 0 | 0 | 1 | 0 | 0 | 1 | 1 | 1 | 0 | 1 | 0 | 100% | #N/A
1989-08-08 | 8 | 8 | 2018 | 2018-08-08 | 3 | 0 | 16:00 | 16 | 81 | 73 | 77 | 69.08 | 71.96 | 75.02 | 78.8 | 75.92 | 78.8 | 63 | 83 | 81 | 84 | 77 | 80.06 | 0 | 0 | 0 | 1 | 0 | 0 | 1 | 1 | 1 | 0 | 1 | 0 | 100% | #N/A
1989-08-08 | 8 | 8 | 2018 | 2018-08-08 | 3 | 0 | 17:00 | 17 | 82 | 72 | 75.92 | 70.16 | 68 | 75.02 | 79.52 | 73.94 | 77 | 63 | 80 | 77 | 84 | 74 | 80.06 | 0 | 0 | 0 | 1 | 0 | 0 | 1 | 1 | 1 | 0 | 1 | 0 | 100% | #N/A
1989-08-08 | 8 | 8 | 2018 | 2018-08-08 | 3 | 0 | 18:00 | 18 | 82 | 70 | 73.04 | 70.16 | 66.92 | 73.04 | 77.18 | 71.96 | 75.2 | 61 | 77 | 75 | 81 | 71 | 78.08 | 0 | 0 | 0 | 1 | 0 | 0 | 0 | 1 | 1 | 0 | 1 | 0 | 100% | #N/A
1989-08-08 | 8 | 8 | 2018 | 2018-08-08 | 3 | 0 | 19:00 | 19 | 78 | 66 | 69.98 | 68.72 | 64.04 | 69.98 | 73.4 | 69.98 | 71.6 | 57 | 75 | 73 | 73 | 65 | 73.94 | 0 | 0 | 0 | 1 | 0 | 0 | 0 | 1 | 1 | 0 | 1 | 0 | 100% | #N/A
1989-08-08 | 8 | 8 | 2018 | 2018-08-08 | 3 | 0 | 20:00 | 20 | 76 | 62 | 64.04 | 67.64 | 62.96 | 68 | 66.92 | 68 | 73.4 | 54 | 74 | 69 | 70 | 63 | 71.96 | 0 | 0 | 0 | 1 | 0 | 0 | 0 | 1 | 1 | 0 | 1 | 0 | 100% | #N/A
1989-08-08 | 8 | 8 | 2018 | 2018-08-08 | 3 | 0 | 21:00 | 21 | 74 | 60 | 60.98 | 67.28 | 62.96 | 66.02 | 64.94 | 66.92 | 73.4 | 57 | 72 | 67 | 66 | 62 | 71.06 | 0 | 0 | 0 | 1 | 0 | 0 | 0 | 1 | 1 | 0 | 1 | 0 | 100% | #N/A
1989-08-08 | 8 | 8 | 2018 | 2018-08-08 | 3 | 0 | 22:00 | 22 | 75 | 57 | 60.98 | 67.1 | 62.96 | 64.94 | 64.4 | 64.94 | 73.4 | 52 | 68 | 69 | 63 | 62 | 69.98 | 0 | 0 | 0 | 1 | 0 | 0 | 0 | 1 | 1 | 0 | 1 | 0 | 100% | #N/A
1989-08-08 | 8 | 8 | 2018 | 2018-08-08 | 3 | 0 | 23:00 | 23 | 73 | 57 | 59 | 66.56 | 62.06 | 64.04 | 63.5 | 66.02 | 73.4 | 52 | 66 | 67 | 63 | 61 | 69.08 | 0 | 0 | 0 | 1 | 0 | 0 | 0 | 1 | 1 | 0 | 1 | 0 | 100% | #N/A
1989-08-08 | 8 | 8 | 2018 | 2018-08-08 | 3 | 0 | 24:00 | 24 | 73 | 55 | 57.92 | 66.56 | 59 | 62.06 | 62.6 | 64.94 | 71.6 | 50 | 64 | 67 | 61 | 61 | 69.08 | 0 | 0 | 0 | 0 | 1 | 0 | 0 | 1 | 1 | 0 | 1 | 0 | 100% | #N/A
1989-08-09 | 8 | 9 | 2018 | 2018-08-09 | 4 | 0 | 1:00 | 1 | 73 | 53 | 55.94 | 66.38 | 57.92 | 62.06 | 61.34 | 62.06 | 69.8 | 48 | 64 | 65 | 59 | 58 | 68 | 0 | 0 | 0 | 0 | 1 | 0 | 0 | 1 | 1 | 0 | 1 | 0 | 100% | #N/A
1989-08-09 | 8 | 9 | 2018 | 2018-08-09 | 4 | 0 | 2:00 | 2 | 71 | 51 | 55.04 | 66.02 | 57.92 | 60.98 | 58.82 | 62.06 | 71.6 | 55 | 60 | 65 | 57 | 57 | 69.08 | 0 | 0 | 0 | 0 | 1 | 0 | 0 | 1 | 1 | 0 | 1 | 0 | 100% | #N/A
1989-08-09 | 8 | 9 | 2018 | 2018-08-09 | 4 | 0 | 3:00 | 3 | 69 | 49 | 53.96 | 65.48 | 57.92 | 60.98 | 60.8 | 62.06 | 68 | 48 | 60 | 64 | 57 | 57 | 69.08 | 0 | 0 | 0 | 0 | 1 | 0 | 0 | 1 | 1 | 0 | 1 | 0 | 100% | #N/A
1989-08-09 | 8 | 9 | 2018 | 2018-08-09 | 4 | 0 | 4:00 | 4 | 67 | 50 | 55.04 | 64.58 | 57.02 | 60.98 | 55.76 | 60.98 | 68 | 50 | 58 | 62 | 57 | 56 | 68 | 0 | 0 | 0 | 0 | 1 | 0 | 0 | 1 | 1 | 0 | 1 | 0 | 100% | #N/A
1989-08-09 | 8 | 9 | 2018 | 2018-08-09 | 4 | 0 | 5:00 | 5 | 66 | 49 | 55.04 | 64.4 | 55.04 | 60.98 | 56.12 | 60.08 | 66.2 | 46 | 57 | 60 | 55 | 56 | 68 | 0 | 0 | 0 | 0 | 1 | 0 | 0 | 1 | 1 | 0 | 1 | 0 | 100% | #N/A
1989-08-09 | 8 | 9 | 2018 | 2018-08-09 | 4 | 0 | 6:00 | 6 | 65 | 51 | 53.96 | 64.04 | 57.92 | 62.06 | 58.28 | 60.98 | 68 | 50 | 60 | 60 | 59 | 58 | 68 | 0 | 0 | 0 | 0 | 1 | 0 | 0 | 1 | 1 | 0 | 1 | 0 | 100% | #N/A
1989-08-09 | 8 | 9 | 2018 | 2018-08-09 | 4 | 0 | 7:00 | 7 | 66 | 57 | 64.94 | 64.22 | 66.02 | 66.92 | 64.94 | 62.96 | 70.7 | 59 | 66 | 64 | 61 | 62 | 69.98 | 0 | 0 | 0 | 0 | 1 | 0 | 0 | 1 | 1 | 0 | 1 | 0 | 100% | #N/A
1989-08-09 | 8 | 9 | 2018 | 2018-08-09 | 4 | 0 | 8:00 | 8 | 67 | 63 | 66.02 | 64.22 | 71.06 | 71.96 | 69.62 | 62.96 | 73.4 | 63 | 71 | 65 | 68 | 66 | 75.02 | 0 | 0 | 0 | 1 | 0 | 0 | 0 | 1 | 1 | 0 | 1 | 0 | 100% | #N/A
1989-08-09 | 8 | 9 | 2018 | 2018-08-09 | 4 | 0 | 9:00 | 9 | 69 | 66 | 68 | 66.2 | 75.02 | 77 | 72.68 | 66.92 | 77 | 66 | 76 | 67 | 73 | 72 | 78.08 | 0 | 0 | 0 | 1 | 0 | 0 | 0 | 1 | 1 | 0 | 1 | 0 | 100% | #N/A
1989-08-09 | 8 | 9 | 2018 | 2018-08-09 | 4 | 0 | 10:00 | 10 | 71 | 70 | 68 | 66.74 | 78.08 | 78.98 | 74.12 | 68 | 78.8 | 70 | 81 | 69 | 79 | 77 | 80.96 | 0 | 0 | 0 | 1 | 0 | 0 | 0 | 1 | 1 | 0 | 1 | 0 | 100% | #N/A
1989-08-09 | 8 | 9 | 2018 | 2018-08-09 | 4 | 0 | 11:00 | 11 | 72 | 72 | 66.92 | 66.38 | 78.98 | 80.96 | 76.64 | 69.08 | 80.6 | 72 | 83 | 70 | 81 | 80 | 82.94 | 0 | 0 | 0 | 1 | 0 | 0 | 0 | 1 | 1 | 0 | 1 | 0 | 100% | #N/A
1989-08-09 | 8 | 9 | 2018 | 2018-08-09 | 4 | 0 | 12:00 | 12 | 75 | 75 | 71.96 | 67.1 | 80.96 | 82.94 | 77.9 | 66.92 | 82.4 | 73 | 86 | 74 | 82 | 81 | 84.02 | 0 | 0 | 0 | 1 | 0 | 0 | 0 | 1 | 1 | 0 | 1 | 0 | 100% | #N/A
1989-08-09 | 8 | 9 | 2018 | 2018-08-09 | 4 | 0 | 13:00 | 13 | 76 | 75 | 71.96 | 68.9 | 82.04 | 84.92 | 78.44 | 69.98 | 84.2 | 73 | 87 | 74 | 84 | 81 | 84.92 | 0 | 0 | 0 | 1 | 0 | 0 | 0 | 1 | 1 | 0 | 1 | 0 | 100% | #N/A
1989-08-09 | 8 | 9 | 2018 | 2018-08-09 | 4 | 0 | 14:00 | 14 | 77 | 73 | 71.06 | 68.72 | 82.04 | 86 | 76.46 | 69.98 | 82.4 | 75 | 88 | 73 | 86 | 81 | 84.92 | 0 | 0 | 0 | 1 | 0 | 0 | 1 | 1 | 1 | 0 | 1 | 0 | 100% | #N/A
1989-08-09 | 8 | 9 | 2018 | 2018-08-09 | 4 | 0 | 15:00 | 15 | 77 | 75 | 73.04 | 68.18 | 84.02 | 86 | 78.62 | 71.96 | 78.8 | 75 | 86 | 72 | 86 | 81 | 84.92 | 0 | 0 | 0 | 1 | 0 | 0 | 1 | 1 | 1 | 0 | 1 | 0 | 100% | #N/A
1989-08-09 | 8 | 9 | 2018 | 2018-08-09 | 4 | 0 | 16:00 | 16 | 77 | 74 | 71.06 | 67.82 | 78.98 | 84.92 | 77.72 | 73.04 | 78.8 | 75 | 87 | 73 | 86 | 79 | 82.04 | 0 | 0 | 0 | 1 | 0 | 0 | 1 | 1 | 1 | 0 | 1 | 0 | 100% | #N/A
1989-08-09 | 8 | 9 | 2018 | 2018-08-09 | 4 | 0 | 17:00 | 17 | 77 | 73 | 69.98 | 66.2 | 78.08 | 84.92 | 77.18 | 71.96 | 77 | 73 | 86 | 74 | 84 | 77 | 78.08 | 0 | 0 | 0 | 1 | 0 | 0 | 1 | 1 | 1 | 0 | 1 | 0 | 100% | #N/A
1989-08-09 | 8 | 9 | 2018 | 2018-08-09 | 4 | 0 | 18:00 | 18 | 75 | 72 | 69.08 | 65.3 | 77 | 84.02 | 75.2 | 69.98 | 75.2 | 72 | 83 | 73 | 82 | 74 | 73.94 | 0 | 0 | 0 | 1 | 0 | 0 | 0 | 1 | 1 | 0 | 1 | 0 | 100% | #N/A
1989-08-09 | 8 | 9 | 2018 | 2018-08-09 | 4 | 0 | 19:00 | 19 | 72 | 69 | 64.94 | 65.12 | 75.02 | 80.96 | 72.14 | 68 | 71.6 | 66 | 76 | 70 | 75 | 70 | 73.04 | 0 | 0 | 0 | 1 | 0 | 0 | 0 | 1 | 1 | 0 | 1 | 0 | 100% | #N/A
1989-08-09 | 8 | 9 | 2018 | 2018-08-09 | 4 | 0 | 20:00 | 20 | 70 | 62 | 59 | 65.3 | 75.02 | 75.02 | 66.2 | 64.04 | 71.6 | 55 | 72 | 71 | 72 | 68 | 73.04 | 0 | 0 | 0 | 1 | 0 | 0 | 0 | 1 | 1 | 0 | 1 | 0 | 100% | #N/A
1989-08-09 | 8 | 9 | 2018 | 2018-08-09 | 4 | 0 | 21:00 | 21 | 68 | 63 | 57.92 | 65.12 | 69.98 | 73.04 | 66.2 | 62.96 | 71.6 | 52 | 67 | 70 | 72 | 68 | 71.96 | 0 | 0 | 0 | 1 | 0 | 0 | 0 | 1 | 1 | 0 | 1 | 0 | 100% | #N/A
1989-08-09 | 8 | 9 | 2018 | 2018-08-09 | 4 | 0 | 22:00 | 22 | 66 | 62 | 53.96 | 65.84 | 66.02 | 71.96 | 62.6 | 60.98 | 73.4 | 48 | 64 | 70 | 70 | 67 | 71.06 | 0 | 0 | 0 | 1 | 0 | 0 | 0 | 1 | 1 | 0 | 1 | 0 | 100% | #N/A
1989-08-09 | 8 | 9 | 2018 | 2018-08-09 | 4 | 0 | 23:00 | 23 | 63 | 59 | 55.04 | 66.02 | 69.08 | 69.98 | 59.36 | 59 | 73.4 | 46 | 63 | 71 | 70 | 67 | 69.08 | 0 | 0 | 0 | 1 | 0 | 0 | 0 | 1 | 1 | 0 | 1 | 0 | 100% | #N/A
1989-08-09 | 8 | 9 | 2018 | 2018-08-09 | 4 | 0 | 24:00 | 24 | 62 | 59 | 53.06 | 66.02 | 64.94 | 66.02 | 59.18 | 59 | 62.6 | 48 | 61 | 70 | 70 | 69 | 69.08 | 0 | 0 | 0 | 0 | 1 | 0 | 0 | 1 | 1 | 0 | 1 | 0 | 100% | #N/A
1989-08-10 | 8 | 10 | 2018 | 2018-08-10 | 5 | 0 | 1:00 | 1 | 59 | 56 | 53.06 | 66.02 | 66.02 | 64.94 | 55.4 | 57.02 | 60.8 | 45 | 61 | 73 | 70 | 69 | 68 | 0 | 0 | 0 | 0 | 1 | 0 | 0 | 1 | 1 | 0 | 1 | 0 | 100% | #N/A
1989-08-10 | 8 | 10 | 2018 | 2018-08-10 | 5 | 0 | 2:00 | 2 | 57 | 56 | 51.98 | 66.56 | 62.96 | 66.02 | 56.3 | 57.02 | 62.6 | 46 | 59 | 72 | 68 | 69 | 68 | 0 | 0 | 0 | 0 | 1 | 0 | 0 | 1 | 1 | 0 | 1 | 0 | 100% | #N/A
1989-08-10 | 8 | 10 | 2018 | 2018-08-10 | 5 | 0 | 3:00 | 3 | 56 | 53 | 51.08 | 66.2 | 60.08 | 64.04 | 57.2 | 57.02 | 60.8 | 45 | 58 | 72 | 66 | 69 | 68 | 0 | 0 | 0 | 0 | 1 | 0 | 0 | 1 | 1 | 0 | 1 | 0 | 100% | #N/A
1989-08-10 | 8 | 10 | 2018 | 2018-08-10 | 5 | 0 | 4:00 | 4 | 58 | 52 | 50 | 66.02 | 64.04 | 64.94 | 60.8 | 57.2 | 60.8 | 46 | 57 | 72 | 64 | 69 | 66.02 | 0 | 0 | 0 | 0 | 1 | 0 | 0 | 1 | 1 | 0 | 1 | 0 | 100% | #N/A
1989-08-10 | 8 | 10 | 2018 | 2018-08-10 | 5 | 0 | 5:00 | 5 | 58 | 51 | 51.08 | 65.12 | 62.96 | 64.94 | 59 | 60.8 | 62.6 | 45 | 57 | 72 | 66 | 71 | 66.02 | 0 | 0 | 0 | 0 | 1 | 0 | 0 | 1 | 1 | 0 | 1 | 0 | 100% | #N/A
1989-08-10 | 8 | 10 | 2018 | 2018-08-10 | 5 | 0 | 6:00 | 6 | 58 | 52 | 51.08 | 65.3 | 64.04 | 66.02 | 60.8 | 60.08 | 64.4 | 48 | 59 | 72 | 68 | 70 | 66.02 | 0 | 0 | 0 | 0 | 1 | 0 | 0 | 1 | 1 | 0 | 1 | 0 | 100% | #N/A
1989-08-10 | 8 | 10 | 2018 | 2018-08-10 | 5 | 0 | 7:00 | 7 | 61 | 58 | 64.94 | 67.28 | 69.98 | 69.08 | 66.56 | 62.96 | 68 | 52 | 63 | 73 | 70 | 71 | 66.02 | 0 | 0 | 0 | 0 | 1 | 0 | 0 | 1 | 1 | 0 | 1 | 0 | 100% | #N/A
1989-08-10 | 8 | 10 | 2018 | 2018-08-10 | 5 | 0 | 8:00 | 8 | 62 | 62 | 71.06 | 68.72 | 75.02 | 73.94 | 68 | 68 | 69.8 | 61 | 69 | 75 | 73 | 74 | 68 | 0 | 0 | 0 | 1 | 0 | 0 | 0 | 1 | 1 | 0 | 1 | 0 | 100% | #N/A
1989-08-10 | 8 | 10 | 2018 | 2018-08-10 | 5 | 0 | 9:00 | 9 | 67 | 69 | 75.02 | 69.8 | 78.08 | 78.08 | 72.32 | 69.08 | 73.4 | 68 | 76 | 75 | 75 | 77 | 75.02 | 0 | 0 | 0 | 1 | 0 | 0 | 0 | 1 | 1 | 0 | 1 | 0 | 100% | #N/A
1989-08-10 | 8 | 10 | 2018 | 2018-08-10 | 5 | 0 | 10:00 | 10 | 70 | 72 | 77 | 72.5 | 80.96 | 82.94 | 76.28 | 71.96 | 75.2 | 75 | 79 | 75 | 79 | 76 | 80.06 | 0 | 0 | 0 | 1 | 0 | 0 | 0 | 1 | 1 | 0 | 1 | 0 | 100% | #N/A
1989-08-10 | 8 | 10 | 2018 | 2018-08-10 | 5 | 0 | 11:00 | 11 | 70 | 76 | 80.06 | 75.74 | 82.94 | 84.92 | 78.44 | 75.02 | 75.2 | 79 | 82 | 77 | 81 | 77 | 84.02 | 0 | 0 | 0 | 1 | 0 | 0 | 0 | 1 | 1 | 0 | 1 | 0 | 100% | #N/A
1989-08-10 | 8 | 10 | 2018 | 2018-08-10 | 5 | 0 | 12:00 | 12 | 71 | 77 | 82.04 | 80.42 | 82.04 | 84.92 | 81.32 | 77 | 77 | 79 | 84 | 79 | 81 | 77 | 82.04 | 0 | 0 | 0 | 1 | 0 | 0 | 0 | 1 | 1 | 0 | 1 | 0 | 100% | #N/A
1989-08-10 | 8 | 10 | 2018 | 2018-08-10 | 5 | 0 | 13:00 | 13 | 73 | 79 | 82.94 | 80.42 | 84.02 | 87.98 | 82.58 | 78.08 | 78.8 | 81 | 86 | 82 | 82 | 77 | 80.06 | 0 | 0 | 0 | 1 | 0 | 0 | 0 | 1 | 1 | 0 | 1 | 0 | 100% | #N/A
1989-08-10 | 8 | 10 | 2018 | 2018-08-10 | 5 | 0 | 14:00 | 14 | 74 | 80 | 82.04 | 81.32 | 80.96 | 89.06 | 84.74 | 78.08 | 77 | 81 | 88 | 82 | 81 | 78 | 80.06 | 0 | 0 | 0 | 1 | 0 | 0 | 1 | 1 | 1 | 0 | 1 | 0 | 100% | #N/A
1989-08-10 | 8 | 10 | 2018 | 2018-08-10 | 5 | 0 | 15:00 | 15 | 74 | 80 | 80.96 | 82.22 | 78.08 | 89.96 | 84.2 | 78.08 | 77 | 79 | 86 | 81 | 81 | 79 | 78.98 | 0 | 0 | 0 | 1 | 0 | 0 | 1 | 1 | 1 | 0 | 1 | 0 | 100% | #N/A
1989-08-10 | 8 | 10 | 2018 | 2018-08-10 | 5 | 0 | 16:00 | 16 | 75 | 78 | 80.06 | 81.68 | 78.98 | 84.92 | 80.24 | 78.08 | 77 | 79 | 86 | 73 | 81 | 78 | 80.96 | 0 | 0 | 0 | 1 | 0 | 0 | 1 | 1 | 1 | 0 | 1 | 0 | 100% | #N/A
1989-08-10 | 8 | 10 | 2018 | 2018-08-10 | 5 | 0 | 17:00 | 17 | 73 | 76 | 78.08 | 81.68 | 75.92 | 84.02 | 78.8 | 75.02 | 73.4 | 77 | 84 | 73 | 77 | 76 | 80.96 | 0 | 0 | 0 | 1 | 0 | 0 | 1 | 1 | 1 | 0 | 1 | 0 | 100% | #N/A
1989-08-10 | 8 | 10 | 2018 | 2018-08-10 | 5 | 0 | 18:00 | 18 | 73 | 75 | 73.94 | 79.34 | 75.92 | 82.04 | 76.82 | 73.04 | 69.8 | 73 | 80 | 75 | 77 | 74 | 80.06 | 0 | 0 | 0 | 1 | 0 | 0 | 0 | 1 | 1 | 0 | 1 | 0 | 100% | #N/A
1989-08-10 | 8 | 10 | 2018 | 2018-08-10 | 5 | 0 | 19:00 | 19 | 71 | 72 | 71.06 | 77.18 | 73.94 | 78.98 | 74.66 | 69.08 | 68 | 72 | 76 | 75 | 77 | 70 | 75.02 | 0 | 0 | 0 | 1 | 0 | 0 | 0 | 1 | 1 | 0 | 1 | 0 | 100% | #N/A
1989-08-10 | 8 | 10 | 2018 | 2018-08-10 | 5 | 0 | 20:00 | 20 | 71 | 70 | 68 | 74.66 | 73.94 | 78.98 | 71.96 | 66.92 | 66.2 | 66 | 73 | 73 | 73 | 69 | 71.96 | 0 | 0 | 0 | 1 | 0 | 0 | 0 | 1 | 1 | 0 | 1 | 0 | 100% | #N/A
1989-08-10 | 8 | 10 | 2018 | 2018-08-10 | 5 | 0 | 21:00 | 21 | 71 | 68 | 66.92 | 72.32 | 73.04 | 75.92 | 70.88 | 64.94 | 62.6 | 64 | 71 | 73 | 75 | 65 | 69.98 | 0 | 0 | 0 | 1 | 0 | 0 | 0 | 1 | 1 | 0 | 1 | 0 | 100% | #N/A
1989-08-10 | 8 | 10 | 2018 | 2018-08-10 | 5 | 0 | 22:00 | 22 | 70 | 66 | 64.94 | 70.34 | 71.96 | 75.92 | 70.16 | 64.4 | 60.8 | 63 | 69 | 73 | 75 | 63 | 69.08 | 0 | 0 | 0 | 1 | 0 | 0 | 0 | 1 | 1 | 0 | 1 | 0 | 100% | #N/A
1989-08-10 | 8 | 10 | 2018 | 2018-08-10 | 5 | 0 | 23:00 | 23 | 70 | 65 | 64.94 | 69.08 | 69.08 | 73.94 | 69.08 | 64.04 | 60.8 | 64 | 67 | 73 | 72 | 62 | 69.08 | 0 | 0 | 0 | 1 | 0 | 0 | 0 | 1 | 1 | 0 | 1 | 0 | 100% | #N/A
1989-08-10 | 8 | 10 | 2018 | 2018-08-10 | 5 | 0 | 24:00 | 24 | 70 | 64 | 64.04 | 68.18 | 66.02 | 71.96 | 69.8 | 64.04 | 60.8 | 64 | 69 | 72 | 70 | 60 | 69.98 | 0 | 0 | 0 | 0 | 1 | 0 | 0 | 1 | 1 | 0 | 1 | 0 | 100% | #N/A
1989-08-11 | 8 | 11 | 2018 | 2018-08-11 | 6 | 0 | 1:00 | 1 | 70 | 63 | 64.94 | 67.46 | 64.04 | 71.06 | 68 | 64.4 | 59 | 64 | 68 | 72 | 70 | 59 | 69.08 | 0 | 0 | 0 | 0 | 1 | 0 | 0 | 1 | 1 | 0 | 1 | 0 | 100% | #N/A
1989-08-11 | 8 | 11 | 2018 | 2018-08-11 | 6 | 0 | 2:00 | 2 | 71 | 63 | 64.04 | 67.64 | 64.94 | 68 | 68 | 64.04 | 57.2 | 64 | 65 | 72 | 72 | 58 | 69.08 | 0 | 0 | 0 | 0 | 1 | 0 | 0 | 1 | 1 | 0 | 1 | 0 | 100% | #N/A
1989-08-11 | 8 | 11 | 2018 | 2018-08-11 | 6 | 0 | 3:00 | 3 | 71 | 63 | 64.04 | 67.82 | 62.06 | 66.92 | 68.54 | 64.04 | 57.2 | 64 | 64 | 72 | 70 | 58 | 68 | 0 | 0 | 0 | 0 | 1 | 0 | 0 | 1 | 1 | 0 | 1 | 0 | 100% | #N/A
1989-08-11 | 8 | 11 | 2018 | 2018-08-11 | 6 | 0 | 4:00 | 4 | 69 | 63 | 64.04 | 67.1 | 60.08 | 66.02 | 68.36 | 64.94 | 57.2 | 63 | 62 | 72 | 72 | 57 | 69.08 | 0 | 0 | 0 | 0 | 1 | 0 | 0 | 1 | 1 | 0 | 1 | 0 | 100% | #N/A
1989-08-11 | 8 | 11 | 2018 | 2018-08-11 | 6 | 0 | 5:00 | 5 | 70 | 62 | 64.94 | 66.74 | 60.98 | 64.94 | 68.9 | 64.94 | 57.2 | 64 | 61 | 72 | 70 | 54 | 69.08 | 0 | 0 | 0 | 0 | 1 | 0 | 0 | 1 | 1 | 0 | 1 | 0 | 100% | #N/A
1989-08-11 | 8 | 11 | 2018 | 2018-08-11 | 6 | 0 | 6:00 | 6 | 70 | 61 | 66.02 | 66.92 | 62.96 | 66.02 | 69.8 | 64.94 | 57.2 | 64 | 62 | 72 | 70 | 57 | 69.98 | 0 | 0 | 0 | 0 | 1 | 0 | 0 | 1 | 1 | 0 | 1 | 0 | 100% | #N/A
1989-08-11 | 8 | 11 | 2018 | 2018-08-11 | 6 | 0 | 7:00 | 7 | 71 | 60 | 68 | 67.46 | 68 | 69.98 | 68 | 64.94 | 62.6 | 66 | 66 | 73 | 70 | 59 | 71.96 | 0 | 0 | 0 | 0 | 1 | 0 | 0 | 1 | 1 | 0 | 1 | 0 | 100% | #N/A
1989-08-11 | 8 | 11 | 2018 | 2018-08-11 | 6 | 0 | 8:00 | 8 | 71 | 59 | 69.08 | 68.72 | 73.04 | 73.94 | 68 | 64.94 | 66.2 | 72 | 73 | 75 | 70 | 61 | 73.94 | 0 | 0 | 0 | 0 | 1 | 0 | 0 | 1 | 1 | 0 | 1 | 0 | 100% | #N/A
1989-08-11 | 8 | 11 | 2018 | 2018-08-11 | 6 | 0 | 9:00 | 9 | 70 | 59 | 69.8 | 69.44 | 75.02 | 78.08 | 68 | 66.02 | 69.8 | 74 | 78 | 75 | 70 | 64 | 75.92 | 0 | 0 | 0 | 0 | 1 | 0 | 0 | 1 | 1 | 0 | 1 | 0 | 100% | #N/A
1989-08-11 | 8 | 11 | 2018 | 2018-08-11 | 6 | 0 | 10:00 | 10 | 71 | 59 | 69.08 | 69.8 | 75.92 | 80.96 | 68 | 66.02 | 71.6 | 75 | 81 | 79 | 72 | 67 | 77 | 0 | 0 | 0 | 0 | 1 | 0 | 0 | 1 | 1 | 0 | 1 | 0 | 100% | #N/A
1989-08-11 | 8 | 11 | 2018 | 2018-08-11 | 6 | 0 | 11:00 | 11 | 70 | 59 | 69.08 | 69.26 | 77 | 82.04 | 69.8 | 66.02 | 73.4 | 75 | 84 | 81 | 73 | 71 | 78.98 | 0 | 0 | 0 | 0 | 1 | 0 | 0 | 1 | 1 | 0 | 1 | 0 | 100% | #N/A
1989-08-11 | 8 | 11 | 2018 | 2018-08-11 | 6 | 0 | 12:00 | 12 | 71 | 59 | 69.98 | 68.72 | 78.08 | 82.04 | 71.42 | 66.02 | 75.2 | 77 | 85 | 82 | 77 | 72 | 82.04 | 0 | 0 | 0 | 0 | 1 | 0 | 0 | 1 | 1 | 0 | 1 | 0 | 100% | #N/A
1989-08-11 | 8 | 11 | 2018 | 2018-08-11 | 6 | 0 | 13:00 | 13 | 70 | 59 | 71.06 | 69.26 | 78.08 | 82.94 | 71.6 | 68 | 75.2 | 77 | 86 | 84 | 79 | 71 | 80.96 | 0 | 0 | 0 | 0 | 1 | 0 | 0 | 1 | 1 | 0 | 1 | 0 | 100% | #N/A
1989-08-11 | 8 | 11 | 2018 | 2018-08-11 | 6 | 0 | 14:00 | 14 | 72 | 58 | 71.96 | 70.52 | 75.92 | 82.94 | 75.56 | 68 | 75.2 | 81 | 86 | 75 | 81 | 71 | 84.02 | 0 | 0 | 0 | 0 | 1 | 0 | 0 | 1 | 1 | 0 | 1 | 0 | 100% | #N/A
1989-08-11 | 8 | 11 | 2018 | 2018-08-11 | 6 | 0 | 15:00 | 15 | 71 | 57 | 71.96 | 71.96 | 75.92 | 80.96 | 77.72 | 68 | 77 | 79 | 84 | 79 | 82 | 72 | 82.94 | 0 | 0 | 0 | 0 | 1 | 0 | 0 | 1 | 1 | 0 | 1 | 0 | 100% | #N/A
1989-08-11 | 8 | 11 | 2018 | 2018-08-11 | 6 | 0 | 16:00 | 16 | 72 | 57 | 73.04 | 72.32 | 75.02 | 78.98 | 75.56 | 69.08 | 77 | 75 | 84 | 73 | 73 | 72 | 80.96 | 0 | 0 | 0 | 0 | 1 | 0 | 0 | 1 | 1 | 0 | 1 | 0 | 100% | #N/A
1989-08-11 | 8 | 11 | 2018 | 2018-08-11 | 6 | 0 | 17:00 | 17 | 71 | 58 | 71.96 | 72.68 | 73.04 | 77 | 74.84 | 69.08 | 73.4 | 75 | 81 | 72 | 73 | 70 | 78.08 | 0 | 0 | 0 | 0 | 1 | 0 | 0 | 1 | 1 | 0 | 1 | 0 | 100% | #N/A
1989-08-11 | 8 | 11 | 2018 | 2018-08-11 | 6 | 0 | 18:00 | 18 | 72 | 58 | 71.96 | 72.68 | 71.06 | 75.02 | 73.4 | 69.08 | 71.6 | 74 | 80 | 72 | 70 | 69 | 77 | 0 | 0 | 0 | 0 | 1 | 0 | 0 | 1 | 1 | 0 | 1 | 0 | 100% | #N/A
1989-08-11 | 8 | 11 | 2018 | 2018-08-11 | 6 | 0 | 19:00 | 19 | 72 | 58 | 71.6 | 72.68 | 69.08 | 73.94 | 73.4 | 69.08 | 69.8 | 70 | 78 | 72 | 70 | 66 | 73.04 | 0 | 0 | 0 | 0 | 1 | 0 | 0 | 1 | 1 | 0 | 1 | 0 | 100% | #N/A
1989-08-11 | 8 | 11 | 2018 | 2018-08-11 | 6 | 0 | 20:00 | 20 | 72 | 58 | 71.06 | 72.32 | 69.08 | 71.96 | 73.4 | 68 | 68 | 68 | 76 | 72 | 68 | 66 | 73.04 | 0 | 0 | 0 | 0 | 1 | 0 | 0 | 1 | 1 | 0 | 1 | 0 | 100% | #N/A
1989-08-11 | 8 | 11 | 2018 | 2018-08-11 | 6 | 0 | 21:00 | 21 | 72 | 58 | 71.06 | 71.24 | 69.98 | 71.96 | 69.8 | 68 | 66.2 | 66 | 73 | 70 | 68 | 65 | 71.96 | 0 | 0 | 0 | 0 | 1 | 0 | 0 | 1 | 1 | 0 | 1 | 0 | 100% | #N/A
1989-08-11 | 8 | 11 | 2018 | 2018-08-11 | 6 | 0 | 22:00 | 22 | 71 | 58 | 69.98 | 70.7 | 69.08 | 71.96 | 67.82 | 68 | 64.4 | 64 | 71 | 70 | 66 | 63 | 71.96 | 0 | 0 | 0 | 0 | 1 | 0 | 0 | 1 | 1 | 0 | 1 | 0 | 100% | #N/A
1989-08-11 | 8 | 11 | 2018 | 2018-08-11 | 6 | 0 | 23:00 | 23 | 70.0397 | 58 | 69.98 | 71.06 | 68 | 71.96 | 67.1 | 68 | 66.2 | 64 | 71 | 69 | 68 | 63 | 71.06 | 0 | 0 | 0 | 0 | 1 | 0 | 0 | 1 | 1 | 0 | 1 | 0 | 100% | #N/A
1989-08-11 | 8 | 11 | 2018 | 2018-08-11 | 6 | 0 | 24:00 | 24 | 71 | 58 | 71.06 | 71.42 | 68 | 71.96 | 66.2 | 66.02 | 64.4 | 63 | 69 | 69 | 66 | 63 | 69.98 | 0 | 0 | 0 | 0 | 1 | 0 | 0 | 1 | 1 | 0 | 1 | 0 | 100% | #N/A
1989-08-12 | 8 | 12 | 2018 | 2018-08-12 | 7 | 0 | 1:00 | 1 | 70 | 58 | 71.06 | 71.42 | 66.02 | 69.08 | 66.38 | 66.02 | 63.5 | 63 | 71 | 69 | 64 | 63 | 69.98 | 0 | 0 | 0 | 0 | 1 | 0 | 0 | 1 | 1 | 0 | 1 | 0 | 100% | #N/A
1989-08-12 | 8 | 12 | 2018 | 2018-08-12 | 7 | 0 | 2:00 | 2 | 70 | 58 | 68 | 71.24 | 64.04 | 66.92 | 65.3 | 64.94 | 62.6 | 61 | 69 | 68 | 64 | 62 | 69.98 | 0 | 0 | 0 | 0 | 1 | 0 | 0 | 1 | 1 | 0 | 1 | 0 | 100% | #N/A
1989-08-12 | 8 | 12 | 2018 | 2018-08-12 | 7 | 0 | 3:00 | 3 | 71 | 58 | 66.92 | 70.88 | 64.04 | 66.92 | 64.22 | 64.94 | 61.7 | 63 | 68 | 68 | 64 | 63 | 69.08 | 0 | 0 | 0 | 0 | 1 | 0 | 0 | 1 | 1 | 0 | 1 | 0 | 100% | #N/A
1989-08-12 | 8 | 12 | 2018 | 2018-08-12 | 7 | 0 | 4:00 | 4 | 71 | 58 | 66.02 | 71.42 | 62.96 | 66.02 | 64.4 | 64.04 | 60.8 | 63 | 65 | 67 | 63 | 62 | 69.98 | 0 | 0 | 0 | 0 | 1 | 0 | 0 | 1 | 1 | 0 | 1 | 0 | 100% | #N/A
1989-08-12 | 8 | 12 | 2018 | 2018-08-12 | 7 | 0 | 5:00 | 5 | 71 | 58 | 66.92 | 71.24 | 62.06 | 64.04 | 62.96 | 64.04 | 60.8 | 63 | 64 | 67 | 63 | 61 | 71.06 | 0 | 0 | 0 | 0 | 1 | 0 | 0 | 1 | 1 | 0 | 1 | 0 | 100% | #N/A
1989-08-12 | 8 | 12 | 2018 | 2018-08-12 | 7 | 0 | 6:00 | 6 | 71 | 59 | 66.02 | 70.88 | 62.06 | 62.96 | 62.6 | 64.04 | 62.6 | 63 | 64 | 67 | 64 | 62 | 69.98 | 0 | 0 | 0 | 0 | 1 | 0 | 0 | 1 | 1 | 0 | 1 | 0 | 100% | #N/A
1989-08-12 | 8 | 12 | 2018 | 2018-08-12 | 7 | 0 | 7:00 | 7 | 71 | 59 | 69.98 | 70.52 | 64.04 | 64.94 | 68.72 | 66.02 | 69.8 | 64 | 66 | 68 | 64 | 65 | 71.06 | 0 | 0 | 0 | 0 | 1 | 0 | 0 | 1 | 1 | 0 | 1 | 0 | 100% | #N/A
1989-08-12 | 8 | 12 | 2018 | 2018-08-12 | 7 | 0 | 8:00 | 8 | 74 | 61 | 73.04 | 71.78 | 64.94 | 66.02 | 71.6 | 68 | 73.4 | 68 | 69 | 69 | 64 | 70 | 71.06 | 0 | 0 | 0 | 0 | 1 | 0 | 0 | 1 | 1 | 0 | 1 | 0 | 100% | #N/A
1989-08-12 | 8 | 12 | 2018 | 2018-08-12 | 7 | 0 | 9:00 | 9 | 75 | 60 | 77 | 73.76 | 68 | 69.98 | 73.58 | 71.06 | 77 | 72 | 71 | 71 | 64 | 75 | 73.94 | 0 | 0 | 0 | 0 | 1 | 0 | 0 | 1 | 1 | 0 | 1 | 0 | 100% | #N/A
1989-08-12 | 8 | 12 | 2018 | 2018-08-12 | 7 | 0 | 10:00 | 10 | 75 | 62 | 80.06 | 76.82 | 69.98 | 71.96 | 75.2 | 71.06 | 78.8 | 73 | 74 | 72 | 66 | 76 | 75.92 | 0 | 0 | 0 | 0 | 1 | 0 | 0 | 1 | 1 | 0 | 1 | 0 | 100% | #N/A
1989-08-12 | 8 | 12 | 2018 | 2018-08-12 | 7 | 0 | 11:00 | 11 | 77 | 65 | 80.06 | 78.98 | 71.96 | 75.02 | 77.54 | 73.04 | 80.6 | 73 | 76 | 73 | 66 | 78 | 75.92 | 0 | 0 | 0 | 0 | 1 | 0 | 0 | 1 | 1 | 0 | 1 | 0 | 100% | #N/A
1989-08-12 | 8 | 12 | 2018 | 2018-08-12 | 7 | 0 | 12:00 | 12 | 77 | 65 | 82.04 | 80.78 | 73.04 | 75.02 | 80.06 | 75.02 | 80.6 | 75 | 77 | 73 | 70 | 78 | 78.98 | 0 | 0 | 0 | 0 | 1 | 0 | 0 | 1 | 1 | 0 | 1 | 0 | 100% | #N/A
1989-08-12 | 8 | 12 | 2018 | 2018-08-12 | 7 | 0 | 13:00 | 13 | 78 | 66 | 80.06 | 81.14 | 71.06 | 77 | 78.98 | 75.92 | 80.6 | 75 | 77 | 74 | 70 | 77 | 80.06 | 0 | 0 | 0 | 0 | 1 | 0 | 0 | 1 | 1 | 0 | 1 | 0 | 100% | #N/A
1989-08-12 | 8 | 12 | 2018 | 2018-08-12 | 7 | 0 | 14:00 | 14 | 80 | 65 | 82.94 | 81.86 | 71.06 | 78.98 | 80.24 | 75.92 | 80.6 | 72 | 78 | 67 | 72 | 77 | 78.98 | 0 | 0 | 0 | 0 | 1 | 0 | 0 | 1 | 1 | 0 | 1 | 0 | 100% | #N/A
1989-08-12 | 8 | 12 | 2018 | 2018-08-12 | 7 | 0 | 15:00 | 15 | 83 | 66 | 84.02 | 83.48 | 71.96 | 78.98 | 81.32 | 77 | 78.8 | 72 | 78 | 70 | 75 | 76 | 82.04 | 0 | 0 | 0 | 0 | 1 | 0 | 0 | 1 | 1 | 0 | 1 | 0 | 100% | #N/A
1989-08-12 | 8 | 12 | 2018 | 2018-08-12 | 7 | 0 | 16:00 | 16 | 85 | 67 | 82.94 | 83.48 | 71.06 | 78.98 | 81.86 | 75.92 | 78.8 | 72 | 77 | 69 | 73 | 73 | 80.96 | 0 | 0 | 0 | 0 | 1 | 0 | 0 | 1 | 1 | 0 | 1 | 0 | 100% | #N/A
1989-08-12 | 8 | 12 | 2018 | 2018-08-12 | 7 | 0 | 17:00 | 17 | 84 | 67 | 82.04 | 84.38 | 71.96 | 78.98 | 81.68 | 75.92 | 77 | 70 | 76 | 71 | 72 | 73 | 82.04 | 0 | 0 | 0 | 0 | 1 | 0 | 0 | 1 | 1 | 0 | 1 | 0 | 100% | #N/A
1989-08-12 | 8 | 12 | 2018 | 2018-08-12 | 7 | 0 | 18:00 | 18 | 80 | 68 | 80.06 | 82.22 | 69.98 | 77 | 78.44 | 73.94 | 73.4 | 70 | 73 | 67 | 70 | 69 | 78.98 | 0 | 0 | 0 | 0 | 1 | 0 | 0 | 1 | 1 | 0 | 1 | 0 | 100% | #N/A
1989-08-12 | 8 | 12 | 2018 | 2018-08-12 | 7 | 0 | 19:00 | 19 | 78 | 67 | 75.92 | 81.5 | 69.98 | 73.94 | 75.74 | 69.98 | 73.4 | 66 | 69 | 66 | 61 | 68 | 73.04 | 0 | 0 | 0 | 0 | 1 | 0 | 0 | 1 | 1 | 0 | 1 | 0 | 100% | #N/A
1989-08-12 | 8 | 12 | 2018 | 2018-08-12 | 7 | 0 | 20:00 | 20 | 77 | 68 | 66.92 | 80.24 | 69.98 | 73.94 | 73.04 | 69.08 | 71.6 | 66 | 67 | 64 | 57 | 66 | 69.98 | 0 | 0 | 0 | 0 | 1 | 0 | 0 | 1 | 1 | 0 | 1 | 0 | 100% | #N/A
1989-08-12 | 8 | 12 | 2018 | 2018-08-12 | 7 | 0 | 21:00 | 21 | 76 | 67 | 64.04 | 77.9 | 71.06 | 73.04 | 71.96 | 66.92 | 71.6 | 66 | 64 | 63 | 54 | 65 | 69.08 | 0 | 0 | 0 | 0 | 1 | 0 | 0 | 1 | 1 | 0 | 1 | 0 | 100% | #N/A
1989-08-12 | 8 | 12 | 2018 | 2018-08-12 | 7 | 0 | 22:00 | 22 | 75 | 67 | 62.06 | 76.82 | 71.06 | 73.04 | 69.8 | 66.02 | 71.6 | 64 | 59 | 61 | 54 | 66 | 68 | 0 | 0 | 0 | 0 | 1 | 0 | 0 | 1 | 1 | 0 | 1 | 0 | 100% | #N/A
1989-08-12 | 8 | 12 | 2018 | 2018-08-12 | 7 | 0 | 23:00 | 23 | 75 | 67 | 60.98 | 75.02 | 69.98 | 73.04 | 68.72 | 64.94 | 71.6 | 66 | 56 | 60 | 52 | 67 | 66.02 | 0 | 0 | 0 | 0 | 1 | 0 | 0 | 1 | 1 | 0 | 1 | 0 | 100% | #N/A
1989-08-12 | 8 | 12 | 2018 | 2018-08-12 | 7 | 0 | 24:00 | 24 | 74 | 67 | 60.08 | 73.94 | 71.06 | 71.96 | 63.68 | 64.04 | 71.6 | 64 | 52 | 60 | 52 | 66 | 64.94 | 0 | 0 | 0 | 0 | 1 | 0 | 0 | 1 | 1 | 0 | 1 | 0 | 100% | #N/A
1989-08-13 | 8 | 13 | 2018 | 2018-08-13 | 1 | 0 | 1:00 | 1 | 74 | 67 | 57.92 | 73.4 | 71.06 | 71.96 | 59.9 | 62.96 | 71.6 | 66 | 50 | 60 | 48 | 66 | 62.06 | 0 | 0 | 0 | 0 | 1 | 0 | 0 | 1 | 1 | 0 | 1 | 0 | 100% | #N/A
1989-08-13 | 8 | 13 | 2018 | 2018-08-13 | 1 | 0 | 2:00 | 2 | 74 | 67 | 57.2 | 72.14 | 71.06 | 73.04 | 57.92 | 60.98 | 71.6 | 66 | 51 | 59 | 50 | 67 | 60.98 | 0 | 0 | 0 | 0 | 1 | 0 | 0 | 1 | 1 | 0 | 1 | 0 | 100% | #N/A
1989-08-13 | 8 | 13 | 2018 | 2018-08-13 | 1 | 0 | 3:00 | 3 | 74 | 67 | 57.02 | 70.88 | 71.96 | 71.96 | 58.28 | 60.98 | 71.6 | 66 | 49 | 59 | 50 | 67 | 59 | 0 | 0 | 0 | 0 | 1 | 0 | 0 | 1 | 1 | 0 | 1 | 0 | 100% | #N/A
1989-08-13 | 8 | 13 | 2018 | 2018-08-13 | 1 | 0 | 4:00 | 4 | 74 | 67 | 55.04 | 69.8 | 69.98 | 71.06 | 57.2 | 60.08 | 71.6 | 66 | 47 | 58 | 52 | 66 | 59 | 0 | 0 | 0 | 0 | 1 | 0 | 0 | 1 | 1 | 0 | 1 | 0 | 100% | #N/A
1989-08-13 | 8 | 13 | 2018 | 2018-08-13 | 1 | 0 | 5:00 | 5 | 73.0886 | 68 | 55.04 | 68.72 | 69.08 | 69.98 | 53.6 | 60.08 | 71.6 | 64 | 46 | 58 | 52 | 65 | 57.92 | 0 | 0 | 0 | 0 | 1 | 0 | 0 | 1 | 1 | 0 | 1 | 0 | 100% | #N/A
1989-08-13 | 8 | 13 | 2018 | 2018-08-13 | 1 | 0 | 6:00 | 6 | 75 | 68 | 53.96 | 68.36 | 69.98 | 71.06 | 55.4 | 62.06 | 73.4 | 64 | 50 | 57 | 52 | 67 | 60.08 | 0 | 0 | 0 | 0 | 1 | 0 | 0 | 1 | 1 | 0 | 1 | 0 | 100% | #N/A
1989-08-13 | 8 | 13 | 2018 | 2018-08-13 | 1 | 0 | 7:00 | 7 | 75 | 68 | 68 | 70.34 | 73.04 | 73.94 | 64.22 | 64.04 | 75.2 | 66 | 56 | 58 | 52 | 68 | 64.94 | 0 | 0 | 0 | 0 | 1 | 0 | 0 | 1 | 1 | 0 | 1 | 0 | 100% | #N/A
1989-08-13 | 8 | 13 | 2018 | 2018-08-13 | 1 | 0 | 8:00 | 8 | 77 | 70 | 71.96 | 72.32 | 75.92 | 75.92 | 68.54 | 66.92 | 75.2 | 68 | 63 | 61 | 52 | 69 | 69.08 | 0 | 0 | 0 | 1 | 0 | 0 | 0 | 1 | 1 | 0 | 1 | 0 | 100% | #N/A
1989-08-13 | 8 | 13 | 2018 | 2018-08-13 | 1 | 0 | 9:00 | 9 | 79 | 70 | 75.92 | 73.76 | 78.08 | 78.98 | 70.7 | 69.08 | 75.2 | 70 | 69 | 63 | 55 | 70 | 69.98 | 0 | 0 | 0 | 1 | 0 | 0 | 0 | 1 | 1 | 0 | 1 | 0 | 100% | #N/A
1989-08-13 | 8 | 13 | 2018 | 2018-08-13 | 1 | 0 | 10:00 | 10 | 81 | 76 | 77 | 75.38 | 80.06 | 82.04 | 73.58 | 71.06 | 75.2 | 72 | 72 | 68 | 63 | 71 | 73.94 | 0 | 0 | 0 | 1 | 0 | 0 | 0 | 1 | 1 | 0 | 1 | 0 | 100% | #N/A
1989-08-13 | 8 | 13 | 2018 | 2018-08-13 | 1 | 0 | 11:00 | 11 | 82 | 78 | 78.98 | 76.64 | 80.96 | 82.94 | 75.92 | 73.04 | 75.2 | 72 | 75 | 70 | 68 | 73 | 75.02 | 0 | 0 | 0 | 1 | 0 | 0 | 0 | 1 | 1 | 0 | 1 | 0 | 100% | #N/A
1989-08-13 | 8 | 13 | 2018 | 2018-08-13 | 1 | 0 | 12:00 | 12 | 85 | 75 | 80.96 | 77 | 82.04 | 82.04 | 76.82 | 73.94 | 69.8 | 72 | 77 | 73 | 72 | 76 | 75.02 | 0 | 0 | 0 | 1 | 0 | 0 | 0 | 1 | 1 | 0 | 1 | 0 | 100% | #N/A
1989-08-13 | 8 | 13 | 2018 | 2018-08-13 | 1 | 0 | 13:00 | 13 | 83 | 75 | 80.06 | 80.06 | 84.02 | 84.92 | 78.8 | 75.02 | 69.8 | 72 | 80 | 63 | 72 | 82 | 77 | 0 | 0 | 0 | 1 | 0 | 0 | 0 | 1 | 1 | 0 | 1 | 0 | 100% | #N/A
1989-08-13 | 8 | 13 | 2018 | 2018-08-13 | 1 | 0 | 14:00 | 14 | 83 | 79 | 80.96 | 79.88 | 82.94 | 84.02 | 80.96 | 75.92 | 71.6 | 72 | 82 | 64 | 72 | 81 | 75.92 | 0 | 0 | 0 | 1 | 0 | 0 | 1 | 1 | 1 | 0 | 1 | 0 | 100% | #N/A
1989-08-13 | 8 | 13 | 2018 | 2018-08-13 | 1 | 0 | 15:00 | 15 | 82 | 79 | 82.94 | 72.5 | 84.92 | 86 | 81.5 | 77 | 70.7 | 72 | 83 | 70 | 74 | 79 | 75.92 | 0 | 0 | 0 | 1 | 0 | 0 | 1 | 1 | 1 | 0 | 1 | 0 | 100% | #N/A
1989-08-13 | 8 | 13 | 2018 | 2018-08-13 | 1 | 0 | 16:00 | 16 | 80 | 78 | 82.04 | 73.94 | 82.94 | 84.92 | 80.78 | 77 | 69.8 | 72 | 83 | 69 | 75 | 76 | 75.92 | 0 | 0 | 0 | 1 | 0 | 0 | 1 | 1 | 1 | 0 | 1 | 0 | 100% | #N/A
1989-08-13 | 8 | 13 | 2018 | 2018-08-13 | 1 | 0 | 17:00 | 17 | 80 | 80 | 82.04 | 71.42 | 82.04 | 84.02 | 79.88 | 75.02 | 69.8 | 70 | 82 | 73 | 73 | 75 | 75.02 | 0 | 0 | 0 | 1 | 0 | 0 | 1 | 1 | 1 | 0 | 1 | 0 | 100% | #N/A
1989-08-13 | 8 | 13 | 2018 | 2018-08-13 | 1 | 0 | 18:00 | 18 | 79 | 78 | 77 | 71.96 | 78.98 | 80.96 | 77.72 | 73.04 | 69.8 | 70 | 80 | 70 | 68 | 74 | 73.94 | 0 | 0 | 0 | 1 | 0 | 0 | 0 | 1 | 1 | 0 | 1 | 0 | 100% | #N/A
1989-08-13 | 8 | 13 | 2018 | 2018-08-13 | 1 | 0 | 19:00 | 19 | 78 | 76 | 73.04 | 73.4 | 73.04 | 77 | 73.04 | 66.92 | 68 | 70 | 75 | 64 | 61 | 73 | 71.06 | 0 | 0 | 0 | 1 | 0 | 0 | 0 | 1 | 1 | 0 | 1 | 0 | 100% | #N/A
1989-08-13 | 8 | 13 | 2018 | 2018-08-13 | 1 | 0 | 20:00 | 20 | 78 | 75 | 66.02 | 73.22 | 68 | 71.96 | 66.2 | 64.94 | 68 | 68 | 73 | 60 | 55 | 71 | 69.08 | 0 | 0 | 0 | 1 | 0 | 0 | 0 | 1 | 1 | 0 | 1 | 0 | 100% | #N/A
1989-08-13 | 8 | 13 | 2018 | 2018-08-13 | 1 | 0 | 21:00 | 21 | 78 | 75 | 62.96 | 73.22 | 64.04 | 68 | 61.52 | 64.04 | 68 | 66 | 67 | 57 | 55 | 70 | 68 | 0 | 0 | 0 | 1 | 0 | 0 | 0 | 1 | 1 | 0 | 1 | 0 | 100% | #N/A
1989-08-13 | 8 | 13 | 2018 | 2018-08-13 | 1 | 0 | 22:00 | 22 | 78 | 74 | 60.08 | 73.22 | 62.96 | 69.98 | 57.56 | 62.06 | 68 | 66 | 68 | 56 | 54 | 70 | 68 | 0 | 0 | 0 | 1 | 0 | 0 | 0 | 1 | 1 | 0 | 1 | 0 | 100% | #N/A
1989-08-13 | 8 | 13 | 2018 | 2018-08-13 | 1 | 0 | 23:00 | 23 | 78 | 73 | 59 | 74.3 | 62.06 | 66.02 | 59 | 62.06 | 69.8 | 68 | 66 | 55 | 52 | 70 | 68 | 0 | 0 | 0 | 1 | 0 | 0 | 0 | 1 | 1 | 0 | 1 | 0 | 100% | #N/A
1989-08-13 | 8 | 13 | 2018 | 2018-08-13 | 1 | 0 | 24:00 | 24 | 78 | 72 | 57.02 | 74.66 | 60.08 | 66.02 | 59 | 62.06 | 69.8 | 66 | 65 | 53 | 50 | 70 | 68 | 0 | 0 | 0 | 0 | 1 | 0 | 0 | 1 | 1 | 0 | 1 | 0 | 100% | #N/A
1989-08-14 | 8 | 14 | 2018 | 2018-08-14 | 2 | 0 | 1:00 | 1 | 78 | 73 | 55.04 | 73.4 | 60.98 | 64.94 | 56.12 | 60.98 | 69.8 | 66 | 65 | 55 | 52 | 70 | 68 | 0 | 0 | 0 | 0 | 1 | 0 | 0 | 1 | 1 | 0 | 1 | 0 | 100% | #N/A
1989-08-14 | 8 | 14 | 2018 | 2018-08-14 | 2 | 0 | 2:00 | 2 | 75 | 73 | 53.06 | 71.6 | 57.92 | 62.96 | 55.4 | 62.96 | 69.8 | 66 | 65 | 56 | 54 | 70 | 68 | 0 | 0 | 0 | 0 | 1 | 0 | 0 | 1 | 1 | 0 | 1 | 0 | 100% | #N/A
1989-08-14 | 8 | 14 | 2018 | 2018-08-14 | 2 | 0 | 3:00 | 3 | 73 | 73 | 51.98 | 70.52 | 57.02 | 62.06 | 55.4 | 60.98 | 69.8 | 64 | 66 | 56 | 54 | 71 | 69.08 | 0 | 0 | 0 | 0 | 1 | 0 | 0 | 1 | 1 | 0 | 1 | 0 | 100% | #N/A
1989-08-14 | 8 | 14 | 2018 | 2018-08-14 | 2 | 0 | 4:00 | 4 | 72 | 72 | 53.06 | 70.52 | 55.94 | 60.98 | 55.4 | 62.96 | 69.8 | 63 | 65 | 56 | 54 | 71 | 71.96 | 0 | 0 | 0 | 0 | 1 | 0 | 0 | 1 | 1 | 0 | 1 | 0 | 100% | #N/A
1989-08-14 | 8 | 14 | 2018 | 2018-08-14 | 2 | 0 | 5:00 | 5 | 72 | 71 | 51.98 | 71.78 | 57.02 | 60.08 | 51.8 | 62.96 | 68 | 63 | 63 | 57 | 52 | 71 | 71.96 | 0 | 0 | 0 | 0 | 1 | 0 | 0 | 1 | 1 | 0 | 1 | 0 | 100% | #N/A
1989-08-14 | 8 | 14 | 2018 | 2018-08-14 | 2 | 0 | 6:00 | 6 | 72 | 73 | 51.98 | 67.46 | 62.06 | 62.96 | 54.68 | 64.04 | 68 | 63 | 64 | 58 | 52 | 72 | 73.04 | 0 | 0 | 0 | 0 | 1 | 0 | 0 | 1 | 1 | 0 | 1 | 0 | 100% | #N/A
1989-08-14 | 8 | 14 | 2018 | 2018-08-14 | 2 | 0 | 7:00 | 7 | 72 | 74 | 64.94 | 70.52 | 66.92 | 66.92 | 59.54 | 66.92 | 67.1 | 64 | 70 | 58 | 54 | 73 | 75.02 | 0 | 0 | 0 | 0 | 1 | 0 | 0 | 1 | 1 | 0 | 1 | 0 | 100% | #N/A
1989-08-14 | 8 | 14 | 2018 | 2018-08-14 | 2 | 0 | 8:00 | 8 | 73 | 76 | 73.94 | 73.04 | 71.96 | 73.04 | 65.66 | 71.96 | 66.2 | 66 | 76 | 60 | 54 | 74 | 78.08 | 0 | 0 | 0 | 1 | 0 | 0 | 0 | 1 | 1 | 0 | 1 | 0 | 100% | #N/A
1989-08-14 | 8 | 14 | 2018 | 2018-08-14 | 2 | 0 | 9:00 | 9 | 73 | 78 | 78.08 | 73.94 | 75.92 | 75.92 | 72.32 | 73.94 | 66.2 | 66 | 79 | 65 | 57 | 75 | 80.96 | 0 | 0 | 0 | 1 | 0 | 0 | 0 | 1 | 1 | 0 | 1 | 0 | 100% | #N/A
1989-08-14 | 8 | 14 | 2018 | 2018-08-14 | 2 | 0 | 10:00 | 10 | 73 | 78 | 80.06 | 78.08 | 78.08 | 78.98 | 77.72 | 75.92 | 67.1 | 68 | 82 | 70 | 61 | 78 | 84.02 | 0 | 0 | 0 | 1 | 0 | 0 | 0 | 1 | 1 | 0 | 1 | 0 | 100% | #N/A
1989-08-14 | 8 | 14 | 2018 | 2018-08-14 | 2 | 0 | 11:00 | 11 | 73.0544 | 80 | 82.94 | 79.7 | 78.08 | 80.96 | 80.78 | 77 | 68 | 70 | 87 | 76 | 70 | 78 | 87.08 | 0 | 0 | 0 | 1 | 0 | 0 | 0 | 1 | 1 | 0 | 1 | 0 | 100% | #N/A
1989-08-14 | 8 | 14 | 2018 | 2018-08-14 | 2 | 0 | 12:00 | 12 | 74 | 81 | 84.02 | 82.04 | 80.06 | 82.94 | 82.76 | 78.08 | 68 | 72 | 89 | 79 | 75 | 79 | 89.06 | 0 | 0 | 0 | 1 | 0 | 0 | 0 | 1 | 1 | 0 | 1 | 0 | 100% | #N/A
1989-08-14 | 8 | 14 | 2018 | 2018-08-14 | 2 | 0 | 13:00 | 13 | 77 | 81 | 84.02 | 83.48 | 80.96 | 82.94 | 84.2 | 78.98 | 68 | 72 | 90 | 81 | 79 | 81 | 91.04 | 0 | 0 | 0 | 1 | 0 | 0 | 0 | 1 | 1 | 0 | 1 | 0 | 100% | #N/A
1989-08-14 | 8 | 14 | 2018 | 2018-08-14 | 2 | 0 | 14:00 | 14 | 79 | 82 | 84.92 | 84.2 | 80.96 | 84.02 | 85.64 | 80.06 | 69.8 | 72 | 91 | 81 | 80 | 79 | 91.04 | 0 | 0 | 0 | 1 | 0 | 0 | 1 | 1 | 1 | 0 | 1 | 0 | 100% | #N/A
1989-08-14 | 8 | 14 | 2018 | 2018-08-14 | 2 | 0 | 15:00 | 15 | 79 | 82 | 86 | 83.84 | 75.92 | 82.94 | 86.18 | 80.06 | 68 | 73 | 91 | 80 | 81 | 78 | 91.04 | 0 | 0 | 0 | 1 | 0 | 0 | 1 | 1 | 1 | 0 | 1 | 0 | 100% | #N/A
1989-08-14 | 8 | 14 | 2018 | 2018-08-14 | 2 | 0 | 16:00 | 16 | 80 | 83 | 84.02 | 84.92 | 75.92 | 82.04 | 86.18 | 80.06 | 68 | 72 | 90 | 80 | 80 | 76 | 89.96 | 0 | 0 | 0 | 1 | 0 | 0 | 1 | 1 | 1 | 0 | 1 | 0 | 100% | #N/A
1989-08-14 | 8 | 14 | 2018 | 2018-08-14 | 2 | 0 | 17:00 | 17 | 80 | 78 | 80.96 | 86.9 | 73.94 | 80.06 | 85.1 | 80.06 | 64.4 | 70 | 90 | 78 | 78 | 75 | 89.06 | 0 | 0 | 0 | 1 | 0 | 0 | 1 | 1 | 1 | 0 | 1 | 0 | 100% | #N/A
1989-08-14 | 8 | 14 | 2018 | 2018-08-14 | 2 | 0 | 18:00 | 18 | 78 | 77 | 78.08 | 84.92 | 71.96 | 77 | 82.4 | 78.08 | 64.4 | 66 | 86 | 75 | 75 | 75 | 84.02 | 0 | 0 | 0 | 1 | 0 | 0 | 0 | 1 | 1 | 0 | 1 | 0 | 100% | #N/A
1989-08-14 | 8 | 14 | 2018 | 2018-08-14 | 2 | 0 | 19:00 | 19 | 71 | 75 | 73.94 | 82.4 | 71.06 | 75.92 | 78.8 | 75.02 | 64.4 | 63 | 83 | 70 | 70 | 73 | 82.04 | 0 | 0 | 0 | 1 | 0 | 0 | 0 | 1 | 1 | 0 | 1 | 0 | 100% | #N/A
1989-08-14 | 8 | 14 | 2018 | 2018-08-14 | 2 | 0 | 20:00 | 20 | 72 | 73 | 71.96 | 79.16 | 69.98 | 73.04 | 77.18 | 71.06 | 66.2 | 59 | 75 | 70 | 67 | 73 | 80.96 | 0 | 0 | 0 | 1 | 0 | 0 | 0 | 1 | 1 | 0 | 1 | 0 | 100% | #N/A
1989-08-14 | 8 | 14 | 2018 | 2018-08-14 | 2 | 0 | 21:00 | 21 | 71.0128 | 73 | 69.08 | 77.18 | 69.08 | 71.96 | 74.66 | 69.98 | 66.2 | 57 | 70 | 71 | 64 | 72 | 80.06 | 0 | 0 | 0 | 1 | 0 | 0 | 0 | 1 | 1 | 0 | 1 | 0 | 100% | #N/A
1989-08-14 | 8 | 14 | 2018 | 2018-08-14 | 2 | 0 | 22:00 | 22 | 71 | 73 | 68 | 76.1 | 66.92 | 69.98 | 71.96 | 68 | 66.2 | 55 | 69 | 71 | 63 | 69 | 78.98 | 0 | 0 | 0 | 1 | 0 | 0 | 0 | 1 | 1 | 0 | 1 | 0 | 100% | #N/A
1989-08-14 | 8 | 14 | 2018 | 2018-08-14 | 2 | 0 | 23:00 | 23 | 72 | 72 | 66.92 | 75.2 | 66.02 | 69.08 | 69.98 | 66.02 | 66.2 | 55 | 67 | 69 | 63 | 67 | 78.98 | 0 | 0 | 0 | 1 | 0 | 0 | 0 | 1 | 1 | 0 | 1 | 0 | 100% | #N/A
1989-08-14 | 8 | 14 | 2018 | 2018-08-14 | 2 | 0 | 24:00 | 24 | 72 | 71 | 64.04 | 74.66 | 64.04 | 68 | 68 | 66.92 | 64.4 | 52 | 65 | 68 | 61 | 65 | 77 | 0 | 0 | 0 | 0 | 1 | 0 | 0 | 1 | 1 | 0 | 1 | 0 | 100% | #N/A
1989-08-15 | 8 | 15 | 2018 | 2018-08-15 | 3 | 0 | 1:00 | 1 | 72 | 71 | 60.08 | 74.3 | 62.96 | 66.92 | 67.1 | 64.94 | 64.4 | 54 | 65 | 66 | 66 | 63 | 77 | 0 | 0 | 0 | 0 | 1 | 0 | 0 | 1 | 1 | 0 | 1 | 0 | 100% | #N/A
1989-08-15 | 8 | 15 | 2018 | 2018-08-15 | 3 | 0 | 2:00 | 2 | 71 | 71 | 60.08 | 73.58 | 62.96 | 66.92 | 64.58 | 66.02 | 64.4 | 54 | 65 | 67 | 64 | 62 | 75.02 | 0 | 0 | 0 | 0 | 1 | 0 | 0 | 1 | 1 | 0 | 1 | 0 | 100% | #N/A
1989-08-15 | 8 | 15 | 2018 | 2018-08-15 | 3 | 0 | 3:00 | 3 | 71 | 71 | 62.06 | 71.78 | 62.96 | 66.92 | 62.06 | 66.02 | 64.4 | 54 | 64 | 67 | 63 | 61 | 73.94 | 0 | 0 | 0 | 0 | 1 | 0 | 0 | 1 | 1 | 0 | 1 | 0 | 100% | #N/A
1989-08-15 | 8 | 15 | 2018 | 2018-08-15 | 3 | 0 | 4:00 | 4 | 71 | 71 | 60.08 | 70.88 | 64.04 | 66.92 | 63.5 | 66.02 | 64.4 | 52 | 63 | 67 | 61 | 60 | 75.92 | 0 | 0 | 0 | 0 | 1 | 0 | 0 | 1 | 1 | 0 | 1 | 0 | 100% | #N/A
1989-08-15 | 8 | 15 | 2018 | 2018-08-15 | 3 | 0 | 5:00 | 5 | 71 | 71 | 59 | 70.88 | 64.04 | 68 | 59.9 | 64.94 | 64.4 | 54 | 64 | 67 | 63 | 59 | 75.92 | 0 | 0 | 0 | 0 | 1 | 0 | 0 | 1 | 1 | 0 | 1 | 0 | 100% | #N/A
1989-08-15 | 8 | 15 | 2018 | 2018-08-15 | 3 | 0 | 6:00 | 6 | 71 | 71 | 64.94 | 71.6 | 66.02 | 69.08 | 62.42 | 66.92 | 64.4 | 54 | 65 | 66 | 64 | 61 | 77 | 0 | 0 | 0 | 0 | 1 | 0 | 0 | 1 | 1 | 0 | 1 | 0 | 100% | #N/A
1989-08-15 | 8 | 15 | 2018 | 2018-08-15 | 3 | 0 | 7:00 | 7 | 71 | 73 | 71.06 | 70.7 | 68 | 69.08 | 69.08 | 69.08 | 66.2 | 55 | 70 | 67 | 66 | 65 | 78.98 | 0 | 0 | 0 | 0 | 1 | 0 | 0 | 1 | 1 | 0 | 1 | 0 | 100% | #N/A
1989-08-15 | 8 | 15 | 2018 | 2018-08-15 | 3 | 0 | 8:00 | 8 | 71 | 75 | 75.02 | 72.5 | 71.96 | 69.98 | 73.22 | 73.04 | 68 | 55 | 77 | 67 | 66 | 66 | 80.96 | 0 | 0 | 0 | 1 | 0 | 0 | 0 | 1 | 1 | 0 | 1 | 0 | 100% | #N/A
1989-08-15 | 8 | 15 | 2018 | 2018-08-15 | 3 | 0 | 9:00 | 9 | 72 | 78 | 80.06 | 75.02 | 73.04 | 71.96 | 75.74 | 77 | 69.8 | 61 | 83 | 68 | 70 | 69 | 84.02 | 0 | 0 | 0 | 1 | 0 | 0 | 0 | 1 | 1 | 0 | 1 | 0 | 100% | #N/A
1989-08-15 | 8 | 15 | 2018 | 2018-08-15 | 3 | 0 | 10:00 | 10 | 71 | 81 | 84.02 | 78.98 | 75.92 | 75.02 | 77 | 80.06 | 71.6 | 64 | 86 | 67 | 75 | 68 | 87.08 | 0 | 0 | 0 | 1 | 0 | 0 | 0 | 1 | 1 | 0 | 1 | 0 | 100% | #N/A
1989-08-15 | 8 | 15 | 2018 | 2018-08-15 | 3 | 0 | 11:00 | 11 | 68 | 82 | 86 | 84.02 | 77 | 75.92 | 82.94 | 80.06 | 73.4 | 66 | 86 | 68 | 75 | 67 | 89.06 | 0 | 0 | 0 | 1 | 0 | 0 | 0 | 1 | 1 | 0 | 1 | 0 | 100% | #N/A
1989-08-15 | 8 | 15 | 2018 | 2018-08-15 | 3 | 0 | 12:00 | 12 | 73 | 83 | 87.98 | 82.4 | 78.08 | 78.08 | 85.82 | 82.94 | 73.4 | 72 | 89 | 68 | 77 | 68 | 91.04 | 0 | 0 | 0 | 1 | 0 | 0 | 0 | 1 | 1 | 0 | 1 | 0 | 100% | #N/A
1989-08-15 | 8 | 15 | 2018 | 2018-08-15 | 3 | 0 | 13:00 | 13 | 73 | 83 | 89.06 | 80.78 | 78.08 | 78.08 | 86 | 84.02 | 73.4 | 72 | 91 | 70 | 79 | 67 | 91.94 | 0 | 0 | 0 | 1 | 0 | 0 | 0 | 1 | 1 | 0 | 1 | 0 | 100% | #N/A
1989-08-15 | 8 | 15 | 2018 | 2018-08-15 | 3 | 0 | 14:00 | 14 | 72 | 84 | 89.06 | 87.62 | 77 | 78.08 | 77 | 84.02 | 77 | 72 | 92 | 71 | 79 | 68 | 91.94 | 0 | 0 | 0 | 1 | 0 | 0 | 1 | 1 | 1 | 0 | 1 | 0 | 100% | #N/A
1989-08-15 | 8 | 15 | 2018 | 2018-08-15 | 3 | 0 | 15:00 | 15 | 73 | 83 | 89.96 | 88.52 | 77 | 78.08 | 88.52 | 84.02 | 75.2 | 73 | 92 | 73 | 79 | 68 | 91.04 | 0 | 0 | 0 | 1 | 0 | 0 | 1 | 1 | 1 | 0 | 1 | 0 | 100% | #N/A
1989-08-15 | 8 | 15 | 2018 | 2018-08-15 | 3 | 0 | 16:00 | 16 | 71 | 82 | 89.06 | 90.68 | 77 | 78.08 | 87.62 | 84.02 | 75.2 | 73 | 92 | 73 | 79 | 68 | 89.96 | 0 | 0 | 0 | 1 | 0 | 0 | 1 | 1 | 1 | 0 | 1 | 0 | 100% | #N/A
1989-08-15 | 8 | 15 | 2018 | 2018-08-15 | 3 | 0 | 17:00 | 17 | 72 | 80 | 87.08 | 82.22 | 77 | 78.08 | 86 | 82.94 | 73.4 | 73 | 91 | 74 | 77 | 68 | 87.08 | 0 | 0 | 0 | 1 | 0 | 0 | 1 | 1 | 1 | 0 | 1 | 0 | 100% | #N/A
1989-08-15 | 8 | 15 | 2018 | 2018-08-15 | 3 | 0 | 18:00 | 18 | 71 | 79 | 84.02 | 81.32 | 75.02 | 77 | 78.98 | 78.08 | 71.6 | 70 | 88 | 74 | 73 | 66 | 84.02 | 0 | 0 | 0 | 1 | 0 | 0 | 0 | 1 | 1 | 0 | 1 | 0 | 100% | #N/A
1989-08-15 | 8 | 15 | 2018 | 2018-08-15 | 3 | 0 | 19:00 | 19 | 70 | 77 | 73.04 | 81.14 | 73.04 | 75.92 | 77 | 73.94 | 68 | 64 | 86 | 72 | 69 | 64 | 82.94 | 0 | 0 | 0 | 1 | 0 | 0 | 0 | 1 | 1 | 0 | 1 | 0 | 100% | #N/A
1989-08-15 | 8 | 15 | 2018 | 2018-08-15 | 3 | 0 | 20:00 | 20 | 69 | 76 | 69.08 | 77.72 | 71.96 | 73.04 | 77 | 75.02 | 66.2 | 62 | 77 | 71 | 69 | 62 | 80.96 | 0 | 0 | 0 | 1 | 0 | 0 | 0 | 1 | 1 | 0 | 1 | 0 | 100% | #N/A
1989-08-15 | 8 | 15 | 2018 | 2018-08-15 | 3 | 0 | 21:00 | 21 | 68 | 75 | 69.08 | 75.92 | 69.98 | 71.96 | 68 | 69.98 | 64.4 | 61 | 76 | 70 | 66 | 60 | 80.06 | 0 | 0 | 0 | 1 | 0 | 0 | 0 | 1 | 1 | 0 | 1 | 0 | 100% | #N/A
1989-08-15 | 8 | 15 | 2018 | 2018-08-15 | 3 | 0 | 22:00 | 22 | 68 | 74 | 69.98 | 75.2 | 69.08 | 71.06 | 66.92 | 64.94 | 64.4 | 59 | 72 | 67 | 64 | 59 | 78.98 | 0 | 0 | 0 | 1 | 0 | 0 | 0 | 1 | 1 | 0 | 1 | 0 | 100% | #N/A
1989-08-15 | 8 | 15 | 2018 | 2018-08-15 | 3 | 0 | 23:00 | 23 | 68 | 73 | 68 | 74.84 | 66.92 | 69.98 | 66.2 | 64.94 | 62.6 | 59 | 72 | 65 | 65 | 57 | 78.08 | 0 | 0 | 0 | 1 | 0 | 0 | 0 | 1 | 1 | 0 | 1 | 0 | 100% | #N/A
1989-08-15 | 8 | 15 | 2018 | 2018-08-15 | 3 | 0 | 24:00 | 24 | 67 | 73 | 69.08 | 72.32 | 66.02 | 69.08 | 64.4 | 64.94 | 62.6 | 59 | 72 | 63 | 64 | 57 | 78.08 | 0 | 0 | 0 | 0 | 1 | 0 | 0 | 1 | 1 | 0 | 1 | 0 | 100% | #N/A
1989-08-16 | 8 | 16 | 2018 | 2018-08-16 | 4 | 0 | 1:00 | 1 | 67 | 72 | 68 | 72.5 | 66.92 | 68 | 64.4 | 64.94 | 62.6 | 59 | 72 | 62 | 66 | 56 | 78.08 | 0 | 0 | 0 | 0 | 1 | 0 | 0 | 1 | 1 | 0 | 1 | 0 | 100% | #N/A
1989-08-16 | 8 | 16 | 2018 | 2018-08-16 | 4 | 0 | 2:00 | 2 | 65 | 72 | 66.02 | 72.5 | 66.92 | 68 | 64.4 | 64.04 | 62.6 | 59 | 72 | 62 | 65 | 55 | 75.02 | 0 | 0 | 0 | 0 | 1 | 0 | 0 | 1 | 1 | 0 | 1 | 0 | 100% | #N/A
1989-08-16 | 8 | 16 | 2018 | 2018-08-16 | 4 | 0 | 3:00 | 3 | 65 | 71 | 64.94 | 72.68 | 66.02 | 68 | 64.4 | 64.94 | 62.6 | 57 | 71 | 61 | 65 | 56 | 73.94 | 0 | 0 | 0 | 0 | 1 | 0 | 0 | 1 | 1 | 0 | 1 | 0 | 100% | #N/A
1989-08-16 | 8 | 16 | 2018 | 2018-08-16 | 4 | 0 | 4:00 | 4 | 64 | 71 | 64.04 | 71.78 | 64.4 | 66.92 | 64.4 | 62.96 | 62.6 | 59 | 72 | 60 | 64 | 54 | 75.02 | 0 | 0 | 0 | 0 | 1 | 0 | 0 | 1 | 1 | 0 | 1 | 0 | 100% | #N/A
1989-08-16 | 8 | 16 | 2018 | 2018-08-16 | 4 | 0 | 5:00 | 5 | 63 | 71 | 64.04 | 69.8 | 64.94 | 66.02 | 64.4 | 64.04 | 63.5 | 57 | 70 | 59 | 66 | 54 | 73.94 | 0 | 0 | 0 | 0 | 1 | 0 | 0 | 1 | 1 | 0 | 1 | 0 | 100% | #N/A
1989-08-16 | 8 | 16 | 2018 | 2018-08-16 | 4 | 0 | 6:00 | 6 | 65 | 71 | 62.96 | 69.98 | 64.94 | 69.08 | 64.4 | 64.94 | 64.4 | 59 | 69 | 58 | 67 | 56 | 75.02 | 0 | 0 | 0 | 0 | 1 | 0 | 0 | 1 | 1 | 0 | 1 | 0 | 100% | #N/A
1989-08-16 | 8 | 16 | 2018 | 2018-08-16 | 4 | 0 | 7:00 | 7 | 68 | 73 | 69.98 | 70.7 | 71.96 | 71.96 | 64.4 | 69.98 | 64.4 | 61 | 69 | 59 | 70 | 59 | 77 | 0 | 0 | 0 | 0 | 1 | 0 | 0 | 1 | 1 | 0 | 1 | 0 | 100% | #N/A
1989-08-16 | 8 | 16 | 2018 | 2018-08-16 | 4 | 0 | 8:00 | 8 | 71 | 76 | 73.04 | 71.96 | 75.02 | 75.02 | 66.2 | 71.96 | 66.2 | 61 | 69 | 62 | 72 | 64 | 78.98 | 0 | 0 | 0 | 1 | 0 | 0 | 0 | 1 | 1 | 0 | 1 | 0 | 100% | #N/A
1989-08-16 | 8 | 16 | 2018 | 2018-08-16 | 4 | 0 | 9:00 | 9 | 72 | 79 | 77 | 74.84 | 78.08 | 77 | 66.2 | 73.94 | 69.8 | 63 | 69 | 65 | 75 | 67 | 80.06 | 0 | 0 | 0 | 1 | 0 | 0 | 0 | 1 | 1 | 0 | 1 | 0 | 100% | #N/A
1989-08-16 | 8 | 16 | 2018 | 2018-08-16 | 4 | 0 | 10:00 | 10 | 72 | 81 | 80.06 | 79.34 | 80.06 | 80.06 | 69.8 | 75.92 | 72.14 | 66 | 68 | 67 | 79 | 69 | 84.92 | 0 | 0 | 0 | 1 | 0 | 0 | 0 | 1 | 1 | 0 | 1 | 0 | 100% | #N/A
1989-08-16 | 8 | 16 | 2018 | 2018-08-16 | 4 | 0 | 11:00 | 11 | 74 | 82 | 84.02 | 80.78 | 80.96 | 82.04 | 79.34 | 78.98 | 74.66 | 70 | 71 | 72 | 77 | 72 | 82.94 | 0 | 0 | 0 | 1 | 0 | 0 | 0 | 1 | 1 | 0 | 1 | 0 | 100% | #N/A
1989-08-16 | 8 | 16 | 2018 | 2018-08-16 | 4 | 0 | 12:00 | 12 | 75 | 85 | 84.92 | 83.84 | 82.94 | 80.96 | 82.58 | 80.06 | 77 | 70 | 72 | 75 | 81 | 74 | 82.04 | 0 | 0 | 0 | 1 | 0 | 0 | 0 | 1 | 1 | 0 | 1 | 0 | 100% | #N/A
1989-08-16 | 8 | 16 | 2018 | 2018-08-16 | 4 | 0 | 13:00 | 13 | 77 | 84 | 87.08 | 86.54 | 82.94 | 80.96 | 84.56 | 80.96 | 77 | 70 | 72 | 78 | 82 | 75 | 80.96 | 0 | 0 | 0 | 1 | 0 | 0 | 0 | 1 | 1 | 0 | 1 | 0 | 100% | #N/A
1989-08-16 | 8 | 16 | 2018 | 2018-08-16 | 4 | 0 | 14:00 | 14 | 78 | 88 | 87.98 | 86.18 | 82.94 | 82.04 | 85.28 | 82.04 | 77 | 68 | 73 | 79 | 83 | 76 | 78.08 | 0 | 0 | 0 | 1 | 0 | 0 | 1 | 1 | 1 | 0 | 1 | 0 | 100% | #N/A
1989-08-16 | 8 | 16 | 2018 | 2018-08-16 | 4 | 0 | 15:00 | 15 | 79 | 87 | 86 | 89.06 | 82.94 | 82.94 | 85.64 | 82.04 | 73.4 | 66 | 73 | 80 | 83 | 76 | 75.92 | 0 | 0 | 0 | 1 | 0 | 0 | 1 | 1 | 1 | 0 | 1 | 0 | 100% | #N/A
1989-08-16 | 8 | 16 | 2018 | 2018-08-16 | 4 | 0 | 16:00 | 16 | 80 | 76 | 87.08 | 82.4 | 82.94 | 82.94 | 86.54 | 82.04 | 71.6 | 64 | 74 | 81 | 82 | 76 | 75.92 | 0 | 0 | 0 | 1 | 0 | 0 | 1 | 1 | 1 | 0 | 1 | 0 | 100% | #N/A
1989-08-16 | 8 | 16 | 2018 | 2018-08-16 | 4 | 0 | 17:00 | 17 | 80 | 75 | 87.08 | 75.56 | 80.96 | 80.06 | 86.18 | 82.04 | 69.8 | 63 | 73 | 79 | 81 | 75 | 75.92 | 0 | 0 | 0 | 1 | 0 | 0 | 1 | 1 | 1 | 0 | 1 | 0 | 100% | #N/A
1989-08-16 | 8 | 16 | 2018 | 2018-08-16 | 4 | 0 | 18:00 | 18 | 78 | 77 | 84.02 | 76.1 | 77 | 77 | 84.56 | 78.98 | 68 | 63 | 72 | 76 | 75 | 73 | 75.02 | 0 | 0 | 0 | 1 | 0 | 0 | 0 | 1 | 1 | 0 | 1 | 0 | 100% | #N/A
1989-08-16 | 8 | 16 | 2018 | 2018-08-16 | 4 | 0 | 19:00 | 19 | 76 | 74 | 78.98 | 76.64 | 69.98 | 73.94 | 77 | 75.92 | 68 | 61 | 70 | 71 | 72 | 68 | 71.96 | 0 | 0 | 0 | 1 | 0 | 0 | 0 | 1 | 1 | 0 | 1 | 0 | 100% | #N/A
1989-08-16 | 8 | 16 | 2018 | 2018-08-16 | 4 | 0 | 20:00 | 20 | 75 | 73 | 73.04 | 77 | 68 | 71.06 | 72.68 | 75.02 | 68 | 61 | 63 | 69 | 73 | 66 | 71.06 | 0 | 0 | 0 | 1 | 0 | 0 | 0 | 1 | 1 | 0 | 1 | 0 | 100% | #N/A
1989-08-16 | 8 | 16 | 2018 | 2018-08-16 | 4 | 0 | 21:00 | 21 | 74 | 72 | 71.06 | 75.92 | 66.02 | 69.98 | 70.34 | 73.94 | 68 | 59 | 61 | 67 | 68 | 64 | 69.08 | 0 | 0 | 0 | 1 | 0 | 0 | 0 | 1 | 1 | 0 | 1 | 0 | 100% | #N/A
1989-08-16 | 8 | 16 | 2018 | 2018-08-16 | 4 | 0 | 22:00 | 22 | 73 | 73 | 69.08 | 79.34 | 62.96 | 68 | 69.44 | 73.04 | 68 | 59 | 59 | 65 | 66 | 61 | 66.92 | 0 | 0 | 0 | 1 | 0 | 0 | 0 | 1 | 1 | 0 | 1 | 0 | 100% | #N/A
1989-08-16 | 8 | 16 | 2018 | 2018-08-16 | 4 | 0 | 23:00 | 23 | 73 | 73 | 69.08 | 80.06 | 60.98 | 64.04 | 67.28 | 69.98 | 68 | 59 | 56 | 64 | 66 | 62 | 66.92 | 0 | 0 | 0 | 1 | 0 | 0 | 0 | 1 | 1 | 0 | 1 | 0 | 100% | #N/A
1989-08-16 | 8 | 16 | 2018 | 2018-08-16 | 4 | 0 | 24:00 | 24 | 73 | 71 | 66.92 | 78.98 | 60.98 | 64.94 | 67.64 | 71.06 | 68 | 59 | 56 | 63 | 66 | 61 | 64.04 | 0 | 0 | 0 | 0 | 1 | 0 | 0 | 1 | 1 | 0 | 1 | 0 | 100% | #N/A
1989-08-17 | 8 | 17 | 2018 | 2018-08-17 | 5 | 0 | 1:00 | 1 | 72 | 67 | 66.02 | 78.8 | 60.08 | 62.06 | 64.76 | 71.06 | 67.64 | 59 | 53 | 63 | 64 | 61 | 64.94 | 0 | 0 | 0 | 0 | 1 | 0 | 0 | 1 | 1 | 0 | 1 | 0 | 100% | #N/A
1989-08-17 | 8 | 17 | 2018 | 2018-08-17 | 5 | 0 | 2:00 | 2 | 73 | 66 | 64.94 | 78.8 | 57.92 | 60.08 | 64.4 | 69.98 | 67.1 | 57 | 54 | 62 | 63 | 61 | 66.02 | 0 | 0 | 0 | 0 | 1 | 0 | 0 | 1 | 1 | 0 | 1 | 0 | 100% | #N/A
1989-08-17 | 8 | 17 | 2018 | 2018-08-17 | 5 | 0 | 3:00 | 3 | 72 | 67 | 64.04 | 77.36 | 55.94 | 59 | 64.4 | 71.06 | 66.56 | 57 | 50 | 61 | 64 | 62 | 64.94 | 0 | 0 | 0 | 0 | 1 | 0 | 0 | 1 | 1 | 0 | 1 | 0 | 100% | #N/A
1989-08-17 | 8 | 17 | 2018 | 2018-08-17 | 5 | 0 | 4:00 | 4 | 72 | 65 | 64.04 | 76.82 | 55.04 | 57.02 | 62.6 | 71.06 | 66.2 | 57 | 50 | 60 | 63 | 61 | 64.04 | 0 | 0 | 0 | 0 | 1 | 0 | 0 | 1 | 1 | 0 | 1 | 0 | 100% | #N/A
1989-08-17 | 8 | 17 | 2018 | 2018-08-17 | 5 | 0 | 5:00 | 5 | 72 | 65 | 62.96 | 75.92 | 53.06 | 57.02 | 62.6 | 69.98 | 66.2 | 57 | 48 | 59 | 64 | 59 | 62.96 | 0 | 0 | 0 | 0 | 1 | 0 | 0 | 1 | 1 | 0 | 1 | 0 | 100% | #N/A
1989-08-17 | 8 | 17 | 2018 | 2018-08-17 | 5 | 0 | 6:00 | 6 | 73 | 66 | 62.96 | 74.84 | 55.94 | 57.92 | 63.68 | 71.06 | 66.2 | 57 | 51 | 59 | 64 | 60 | 64.04 | 0 | 0 | 0 | 0 | 1 | 0 | 0 | 1 | 1 | 0 | 1 | 0 | 100% | #N/A
1989-08-17 | 8 | 17 | 2018 | 2018-08-17 | 5 | 0 | 7:00 | 7 | 74 | 67 | 73.94 | 77 | 62.96 | 62.96 | 66.2 | 73.04 | 66.2 | 59 | 58 | 60 | 66 | 63 | 64.94 | 0 | 0 | 0 | 0 | 1 | 0 | 0 | 1 | 1 | 0 | 1 | 0 | 100% | #N/A
1989-08-17 | 8 | 17 | 2018 | 2018-08-17 | 5 | 0 | 8:00 | 8 | 74 | 69 | 78.98 | 77.72 | 66.92 | 68 | 73.22 | 77 | 66.2 | 61 | 64 | 65 | 70 | 67 | 71.06 | 0 | 0 | 0 | 1 | 0 | 0 | 0 | 1 | 1 | 0 | 1 | 0 | 100% | #N/A
1989-08-17 | 8 | 17 | 2018 | 2018-08-17 | 5 | 0 | 9:00 | 9 | 75 | 72 | 84.02 | 82.4 | 71.96 | 71.06 | 78.8 | 80.06 | 71.6 | 63 | 70 | 70 | 72 | 71 | 77 | 0 | 0 | 0 | 1 | 0 | 0 | 0 | 1 | 1 | 0 | 1 | 0 | 100% | #N/A
1989-08-17 | 8 | 17 | 2018 | 2018-08-17 | 5 | 0 | 10:00 | 10 | 77 | 76 | 86 | 82.76 | 75.92 | 73.94 | 83.12 | 80.06 | 71.6 | 66 | 74 | 75 | 73 | 76 | 78.08 | 0 | 0 | 0 | 1 | 0 | 0 | 0 | 1 | 1 | 0 | 1 | 0 | 100% | #N/A
1989-08-17 | 8 | 17 | 2018 | 2018-08-17 | 5 | 0 | 11:00 | 11 | 79 | 78 | 87.98 | 82.4 | 77 | 77 | 86.36 | 82.04 | 71.6 | 70 | 77 | 79 | 75 | 77 | 80.06 | 0 | 0 | 0 | 1 | 0 | 0 | 0 | 1 | 1 | 0 | 1 | 0 | 100% | #N/A
1989-08-17 | 8 | 17 | 2018 | 2018-08-17 | 5 | 0 | 12:00 | 12 | 80 | 80 | 89.96 | 83.84 | 78.98 | 80.96 | 88.16 | 82.94 | 75.2 | 73 | 78 | 81 | 75 | 79 | 80.96 | 0 | 0 | 0 | 1 | 0 | 0 | 0 | 1 | 1 | 0 | 1 | 0 | 100% | #N/A
1989-08-17 | 8 | 17 | 2018 | 2018-08-17 | 5 | 0 | 13:00 | 13 | 82 | 83 | 91.04 | 88.16 | 80.96 | 82.94 | 90.14 | 84.02 | 75.2 | 72 | 80 | 83 | 77 | 78 | 80.96 | 0 | 0 | 0 | 1 | 0 | 0 | 0 | 1 | 1 | 0 | 1 | 0 | 100% | #N/A
1989-08-17 | 8 | 17 | 2018 | 2018-08-17 | 5 | 0 | 14:00 | 14 | 82 | 79 | 91.94 | 85.1 | 80.96 | 84.02 | 89.24 | 84.92 | 77 | 72 | 80 | 82 | 75 | 78 | 80.06 | 0 | 0 | 0 | 1 | 0 | 0 | 1 | 1 | 1 | 0 | 1 | 0 | 100% | #N/A
1989-08-17 | 8 | 17 | 2018 | 2018-08-17 | 5 | 0 | 15:00 | 15 | 83 | 82 | 91.94 | 79.52 | 80.96 | 82.04 | 88.52 | 86 | 77 | 72 | 80 | 81 | 77 | 78 | 82.94 | 0 | 0 | 0 | 1 | 0 | 0 | 1 | 1 | 1 | 0 | 1 | 0 | 100% | #N/A
1989-08-17 | 8 | 17 | 2018 | 2018-08-17 | 5 | 0 | 16:00 | 16 | 81 | 82 | 89.96 | 80.96 | 80.96 | 84.02 | 91.22 | 86 | 77 | 75 | 81 | 84 | 77 | 76 | 82.04 | 0 | 0 | 0 | 1 | 0 | 0 | 1 | 1 | 1 | 0 | 1 | 0 | 100% | #N/A
1989-08-17 | 8 | 17 | 2018 | 2018-08-17 | 5 | 0 | 17:00 | 17 | 81 | 82 | 89.96 | 84.2 | 80.06 | 82.04 | 89.42 | 84.02 | 77 | 72 | 80 | 83 | 75 | 74 | 78.98 | 0 | 0 | 0 | 1 | 0 | 0 | 1 | 1 | 1 | 0 | 1 | 0 | 100% | #N/A
1989-08-17 | 8 | 17 | 2018 | 2018-08-17 | 5 | 0 | 18:00 | 18 | 79 | 78 | 87.08 | 90.5 | 73.94 | 78.98 | 86.36 | 82.04 | 73.4 | 68 | 78 | 80 | 73 | 74 | 75.02 | 0 | 0 | 0 | 1 | 0 | 0 | 0 | 1 | 1 | 0 | 1 | 0 | 100% | #N/A
1989-08-17 | 8 | 17 | 2018 | 2018-08-17 | 5 | 0 | 19:00 | 19 | 78 | 73 | 80.96 | 88.88 | 71.06 | 75.02 | 75.2 | 78.98 | 71.6 | 63 | 75 | 76 | 72 | 72 | 69.98 | 0 | 0 | 0 | 1 | 0 | 0 | 0 | 1 | 1 | 0 | 1 | 0 | 100% | #N/A
1989-08-17 | 8 | 17 | 2018 | 2018-08-17 | 5 | 0 | 20:00 | 20 | 77 | 70 | 78.08 | 87.8 | 66.92 | 71.96 | 78.44 | 75.02 | 71.6 | 57 | 66 | 76 | 70 | 72 | 68 | 0 | 0 | 0 | 1 | 0 | 0 | 0 | 1 | 1 | 0 | 1 | 0 | 100% | #N/A
1989-08-17 | 8 | 17 | 2018 | 2018-08-17 | 5 | 0 | 21:00 | 21 | 77 | 69 | 75.92 | 84.92 | 64.94 | 71.06 | 77 | 73.04 | 71.6 | 54 | 62 | 73 | 68 | 71 | 66.92 | 0 | 0 | 0 | 1 | 0 | 0 | 0 | 1 | 1 | 0 | 1 | 0 | 100% | #N/A
1989-08-17 | 8 | 17 | 2018 | 2018-08-17 | 5 | 0 | 22:00 | 22 | 76 | 66 | 73.94 | 84.2 | 66.02 | 66.92 | 75.92 | 73.04 | 71.6 | 54 | 60 | 70 | 68 | 71 | 66.02 | 0 | 0 | 0 | 1 | 0 | 0 | 0 | 1 | 1 | 0 | 1 | 0 | 100% | #N/A
1989-08-17 | 8 | 17 | 2018 | 2018-08-17 | 5 | 0 | 23:00 | 23 | 76 | 66 | 71.96 | 82.76 | 64.04 | 69.08 | 75.2 | 71.06 | 71.6 | 54 | 60 | 69 | 66 | 70 | 64.94 | 0 | 0 | 0 | 1 | 0 | 0 | 0 | 1 | 1 | 0 | 1 | 0 | 100% | #N/A
1989-08-17 | 8 | 17 | 2018 | 2018-08-17 | 5 | 0 | 24:00 | 24 | 76 | 65 | 71.06 | 81.5 | 64.04 | 69.08 | 72.32 | 71.06 | 71.6 | 50 | 56 | 67 | 66 | 69 | 62.96 | 0 | 0 | 0 | 0 | 1 | 0 | 0 | 1 | 1 | 0 | 1 | 0 | 100% | #N/A
1989-08-18 | 8 | 18 | 2018 | 2018-08-18 | 6 | 0 | 1:00 | 1 | 76 | 65 | 71.06 | 80.06 | 62.06 | 66.92 | 68.54 | 73.04 | 71.6 | 48 | 57 | 66 | 68 | 69 | 62.96 | 0 | 0 | 0 | 0 | 1 | 0 | 0 | 1 | 1 | 0 | 1 | 0 | 100% | #N/A
1989-08-18 | 8 | 18 | 2018 | 2018-08-18 | 6 | 0 | 2:00 | 2 | 75 | 63 | 69.08 | 78.08 | 62.96 | 66.92 | 68 | 71.06 | 71.6 | 50 | 53 | 65 | 66 | 67 | 60.08 | 0 | 0 | 0 | 0 | 1 | 0 | 0 | 1 | 1 | 0 | 1 | 0 | 100% | #N/A
1989-08-18 | 8 | 18 | 2018 | 2018-08-18 | 6 | 0 | 3:00 | 3 | 74 | 61 | 68 | 77.36 | 62.96 | 69.08 | 68 | 71.96 | 71.6 | 50 | 52 | 63 | 66 | 67 | 60.98 | 0 | 0 | 0 | 0 | 1 | 0 | 0 | 1 | 1 | 0 | 1 | 0 | 100% | #N/A
1989-08-18 | 8 | 18 | 2018 | 2018-08-18 | 6 | 0 | 4:00 | 4 | 74 | 59 | 69.08 | 76.28 | 62.06 | 68 | 66.2 | 71.06 | 71.6 | 48 | 52 | 62 | 68 | 67 | 60.08 | 0 | 0 | 0 | 0 | 1 | 0 | 0 | 1 | 1 | 0 | 1 | 0 | 100% | #N/A
1989-08-18 | 8 | 18 | 2018 | 2018-08-18 | 6 | 0 | 5:00 | 5 | 72 | 59 | 69.08 | 75.92 | 64.04 | 68 | 64.4 | 71.96 | 71.6 | 50 | 51 | 61 | 66 | 65 | 60.08 | 0 | 0 | 0 | 0 | 1 | 0 | 0 | 1 | 1 | 0 | 1 | 0 | 100% | #N/A
1989-08-18 | 8 | 18 | 2018 | 2018-08-18 | 6 | 0 | 6:00 | 6 | 72 | 60 | 69.08 | 75.56 | 66.02 | 68 | 66.2 | 71.06 | 71.6 | 52 | 51 | 60 | 66 | 65 | 60.98 | 0 | 0 | 0 | 0 | 1 | 0 | 0 | 1 | 1 | 0 | 1 | 0 | 100% | #N/A
1989-08-18 | 8 | 18 | 2018 | 2018-08-18 | 6 | 0 | 7:00 | 7 | 75 | 63 | 73.94 | 75.56 | 68 | 71.06 | 71.42 | 75.02 | 71.6 | 54 | 58 | 61 | 68 | 65 | 66.02 | 0 | 0 | 0 | 0 | 1 | 0 | 0 | 1 | 1 | 0 | 1 | 0 | 100% | #N/A
1989-08-18 | 8 | 18 | 2018 | 2018-08-18 | 6 | 0 | 8:00 | 8 | 76 | 66 | 78.98 | 77 | 69.08 | 69.98 | 76.28 | 78.98 | 71.6 | 57 | 65 | 67 | 70 | 65 | 69.98 | 0 | 0 | 0 | 0 | 1 | 0 | 0 | 1 | 1 | 0 | 1 | 0 | 100% | #N/A
1989-08-18 | 8 | 18 | 2018 | 2018-08-18 | 6 | 0 | 9:00 | 9 | 81 | 69 | 82.04 | 81.68 | 71.06 | 71.96 | 79.52 | 82.04 | 75.2 | 68 | 70 | 73 | 73 | 66 | 73.94 | 0 | 0 | 0 | 0 | 1 | 0 | 0 | 1 | 1 | 0 | 1 | 0 | 100% | #N/A
1989-08-18 | 8 | 18 | 2018 | 2018-08-18 | 6 | 0 | 10:00 | 10 | 83 | 73 | 84.92 | 82.58 | 71.06 | 73.04 | 83.66 | 82.94 | 75.2 | 73 | 75 | 77 | 75 | 66 | 78.08 | 0 | 0 | 0 | 0 | 1 | 0 | 0 | 1 | 1 | 0 | 1 | 0 | 100% | #N/A
1989-08-18 | 8 | 18 | 2018 | 2018-08-18 | 6 | 0 | 11:00 | 11 | 85 | 77 | 87.98 | 81.14 | 73.4 | 73.04 | 86.18 | 84.02 | 82.4 | 75 | 78 | 78 | 79 | 66 | 75.92 | 0 | 0 | 0 | 0 | 1 | 0 | 0 | 1 | 1 | 0 | 1 | 0 | 100% | #N/A
1989-08-18 | 8 | 18 | 2018 | 2018-08-18 | 6 | 0 | 12:00 | 12 | 86 | 78 | 91.04 | 81.5 | 73.04 | 73.04 | 89.06 | 84.92 | 82.4 | 75 | 79 | 79 | 79 | 66 | 78.98 | 0 | 0 | 0 | 0 | 1 | 0 | 0 | 1 | 1 | 0 | 1 | 0 | 100% | #N/A
1989-08-18 | 8 | 18 | 2018 | 2018-08-18 | 6 | 0 | 13:00 | 13 | 86 | 79 | 91.04 | 83.66 | 77 | 78.08 | 91.4 | 80.96 | 80.6 | 79 | 80 | 80 | 77 | 67 | 77 | 0 | 0 | 0 | 0 | 1 | 0 | 0 | 1 | 1 | 0 | 1 | 0 | 100% | #N/A
1989-08-18 | 8 | 18 | 2018 | 2018-08-18 | 6 | 0 | 14:00 | 14 | 84 | 78 | 91.04 | 79.34 | 78.8 | 78.08 | 89.6 | 80.06 | 80.6 | 79 | 80 | 80 | 73 | 68 | 77 | 0 | 0 | 0 | 0 | 1 | 0 | 0 | 1 | 1 | 0 | 1 | 0 | 100% | #N/A
1989-08-18 | 8 | 18 | 2018 | 2018-08-18 | 6 | 0 | 15:00 | 15 | 83 | 77 | 87.98 | 79.7 | 78.98 | 78.08 | 87.44 | 84.92 | 80.6 | 79 | 79 | 80 | 72 | 67 | 73.94 | 0 | 0 | 0 | 0 | 1 | 0 | 0 | 1 | 1 | 0 | 1 | 0 | 100% | #N/A
1989-08-18 | 8 | 18 | 2018 | 2018-08-18 | 6 | 0 | 16:00 | 16 | 85 | 77 | 77 | 77.18 | 75.92 | 78.08 | 87.8 | 84.02 | 80.6 | 77 | 78 | 82 | 68 | 67 | 73.04 | 0 | 0 | 0 | 0 | 1 | 0 | 0 | 1 | 1 | 0 | 1 | 0 | 100% | #N/A
1989-08-18 | 8 | 18 | 2018 | 2018-08-18 | 6 | 0 | 17:00 | 17 | 84 | 76 | 77 | 78.44 | 75.02 | 77 | 83.84 | 82.94 | 78.8 | 73 | 75 | 81 | 66 | 67 | 73.04 | 0 | 0 | 0 | 0 | 1 | 0 | 0 | 1 | 1 | 0 | 1 | 0 | 100% | #N/A
1989-08-18 | 8 | 18 | 2018 | 2018-08-18 | 6 | 0 | 18:00 | 18 | 82 | 74 | 73.94 | 79.7 | 75.02 | 77 | 82.76 | 75.02 | 77 | 72 | 72 | 78 | 64 | 67 | 71.96 | 0 | 0 | 0 | 0 | 1 | 0 | 0 | 1 | 1 | 0 | 1 | 0 | 100% | #N/A
1989-08-18 | 8 | 18 | 2018 | 2018-08-18 | 6 | 0 | 19:00 | 19 | 79 | 71 | 73.94 | 80.24 | 73.94 | 77 | 78.26 | 75.92 | 75.2 | 66 | 70 | 73 | 63 | 68 | 69.98 | 0 | 0 | 0 | 0 | 1 | 0 | 0 | 1 | 1 | 0 | 1 | 0 | 100% | #N/A
1989-08-18 | 8 | 18 | 2018 | 2018-08-18 | 6 | 0 | 20:00 | 20 | 77 | 69 | 73.94 | 79.88 | 73.94 | 77 | 76.1 | 73.94 | 75.2 | 61 | 68 | 70 | 61 | 67 | 69.08 | 0 | 0 | 0 | 0 | 1 | 0 | 0 | 1 | 1 | 0 | 1 | 0 | 100% | #N/A
1989-08-18 | 8 | 18 | 2018 | 2018-08-18 | 6 | 0 | 21:00 | 21 | 75 | 68 | 71.96 | 79.7 | 75.02 | 77 | 75.92 | 71.96 | 75.2 | 57 | 68 | 67 | 59 | 66 | 69.08 | 0 | 0 | 0 | 0 | 1 | 0 | 0 | 1 | 1 | 0 | 1 | 0 | 100% | #N/A
1989-08-18 | 8 | 18 | 2018 | 2018-08-18 | 6 | 0 | 22:00 | 22 | 73 | 66 | 71.06 | 78.26 | 75.02 | 78.08 | 72.68 | 69.98 | 77 | 59 | 66 | 64 | 57 | 66 | 69.08 | 0 | 0 | 0 | 0 | 1 | 0 | 0 | 1 | 1 | 0 | 1 | 0 | 100% | #N/A
1989-08-18 | 8 | 18 | 2018 | 2018-08-18 | 6 | 0 | 23:00 | 23 | 73 | 66 | 71.06 | 76.82 | 75.02 | 77 | 71.78 | 69.08 | 77 | 55 | 64 | 63 | 57 | 66 | 69.08 | 0 | 0 | 0 | 0 | 1 | 0 | 0 | 1 | 1 | 0 | 1 | 0 | 100% | #N/A
1989-08-18 | 8 | 18 | 2018 | 2018-08-18 | 6 | 0 | 24:00 | 24 | 72 | 65 | 69.98 | 76.1 | 75.02 | 71.96 | 71.6 | 69.08 | 77 | 54 | 64 | 62 | 54 | 66 | 68 | 0 | 0 | 0 | 0 | 1 | 0 | 0 | 1 | 1 | 0 | 1 | 0 | 100% | #N/A
1989-08-19 | 8 | 19 | 2018 | 2018-08-19 | 7 | 0 | 1:00 | 1 | 71 | 64 | 69.98 | 75.2 | 73.94 | 69.98 | 72.5 | 68 | 77 | 54 | 63 | 60 | 52 | 66 | 69.08 | 0 | 0 | 0 | 0 | 1 | 0 | 0 | 1 | 1 | 0 | 1 | 0 | 100% | #N/A
1989-08-19 | 8 | 19 | 2018 | 2018-08-19 | 7 | 0 | 2:00 | 2 | 70 | 63 | 71.06 | 74.48 | 75.02 | 69.08 | 73.4 | 68 | 75.2 | 54 | 62 | 60 | 48 | 66 | 69.08 | 0 | 0 | 0 | 0 | 1 | 0 | 0 | 1 | 1 | 0 | 1 | 0 | 100% | #N/A
1989-08-19 | 8 | 19 | 2018 | 2018-08-19 | 7 | 0 | 3:00 | 3 | 68 | 63 | 71.96 | 73.76 | 64.94 | 69.08 | 73.4 | 69.08 | 75.2 | 54 | 62 | 59 | 46 | 66 | 69.08 | 0 | 0 | 0 | 0 | 1 | 0 | 0 | 1 | 1 | 0 | 1 | 0 | 100% | #N/A
1989-08-19 | 8 | 19 | 2018 | 2018-08-19 | 7 | 0 | 4:00 | 4 | 67 | 62 | 69.98 | 73.4 | 64.04 | 66.92 | 71.6 | 68 | 75.2 | 52 | 61 | 58 | 46 | 66 | 69.08 | 0 | 0 | 0 | 0 | 1 | 0 | 0 | 1 | 1 | 0 | 1 | 0 | 100% | #N/A
1989-08-19 | 8 | 19 | 2018 | 2018-08-19 | 7 | 0 | 5:00 | 5 | 67 | 62 | 68 | 73.04 | 62.96 | 66.92 | 73.04 | 68 | 75.2 | 55 | 62 | 58 | 45 | 66 | 66.92 | 0 | 0 | 0 | 0 | 1 | 0 | 0 | 1 | 1 | 0 | 1 | 0 | 100% | #N/A
1989-08-19 | 8 | 19 | 2018 | 2018-08-19 | 7 | 0 | 6:00 | 6 | 67 | 63 | 69.08 | 73.4 | 62.96 | 66.92 | 73.22 | 69.08 | 76.1 | 55 | 63 | 58 | 45 | 67 | 68 | 0 | 0 | 0 | 0 | 1 | 0 | 0 | 1 | 1 | 0 | 1 | 0 | 100% | #N/A
1989-08-19 | 8 | 19 | 2018 | 2018-08-19 | 7 | 0 | 7:00 | 7 | 68 | 64 | 73.04 | 73.94 | 64.04 | 66.02 | 73.4 | 71.06 | 77 | 59 | 65 | 60 | 52 | 68 | 68 | 0 | 0 | 0 | 0 | 1 | 0 | 0 | 1 | 1 | 0 | 1 | 0 | 100% | #N/A
1989-08-19 | 8 | 19 | 2018 | 2018-08-19 | 7 | 0 | 8:00 | 8 | 69 | 66 | 75.92 | 75.38 | 66.02 | 66.92 | 75.2 | 71.96 | 77 | 64 | 67 | 62 | 55 | 69 | 69.08 | 0 | 0 | 0 | 0 | 1 | 0 | 0 | 1 | 1 | 0 | 1 | 0 | 100% | #N/A
1989-08-19 | 8 | 19 | 2018 | 2018-08-19 | 7 | 0 | 9:00 | 9 | 73 | 69 | 77 | 77.72 | 66.92 | 68 | 78.8 | 73.94 | 82.4 | 72 | 68 | 68 | 61 | 70 | 69.08 | 0 | 0 | 0 | 0 | 1 | 0 | 0 | 1 | 1 | 0 | 1 | 0 | 100% | #N/A
1989-08-19 | 8 | 19 | 2018 | 2018-08-19 | 7 | 0 | 10:00 | 10 | 74 | 72 | 80.96 | 79.16 | 66.92 | 69.98 | 81.68 | 75.2 | 84.2 | 73 | 67 | 73 | 63 | 70 | 69.98 | 0 | 0 | 0 | 0 | 1 | 0 | 0 | 1 | 1 | 0 | 1 | 0 | 100% | #N/A
1989-08-19 | 8 | 19 | 2018 | 2018-08-19 | 7 | 0 | 11:00 | 11 | 74 | 75 | 84.02 | 80.42 | 71.06 | 73.04 | 84.38 | 78.08 | 84.2 | 73 | 65 | 75 | 64 | 71 | 69.98 | 0 | 0 | 0 | 0 | 1 | 0 | 0 | 1 | 1 | 0 | 1 | 0 | 100% | #N/A
1989-08-19 | 8 | 19 | 2018 | 2018-08-19 | 7 | 0 | 12:00 | 12 | 75 | 71 | 84.92 | 82.22 | 75.2 | 77 | 85.28 | 80.06 | 86 | 73 | 64 | 77 | 68 | 71 | 69.98 | 0 | 0 | 0 | 0 | 1 | 0 | 0 | 1 | 1 | 0 | 1 | 0 | 100% | #N/A
1989-08-19 | 8 | 19 | 2018 | 2018-08-19 | 7 | 0 | 13:00 | 13 | 75 | 75 | 86 | 84.02 | 77 | 82.94 | 86 | 80.96 | 86 | 77 | 65 | 78 | 70 | 73 | 71.06 | 0 | 0 | 0 | 0 | 1 | 0 | 0 | 1 | 1 | 0 | 1 | 0 | 100% | #N/A
1989-08-19 | 8 | 19 | 2018 | 2018-08-19 | 7 | 0 | 14:00 | 14 | 76 | 75 | 87.08 | 85.82 | 73.94 | 84.02 | 88.16 | 80.96 | 86 | 79 | 65 | 79 | 72 | 73 | 71.06 | 0 | 0 | 0 | 0 | 1 | 0 | 0 | 1 | 1 | 0 | 1 | 0 | 100% | #N/A
1989-08-19 | 8 | 19 | 2018 | 2018-08-19 | 7 | 0 | 15:00 | 15 | 76 | 78 | 86 | 87.26 | 73.94 | 87.98 | 85.82 | 82.04 | 84.2 | 79 | 66 | 81 | 72 | 74 | 71.06 | 0 | 0 | 0 | 0 | 1 | 0 | 0 | 1 | 1 | 0 | 1 | 0 | 100% | #N/A
1989-08-19 | 8 | 19 | 2018 | 2018-08-19 | 7 | 0 | 16:00 | 16 | 77 | 76 | 84.02 | 86.72 | 69.98 | 87.08 | 85.28 | 82.04 | 82.4 | 75 | 65 | 81 | 70 | 73 | 69.98 | 0 | 0 | 0 | 0 | 1 | 0 | 0 | 1 | 1 | 0 | 1 | 0 | 100% | #N/A
1989-08-19 | 8 | 19 | 2018 | 2018-08-19 | 7 | 0 | 17:00 | 17 | 76 | 76 | 82.94 | 86.54 | 69.98 | 86 | 85.1 | 80.06 | 78.8 | 75 | 65 | 79 | 70 | 72 | 69.98 | 0 | 0 | 0 | 0 | 1 | 0 | 0 | 1 | 1 | 0 | 1 | 0 | 100% | #N/A
1989-08-19 | 8 | 19 | 2018 | 2018-08-19 | 7 | 0 | 18:00 | 18 | 74 | 74 | 80.96 | 84.56 | 69.08 | 84.92 | 82.58 | 78.08 | 77 | 73 | 65 | 73 | 66 | 69 | 69.08 | 0 | 0 | 0 | 0 | 1 | 0 | 0 | 1 | 1 | 0 | 1 | 0 | 100% | #N/A
1989-08-19 | 8 | 19 | 2018 | 2018-08-19 | 7 | 0 | 19:00 | 19 | 72 | 73 | 75.92 | 83.3 | 66.92 | 82.04 | 77.9 | 75.02 | 77 | 66 | 65 | 66 | 63 | 67 | 69.08 | 0 | 0 | 0 | 0 | 1 | 0 | 0 | 1 | 1 | 0 | 1 | 0 | 100% | #N/A
1989-08-19 | 8 | 19 | 2018 | 2018-08-19 | 7 | 0 | 20:00 | 20 | 71 | 70 | 73.94 | 80.96 | 66.92 | 75.02 | 76.1 | 71.96 | 77 | 64 | 64 | 61 | 55 | 67 | 69.08 | 0 | 0 | 0 | 0 | 1 | 0 | 0 | 1 | 1 | 0 | 1 | 0 | 100% | #N/A
1989-08-19 | 8 | 19 | 2018 | 2018-08-19 | 7 | 0 | 21:00 | 21 | 70 | 68 | 73.04 | 79.34 | 66.92 | 73.04 | 74.3 | 71.06 | 74.3 | 63 | 63 | 59 | 52 | 66 | 69.08 | 0 | 0 | 0 | 0 | 1 | 0 | 0 | 1 | 1 | 0 | 1 | 0 | 100% | #N/A
1989-08-19 | 8 | 19 | 2018 | 2018-08-19 | 7 | 0 | 22:00 | 22 | 70 | 68 | 69.08 | 78.08 | 66.02 | 71.96 | 73.22 | 69.98 | 71.6 | 61 | 63 | 58 | 48 | 66 | 68 | 0 | 0 | 0 | 0 | 1 | 0 | 0 | 1 | 1 | 0 | 1 | 0 | 100% | #N/A
1989-08-19 | 8 | 19 | 2018 | 2018-08-19 | 7 | 0 | 23:00 | 23 | 70 | 67 | 68 | 76.82 | 66.02 | 71.96 | 71.6 | 69.08 | 71.6 | 61 | 63 | 55 | 48 | 66 | 66.92 | 0 | 0 | 0 | 0 | 1 | 0 | 0 | 1 | 1 | 0 | 1 | 0 | 100% | #N/A
1989-08-19 | 8 | 19 | 2018 | 2018-08-19 | 7 | 0 | 24:00 | 24 | 69 | 66 | 66.92 | 75.74 | 64.94 | 71.06 | 69.98 | 69.08 | 69.8 | 59 | 62 | 52 | 46 | 66 | 66.02 | 0 | 0 | 0 | 0 | 1 | 0 | 0 | 1 | 1 | 0 | 1 | 0 | 100% | #N/A
1989-08-20 | 8 | 20 | 2018 | 2018-08-20 | 1 | 0 | 1:00 | 1 | 69 | 66 | 69.98 | 74.84 | 64.94 | 69.08 | 68.72 | 69.08 | 69.8 | 57 | 62 | 50 | 46 | 65 | 66.02 | 0 | 0 | 0 | 0 | 1 | 0 | 0 | 1 | 1 | 0 | 1 | 0 | 100% | #N/A
1989-08-20 | 8 | 20 | 2018 | 2018-08-20 | 1 | 0 | 2:00 | 2 | 69 | 66 | 71.06 | 73.58 | 64.04 | 71.06 | 68 | 69.08 | 69.8 | 57 | 62 | 49 | 45 | 65 | 64.94 | 0 | 0 | 0 | 0 | 1 | 0 | 0 | 1 | 1 | 0 | 1 | 0 | 100% | #N/A
1989-08-20 | 8 | 20 | 2018 | 2018-08-20 | 1 | 0 | 3:00 | 3 | 65 | 67 | 68 | 74.12 | 64.94 | 71.06 | 68 | 68 | 69.8 | 57 | 61 | 48 | 43 | 66 | 64.94 | 0 | 0 | 0 | 0 | 1 | 0 | 0 | 1 | 1 | 0 | 1 | 0 | 100% | #N/A
1989-08-20 | 8 | 20 | 2018 | 2018-08-20 | 1 | 0 | 4:00 | 4 | 65 | 66 | 71.06 | 73.04 | 66.92 | 71.06 | 66.2 | 69.08 | 69.8 | 55 | 61 | 48 | 43 | 65 | 64.94 | 0 | 0 | 0 | 0 | 1 | 0 | 0 | 1 | 1 | 0 | 1 | 0 | 100% | #N/A
1989-08-20 | 8 | 20 | 2018 | 2018-08-20 | 1 | 0 | 5:00 | 5 | 64 | 67 | 71.96 | 73.04 | 69.08 | 71.06 | 64.4 | 69.08 | 69.8 | 55 | 60 | 48 | 45 | 66 | 64.94 | 0 | 0 | 0 | 0 | 1 | 0 | 0 | 1 | 1 | 0 | 1 | 0 | 100% | #N/A
1989-08-20 | 8 | 20 | 2018 | 2018-08-20 | 1 | 0 | 6:00 | 6 | 64 | 68 | 71.6 | 72.86 | 69.98 | 71.96 | 68.9 | 69.08 | 68 | 54 | 62 | 49 | 46 | 67 | 64.94 | 0 | 0 | 0 | 0 | 1 | 0 | 0 | 1 | 1 | 0 | 1 | 0 | 100% | #N/A
1989-08-20 | 8 | 20 | 2018 | 2018-08-20 | 1 | 0 | 7:00 | 7 | 66 | 71 | 73.94 | 73.04 | 71.96 | 73.94 | 73.76 | 69.8 | 73.4 | 57 | 63 | 52 | 46 | 67 | 66.92 | 0 | 0 | 0 | 0 | 1 | 0 | 0 | 1 | 1 | 0 | 1 | 0 | 100% | #N/A
1989-08-20 | 8 | 20 | 2018 | 2018-08-20 | 1 | 0 | 8:00 | 8 | 69 | 71 | 78.08 | 72.86 | 75.92 | 75.92 | 76.82 | 71.96 | 77 | 61 | 63 | 60 | 48 | 70 | 69.98 | 0 | 0 | 0 | 1 | 0 | 0 | 0 | 1 | 1 | 0 | 1 | 0 | 100% | #N/A
1989-08-20 | 8 | 20 | 2018 | 2018-08-20 | 1 | 0 | 9:00 | 9 | 70 | 73 | 78.08 | 73.04 | 78.08 | 78.08 | 77 | 71.96 | 78.8 | 61 | 67 | 70 | 57 | 73 | 73.94 | 0 | 0 | 0 | 1 | 0 | 0 | 0 | 1 | 1 | 0 | 1 | 0 | 100% | #N/A
1989-08-20 | 8 | 20 | 2018 | 2018-08-20 | 1 | 0 | 10:00 | 10 | 70 | 74 | 82.04 | 73.4 | 80.06 | 80.06 | 81.5 | 75.92 | 80.6 | 63 | 69 | 75 | 63 | 75 | 75.92 | 0 | 0 | 0 | 1 | 0 | 0 | 0 | 1 | 1 | 0 | 1 | 0 | 100% | #N/A
1989-08-20 | 8 | 20 | 2018 | 2018-08-20 | 1 | 0 | 11:00 | 11 | 71 | 78 | 82.94 | 74.12 | 82.04 | 80.06 | 83.12 | 77 | 82.4 | 64 | 73 | 78 | 70 | 77 | 75.02 | 0 | 0 | 0 | 1 | 0 | 0 | 0 | 1 | 1 | 0 | 1 | 0 | 100% | #N/A
1989-08-20 | 8 | 20 | 2018 | 2018-08-20 | 1 | 0 | 12:00 | 12 | 73 | 80 | 82.94 | 72.86 | 82.94 | 80.06 | 83.48 | 78.08 | 82.4 | 66 | 76 | 82 | 73 | 78 | 73.04 | 0 | 0 | 0 | 1 | 0 | 0 | 0 | 1 | 1 | 0 | 1 | 0 | 100% | #N/A
1989-08-20 | 8 | 20 | 2018 | 2018-08-20 | 1 | 0 | 13:00 | 13 | 71 | 81 | 86 | 73.22 | 82.94 | 82.94 | 84.2 | 78.98 | 82.4 | 72 | 78 | 83 | 75 | 77 | 78.08 | 0 | 0 | 0 | 1 | 0 | 0 | 0 | 1 | 1 | 0 | 1 | 0 | 100% | #N/A
1989-08-20 | 8 | 20 | 2018 | 2018-08-20 | 1 | 0 | 14:00 | 14 | 70 | 82 | 86 | 73.04 | 82.94 | 84.02 | 85.46 | 80.06 | 82.4 | 73 | 79 | 85 | 75 | 79 | 77 | 0 | 0 | 0 | 1 | 0 | 0 | 1 | 1 | 1 | 0 | 1 | 0 | 100% | #N/A
1989-08-20 | 8 | 20 | 2018 | 2018-08-20 | 1 | 0 | 15:00 | 15 | 70 | 82 | 84.02 | 72.68 | 82.94 | 82.94 | 86.72 | 78.98 | 82.4 | 73 | 80 | 85 | 75 | 80 | 77 | 0 | 0 | 0 | 1 | 0 | 0 | 1 | 1 | 1 | 0 | 1 | 0 | 100% | #N/A
1989-08-20 | 8 | 20 | 2018 | 2018-08-20 | 1 | 0 | 16:00 | 16 | 69 | 81 | 82.94 | 70.34 | 82.04 | 82.94 | 86 | 78.98 | 80.6 | 72 | 80 | 87 | 75 | 79 | 78.08 | 0 | 0 | 0 | 1 | 0 | 0 | 1 | 1 | 1 | 0 | 1 | 0 | 100% | #N/A
1989-08-20 | 8 | 20 | 2018 | 2018-08-20 | 1 | 0 | 17:00 | 17 | 67 | 79 | 82.04 | 70.34 | 80.06 | 80.96 | 84.02 | 78.08 | 78.8 | 73 | 79 | 83 | 73 | 76 | 77 | 0 | 0 | 0 | 1 | 0 | 0 | 1 | 1 | 1 | 0 | 1 | 0 | 100% | #N/A
1989-08-20 | 8 | 20 | 2018 | 2018-08-20 | 1 | 0 | 18:00 | 18 | 67 | 78 | 80.06 | 70.34 | 77 | 78.98 | 80.96 | 75.02 | 77 | 68 | 76 | 81 | 70 | 73 | 75.92 | 0 | 0 | 0 | 1 | 0 | 0 | 0 | 1 | 1 | 0 | 1 | 0 | 100% | #N/A
1989-08-20 | 8 | 20 | 2018 | 2018-08-20 | 1 | 0 | 19:00 | 19 | 67 | 77 | 78.08 | 69.98 | 71.06 | 75.02 | 76.64 | 73.04 | 73.4 | 64 | 73 | 72 | 63 | 70 | 71.06 | 0 | 0 | 0 | 1 | 0 | 0 | 0 | 1 | 1 | 0 | 1 | 0 | 100% | #N/A
1989-08-20 | 8 | 20 | 2018 | 2018-08-20 | 1 | 0 | 20:00 | 20 | 66 | 76 | 73.94 | 70.52 | 66.02 | 73.94 | 74.84 | 71.06 | 69.8 | 63 | 65 | 70 | 59 | 71 | 71.06 | 0 | 0 | 0 | 1 | 0 | 0 | 0 | 1 | 1 | 0 | 1 | 0 | 100% | #N/A
1989-08-20 | 8 | 20 | 2018 | 2018-08-20 | 1 | 0 | 21:00 | 21 | 66 | 75 | 73.04 | 70.88 | 64.04 | 69.08 | 72.68 | 69.98 | 68 | 63 | 60 | 70 | 59 | 71 | 71.06 | 0 | 0 | 0 | 1 | 0 | 0 | 0 | 1 | 1 | 0 | 1 | 0 | 100% | #N/A
1989-08-20 | 8 | 20 | 2018 | 2018-08-20 | 1 | 0 | 22:00 | 22 | 63 | 75 | 73.04 | 69.26 | 64.94 | 69.08 | 71.6 | 69.98 | 64.4 | 61 | 60 | 67 | 59 | 70 | 69.08 | 0 | 0 | 0 | 1 | 0 | 0 | 0 | 1 | 1 | 0 | 1 | 0 | 100% | #N/A
1989-08-20 | 8 | 20 | 2018 | 2018-08-20 | 1 | 0 | 23:00 | 23 | 61 | 74 | 73.04 | 69.62 | 66.02 | 69.08 | 71.6 | 69.98 | 64.4 | 59 | 59 | 64 | 59 | 70 | 68 | 0 | 0 | 0 | 1 | 0 | 0 | 0 | 1 | 1 | 0 | 1 | 0 | 100% | #N/A
1989-08-20 | 8 | 20 | 2018 | 2018-08-20 | 1 | 0 | 24:00 | 24 | 59 | 72 | 73.04 | 70.7 | 64.94 | 66.92 | 66.2 | 69.98 | 64.94 | 59 | 57 | 62 | 59 | 69 | 66.02 | 0 | 0 | 0 | 0 | 1 | 0 | 0 | 1 | 1 | 0 | 1 | 0 | 100% | #N/A
1989-08-21 | 8 | 21 | 2018 | 2018-08-21 | 2 | 0 | 1:00 | 1 | 60 | 72 | 73.04 | 70.52 | 64.04 | 66.92 | 68 | 69.98 | 65.66 | 59 | 54 | 59 | 59 | 69 | 64.94 | 0 | 0 | 0 | 0 | 1 | 0 | 0 | 1 | 1 | 0 | 1 | 0 | 100% | #N/A
1989-08-21 | 8 | 21 | 2018 | 2018-08-21 | 2 | 0 | 2:00 | 2 | 59 | 71 | 71.06 | 70.16 | 64.04 | 66.92 | 69.8 | 69.98 | 66.2 | 59 | 52 | 57 | 57 | 68 | 60.98 | 0 | 0 | 0 | 0 | 1 | 0 | 0 | 1 | 1 | 0 | 1 | 0 | 100% | #N/A
1989-08-21 | 8 | 21 | 2018 | 2018-08-21 | 2 | 0 | 3:00 | 3 | 58 | 70 | 69.98 | 69.98 | 62.06 | 64.94 | 68 | 69.98 | 65.66 | 61 | 51 | 55 | 59 | 67 | 62.96 | 0 | 0 | 0 | 0 | 1 | 0 | 0 | 1 | 1 | 0 | 1 | 0 | 100% | #N/A
1989-08-21 | 8 | 21 | 2018 | 2018-08-21 | 2 | 0 | 4:00 | 4 | 58 | 70 | 73.04 | 69.44 | 62.06 | 64.04 | 69.8 | 69.98 | 64.94 | 59 | 53 | 54 | 57 | 67 | 60.98 | 0 | 0 | 0 | 0 | 1 | 0 | 0 | 1 | 1 | 0 | 1 | 0 | 100% | #N/A
1989-08-21 | 8 | 21 | 2018 | 2018-08-21 | 2 | 0 | 5:00 | 5 | 58 | 69 | 73.94 | 69.08 | 60.98 | 64.04 | 69.8 | 69.98 | 64.4 | 59 | 53 | 52 | 59 | 67 | 60.08 | 0 | 0 | 0 | 0 | 1 | 0 | 0 | 1 | 1 | 0 | 1 | 0 | 100% | #N/A
1989-08-21 | 8 | 21 | 2018 | 2018-08-21 | 2 | 0 | 6:00 | 6 | 58 | 70 | 73.94 | 69.8 | 62.96 | 64.94 | 69.8 | 71.06 | 66.2 | 59 | 55 | 52 | 57 | 66 | 60.98 | 0 | 0 | 0 | 0 | 1 | 0 | 0 | 1 | 1 | 0 | 1 | 0 | 100% | #N/A
1989-08-21 | 8 | 21 | 2018 | 2018-08-21 | 2 | 0 | 7:00 | 7 | 59 | 73 | 75.02 | 69.44 | 68 | 68 | 69.8 | 69.98 | 71.6 | 59 | 59 | 55 | 59 | 68 | 66.02 | 0 | 0 | 0 | 0 | 1 | 0 | 0 | 1 | 1 | 0 | 1 | 0 | 100% | #N/A
1989-08-21 | 8 | 21 | 2018 | 2018-08-21 | 2 | 0 | 8:00 | 8 | 60 | 76 | 75.92 | 71.24 | 73.04 | 73.94 | 71.78 | 71.6 | 78.8 | 61 | 66 | 61 | 61 | 70 | 71.06 | 0 | 0 | 0 | 1 | 0 | 0 | 0 | 1 | 1 | 0 | 1 | 0 | 100% | #N/A
1989-08-21 | 8 | 21 | 2018 | 2018-08-21 | 2 | 0 | 9:00 | 9 | 61 | 78 | 75.02 | 71.6 | 77 | 77 | 73.58 | 71.96 | 77 | 61 | 70 | 68 | 61 | 73 | 73.04 | 0 | 0 | 0 | 1 | 0 | 0 | 0 | 1 | 1 | 0 | 1 | 0 | 100% | #N/A
1989-08-21 | 8 | 21 | 2018 | 2018-08-21 | 2 | 0 | 10:00 | 10 | 62 | 81 | 77 | 71.42 | 80.06 | 80.96 | 68.9 | 73.04 | 78.8 | 61 | 73 | 73 | 63 | 75 | 73.94 | 0 | 0 | 0 | 1 | 0 | 0 | 0 | 1 | 1 | 0 | 1 | 0 | 100% | #N/A
1989-08-21 | 8 | 21 | 2018 | 2018-08-21 | 2 | 0 | 11:00 | 11 | 63 | 83 | 80.06 | 73.04 | 82.94 | 84.02 | 68 | 75.02 | 78.8 | 61 | 75 | 77 | 64 | 79 | 75.02 | 0 | 0 | 0 | 1 | 0 | 0 | 0 | 1 | 1 | 0 | 1 | 0 | 100% | #N/A
1989-08-21 | 8 | 21 | 2018 | 2018-08-21 | 2 | 0 | 12:00 | 12 | 64 | 86 | 80.06 | 76.1 | 84.92 | 86 | 68.18 | 78.08 | 77 | 61 | 77 | 83 | 66 | 80 | 73.94 | 0 | 0 | 0 | 1 | 0 | 0 | 0 | 1 | 1 | 0 | 1 | 0 | 100% | #N/A
1989-08-21 | 8 | 21 | 2018 | 2018-08-21 | 2 | 0 | 13:00 | 13 | 63 | 86 | 82.94 | 75.56 | 86 | 86 | 68 | 78.98 | 78.8 | 61 | 76 | 85 | 73 | 82 | 73.94 | 0 | 0 | 0 | 1 | 0 | 0 | 0 | 1 | 1 | 0 | 1 | 0 | 100% | #N/A
1989-08-21 | 8 | 21 | 2018 | 2018-08-21 | 2 | 0 | 14:00 | 14 | 63 | 81 | 86 | 77.9 | 82.94 | 84.92 | 69.8 | 78.98 | 78.8 | 61 | 76 | 88 | 73 | 82 | 73.94 | 0 | 0 | 0 | 1 | 0 | 0 | 1 | 1 | 1 | 0 | 1 | 0 | 100% | #N/A
1989-08-21 | 8 | 21 | 2018 | 2018-08-21 | 2 | 0 | 15:00 | 15 | 62 | 76 | 84.92 | 78.26 | 87.08 | 87.08 | 69.8 | 73.94 | 80.6 | 61 | 79 | 89 | 72 | 82 | 73.04 | 0 | 0 | 0 | 1 | 0 | 0 | 1 | 1 | 1 | 0 | 1 | 0 | 100% | #N/A
1989-08-21 | 8 | 21 | 2018 | 2018-08-21 | 2 | 0 | 16:00 | 16 | 62 | 80 | 84.02 | 79.52 | 86 | 87.08 | 75.02 | 71.96 | 82.4 | 61 | 77 | 91 | 72 | 81 | 73.04 | 0 | 0 | 0 | 1 | 0 | 0 | 1 | 1 | 1 | 0 | 1 | 0 | 100% | #N/A
1989-08-21 | 8 | 21 | 2018 | 2018-08-21 | 2 | 0 | 17:00 | 17 | 62 | 78 | 82.94 | 83.3 | 84.92 | 86 | 75.2 | 69.98 | 78.8 | 61 | 75 | 88 | 73 | 67 | 73.04 | 0 | 0 | 0 | 1 | 0 | 0 | 1 | 1 | 1 | 0 | 1 | 0 | 100% | #N/A
1989-08-21 | 8 | 21 | 2018 | 2018-08-21 | 2 | 0 | 18:00 | 18 | 62 | 76 | 80.06 | 83.48 | 82.04 | 84.02 | 75.92 | 71.06 | 78.8 | 61 | 73 | 82 | 72 | 66 | 71.96 | 0 | 0 | 0 | 1 | 0 | 0 | 0 | 1 | 1 | 0 | 1 | 0 | 100% | #N/A
1989-08-21 | 8 | 21 | 2018 | 2018-08-21 | 2 | 0 | 19:00 | 19 | 61 | 75 | 78.8 | 82.4 | 78.98 | 80.96 | 71.24 | 69.8 | 78.8 | 57 | 70 | 77 | 63 | 66 | 71.06 | 0 | 0 | 0 | 1 | 0 | 0 | 0 | 1 | 1 | 0 | 1 | 0 | 100% | #N/A
1989-08-21 | 8 | 21 | 2018 | 2018-08-21 | 2 | 0 | 20:00 | 20 | 60 | 72 | 75.02 | 79.52 | 75.02 | 78.08 | 69.98 | 69.08 | 77 | 57 | 68 | 73 | 61 | 66 | 69.98 | 0 | 0 | 0 | 1 | 0 | 0 | 0 | 1 | 1 | 0 | 1 | 0 | 100% | #N/A
1989-08-21 | 8 | 21 | 2018 | 2018-08-21 | 2 | 0 | 21:00 | 21 | 60 | 71 | 73.94 | 76.82 | 75.02 | 77 | 68.54 | 69.98 | 77 | 55 | 64 | 71 | 57 | 66 | 69.08 | 0 | 0 | 0 | 1 | 0 | 0 | 0 | 1 | 1 | 0 | 1 | 0 | 100% | #N/A
1989-08-21 | 8 | 21 | 2018 | 2018-08-21 | 2 | 0 | 22:00 | 22 | 60 | 71 | 73.94 | 74.66 | 73.04 | 75.02 | 67.82 | 69.08 | 77 | 52 | 62 | 68 | 55 | 66 | 68 | 0 | 0 | 0 | 1 | 0 | 0 | 0 | 1 | 1 | 0 | 1 | 0 | 100% | #N/A
1989-08-21 | 8 | 21 | 2018 | 2018-08-21 | 2 | 0 | 23:00 | 23 | 61 | 70 | 71.06 | 74.84 | 73.04 | 73.94 | 65.66 | 69.08 | 77 | 54 | 62 | 66 | 55 | 66 | 68 | 0 | 0 | 0 | 1 | 0 | 0 | 0 | 1 | 1 | 0 | 1 | 0 | 100% | #N/A
1989-08-21 | 8 | 21 | 2018 | 2018-08-21 | 2 | 0 | 24:00 | 24 | 61 | 73 | 73.04 | 73.4 | 71.96 | 73.04 | 64.22 | 69.08 | 77 | 48 | 57 | 64 | 55 | 66 | 64.94 | 0 | 0 | 0 | 0 | 1 | 0 | 0 | 1 | 1 | 0 | 1 | 0 | 100% | #N/A
1989-08-22 | 8 | 22 | 2018 | 2018-08-22 | 3 | 0 | 1:00 | 1 | 61 | 70 | 73.04 | 73.22 | 71.96 | 73.04 | 62.42 | 68 | 77 | 43 | 55 | 63 | 57 | 66 | 64.04 | 0 | 0 | 0 | 0 | 1 | 0 | 0 | 1 | 1 | 0 | 1 | 0 | 100% | #N/A
1989-08-22 | 8 | 22 | 2018 | 2018-08-22 | 3 | 0 | 2:00 | 2 | 61 | 69 | 71.96 | 73.4 | 71.06 | 71.96 | 61.7 | 66.92 | 75.2 | 41 | 53 | 61 | 55 | 66 | 64.04 | 0 | 0 | 0 | 0 | 1 | 0 | 0 | 1 | 1 | 0 | 1 | 0 | 100% | #N/A
1989-08-22 | 8 | 22 | 2018 | 2018-08-22 | 3 | 0 | 3:00 | 3 | 61 | 70 | 71.06 | 73.04 | 69.08 | 71.06 | 60.8 | 66.92 | 75.2 | 39 | 54 | 62 | 57 | 66 | 62.06 | 0 | 0 | 0 | 0 | 1 | 0 | 0 | 1 | 1 | 0 | 1 | 0 | 100% | #N/A
1989-08-22 | 8 | 22 | 2018 | 2018-08-22 | 3 | 0 | 4:00 | 4 | 61 | 69 | 69.08 | 71.06 | 69.08 | 69.98 | 59.72 | 66.92 | 75.2 | 39 | 56 | 61 | 55 | 67 | 62.96 | 0 | 0 | 0 | 0 | 1 | 0 | 0 | 1 | 1 | 0 | 1 | 0 | 100% | #N/A
1989-08-22 | 8 | 22 | 2018 | 2018-08-22 | 3 | 0 | 5:00 | 5 | 61 | 69 | 66.02 | 69.44 | 68 | 69.98 | 59 | 64.94 | 73.4 | 39 | 58 | 61 | 55 | 67 | 62.06 | 0 | 0 | 0 | 0 | 1 | 0 | 0 | 1 | 1 | 0 | 1 | 0 | 100% | #N/A
1989-08-22 | 8 | 22 | 2018 | 2018-08-22 | 3 | 0 | 6:00 | 6 | 61 | 70 | 69.08 | 69.98 | 69.98 | 71.06 | 57.2 | 66.02 | 73.4 | 43 | 58 | 61 | 55 | 67 | 62.06 | 0 | 0 | 0 | 0 | 1 | 0 | 0 | 1 | 1 | 0 | 1 | 0 | 100% | #N/A
1989-08-22 | 8 | 22 | 2018 | 2018-08-22 | 3 | 0 | 7:00 | 7 | 62 | 72 | 71.06 | 70.16 | 73.94 | 73.04 | 60.08 | 66.92 | 75.2 | 45 | 59 | 76 | 55 | 66 | 62.96 | 0 | 0 | 0 | 0 | 1 | 0 | 0 | 1 | 1 | 0 | 1 | 0 | 100% | #N/A
1989-08-22 | 8 | 22 | 2018 | 2018-08-22 | 3 | 0 | 8:00 | 8 | 63 | 74 | 71.06 | 71.6 | 78.08 | 78.08 | 65.48 | 66.2 | 77 | 52 | 63 | 81 | 55 | 66 | 68 | 0 | 0 | 0 | 1 | 0 | 0 | 0 | 1 | 1 | 0 | 1 | 0 | 100% | #N/A
1989-08-22 | 8 | 22 | 2018 | 2018-08-22 | 3 | 0 | 9:00 | 9 | 65 | 76 | 73.94 | 72.5 | 80.96 | 80.96 | 71.06 | 68 | 78.8 | 59 | 64 | 81 | 59 | 66 | 71.06 | 0 | 0 | 0 | 1 | 0 | 0 | 0 | 1 | 1 | 0 | 1 | 0 | 100% | #N/A
1989-08-22 | 8 | 22 | 2018 | 2018-08-22 | 3 | 0 | 10:00 | 10 | 66 | 78 | 73.94 | 69.62 | 82.94 | 84.02 | 73.76 | 68 | 80.6 | 61 | 69 | 82 | 66 | 66 | 73.04 | 0 | 0 | 0 | 1 | 0 | 0 | 0 | 1 | 1 | 0 | 1 | 0 | 100% | #N/A
1989-08-22 | 8 | 22 | 2018 | 2018-08-22 | 3 | 0 | 11:00 | 11 | 67 | 79 | 75.02 | 70.88 | 84.02 | 84.92 | 77 | 69.98 | 82.4 | 63 | 73 | 84 | 73 | 65 | 71.96 | 0 | 0 | 0 | 1 | 0 | 0 | 0 | 1 | 1 | 0 | 1 | 0 | 100% | #N/A
1989-08-22 | 8 | 22 | 2018 | 2018-08-22 | 3 | 0 | 12:00 | 12 | 68 | 81 | 75.02 | 72.14 | 87.08 | 87.98 | 78.62 | 73.04 | 82.4 | 64 | 76 | 85 | 73 | 63 | 73.94 | 0 | 0 | 0 | 1 | 0 | 0 | 0 | 1 | 1 | 0 | 1 | 0 | 100% | #N/A
1989-08-22 | 8 | 22 | 2018 | 2018-08-22 | 3 | 0 | 13:00 | 13 | 69 | 82 | 75.02 | 71.6 | 89.06 | 89.06 | 80.6 | 75.02 | 86 | 66 | 73 | 86 | 75 | 62 | 75.92 | 0 | 0 | 0 | 1 | 0 | 0 | 0 | 1 | 1 | 0 | 1 | 0 | 100% | #N/A
1989-08-22 | 8 | 22 | 2018 | 2018-08-22 | 3 | 0 | 14:00 | 14 | 70 | 83 | 73.94 | 70.88 | 91.04 | 89.96 | 80.96 | 75.92 | 84.2 | 70 | 72 | 86 | 77 | 61 | 77 | 0 | 0 | 0 | 1 | 0 | 0 | 1 | 1 | 1 | 0 | 1 | 0 | 100% | #N/A
1989-08-22 | 8 | 22 | 2018 | 2018-08-22 | 3 | 0 | 15:00 | 15 | 70 | 83 | 73.94 | 70.7 | 89.96 | 91.04 | 80.96 | 73.94 | 82.4 | 72 | 75 | 86 | 79 | 62 | 75.02 | 0 | 0 | 0 | 1 | 0 | 0 | 1 | 1 | 1 | 0 | 1 | 0 | 100% | #N/A
1989-08-22 | 8 | 22 | 2018 | 2018-08-22 | 3 | 0 | 16:00 | 16 | 69 | 82 | 73.94 | 70.88 | 89.06 | 91.94 | 82.04 | 75.92 | 80.6 | 72 | 72 | 86 | 81 | 62 | 73.94 | 0 | 0 | 0 | 1 | 0 | 0 | 1 | 1 | 1 | 0 | 1 | 0 | 100% | #N/A
1989-08-22 | 8 | 22 | 2018 | 2018-08-22 | 3 | 0 | 17:00 | 17 | 68 | 81 | 73.94 | 71.78 | 87.08 | 91.04 | 80.24 | 73.94 | 80.6 | 70 | 73 | 84 | 75 | 61 | 73.94 | 0 | 0 | 0 | 1 | 0 | 0 | 1 | 1 | 1 | 0 | 1 | 0 | 100% | #N/A
1989-08-22 | 8 | 22 | 2018 | 2018-08-22 | 3 | 0 | 18:00 | 18 | 68 | 77 | 71.96 | 71.78 | 84.02 | 87.98 | 76.64 | 71.96 | 77 | 66 | 70 | 82 | 73 | 61 | 73.04 | 0 | 0 | 0 | 1 | 0 | 0 | 0 | 1 | 1 | 0 | 1 | 0 | 100% | #N/A
1989-08-22 | 8 | 22 | 2018 | 2018-08-22 | 3 | 0 | 19:00 | 19 | 67 | 73 | 69.08 | 68.72 | 80.06 | 84.92 | 74.3 | 69.98 | 75.2 | 57 | 67 | 73 | 68 | 61 | 71.06 | 0 | 0 | 0 | 1 | 0 | 0 | 0 | 1 | 1 | 0 | 1 | 0 | 100% | #N/A
1989-08-22 | 8 | 22 | 2018 | 2018-08-22 | 3 | 0 | 20:00 | 20 | 66 | 72 | 68 | 68.9 | 78.98 | 82.94 | 69.8 | 68 | 75.2 | 52 | 65 | 68 | 64 | 60 | 66.92 | 0 | 0 | 0 | 1 | 0 | 0 | 0 | 1 | 1 | 0 | 1 | 0 | 100% | #N/A
1989-08-22 | 8 | 22 | 2018 | 2018-08-22 | 3 | 0 | 21:00 | 21 | 65 | 71 | 68 | 69.26 | 78.08 | 82.04 | 65.3 | 66.92 | 75.2 | 50 | 59 | 67 | 64 | 61 | 66.92 | 0 | 0 | 0 | 1 | 0 | 0 | 0 | 1 | 1 | 0 | 1 | 0 | 100% | #N/A
1989-08-22 | 8 | 22 | 2018 | 2018-08-22 | 3 | 0 | 22:00 | 22 | 65 | 71 | 69.08 | 68.9 | 75.92 | 80.96 | 65.84 | 66.02 | 75.2 | 48 | 55 | 63 | 64 | 60 | 64.94 | 0 | 0 | 0 | 1 | 0 | 0 | 0 | 1 | 1 | 0 | 1 | 0 | 100% | #N/A
1989-08-22 | 8 | 22 | 2018 | 2018-08-22 | 3 | 0 | 23:00 | 23 | 65 | 70 | 69.08 | 68.18 | 78.08 | 80.96 | 64.94 | 64.94 | 73.4 | 46 | 51 | 61 | 61 | 60 | 66.02 | 0 | 0 | 0 | 1 | 0 | 0 | 0 | 1 | 1 | 0 | 1 | 0 | 100% | #N/A
1989-08-22 | 8 | 22 | 2018 | 2018-08-22 | 3 | 0 | 24:00 | 24 | 64 | 70 | 69.08 | 69.08 | 77 | 75.2 | 62.6 | 64.04 | 73.4 | 46 | 48 | 59 | 63 | 59 | 64.04 | 0 | 0 | 0 | 0 | 1 | 0 | 0 | 1 | 1 | 0 | 1 | 0 | 100% | #N/A
1989-08-23 | 8 | 23 | 2018 | 2018-08-23 | 4 | 0 | 1:00 | 1 | 63 | 69 | 69.08 | 69.08 | 75.02 | 75.92 | 64.4 | 64.04 | 73.4 | 46 | 47 | 57 | 63 | 58 | 57.02 | 0 | 0 | 0 | 0 | 1 | 0 | 0 | 1 | 1 | 0 | 1 | 0 | 100% | #N/A
1989-08-23 | 8 | 23 | 2018 | 2018-08-23 | 4 | 0 | 2:00 | 2 | 60 | 69 | 69.08 | 68.72 | 73.94 | 75.02 | 60.8 | 62.96 | 72.14 | 46 | 45 | 55 | 63 | 55 | 57.92 | 0 | 0 | 0 | 0 | 1 | 0 | 0 | 1 | 1 | 0 | 1 | 0 | 100% | #N/A
1989-08-23 | 8 | 23 | 2018 | 2018-08-23 | 4 | 0 | 3:00 | 3 | 60 | 69 | 69.08 | 68.72 | 73.94 | 75.02 | 60.8 | 62.96 | 71.06 | 46 | 46 | 54 | 63 | 55 | 57.92 | 0 | 0 | 0 | 0 | 1 | 0 | 0 | 1 | 1 | 0 | 1 | 0 | 100% | #N/A
1989-08-23 | 8 | 23 | 2018 | 2018-08-23 | 4 | 0 | 4:00 | 4 | 60 | 68 | 69.08 | 68.72 | 73.94 | 75.2 | 59 | 62.96 | 69.8 | 45 | 43 | 52 | 63 | 55 | 55.94 | 0 | 0 | 0 | 0 | 1 | 0 | 0 | 1 | 1 | 0 | 1 | 0 | 100% | #N/A
1989-08-23 | 8 | 23 | 2018 | 2018-08-23 | 4 | 0 | 5:00 | 5 | 59 | 66 | 69.8 | 68.72 | 73.94 | 75.02 | 60.8 | 62.96 | 69.8 | 45 | 42 | 51 | 61 | 54 | 55.04 | 0 | 0 | 0 | 0 | 1 | 0 | 0 | 1 | 1 | 0 | 1 | 0 | 100% | #N/A
1989-08-23 | 8 | 23 | 2018 | 2018-08-23 | 4 | 0 | 6:00 | 6 | 60 | 67 | 69.08 | 68.36 | 73.94 | 75.02 | 60.8 | 62.96 | 68 | 45 | 44 | 51 | 61 | 54 | 57.02 | 0 | 0 | 0 | 0 | 1 | 0 | 0 | 1 | 1 | 0 | 1 | 0 | 100% | #N/A
1989-08-23 | 8 | 23 | 2018 | 2018-08-23 | 4 | 0 | 7:00 | 7 | 63 | 71 | 69.08 | 68.36 | 75.02 | 75.92 | 64.76 | 62.96 | 68 | 48 | 53 | 54 | 61 | 58 | 62.06 | 0 | 0 | 0 | 0 | 1 | 0 | 0 | 1 | 1 | 0 | 1 | 0 | 100% | #N/A
1989-08-23 | 8 | 23 | 2018 | 2018-08-23 | 4 | 0 | 8:00 | 8 | 68 | 74 | 69.08 | 68.36 | 75.92 | 77 | 66.2 | 62.96 | 68 | 55 | 60 | 60 | 63 | 61 | 69.08 | 0 | 0 | 0 | 1 | 0 | 0 | 0 | 1 | 1 | 0 | 1 | 0 | 100% | #N/A
1989-08-23 | 8 | 23 | 2018 | 2018-08-23 | 4 | 0 | 9:00 | 9 | 72 | 79 | 69.8 | 68.72 | 77 | 77 | 71.6 | 64.4 | 64.4 | 64 | 67 | 70 | 64 | 63 | 71.96 | 0 | 0 | 0 | 1 | 0 | 0 | 0 | 1 | 1 | 0 | 1 | 0 | 100% | #N/A
1989-08-23 | 8 | 23 | 2018 | 2018-08-23 | 4 | 0 | 10:00 | 10 | 73 | 83 | 71.06 | 69.08 | 78.98 | 78.98 | 72.68 | 64.94 | 62.6 | 72 | 70 | 72 | 68 | 65 | 75.02 | 0 | 0 | 0 | 1 | 0 | 0 | 0 | 1 | 1 | 0 | 1 | 0 | 100% | #N/A
1989-08-23 | 8 | 23 | 2018 | 2018-08-23 | 4 | 0 | 11:00 | 11 | 75 | 85 | 71.06 | 69.8 | 78.98 | 80.06 | 73.4 | 66.2 | 66.2 | 75 | 73 | 73 | 70 | 66 | 75.92 | 0 | 0 | 0 | 1 | 0 | 0 | 0 | 1 | 1 | 0 | 1 | 0 | 100% | #N/A
1989-08-23 | 8 | 23 | 2018 | 2018-08-23 | 4 | 0 | 12:00 | 12 | 78 | 87 | 71.96 | 70.34 | 80.96 | 80.96 | 73.58 | 66.92 | 68 | 75 | 76 | 75 | 70 | 68 | 78.08 | 0 | 0 | 0 | 1 | 0 | 0 | 0 | 1 | 1 | 0 | 1 | 0 | 100% | #N/A
1989-08-23 | 8 | 23 | 2018 | 2018-08-23 | 4 | 0 | 13:00 | 13 | 80 | 88 | 71.96 | 70.34 | 80.96 | 82.04 | 74.66 | 68 | 69.8 | 73 | 76 | 75 | 70 | 70 | 75.02 | 0 | 0 | 0 | 1 | 0 | 0 | 0 | 1 | 1 | 0 | 1 | 0 | 100% | #N/A
1989-08-23 | 8 | 23 | 2018 | 2018-08-23 | 4 | 0 | 14:00 | 14 | 80 | 82 | 71.96 | 70.7 | 82.04 | 80.06 | 75.2 | 68 | 69.8 | 72 | 74 | 77 | 70 | 68 | 75.02 | 0 | 0 | 0 | 1 | 0 | 0 | 1 | 1 | 1 | 0 | 1 | 0 | 100% | #N/A
1989-08-23 | 8 | 23 | 2018 | 2018-08-23 | 4 | 0 | 15:00 | 15 | 81 | 83 | 71.96 | 70.52 | 82.04 | 80.06 | 77.18 | 68 | 73.4 | 70 | 75 | 78 | 70 | 69 | 73.04 | 0 | 0 | 0 | 1 | 0 | 0 | 1 | 1 | 1 | 0 | 1 | 0 | 100% | #N/A
1989-08-23 | 8 | 23 | 2018 | 2018-08-23 | 4 | 0 | 16:00 | 16 | 81 | 81 | 73.04 | 70.16 | 78.98 | 80.06 | 75.02 | 68 | 73.4 | 73 | 73 | 77 | 68 | 68 | 71.96 | 0 | 0 | 0 | 1 | 0 | 0 | 1 | 1 | 1 | 0 | 1 | 0 | 100% | #N/A
1989-08-23 | 8 | 23 | 2018 | 2018-08-23 | 4 | 0 | 17:00 | 17 | 80 | 82 | 71.06 | 69.8 | 77 | 80.06 | 74.66 | 69.08 | 71.6 | 70 | 75 | 75 | 66 | 67 | 73.04 | 0 | 0 | 0 | 1 | 0 | 0 | 1 | 1 | 1 | 0 | 1 | 0 | 100% | #N/A
1989-08-23 | 8 | 23 | 2018 | 2018-08-23 | 4 | 0 | 18:00 | 18 | 79 | 80 | 71.06 | 69.98 | 75.92 | 78.08 | 74.48 | 68 | 71.6 | 63 | 71 | 71 | 64 | 63 | 71.06 | 0 | 0 | 0 | 1 | 0 | 0 | 0 | 1 | 1 | 0 | 1 | 0 | 100% | #N/A
1989-08-23 | 8 | 23 | 2018 | 2018-08-23 | 4 | 0 | 19:00 | 19 | 76 | 76 | 71.06 | 70.16 | 71.96 | 75.02 | 71.78 | 66.92 | 69.8 | 63 | 69 | 66 | 64 | 59 | 66.92 | 0 | 0 | 0 | 1 | 0 | 0 | 0 | 1 | 1 | 0 | 1 | 0 | 100% | #N/A
1989-08-23 | 8 | 23 | 2018 | 2018-08-23 | 4 | 0 | 20:00 | 20 | 76 | 75 | 69.98 | 70.16 | 66.92 | 73.04 | 69.8 | 66.92 | 68 | 61 | 65 | 59 | 64 | 58 | 64.94 | 0 | 0 | 0 | 1 | 0 | 0 | 0 | 1 | 1 | 0 | 1 | 0 | 100% | #N/A
1989-08-23 | 8 | 23 | 2018 | 2018-08-23 | 4 | 0 | 21:00 | 21 | 74 | 71 | 69.98 | 70.16 | 66.92 | 69.08 | 71.24 | 66.92 | 66.2 | 57 | 62 | 58 | 64 | 56 | 62.96 | 0 | 0 | 0 | 1 | 0 | 0 | 0 | 1 | 1 | 0 | 1 | 0 | 100% | #N/A
1989-08-23 | 8 | 23 | 2018 | 2018-08-23 | 4 | 0 | 22:00 | 22 | 72 | 69 | 69.08 | 68.9 | 66.02 | 68 | 69.98 | 66.92 | 66.2 | 55 | 59 | 55 | 64 | 55 | 64.94 | 0 | 0 | 0 | 1 | 0 | 0 | 0 | 1 | 1 | 0 | 1 | 0 | 100% | #N/A
1989-08-23 | 8 | 23 | 2018 | 2018-08-23 | 4 | 0 | 23:00 | 23 | 68 | 65 | 69.08 | 68.54 | 62.96 | 66.02 | 70.34 | 66.92 | 66.2 | 52 | 58 | 54 | 64 | 53 | 62.06 | 0 | 0 | 0 | 1 | 0 | 0 | 0 | 1 | 1 | 0 | 1 | 0 | 100% | #N/A
1989-08-23 | 8 | 23 | 2018 | 2018-08-23 | 4 | 0 | 24:00 | 24 | 66 | 64 | 69.08 | 68.9 | 62.96 | 64.94 | 70.16 | 66.02 | 64.4 | 50 | 55 | 52 | 64 | 53 | 62.06 | 0 | 0 | 0 | 0 | 1 | 0 | 0 | 1 | 1 | 0 | 1 | 0 | 100% | #N/A
1989-08-24 | 8 | 24 | 2018 | 2018-08-24 | 5 | 0 | 1:00 | 1 | 64 | 63 | 69.08 | 69.26 | 62.06 | 64.04 | 69.62 | 66.02 | 60.8 | 46 | 52 | 53 | 64 | 53 | 59 | 0 | 0 | 0 | 0 | 1 | 0 | 0 | 1 | 1 | 0 | 1 | 0 | 100% | #N/A
1989-08-24 | 8 | 24 | 2018 | 2018-08-24 | 5 | 0 | 2:00 | 2 | 63 | 60 | 69.08 | 69.08 | 60.08 | 62.06 | 68.72 | 66.02 | 60.8 | 46 | 51 | 53 | 64 | 52 | 57.92 | 0 | 0 | 0 | 0 | 1 | 0 | 0 | 1 | 1 | 0 | 1 | 0 | 100% | #N/A
1989-08-24 | 8 | 24 | 2018 | 2018-08-24 | 5 | 0 | 3:00 | 3 | 63 | 60 | 69.08 | 69.26 | 59 | 60.98 | 67.82 | 66.02 | 60.8 | 45 | 50 | 53 | 64 | 51 | 57.02 | 0 | 0 | 0 | 0 | 1 | 0 | 0 | 1 | 1 | 0 | 1 | 0 | 100% | #N/A
1989-08-24 | 8 | 24 | 2018 | 2018-08-24 | 5 | 0 | 4:00 | 4 | 61 | 57 | 69.98 | 68.9 | 55.94 | 60.98 | 68 | 66.02 | 59 | 37 | 48 | 55 | 64 | 51 | 57.02 | 0 | 0 | 0 | 0 | 1 | 0 | 0 | 1 | 1 | 0 | 1 | 0 | 100% | #N/A
1989-08-24 | 8 | 24 | 2018 | 2018-08-24 | 5 | 0 | 5:00 | 5 | 61 | 58 | 69.8 | 68.9 | 57.02 | 59 | 68 | 66.02 | 57.2 | 39 | 46 | 55 | 66 | 51 | 57.02 | 0 | 0 | 0 | 0 | 1 | 0 | 0 | 1 | 1 | 0 | 1 | 0 | 100% | #N/A
1989-08-24 | 8 | 24 | 2018 | 2018-08-24 | 5 | 0 | 6:00 | 6 | 62 | 58 | 69.08 | 68.54 | 57.02 | 60.08 | 66.2 | 64.94 | 59 | 45 | 48 | 58 | 66 | 53 | 55.94 | 0 | 0 | 0 | 0 | 1 | 0 | 0 | 1 | 1 | 0 | 1 | 0 | 100% | #N/A
1989-08-24 | 8 | 24 | 2018 | 2018-08-24 | 5 | 0 | 7:00 | 7 | 65 | 63 | 69.08 | 68.36 | 64.04 | 64.94 | 68 | 66.02 | 62.6 | 46 | 54 | 62 | 66 | 57 | 62.06 | 0 | 0 | 0 | 0 | 1 | 0 | 0 | 1 | 1 | 0 | 1 | 0 | 100% | #N/A
1989-08-24 | 8 | 24 | 2018 | 2018-08-24 | 5 | 0 | 8:00 | 8 | 71 | 68 | 71.6 | 68.36 | 69.98 | 69.8 | 69.8 | 66.02 | 66.2 | 52 | 61 | 66 | 70 | 64 | 68 | 0 | 0 | 0 | 1 | 0 | 0 | 0 | 1 | 1 | 0 | 1 | 0 | 100% | #N/A
1989-08-24 | 8 | 24 | 2018 | 2018-08-24 | 5 | 0 | 9:00 | 9 | 73 | 73 | 71.96 | 69.08 | 73.04 | 73.94 | 73.4 | 66.92 | 68 | 57 | 68 | 72 | 66 | 67 | 71.96 | 0 | 0 | 0 | 1 | 0 | 0 | 0 | 1 | 1 | 0 | 1 | 0 | 100% | #N/A
1989-08-24 | 8 | 24 | 2018 | 2018-08-24 | 5 | 0 | 10:00 | 10 | 75 | 76 | 73.94 | 69.98 | 75.92 | 75.02 | 77.9 | 69.98 | 69.8 | 59 | 74 | 74 | 70 | 70 | 75.02 | 0 | 0 | 0 | 1 | 0 | 0 | 0 | 1 | 1 | 0 | 1 | 0 | 100% | #N/A
1989-08-24 | 8 | 24 | 2018 | 2018-08-24 | 5 | 0 | 11:00 | 11 | 77 | 77 | 75.02 | 71.24 | 77 | 77 | 80.24 | 71.96 | 69.8 | 63 | 76 | 74 | 73 | 72 | 77 | 0 | 0 | 0 | 1 | 0 | 0 | 0 | 1 | 1 | 0 | 1 | 0 | 100% | #N/A
1989-08-24 | 8 | 24 | 2018 | 2018-08-24 | 5 | 0 | 12:00 | 12 | 78 | 78 | 75.92 | 74.66 | 78.08 | 78.08 | 81.86 | 71.96 | 69.8 | 66 | 74 | 75 | 79 | 72 | 78.08 | 0 | 0 | 0 | 1 | 0 | 0 | 0 | 1 | 1 | 0 | 1 | 0 | 100% | #N/A
1989-08-24 | 8 | 24 | 2018 | 2018-08-24 | 5 | 0 | 13:00 | 13 | 79 | 78 | 75.92 | 71.6 | 78.08 | 78.98 | 84.2 | 73.94 | 69.8 | 68 | 78 | 76 | 82 | 74 | 77 | 0 | 0 | 0 | 1 | 0 | 0 | 0 | 1 | 1 | 0 | 1 | 0 | 100% | #N/A
1989-08-24 | 8 | 24 | 2018 | 2018-08-24 | 5 | 0 | 14:00 | 14 | 79 | 78 | 78.98 | 72.86 | 80.06 | 78.98 | 85.82 | 73.94 | 69.8 | 68 | 76 | 77 | 84 | 74 | 77 | 0 | 0 | 0 | 1 | 0 | 0 | 1 | 1 | 1 | 0 | 1 | 0 | 100% | #N/A
1989-08-24 | 8 | 24 | 2018 | 2018-08-24 | 5 | 0 | 15:00 | 15 | 81 | 79 | 78.08 | 71.96 | 80.06 | 78.98 | 86 | 75.92 | 69.8 | 70 | 76 | 78 | 82 | 74 | 75.92 | 0 | 0 | 0 | 1 | 0 | 0 | 1 | 1 | 1 | 0 | 1 | 0 | 100% | #N/A
1989-08-24 | 8 | 24 | 2018 | 2018-08-24 | 5 | 0 | 16:00 | 16 | 80 | 77 | 78.08 | 71.06 | 78.98 | 80.06 | 83.84 | 77 | 68 | 72 | 74 | 78 | 77 | 72 | 73.94 | 0 | 0 | 0 | 1 | 0 | 0 | 1 | 1 | 1 | 0 | 1 | 0 | 100% | #N/A
1989-08-24 | 8 | 24 | 2018 | 2018-08-24 | 5 | 0 | 17:00 | 17 | 80 | 76 | 78.98 | 71.6 | 71.06 | 78.08 | 82.04 | 77 | 66.2 | 70 | 73 | 77 | 73 | 68 | 73.04 | 0 | 0 | 0 | 1 | 0 | 0 | 1 | 1 | 1 | 0 | 1 | 0 | 100% | #N/A
1989-08-24 | 8 | 24 | 2018 | 2018-08-24 | 5 | 0 | 18:00 | 18 | 78 | 74 | 75.92 | 71.6 | 69.98 | 75.92 | 80.96 | 75.02 | 64.4 | 64 | 70 | 72 | 70 | 65 | 71.96 | 0 | 0 | 0 | 1 | 0 | 0 | 0 | 1 | 1 | 0 | 1 | 0 | 100% | #N/A
1989-08-24 | 8 | 24 | 2018 | 2018-08-24 | 5 | 0 | 19:00 | 19 | 76 | 70 | 73.94 | 72.32 | 66.92 | 71.96 | 77 | 73.04 | 62.6 | 55 | 69 | 67 | 64 | 60 | 69.08 | 0 | 0 | 0 | 1 | 0 | 0 | 0 | 1 | 1 | 0 | 1 | 0 | 100% | #N/A
1989-08-24 | 8 | 24 | 2018 | 2018-08-24 | 5 | 0 | 20:00 | 20 | 75 | 66 | 71.06 | 71.78 | 66.92 | 69.98 | 74.66 | 69.98 | 60.8 | 48 | 68 | 64 | 63 | 59 | 69.08 | 0 | 0 | 0 | 1 | 0 | 0 | 0 | 1 | 1 | 0 | 1 | 0 | 100% | #N/A
1989-08-24 | 8 | 24 | 2018 | 2018-08-24 | 5 | 0 | 21:00 | 21 | 73 | 64 | 71.06 | 73.58 | 62.06 | 66.92 | 72.86 | 69.08 | 62.6 | 46 | 67 | 63 | 61 | 58 | 68 | 0 | 0 | 0 | 1 | 0 | 0 | 0 | 1 | 1 | 0 | 1 | 0 | 100% | #N/A
1989-08-24 | 8 | 24 | 2018 | 2018-08-24 | 5 | 0 | 22:00 | 22 | 71 | 61 | 71.06 | 73.58 | 59 | 66.92 | 71.24 | 69.08 | 62.6 | 45 | 67 | 60 | 63 | 58 | 68 | 0 | 0 | 0 | 1 | 0 | 0 | 0 | 1 | 1 | 0 | 1 | 0 | 100% | #N/A
1989-08-24 | 8 | 24 | 2018 | 2018-08-24 | 5 | 0 | 23:00 | 23 | 72 | 61 | 71.06 | 72.5 | 59 | 66.02 | 71.6 | 68 | 62.6 | 41 | 66 | 59 | 61 | 57 | 68 | 0 | 0 | 0 | 1 | 0 | 0 | 0 | 1 | 1 | 0 | 1 | 0 | 100% | #N/A
1989-08-24 | 8 | 24 | 2018 | 2018-08-24 | 5 | 0 | 24:00 | 24 | 72 | 58 | 69.98 | 72.14 | 59 | 62.96 | 69.8 | 68 | 62.6 | 45 | 66 | 57 | 59 | 56 | 66.92 | 0 | 0 | 0 | 0 | 1 | 0 | 0 | 1 | 1 | 0 | 1 | 0 | 100% | #N/A
1989-08-25 | 8 | 25 | 2018 | 2018-08-25 | 6 | 0 | 1:00 | 1 | 68 | 54 | 69.98 | 71.78 | 57.92 | 62.96 | 69.8 | 66.92 | 62.6 | 43 | 65 | 55 | 61 | 54 | 68 | 0 | 0 | 0 | 0 | 1 | 0 | 0 | 1 | 1 | 0 | 1 | 0 | 100% | #N/A
1989-08-25 | 8 | 25 | 2018 | 2018-08-25 | 6 | 0 | 2:00 | 2 | 67 | 51 | 66.92 | 71.42 | 59 | 64.04 | 69.8 | 66.92 | 62.6 | 41 | 64 | 55 | 61 | 53 | 69.08 | 0 | 0 | 0 | 0 | 1 | 0 | 0 | 1 | 1 | 0 | 1 | 0 | 100% | #N/A
1989-08-25 | 8 | 25 | 2018 | 2018-08-25 | 6 | 0 | 3:00 | 3 | 66 | 51 | 64.04 | 71.24 | 59 | 62.96 | 69.8 | 66.92 | 62.6 | 43 | 64 | 54 | 61 | 53 | 69.08 | 0 | 0 | 0 | 0 | 1 | 0 | 0 | 1 | 1 | 0 | 1 | 0 | 100% | #N/A
1989-08-25 | 8 | 25 | 2018 | 2018-08-25 | 6 | 0 | 4:00 | 4 | 64 | 50 | 66.92 | 70.34 | 55.94 | 62.96 | 69.8 | 66.92 | 62.6 | 41 | 63 | 54 | 59 | 54 | 69.08 | 0 | 0 | 0 | 0 | 1 | 0 | 0 | 1 | 1 | 0 | 1 | 0 | 100% | #N/A
1989-08-25 | 8 | 25 | 2018 | 2018-08-25 | 6 | 0 | 5:00 | 5 | 65 | 50 | 66.92 | 69.8 | 57.92 | 60.98 | 68.54 | 66.02 | 62.6 | 41 | 62 | 53 | 57 | 53 | 69.98 | 0 | 0 | 0 | 0 | 1 | 0 | 0 | 1 | 1 | 0 | 1 | 0 | 100% | #N/A
1989-08-25 | 8 | 25 | 2018 | 2018-08-25 | 6 | 0 | 6:00 | 6 | 65 | 51 | 66.92 | 69.26 | 57.92 | 62.06 | 68 | 66.02 | 63.5 | 41 | 63 | 54 | 59 | 54 | 69.08 | 0 | 0 | 0 | 0 | 1 | 0 | 0 | 1 | 1 | 0 | 1 | 0 | 100% | #N/A
1989-08-25 | 8 | 25 | 2018 | 2018-08-25 | 6 | 0 | 7:00 | 7 | 67 | 55 | 69.08 | 69.44 | 62.96 | 64.04 | 69.8 | 66.92 | 64.4 | 45 | 62 | 55 | 61 | 64 | 69.08 | 0 | 0 | 0 | 0 | 1 | 0 | 0 | 1 | 1 | 0 | 1 | 0 | 100% | #N/A
1989-08-25 | 8 | 25 | 2018 | 2018-08-25 | 6 | 0 | 8:00 | 8 | 72 | 59 | 71.96 | 70.7 | 64.04 | 66.02 | 71.42 | 69.8 | 68 | 46 | 63 | 61 | 63 | 67 | 69.08 | 0 | 0 | 0 | 0 | 1 | 0 | 0 | 1 | 1 | 0 | 1 | 0 | 100% | #N/A
1989-08-25 | 8 | 25 | 2018 | 2018-08-25 | 6 | 0 | 9:00 | 9 | 73 | 61 | 73.04 | 70.34 | 69.08 | 69.08 | 75.2 | 71.96 | 69.8 | 55 | 64 | 68 | 66 | 72 | 66.02 | 0 | 0 | 0 | 0 | 1 | 0 | 0 | 1 | 1 | 0 | 1 | 0 | 100% | #N/A
1989-08-25 | 8 | 25 | 2018 | 2018-08-25 | 6 | 0 | 10:00 | 10 | 74 | 64 | 77 | 70.7 | 73.04 | 71.06 | 78.8 | 73.94 | 68 | 64 | 64 | 75 | 72 | 75 | 66.02 | 0 | 0 | 0 | 0 | 1 | 0 | 0 | 1 | 1 | 0 | 1 | 0 | 100% | #N/A
1989-08-25 | 8 | 25 | 2018 | 2018-08-25 | 6 | 0 | 11:00 | 11 | 76 | 66 | 80.96 | 71.78 | 73.04 | 71.96 | 78.8 | 75.02 | 68 | 70 | 65 | 79 | 77 | 75 | 66.02 | 0 | 0 | 0 | 0 | 1 | 0 | 0 | 1 | 1 | 0 | 1 | 0 | 100% | #N/A
1989-08-25 | 8 | 25 | 2018 | 2018-08-25 | 6 | 0 | 12:00 | 12 | 77 | 69 | 84.02 | 74.12 | 73.94 | 73.94 | 81.14 | 75.92 | 68 | 73 | 67 | 81 | 79 | 80 | 66.92 | 0 | 0 | 0 | 0 | 1 | 0 | 0 | 1 | 1 | 0 | 1 | 0 | 100% | #N/A
1989-08-25 | 8 | 25 | 2018 | 2018-08-25 | 6 | 0 | 13:00 | 13 | 77 | 70 | 84.92 | 71.06 | 75.02 | 75.92 | 82.76 | 78.08 | 68 | 73 | 66 | 82 | 79 | 78 | 68 | 0 | 0 | 0 | 0 | 1 | 0 | 0 | 1 | 1 | 0 | 1 | 0 | 100% | #N/A
1989-08-25 | 8 | 25 | 2018 | 2018-08-25 | 6 | 0 | 14:00 | 14 | 77 | 72 | 84.92 | 73.04 | 73.04 | 73.04 | 83.84 | 78.98 | 68 | 75 | 65 | 82 | 81 | 79 | 68 | 0 | 0 | 0 | 0 | 1 | 0 | 0 | 1 | 1 | 0 | 1 | 0 | 100% | #N/A
1989-08-25 | 8 | 25 | 2018 | 2018-08-25 | 6 | 0 | 15:00 | 15 | 77 | 72 | 84.02 | 74.12 | 75.02 | 73.94 | 84.2 | 78.98 | 66.2 | 75 | 64 | 82 | 75 | 79 | 68 | 0 | 0 | 0 | 0 | 1 | 0 | 0 | 1 | 1 | 0 | 1 | 0 | 100% | #N/A
1989-08-25 | 8 | 25 | 2018 | 2018-08-25 | 6 | 0 | 16:00 | 16 | 78 | 73 | 84.02 | 73.76 | 71.96 | 73.94 | 84.2 | 77 | 66.2 | 75 | 64 | 81 | 73 | 79 | 69.08 | 0 | 0 | 0 | 0 | 1 | 0 | 0 | 1 | 1 | 0 | 1 | 0 | 100% | #N/A
1989-08-25 | 8 | 25 | 2018 | 2018-08-25 | 6 | 0 | 17:00 | 17 | 77 | 72 | 82.94 | 74.84 | 71.96 | 73.04 | 80.6 | 78.08 | 64.4 | 73 | 64 | 79 | 75 | 80 | 69.98 | 0 | 0 | 0 | 0 | 1 | 0 | 0 | 1 | 1 | 0 | 1 | 0 | 100% | #N/A
1989-08-25 | 8 | 25 | 2018 | 2018-08-25 | 6 | 0 | 18:00 | 18 | 75 | 68 | 80.06 | 74.3 | 68 | 71.06 | 78.8 | 75.92 | 62.6 | 70 | 64 | 75 | 72 | 76 | 71.06 | 0 | 0 | 0 | 0 | 1 | 0 | 0 | 1 | 1 | 0 | 1 | 0 | 100% | #N/A
1989-08-25 | 8 | 25 | 2018 | 2018-08-25 | 6 | 0 | 19:00 | 19 | 74 | 62 | 75.92 | 82.04 | 62.96 | 68 | 77 | 73.94 | 62.6 | 61 | 64 | 70 | 70 | 74 | 69.98 | 0 | 0 | 0 | 0 | 1 | 0 | 0 | 1 | 1 | 0 | 1 | 0 | 100% | #N/A
1989-08-25 | 8 | 25 | 2018 | 2018-08-25 | 6 | 0 | 20:00 | 20 | 73 | 59 | 75.02 | 80.6 | 60.08 | 62.96 | 73.4 | 73.04 | 62.6 | 57 | 64 | 66 | 72 | 71 | 71.06 | 0 | 0 | 0 | 0 | 1 | 0 | 0 | 1 | 1 | 0 | 1 | 0 | 100% | #N/A
1989-08-25 | 8 | 25 | 2018 | 2018-08-25 | 6 | 0 | 21:00 | 21 | 72 | 57 | 73.04 | 78.98 | 55.94 | 60.98 | 71.6 | 71.96 | 62.6 | 54 | 64 | 64 | 70 | 70 | 69.98 | 0 | 0 | 0 | 0 | 1 | 0 | 0 | 1 | 1 | 0 | 1 | 0 | 100% | #N/A
1989-08-25 | 8 | 25 | 2018 | 2018-08-25 | 6 | 0 | 22:00 | 22 | 73 | 55 | 73.94 | 77.36 | 57.02 | 60.08 | 68.9 | 71.96 | 60.8 | 52 | 64 | 61 | 68 | 68 | 69.98 | 0 | 0 | 0 | 0 | 1 | 0 | 0 | 1 | 1 | 0 | 1 | 0 | 100% | #N/A
1989-08-25 | 8 | 25 | 2018 | 2018-08-25 | 6 | 0 | 23:00 | 23 | 73 | 55 | 73.94 | 76.28 | 55.94 | 60.08 | 68 | 71.06 | 60.8 | 52 | 64 | 61 | 66 | 67 | 71.06 | 0 | 0 | 0 | 0 | 1 | 0 | 0 | 1 | 1 | 0 | 1 | 0 | 100% | #N/A
1989-08-25 | 8 | 25 | 2018 | 2018-08-25 | 6 | 0 | 24:00 | 24 | 72 | 53 | 71.06 | 75.38 | 53.06 | 57.02 | 66.2 | 69.08 | 60.8 | 48 | 63 | 61 | 66 | 67 | 71.06 | 0 | 0 | 0 | 0 | 1 | 0 | 0 | 1 | 1 | 0 | 1 | 0 | 100% | #N/A
1989-08-26 | 8 | 26 | 2018 | 2018-08-26 | 7 | 0 | 1:00 | 1 | 72 | 51 | 71.06 | 74.48 | 55.04 | 57.02 | 66.2 | 68 | 59 | 48 | 63 | 59 | 64 | 66 | 71.06 | 0 | 0 | 0 | 0 | 1 | 0 | 0 | 1 | 1 | 0 | 1 | 0 | 100% | #N/A
1989-08-26 | 8 | 26 | 2018 | 2018-08-26 | 7 | 0 | 2:00 | 2 | 73 | 48 | 69.98 | 73.58 | 51.08 | 55.04 | 66.2 | 64.94 | 59 | 50 | 62 | 58 | 63 | 64 | 71.06 | 0 | 0 | 0 | 0 | 1 | 0 | 0 | 1 | 1 | 0 | 1 | 0 | 100% | #N/A
1989-08-26 | 8 | 26 | 2018 | 2018-08-26 | 7 | 0 | 3:00 | 3 | 71 | 48 | 66.92 | 73.94 | 53.06 | 53.96 | 64.4 | 66.02 | 59.9 | 52 | 62 | 57 | 63 | 65 | 71.06 | 0 | 0 | 0 | 0 | 1 | 0 | 0 | 1 | 1 | 0 | 1 | 0 | 100% | #N/A
1989-08-26 | 8 | 26 | 2018 | 2018-08-26 | 7 | 0 | 4:00 | 4 | 71 | 48 | 68 | 73.04 | 53.06 | 53.96 | 64.4 | 64.04 | 60.8 | 52 | 62 | 55 | 61 | 65 | 71.06 | 0 | 0 | 0 | 0 | 1 | 0 | 0 | 1 | 1 | 0 | 1 | 0 | 100% | #N/A
1989-08-26 | 8 | 26 | 2018 | 2018-08-26 | 7 | 0 | 5:00 | 5 | 71 | 47 | 64.94 | 72.5 | 51.08 | 53.96 | 60.44 | 64.04 | 60.8 | 54 | 62 | 57 | 59 | 65 | 71.06 | 0 | 0 | 0 | 0 | 1 | 0 | 0 | 1 | 1 | 0 | 1 | 0 | 100% | #N/A
1989-08-26 | 8 | 26 | 2018 | 2018-08-26 | 7 | 0 | 6:00 | 6 | 71 | 48 | 69.08 | 73.04 | 53.96 | 53.96 | 58.46 | 62.06 | 62.6 | 54 | 62 | 60 | 61 | 67 | 69.98 | 0 | 0 | 0 | 0 | 1 | 0 | 0 | 1 | 1 | 0 | 1 | 0 | 100% | #N/A
1989-08-26 | 8 | 26 | 2018 | 2018-08-26 | 7 | 0 | 7:00 | 7 | 70 | 53 | 71.06 | 71.96 | 57.92 | 59 | 63.5 | 62.06 | 64.4 | 54 | 62 | 64 | 64 | 67 | 69.98 | 0 | 0 | 0 | 0 | 1 | 0 | 0 | 1 | 1 | 0 | 1 | 0 | 100% | #N/A
1989-08-26 | 8 | 26 | 2018 | 2018-08-26 | 7 | 0 | 8:00 | 8 | 70 | 58 | 71.96 | 72.14 | 62.06 | 62.96 | 67.28 | 66.02 | 66.2 | 54 | 63 | 69 | 66 | 72 | 71.06 | 0 | 0 | 0 | 0 | 1 | 0 | 0 | 1 | 1 | 0 | 1 | 0 | 100% | #N/A
1989-08-26 | 8 | 26 | 2018 | 2018-08-26 | 7 | 0 | 9:00 | 9 | 70 | 63 | 73.94 | 73.22 | 66.92 | 66.92 | 70.52 | 68 | 68 | 57 | 63 | 75 | 75 | 75 | 73.94 | 0 | 0 | 0 | 0 | 1 | 0 | 0 | 1 | 1 | 0 | 1 | 0 | 100% | #N/A
1989-08-26 | 8 | 26 | 2018 | 2018-08-26 | 7 | 0 | 10:00 | 10 | 70 | 69 | 78.08 | 76.28 | 69.08 | 69.98 | 74.12 | 73.04 | 68 | 64 | 64 | 78 | 77 | 77 | 75.02 | 0 | 0 | 0 | 0 | 1 | 0 | 0 | 1 | 1 | 0 | 1 | 0 | 100% | #N/A
1989-08-26 | 8 | 26 | 2018 | 2018-08-26 | 7 | 0 | 11:00 | 11 | 70 | 71 | 80.06 | 77.72 | 71.06 | 71.06 | 75.38 | 73.94 | 69.8 | 73 | 64 | 81 | 80 | 78 | 77 | 0 | 0 | 0 | 0 | 1 | 0 | 0 | 1 | 1 | 0 | 1 | 0 | 100% | #N/A
1989-08-26 | 8 | 26 | 2018 | 2018-08-26 | 7 | 0 | 12:00 | 12 | 70 | 73 | 80.96 | 81.14 | 73.04 | 73.04 | 76.64 | 75.02 | 68 | 75 | 64 | 82 | 82 | 79 | 78.98 | 0 | 0 | 0 | 0 | 1 | 0 | 0 | 1 | 1 | 0 | 1 | 0 | 100% | #N/A
1989-08-26 | 8 | 26 | 2018 | 2018-08-26 | 7 | 0 | 13:00 | 13 | 71 | 74 | 82.94 | 81.68 | 73.94 | 75.02 | 76.82 | 75.92 | 68 | 79 | 64 | 83 | 84 | 79 | 78.98 | 0 | 0 | 0 | 0 | 1 | 0 | 0 | 1 | 1 | 0 | 1 | 0 | 100% | #N/A
1989-08-26 | 8 | 26 | 2018 | 2018-08-26 | 7 | 0 | 14:00 | 14 | 72 | 75 | 82.94 | 82.58 | 73.04 | 73.94 | 78.08 | 75.92 | 68 | 77 | 64 | 84 | 84 | 79 | 78.08 | 0 | 0 | 0 | 0 | 1 | 0 | 0 | 1 | 1 | 0 | 1 | 0 | 100% | #N/A
1989-08-26 | 8 | 26 | 2018 | 2018-08-26 | 7 | 0 | 15:00 | 15 | 72 | 75 | 82.94 | 82.76 | 73.04 | 73.04 | 77.72 | 75.02 | 68 | 79 | 64 | 84 | 84 | 79 | 80.96 | 0 | 0 | 0 | 0 | 1 | 0 | 0 | 1 | 1 | 0 | 1 | 0 | 100% | #N/A
1989-08-26 | 8 | 26 | 2018 | 2018-08-26 | 7 | 0 | 16:00 | 16 | 72 | 74 | 80.96 | 83.84 | 71.06 | 75.02 | 79.34 | 73.04 | 68 | 77 | 65 | 84 | 82 | 80 | 82.04 | 0 | 0 | 0 | 0 | 1 | 0 | 0 | 1 | 1 | 0 | 1 | 0 | 100% | #N/A
1989-08-26 | 8 | 26 | 2018 | 2018-08-26 | 7 | 0 | 17:00 | 17 | 73 | 74 | 80.06 | 83.3 | 69.08 | 73.94 | 77.9 | 73.04 | 66.2 | 77 | 64 | 84 | 82 | 77 | 80.96 | 0 | 0 | 0 | 0 | 1 | 0 | 0 | 1 | 1 | 0 | 1 | 0 | 100% | #N/A
1989-08-26 | 8 | 26 | 2018 | 2018-08-26 | 7 | 0 | 18:00 | 18 | 72 | 69 | 77 | 82.4 | 66.02 | 71.06 | 74.48 | 69.98 | 64.4 | 73 | 64 | 81 | 79 | 73 | 77 | 0 | 0 | 0 | 0 | 1 | 0 | 0 | 1 | 1 | 0 | 1 | 0 | 100% | #N/A
1989-08-26 | 8 | 26 | 2018 | 2018-08-26 | 7 | 0 | 19:00 | 19 | 72 | 65 | 71.96 | 80.78 | 62.06 | 68 | 69.08 | 66.92 | 60.8 | 64 | 63 | 75 | 70 | 71 | 75.92 | 0 | 0 | 0 | 0 | 1 | 0 | 0 | 1 | 1 | 0 | 1 | 0 | 100% | #N/A
1989-08-26 | 8 | 26 | 2018 | 2018-08-26 | 7 | 0 | 20:00 | 20 | 72 | 61 | 69.98 | 78.08 | 62.06 | 64.94 | 65.84 | 64.94 | 59 | 61 | 63 | 72 | 70 | 70 | 75.02 | 0 | 0 | 0 | 0 | 1 | 0 | 0 | 1 | 1 | 0 | 1 | 0 | 100% | #N/A
1989-08-26 | 8 | 26 | 2018 | 2018-08-26 | 7 | 0 | 21:00 | 21 | 71 | 60 | 64.04 | 76.1 | 59 | 60.98 | 65.84 | 62.96 | 55.4 | 57 | 63 | 69 | 66 | 70 | 75.92 | 0 | 0 | 0 | 0 | 1 | 0 | 0 | 1 | 1 | 0 | 1 | 0 | 100% | #N/A
1989-08-26 | 8 | 26 | 2018 | 2018-08-26 | 7 | 0 | 22:00 | 22 | 71 | 57 | 60.98 | 75.74 | 55.04 | 59 | 60.44 | 62.96 | 55.4 | 55 | 63 | 66 | 63 | 70 | 75.02 | 0 | 0 | 0 | 0 | 1 | 0 | 0 | 1 | 1 | 0 | 1 | 0 | 100% | #N/A
1989-08-26 | 8 | 26 | 2018 | 2018-08-26 | 7 | 0 | 23:00 | 23 | 71 | 58 | 59 | 74.12 | 53.96 | 57.02 | 57.74 | 62.96 | 51.8 | 55 | 63 | 64 | 64 | 68 | 73.94 | 0 | 0 | 0 | 0 | 1 | 0 | 0 | 1 | 1 | 0 | 1 | 0 | 100% | #N/A
1989-08-26 | 8 | 26 | 2018 | 2018-08-26 | 7 | 0 | 24:00 | 24 | 70.0397 | 56 | 60.98 | 73.4 | 53.96 | 55.94 | 55.4 | 60.98 | 51.8 | 54 | 63 | 63 | 64 | 68 | 71.06 | 0 | 0 | 0 | 0 | 1 | 0 | 0 | 1 | 1 | 0 | 1 | 0 | 100% | #N/A
1989-08-27 | 8 | 27 | 2018 | 2018-08-27 | 1 | 0 | 1:00 | 1 | 70.0397 | 52 | 60.98 | 71.78 | 51.08 | 57.02 | 55.4 | 60.98 | 51.8 | 54 | 63 | 61 | 64 | 70 | 69.98 | 0 | 0 | 0 | 0 | 1 | 0 | 0 | 1 | 1 | 0 | 1 | 0 | 100% | #N/A
1989-08-27 | 8 | 27 | 2018 | 2018-08-27 | 1 | 0 | 2:00 | 2 | 71 | 52 | 59 | 70.7 | 51.08 | 55.94 | 53.6 | 60.08 | 50.54 | 54 | 62 | 60 | 64 | 71 | 71.06 | 0 | 0 | 0 | 0 | 1 | 0 | 0 | 1 | 1 | 0 | 1 | 0 | 100% | #N/A
1989-08-27 | 8 | 27 | 2018 | 2018-08-27 | 1 | 0 | 3:00 | 3 | 71.0128 | 50 | 55.94 | 69.44 | 50 | 53.96 | 51.8 | 60.08 | 49.46 | 54 | 62 | 59 | 64 | 69 | 69.98 | 0 | 0 | 0 | 0 | 1 | 0 | 0 | 1 | 1 | 0 | 1 | 0 | 100% | #N/A
1989-08-27 | 8 | 27 | 2018 | 2018-08-27 | 1 | 0 | 4:00 | 4 | 71 | 46 | 59 | 68.18 | 50 | 55.04 | 51.8 | 59 | 48.2 | 54 | 62 | 57 | 64 | 69 | 69.98 | 0 | 0 | 0 | 0 | 1 | 0 | 0 | 1 | 1 | 0 | 1 | 0 | 100% | #N/A
1989-08-27 | 8 | 27 | 2018 | 2018-08-27 | 1 | 0 | 5:00 | 5 | 71.0128 | 48 | 53.06 | 67.1 | 51.98 | 55.04 | 51.8 | 59 | 48.2 | 52 | 62 | 56 | 64 | 68 | 69.98 | 0 | 0 | 0 | 0 | 1 | 0 | 0 | 1 | 1 | 0 | 1 | 0 | 100% | #N/A
1989-08-27 | 8 | 27 | 2018 | 2018-08-27 | 1 | 0 | 6:00 | 6 | 71 | 48 | 57.02 | 67.64 | 53.06 | 55.04 | 51.8 | 59 | 51.8 | 52 | 62 | 56 | 64 | 69 | 71.06 | 0 | 0 | 0 | 0 | 1 | 0 | 0 | 1 | 1 | 0 | 1 | 0 | 100% | #N/A
1989-08-27 | 8 | 27 | 2018 | 2018-08-27 | 1 | 0 | 7:00 | 7 | 72 | 53 | 66.02 | 67.46 | 59 | 60.08 | 59.54 | 60.98 | 58.1 | 54 | 63 | 59 | 64 | 70 | 71.96 | 0 | 0 | 0 | 0 | 1 | 0 | 0 | 1 | 1 | 0 | 1 | 0 | 100% | #N/A
1989-08-27 | 8 | 27 | 2018 | 2018-08-27 | 1 | 0 | 8:00 | 8 | 73 | 58 | 69.98 | 68.54 | 64.04 | 66.02 | 66.02 | 64.04 | 64.4 | 61 | 64 | 62 | 66 | 74 | 77 | 0 | 0 | 0 | 1 | 0 | 0 | 0 | 1 | 1 | 0 | 1 | 0 | 100% | #N/A
1989-08-27 | 8 | 27 | 2018 | 2018-08-27 | 1 | 0 | 9:00 | 9 | 73 | 63 | 73.04 | 73.58 | 68 | 69.08 | 70.34 | 66.92 | 66.2 | 66 | 66 | 69 | 70 | 75 | 80.96 | 0 | 0 | 0 | 1 | 0 | 0 | 0 | 1 | 1 | 0 | 1 | 0 | 100% | #N/A
1989-08-27 | 8 | 27 | 2018 | 2018-08-27 | 1 | 0 | 10:00 | 10 | 73 | 67 | 75.92 | 74.3 | 69.98 | 71.96 | 72.32 | 69.98 | 69.8 | 72 | 67 | 76 | 73 | 79 | 80.06 | 0 | 0 | 0 | 1 | 0 | 0 | 0 | 1 | 1 | 0 | 1 | 0 | 100% | #N/A
1989-08-27 | 8 | 27 | 2018 | 2018-08-27 | 1 | 0 | 11:00 | 11 | 73 | 70 | 77 | 75.02 | 73.04 | 73.94 | 74.84 | 71.06 | 71.6 | 73 | 71 | 77 | 75 | 79 | 82.94 | 0 | 0 | 0 | 1 | 0 | 0 | 0 | 1 | 1 | 0 | 1 | 0 | 100% | #N/A
1989-08-27 | 8 | 27 | 2018 | 2018-08-27 | 1 | 0 | 12:00 | 12 | 75 | 70 | 78.08 | 76.46 | 73.04 | 75.02 | 75.2 | 71.96 | 73.4 | 77 | 77 | 80 | 79 | 80 | 82.94 | 0 | 0 | 0 | 1 | 0 | 0 | 0 | 1 | 1 | 0 | 1 | 0 | 100% | #N/A
1989-08-27 | 8 | 27 | 2018 | 2018-08-27 | 1 | 0 | 13:00 | 13 | 77 | 72 | 80.06 | 78.8 | 73.94 | 77 | 75.56 | 71.96 | 69.8 | 79 | 79 | 80 | 81 | 80 | 82.04 | 0 | 0 | 0 | 1 | 0 | 0 | 0 | 1 | 1 | 0 | 1 | 0 | 100% | #N/A
1989-08-27 | 8 | 27 | 2018 | 2018-08-27 | 1 | 0 | 14:00 | 14 | 79 | 73 | 77 | 79.34 | 73.94 | 75.02 | 75.2 | 71.96 | 68 | 81 | 80 | 79 | 82 | 80 | 82.04 | 0 | 0 | 0 | 1 | 0 | 0 | 1 | 1 | 1 | 0 | 1 | 0 | 100% | #N/A
1989-08-27 | 8 | 27 | 2018 | 2018-08-27 | 1 | 0 | 15:00 | 15 | 78 | 73 | 78.98 | 81.32 | 73.94 | 75.92 | 75.38 | 71.06 | 68 | 79 | 82 | 81 | 82 | 83 | 82.94 | 0 | 0 | 0 | 1 | 0 | 0 | 1 | 1 | 1 | 0 | 1 | 0 | 100% | #N/A
1989-08-27 | 8 | 27 | 2018 | 2018-08-27 | 1 | 0 | 16:00 | 16 | 80 | 73 | 78.98 | 81.32 | 73.04 | 75.02 | 77.54 | 71.96 | 69.8 | 81 | 77 | 79 | 82 | 83 | 82.04 | 0 | 0 | 0 | 1 | 0 | 0 | 1 | 1 | 1 | 0 | 1 | 0 | 100% | #N/A
1989-08-27 | 8 | 27 | 2018 | 2018-08-27 | 1 | 0 | 17:00 | 17 | 80 | 71 | 77 | 77.36 | 71.06 | 73.94 | 74.12 | 71.96 | 66.2 | 79 | 76 | 79 | 82 | 81 | 80.06 | 0 | 0 | 0 | 1 | 0 | 0 | 1 | 1 | 1 | 0 | 1 | 0 | 100% | #N/A
1989-08-27 | 8 | 27 | 2018 | 2018-08-27 | 1 | 0 | 18:00 | 18 | 77 | 70 | 75.02 | 78.26 | 68 | 71.06 | 73.04 | 69.08 | 64.4 | 77 | 75 | 75 | 73 | 79 | 78.08 | 0 | 0 | 0 | 1 | 0 | 0 | 0 | 1 | 1 | 0 | 1 | 0 | 100% | #N/A
1989-08-27 | 8 | 27 | 2018 | 2018-08-27 | 1 | 0 | 19:00 | 19 | 76 | 68 | 69.98 | 78.26 | 62.96 | 66.92 | 69.08 | 64.94 | 60.8 | 75 | 72 | 64 | 66 | 71 | 75.02 | 0 | 0 | 0 | 1 | 0 | 0 | 0 | 1 | 1 | 0 | 1 | 0 | 100% | #N/A
1989-08-27 | 8 | 27 | 2018 | 2018-08-27 | 1 | 0 | 20:00 | 20 | 75 | 66 | 69.08 | 75.02 | 62.06 | 62.06 | 66.74 | 62.96 | 62.6 | 70 | 69 | 64 | 64 | 71 | 73.04 | 0 | 0 | 0 | 1 | 0 | 0 | 0 | 1 | 1 | 0 | 1 | 0 | 100% | #N/A
1989-08-27 | 8 | 27 | 2018 | 2018-08-27 | 1 | 0 | 21:00 | 21 | 74 | 66 | 62.96 | 74.12 | 55.94 | 60.98 | 63.5 | 62.96 | 60.8 | 70 | 69 | 64 | 63 | 71 | 69.98 | 0 | 0 | 0 | 1 | 0 | 0 | 0 | 1 | 1 | 0 | 1 | 0 | 100% | #N/A
1989-08-27 | 8 | 27 | 2018 | 2018-08-27 | 1 | 0 | 22:00 | 22 | 74 | 65 | 59 | 72.68 | 55.04 | 60.08 | 61.16 | 60.98 | 59 | 66 | 67 | 63 | 61 | 79 | 69.98 | 0 | 0 | 0 | 1 | 0 | 0 | 0 | 1 | 1 | 0 | 1 | 0 | 100% | #N/A
1989-08-27 | 8 | 27 | 2018 | 2018-08-27 | 1 | 0 | 23:00 | 23 | 74 | 64 | 64.94 | 71.6 | 53.96 | 57.92 | 57.02 | 60.08 | 58.1 | 64 | 66 | 61 | 61 | 68 | 69.08 | 0 | 0 | 0 | 1 | 0 | 0 | 0 | 1 | 1 | 0 | 1 | 0 | 100% | #N/A
1989-08-27 | 8 | 27 | 2018 | 2018-08-27 | 1 | 0 | 24:00 | 24 | 73 | 63 | 57.02 | 71.24 | 51.98 | 57.02 | 55.94 | 59 | 57.2 | 63 | 62 | 63 | 57 | 67 | 69.08 | 0 | 0 | 0 | 0 | 1 | 0 | 0 | 1 | 1 | 0 | 1 | 0 | 100% | #N/A
1989-08-28 | 8 | 28 | 2018 | 2018-08-28 | 2 | 0 | 1:00 | 1 | 73 | 61 | 55.94 | 69.98 | 51.08 | 55.94 | 53.24 | 59 | 57.2 | 63 | 64 | 63 | 57 | 65 | 69.08 | 0 | 0 | 0 | 0 | 1 | 0 | 0 | 1 | 1 | 0 | 1 | 0 | 100% | #N/A
1989-08-28 | 8 | 28 | 2018 | 2018-08-28 | 2 | 0 | 2:00 | 2 | 73 | 62 | 53.6 | 68.54 | 50 | 55.04 | 53.6 | 59 | 60.8 | 64 | 62 | 64 | 57 | 65 | 68 | 0 | 0 | 0 | 0 | 1 | 0 | 0 | 1 | 1 | 0 | 1 | 0 | 100% | #N/A
1989-08-28 | 8 | 28 | 2018 | 2018-08-28 | 2 | 0 | 3:00 | 3 | 73 | 61 | 53.96 | 68 | 51.08 | 55.04 | 51.8 | 57.92 | 60.8 | 64 | 65 | 63 | 57 | 63 | 66.02 | 0 | 0 | 0 | 0 | 1 | 0 | 0 | 1 | 1 | 0 | 1 | 0 | 100% | #N/A
1989-08-28 | 8 | 28 | 2018 | 2018-08-28 | 2 | 0 | 4:00 | 4 | 72 | 61 | 51.98 | 67.28 | 48.02 | 53.96 | 51.8 | 57.92 | 60.8 | 64 | 64 | 63 | 57 | 62 | 64.04 | 0 | 0 | 0 | 0 | 1 | 0 | 0 | 1 | 1 | 0 | 1 | 0 | 100% | #N/A
1989-08-28 | 8 | 28 | 2018 | 2018-08-28 | 2 | 0 | 5:00 | 5 | 72 | 60 | 51.08 | 66.92 | 53.06 | 53.06 | 51.8 | 57.02 | 60.8 | 63 | 63 | 63 | 57 | 62 | 64.04 | 0 | 0 | 0 | 0 | 1 | 0 | 0 | 1 | 1 | 0 | 1 | 0 | 100% | #N/A
1989-08-28 | 8 | 28 | 2018 | 2018-08-28 | 2 | 0 | 6:00 | 6 | 70 | 59 | 48.92 | 66.02 | 50 | 53.96 | 50.18 | 57.92 | 62.6 | 64 | 56 | 63 | 57 | 67 | 66.02 | 0 | 0 | 0 | 0 | 1 | 0 | 0 | 1 | 1 | 0 | 1 | 0 | 100% | #N/A
1989-08-28 | 8 | 28 | 2018 | 2018-08-28 | 2 | 0 | 7:00 | 7 | 72 | 61 | 62.96 | 67.46 | 59 | 59 | 57.02 | 60.98 | 66.2 | 68 | 65 | 66 | 57 | 65 | 68 | 0 | 0 | 0 | 0 | 1 | 0 | 0 | 1 | 1 | 0 | 1 | 0 | 100% | #N/A
1989-08-28 | 8 | 28 | 2018 | 2018-08-28 | 2 | 0 | 8:00 | 8 | 74 | 64 | 69.08 | 68.9 | 64.94 | 64.94 | 64.4 | 64.94 | 69.8 | 73 | 70 | 70 | 59 | 72 | 71.06 | 0 | 0 | 0 | 1 | 0 | 0 | 0 | 1 | 1 | 0 | 1 | 0 | 100% | #N/A
1989-08-28 | 8 | 28 | 2018 | 2018-08-28 | 2 | 0 | 9:00 | 9 | 78 | 66 | 71.06 | 69.98 | 69.08 | 69.98 | 69.26 | 66.92 | 71.6 | 79 | 73 | 70 | 61 | 75 | 75.02 | 0 | 0 | 0 | 1 | 0 | 0 | 0 | 1 | 1 | 0 | 1 | 0 | 100% | #N/A
1989-08-28 | 8 | 28 | 2018 | 2018-08-28 | 2 | 0 | 10:00 | 10 | 78 | 69 | 73.04 | 69.98 | 71.96 | 73.94 | 71.24 | 69.98 | 71.6 | 81 | 76 | 72 | 72 | 79 | 77 | 0 | 0 | 0 | 1 | 0 | 0 | 0 | 1 | 1 | 0 | 1 | 0 | 100% | #N/A
1989-08-28 | 8 | 28 | 2018 | 2018-08-28 | 2 | 0 | 11:00 | 11 | 79 | 71 | 75.92 | 71.24 | 73.94 | 75.92 | 72.5 | 69.08 | 73.4 | 81 | 78 | 72 | 75 | 81 | 78.98 | 0 | 0 | 0 | 1 | 0 | 0 | 0 | 1 | 1 | 0 | 1 | 0 | 100% | #N/A
1989-08-28 | 8 | 28 | 2018 | 2018-08-28 | 2 | 0 | 12:00 | 12 | 81 | 73 | 77 | 71.42 | 75.92 | 77 | 74.84 | 69.98 | 71.6 | 84 | 81 | 72 | 82 | 80 | 80.06 | 0 | 0 | 0 | 1 | 0 | 0 | 0 | 1 | 1 | 0 | 1 | 0 | 100% | #N/A
1989-08-28 | 8 | 28 | 2018 | 2018-08-28 | 2 | 0 | 13:00 | 13 | 82 | 74 | 75.92 | 71.6 | 75.92 | 77 | 75.2 | 73.04 | 68 | 84 | 80 | 72 | 82 | 79 | 82.04 | 0 | 0 | 0 | 1 | 0 | 0 | 0 | 1 | 1 | 0 | 1 | 0 | 100% | #N/A
1989-08-28 | 8 | 28 | 2018 | 2018-08-28 | 2 | 0 | 14:00 | 14 | 82 | 75 | 78.98 | 71.78 | 73.04 | 77 | 78.44 | 73.04 | 68 | 82 | 81 | 72 | 82 | 80 | 84.02 | 0 | 0 | 0 | 1 | 0 | 0 | 1 | 1 | 1 | 0 | 1 | 0 | 100% | #N/A
1989-08-28 | 8 | 28 | 2018 | 2018-08-28 | 2 | 0 | 15:00 | 15 | 83 | 76 | 78.08 | 75.56 | 73.04 | 75.92 | 77.9 | 71.96 | 68 | 82 | 82 | 68 | 84 | 83 | 80.96 | 0 | 0 | 0 | 1 | 0 | 0 | 1 | 1 | 1 | 0 | 1 | 0 | 100% | #N/A
1989-08-28 | 8 | 28 | 2018 | 2018-08-28 | 2 | 0 | 16:00 | 16 | 84 | 74 | 78.98 | 76.1 | 71.06 | 75.92 | 75.74 | 73.94 | 68 | 81 | 81 | 68 | 84 | 84 | 80.96 | 0 | 0 | 0 | 1 | 0 | 0 | 1 | 1 | 1 | 0 | 1 | 0 | 100% | #N/A
1989-08-28 | 8 | 28 | 2018 | 2018-08-28 | 2 | 0 | 17:00 | 17 | 81 | 73 | 78.08 | 75.92 | 68 | 73.04 | 77.36 | 73.04 | 68.9 | 82 | 80 | 68 | 82 | 83 | 78.98 | 0 | 0 | 0 | 1 | 0 | 0 | 1 | 1 | 1 | 0 | 1 | 0 | 100% | #N/A
1989-08-28 | 8 | 28 | 2018 | 2018-08-28 | 2 | 0 | 18:00 | 18 | 81 | 71 | 75.92 | 74.48 | 64.94 | 69.98 | 75.2 | 69.98 | 69.8 | 79 | 76 | 70 | 73 | 81 | 77 | 0 | 0 | 0 | 1 | 0 | 0 | 0 | 1 | 1 | 0 | 1 | 0 | 100% | #N/A
1989-08-28 | 8 | 28 | 2018 | 2018-08-28 | 2 | 0 | 19:00 | 19 | 81 | 69 | 64.94 | 71.96 | 64.04 | 66.92 | 69.98 | 66.02 | 70.7 | 70 | 73 | 68 | 68 | 78 | 75.02 | 0 | 0 | 0 | 1 | 0 | 0 | 0 | 1 | 1 | 0 | 1 | 0 | 100% | #N/A
1989-08-28 | 8 | 28 | 2018 | 2018-08-28 | 2 | 0 | 20:00 | 20 | 77 | 67 | 64.04 | 69.44 | 59 | 64.94 | 61.16 | 64.94 | 71.6 | 68 | 72 | 68 | 64 | 79 | 73.94 | 0 | 0 | 0 | 1 | 0 | 0 | 0 | 1 | 1 | 0 | 1 | 0 | 100% | #N/A
1989-08-28 | 8 | 28 | 2018 | 2018-08-28 | 2 | 0 | 21:00 | 21 | 77 | 66 | 60.08 | 68.18 | 55.94 | 60.08 | 57.56 | 64.04 | 71.6 | 66 | 65 | 68 | 64 | 79 | 73.04 | 0 | 0 | 0 | 1 | 0 | 0 | 0 | 1 | 1 | 0 | 1 | 0 | 100% | #N/A
1989-08-28 | 8 | 28 | 2018 | 2018-08-28 | 2 | 0 | 22:00 | 22 | 76 | 66 | 57.02 | 66.92 | 55.04 | 59 | 56.3 | 62.06 | 73.4 | 70 | 64 | 68 | 61 | 78 | 73.04 | 0 | 0 | 0 | 1 | 0 | 0 | 0 | 1 | 1 | 0 | 1 | 0 | 100% | #N/A
1989-08-28 | 8 | 28 | 2018 | 2018-08-28 | 2 | 0 | 23:00 | 23 | 77 | 66 | 57.02 | 65.84 | 53.06 | 57.92 | 55.4 | 60.98 | 73.4 | 70 | 61 | 66 | 61 | 78 | 73.94 | 0 | 0 | 0 | 1 | 0 | 0 | 0 | 1 | 1 | 0 | 1 | 0 | 100% | #N/A
1989-08-28 | 8 | 28 | 2018 | 2018-08-28 | 2 | 0 | 24:00 | 24 | 76 | 64 | 55.94 | 65.3 | 51.08 | 55.94 | 55.4 | 60.98 | 73.4 | 66 | 68 | 66 | 57 | 75 | 71.06 | 0 | 0 | 0 | 0 | 1 | 0 | 0 | 1 | 1 | 0 | 1 | 0 | 100% | #N/A
1989-08-29 | 8 | 29 | 2018 | 2018-08-29 | 3 | 0 | 1:00 | 1 | 74 | 63 | 53.96 | 63.5 | 53.06 | 55.94 | 53.6 | 60.98 | 73.4 | 66 | 66 | 66 | 57 | 72 | 71.96 | 0 | 0 | 0 | 0 | 1 | 0 | 0 | 1 | 1 | 0 | 1 | 0 | 100% | #N/A
1989-08-29 | 8 | 29 | 2018 | 2018-08-29 | 3 | 0 | 2:00 | 2 | 73 | 64 | 53.06 | 62.96 | 51.08 | 55.94 | 53.6 | 59 | 71.6 | 66 | 65 | 66 | 59 | 72 | 69.08 | 0 | 0 | 0 | 0 | 1 | 0 | 0 | 1 | 1 | 0 | 1 | 0 | 100% | #N/A
1989-08-29 | 8 | 29 | 2018 | 2018-08-29 | 3 | 0 | 3:00 | 3 | 73 | 65 | 51.98 | 62.24 | 51.08 | 53.06 | 51.8 | 59 | 71.6 | 66 | 65 | 65 | 57 | 72 | 68 | 0 | 0 | 0 | 0 | 1 | 0 | 0 | 1 | 1 | 0 | 1 | 0 | 100% | #N/A
1989-08-29 | 8 | 29 | 2018 | 2018-08-29 | 3 | 0 | 4:00 | 4 | 73 | 63 | 51.98 | 61.34 | 51.08 | 55.04 | 51.8 | 57.92 | 71.6 | 66 | 61 | 65 | 57 | 72 | 66.02 | 0 | 0 | 0 | 0 | 1 | 0 | 0 | 1 | 1 | 0 | 1 | 0 | 100% | #N/A
1989-08-29 | 8 | 29 | 2018 | 2018-08-29 | 3 | 0 | 5:00 | 5 | 72 | 64 | 48.92 | 60.98 | 51.08 | 53.96 | 50 | 59 | 71.6 | 66 | 60 | 65 | 57 | 71 | 66.02 | 0 | 0 | 0 | 0 | 1 | 0 | 0 | 1 | 1 | 0 | 1 | 0 | 100% | #N/A
1989-08-29 | 8 | 29 | 2018 | 2018-08-29 | 3 | 0 | 6:00 | 6 | 70 | 64 | 50 | 61.7 | 51.98 | 55.04 | 50 | 59 | 71.6 | 66 | 59 | 64 | 57 | 69 | 64.94 | 0 | 0 | 0 | 0 | 1 | 0 | 0 | 1 | 1 | 0 | 1 | 0 | 100% | #N/A
1989-08-29 | 8 | 29 | 2018 | 2018-08-29 | 3 | 0 | 7:00 | 7 | 73 | 66 | 60.98 | 61.52 | 55.94 | 55.94 | 56.3 | 62.06 | 69.8 | 66 | 60 | 65 | 57 | 69 | 68 | 0 | 0 | 0 | 0 | 1 | 0 | 0 | 1 | 1 | 0 | 1 | 0 | 100% | #N/A
1989-08-29 | 8 | 29 | 2018 | 2018-08-29 | 3 | 0 | 8:00 | 8 | 76 | 66 | 69.08 | 64.4 | 57.02 | 60.08 | 61.7 | 66.02 | 68 | 70 | 62 | 67 | 57 | 69 | 71.96 | 0 | 0 | 0 | 1 | 0 | 0 | 0 | 1 | 1 | 0 | 1 | 0 | 100% | #N/A
1989-08-29 | 8 | 29 | 2018 | 2018-08-29 | 3 | 0 | 9:00 | 9 | 81 | 68 | 75.02 | 68 | 59 | 62.96 | 69.26 | 69.08 | 68 | 73 | 66 | 70 | 63 | 71 | 73.04 | 0 | 0 | 0 | 1 | 0 | 0 | 0 | 1 | 1 | 0 | 1 | 0 | 100% | #N/A
1989-08-29 | 8 | 29 | 2018 | 2018-08-29 | 3 | 0 | 10:00 | 10 | 82 | 71 | 77 | 72.5 | 62.96 | 68 | 73.76 | 69.98 | 68 | 73 | 68 | 71 | 70 | 70 | 73.04 | 0 | 0 | 0 | 1 | 0 | 0 | 0 | 1 | 1 | 0 | 1 | 0 | 100% | #N/A
1989-08-29 | 8 | 29 | 2018 | 2018-08-29 | 3 | 0 | 11:00 | 11 | 84 | 71 | 78.08 | 75.92 | 69.08 | 68 | 75.38 | 71.96 | 68 | 75 | 70 | 75 | 73 | 70 | 73.04 | 0 | 0 | 0 | 1 | 0 | 0 | 0 | 1 | 1 | 0 | 1 | 0 | 100% | #N/A
1989-08-29 | 8 | 29 | 2018 | 2018-08-29 | 3 | 0 | 12:00 | 12 | 85 | 72 | 78.98 | 77.18 | 69.08 | 69.98 | 78.08 | 71.96 | 71.6 | 77 | 71 | 74 | 73 | 71 | 75.02 | 0 | 0 | 0 | 1 | 0 | 0 | 0 | 1 | 1 | 0 | 1 | 0 | 100% | #N/A
1989-08-29 | 8 | 29 | 2018 | 2018-08-29 | 3 | 0 | 13:00 | 13 | 83 | 74 | 80.06 | 78.26 | 66.92 | 69.98 | 78.26 | 73.94 | 75.2 | 77 | 72 | 76 | 72 | 72 | 77 | 0 | 0 | 0 | 1 | 0 | 0 | 0 | 1 | 1 | 0 | 1 | 0 | 100% | #N/A
1989-08-29 | 8 | 29 | 2018 | 2018-08-29 | 3 | 0 | 14:00 | 14 | 83 | 74 | 80.06 | 79.16 | 66.2 | 69.08 | 80.06 | 73.94 | 78.8 | 81 | 73 | 79 | 68 | 74 | 78.98 | 0 | 0 | 0 | 1 | 0 | 0 | 1 | 1 | 1 | 0 | 1 | 0 | 100% | #N/A
1989-08-29 | 8 | 29 | 2018 | 2018-08-29 | 3 | 0 | 15:00 | 15 | 85 | 73 | 80.06 | 79.7 | 66.2 | 69.08 | 79.7 | 75.02 | 78.8 | 81 | 73 | 81 | 70 | 75 | 77 | 0 | 0 | 0 | 1 | 0 | 0 | 1 | 1 | 1 | 0 | 1 | 0 | 100% | #N/A
1989-08-29 | 8 | 29 | 2018 | 2018-08-29 | 3 | 0 | 16:00 | 16 | 85 | 72 | 80.06 | 79.88 | 64.94 | 66.92 | 80.42 | 73.94 | 78.8 | 75 | 73 | 77 | 70 | 76 | 73.04 | 0 | 0 | 0 | 1 | 0 | 0 | 1 | 1 | 1 | 0 | 1 | 0 | 100% | #N/A
1989-08-29 | 8 | 29 | 2018 | 2018-08-29 | 3 | 0 | 17:00 | 17 | 83 | 71 | 78.98 | 79.7 | 64.94 | 66.02 | 79.16 | 73.94 | 77 | 75 | 71 | 72 | 70 | 75 | 69.98 | 0 | 0 | 0 | 1 | 0 | 0 | 1 | 1 | 1 | 0 | 1 | 0 | 100% | #N/A
1989-08-29 | 8 | 29 | 2018 | 2018-08-29 | 3 | 0 | 18:00 | 18 | 80 | 71 | 75.92 | 77 | 64.04 | 64.94 | 75.56 | 71.06 | 73.4 | 72 | 68 | 70 | 70 | 74 | 69.08 | 0 | 0 | 0 | 1 | 0 | 0 | 0 | 1 | 1 | 0 | 1 | 0 | 100% | #N/A
1989-08-29 | 8 | 29 | 2018 | 2018-08-29 | 3 | 0 | 19:00 | 19 | 75 | 70 | 68 | 74.66 | 62.96 | 62.96 | 69.62 | 68 | 69.8 | 72 | 65 | 67 | 66 | 70 | 66.92 | 0 | 0 | 0 | 1 | 0 | 0 | 0 | 1 | 1 | 0 | 1 | 0 | 100% | #N/A
1989-08-29 | 8 | 29 | 2018 | 2018-08-29 | 3 | 0 | 20:00 | 20 | 72 | 70 | 62.96 | 71.96 | 60.98 | 62.06 | 60.98 | 66.92 | 66.2 | 66 | 60 | 65 | 64 | 66 | 66.92 | 0 | 0 | 0 | 1 | 0 | 0 | 0 | 1 | 1 | 0 | 1 | 0 | 100% | #N/A
1989-08-29 | 8 | 29 | 2018 | 2018-08-29 | 3 | 0 | 21:00 | 21 | 69 | 70 | 59 | 71.24 | 60.98 | 62.06 | 61.7 | 66.02 | 65.3 | 66 | 58 | 64 | 63 | 63 | 66.02 | 0 | 0 | 0 | 1 | 0 | 0 | 0 | 1 | 1 | 0 | 1 | 0 | 100% | #N/A
1989-08-29 | 8 | 29 | 2018 | 2018-08-29 | 3 | 0 | 22:00 | 22 | 67 | 70 | 59 | 69.98 | 60.08 | 62.06 | 60.8 | 64.94 | 64.4 | 66 | 54 | 62 | 61 | 62 | 66.02 | 0 | 0 | 0 | 1 | 0 | 0 | 0 | 1 | 1 | 0 | 1 | 0 | 100% | #N/A
1989-08-29 | 8 | 29 | 2018 | 2018-08-29 | 3 | 0 | 23:00 | 23 | 65 | 69 | 57.92 | 68.9 | 60.98 | 60.98 | 65.66 | 62.06 | 64.4 | 66 | 56 | 58 | 61 | 60 | 66.02 | 0 | 0 | 0 | 1 | 0 | 0 | 0 | 1 | 1 | 0 | 1 | 0 | 100% | #N/A
1989-08-29 | 8 | 29 | 2018 | 2018-08-29 | 3 | 0 | 24:00 | 24 | 64 | 68 | 66.92 | 68.54 | 60.08 | 62.06 | 64.4 | 64.04 | 64.4 | 66 | 55 | 57 | 57 | 59 | 66.02 | 0 | 0 | 0 | 0 | 1 | 0 | 0 | 1 | 1 | 0 | 1 | 0 | 100% | #N/A
1989-08-30 | 8 | 30 | 2018 | 2018-08-30 | 4 | 0 | 1:00 | 1 | 63 | 66 | 68 | 68.36 | 60.08 | 62.06 | 63.5 | 64.04 | 64.4 | 66 | 55 | 55 | 57 | 59 | 66.02 | 0 | 0 | 0 | 0 | 1 | 0 | 0 | 1 | 1 | 0 | 1 | 0 | 100% | #N/A
1989-08-30 | 8 | 30 | 2018 | 2018-08-30 | 4 | 0 | 2:00 | 2 | 61 | 66 | 66.92 | 68.36 | 60.98 | 60.98 | 63.32 | 62.96 | 62.6 | 64 | 55 | 53 | 57 | 58 | 64.94 | 0 | 0 | 0 | 0 | 1 | 0 | 0 | 1 | 1 | 0 | 1 | 0 | 100% | #N/A
1989-08-30 | 8 | 30 | 2018 | 2018-08-30 | 4 | 0 | 3:00 | 3 | 60 | 66 | 66.92 | 67.64 | 60.08 | 60.98 | 59.54 | 62.96 | 60.8 | 63 | 56 | 52 | 57 | 57 | 66.02 | 0 | 0 | 0 | 0 | 1 | 0 | 0 | 1 | 1 | 0 | 1 | 0 | 100% | #N/A
1989-08-30 | 8 | 30 | 2018 | 2018-08-30 | 4 | 0 | 4:00 | 4 | 59 | 65 | 64.94 | 66.74 | 60.98 | 60.98 | 59 | 60.98 | 59 | 64 | 55 | 50 | 57 | 56 | 66.92 | 0 | 0 | 0 | 0 | 1 | 0 | 0 | 1 | 1 | 0 | 1 | 0 | 100% | #N/A
1989-08-30 | 8 | 30 | 2018 | 2018-08-30 | 4 | 0 | 5:00 | 5 | 58 | 65 | 62.06 | 66.02 | 60.08 | 60.98 | 59 | 62.06 | 57.2 | 63 | 55 | 48 | 61 | 56 | 66.02 | 0 | 0 | 0 | 0 | 1 | 0 | 0 | 1 | 1 | 0 | 1 | 0 | 100% | #N/A
1989-08-30 | 8 | 30 | 2018 | 2018-08-30 | 4 | 0 | 6:00 | 6 | 58 | 64 | 60.98 | 65.12 | 60.08 | 60.08 | 57.2 | 62.96 | 59 | 64 | 55 | 49 | 61 | 61 | 66.02 | 0 | 0 | 0 | 0 | 1 | 0 | 0 | 1 | 1 | 0 | 1 | 0 | 100% | #N/A
1989-08-30 | 8 | 30 | 2018 | 2018-08-30 | 4 | 0 | 7:00 | 7 | 58 | 66 | 69.08 | 66.2 | 60.98 | 60.08 | 63.86 | 66.02 | 68 | 64 | 56 | 52 | 61 | 62 | 66.02 | 0 | 0 | 0 | 0 | 1 | 0 | 0 | 1 | 1 | 0 | 1 | 0 | 100% | #N/A
1989-08-30 | 8 | 30 | 2018 | 2018-08-30 | 4 | 0 | 8:00 | 8 | 60 | 69 | 73.04 | 68.36 | 60.08 | 60.98 | 70.52 | 69.98 | 71.6 | 66 | 59 | 59 | 63 | 66 | 64.94 | 0 | 0 | 0 | 1 | 0 | 0 | 0 | 1 | 1 | 0 | 1 | 0 | 100% | #N/A
1989-08-30 | 8 | 30 | 2018 | 2018-08-30 | 4 | 0 | 9:00 | 9 | 62 | 73 | 75.92 | 71.6 | 62.06 | 62.96 | 73.76 | 73.04 | 75.2 | 73 | 58 | 64 | 70 | 66 | 64.04 | 0 | 0 | 0 | 1 | 0 | 0 | 0 | 1 | 1 | 0 | 1 | 0 | 100% | #N/A
1989-08-30 | 8 | 30 | 2018 | 2018-08-30 | 4 | 0 | 10:00 | 10 | 66 | 78 | 80.96 | 75.38 | 62.06 | 68 | 76.64 | 75.92 | 77 | 75 | 58 | 68 | 75 | 68 | 64.04 | 0 | 0 | 0 | 1 | 0 | 0 | 0 | 1 | 1 | 0 | 1 | 0 | 100% | #N/A
1989-08-30 | 8 | 30 | 2018 | 2018-08-30 | 4 | 0 | 11:00 | 11 | 67 | 83 | 82.94 | 79.34 | 68 | 69.08 | 78.08 | 78.08 | 78.8 | 77 | 59 | 68 | 77 | 70 | 62.96 | 0 | 0 | 0 | 1 | 0 | 0 | 0 | 1 | 1 | 0 | 1 | 0 | 100% | #N/A
1989-08-30 | 8 | 30 | 2018 | 2018-08-30 | 4 | 0 | 12:00 | 12 | 69 | 86 | 86 | 80.96 | 69.98 | 71.96 | 79.34 | 78.98 | 78.8 | 79 | 58 | 69 | 79 | 72 | 62.96 | 0 | 0 | 0 | 1 | 0 | 0 | 0 | 1 | 1 | 0 | 1 | 0 | 100% | #N/A
1989-08-30 | 8 | 30 | 2018 | 2018-08-30 | 4 | 0 | 13:00 | 13 | 69 | 86 | 87.08 | 82.94 | 71.96 | 73.94 | 79.88 | 80.06 | 78.8 | 79 | 58 | 70 | 79 | 73 | 66.92 | 0 | 0 | 0 | 1 | 0 | 0 | 0 | 1 | 1 | 0 | 1 | 0 | 100% | #N/A
1989-08-30 | 8 | 30 | 2018 | 2018-08-30 | 4 | 0 | 14:00 | 14 | 70 | 84 | 87.08 | 83.3 | 73.04 | 73.94 | 82.4 | 80.06 | 78.8 | 79 | 58 | 71 | 79 | 72 | 66.02 | 0 | 0 | 0 | 1 | 0 | 0 | 1 | 1 | 1 | 0 | 1 | 0 | 100% | #N/A
1989-08-30 | 8 | 30 | 2018 | 2018-08-30 | 4 | 0 | 15:00 | 15 | 71 | 86 | 84.02 | 83.12 | 73.04 | 73.94 | 83.12 | 80.06 | 78.8 | 81 | 57 | 69 | 77 | 73 | 66.92 | 0 | 0 | 0 | 1 | 0 | 0 | 1 | 1 | 1 | 0 | 1 | 0 | 100% | #N/A
1989-08-30 | 8 | 30 | 2018 | 2018-08-30 | 4 | 0 | 16:00 | 16 | 71 | 85 | 84.92 | 82.4 | 71.06 | 75.02 | 84.38 | 78.98 | 78.8 | 79 | 57 | 69 | 79 | 73 | 69.08 | 0 | 0 | 0 | 1 | 0 | 0 | 1 | 1 | 1 | 0 | 1 | 0 | 100% | #N/A
1989-08-30 | 8 | 30 | 2018 | 2018-08-30 | 4 | 0 | 17:00 | 17 | 71 | 82 | 82.94 | 82.04 | 69.98 | 73.94 | 82.58 | 78.98 | 77 | 79 | 58 | 67 | 77 | 72 | 69.08 | 0 | 0 | 0 | 1 | 0 | 0 | 1 | 1 | 1 | 0 | 1 | 0 | 100% | #N/A
1989-08-30 | 8 | 30 | 2018 | 2018-08-30 | 4 | 0 | 18:00 | 18 | 71 | 78 | 80.06 | 79.52 | 66.92 | 71.96 | 80.06 | 75.92 | 73.4 | 75 | 58 | 62 | 75 | 68 | 66.92 | 0 | 0 | 0 | 1 | 0 | 0 | 0 | 1 | 1 | 0 | 1 | 0 | 100% | #N/A
1989-08-30 | 8 | 30 | 2018 | 2018-08-30 | 4 | 0 | 19:00 | 19 | 69 | 74 | 75.02 | 77.36 | 62.06 | 66.92 | 75.92 | 73.94 | 71.6 | 73 | 57 | 59 | 64 | 65 | 64.04 | 0 | 0 | 0 | 1 | 0 | 0 | 0 | 1 | 1 | 0 | 1 | 0 | 100% | #N/A
1989-08-30 | 8 | 30 | 2018 | 2018-08-30 | 4 | 0 | 20:00 | 20 | 67 | 70 | 71.06 | 75.38 | 60.08 | 64.04 | 75.92 | 73.04 | 71.6 | 72 | 55 | 57 | 59 | 61 | 62.96 | 0 | 0 | 0 | 1 | 0 | 0 | 0 | 1 | 1 | 0 | 1 | 0 | 100% | #N/A
1989-08-30 | 8 | 30 | 2018 | 2018-08-30 | 4 | 0 | 21:00 | 21 | 65 | 69 | 69.98 | 74.84 | 59 | 62.06 | 73.58 | 71.06 | 69.8 | 70 | 55 | 57 | 57 | 60 | 62.96 | 0 | 0 | 0 | 1 | 0 | 0 | 0 | 1 | 1 | 0 | 1 | 0 | 100% | #N/A
1989-08-30 | 8 | 30 | 2018 | 2018-08-30 | 4 | 0 | 22:00 | 22 | 64 | 67 | 75.92 | 73.22 | 57.02 | 59 | 71.78 | 68 | 69.8 | 68 | 54 | 57 | 55 | 59 | 64.04 | 0 | 0 | 0 | 1 | 0 | 0 | 0 | 1 | 1 | 0 | 1 | 0 | 100% | #N/A
1989-08-30 | 8 | 30 | 2018 | 2018-08-30 | 4 | 0 | 23:00 | 23 | 62 | 65 | 69.08 | 72.5 | 55.04 | 57.92 | 67.82 | 68 | 69.8 | 66 | 54 | 57 | 57 | 59 | 64.04 | 0 | 0 | 0 | 1 | 0 | 0 | 0 | 1 | 1 | 0 | 1 | 0 | 100% | #N/A
1989-08-30 | 8 | 30 | 2018 | 2018-08-30 | 4 | 0 | 24:00 | 24 | 62 | 66 | 66.02 | 71.78 | 55.94 | 57.92 | 65.84 | 68 | 68 | 66 | 53 | 58 | 57 | 56 | 62.96 | 0 | 0 | 0 | 0 | 1 | 0 | 0 | 1 | 1 | 0 | 1 | 0 | 100% | #N/A
1989-08-31 | 8 | 31 | 2018 | 2018-08-31 | 5 | 0 | 1:00 | 1 | 62 | 63 | 64.94 | 70.88 | 55.04 | 57.02 | 64.4 | 69.08 | 66.2 | 66 | 52 | 58 | 57 | 57 | 62.96 | 0 | 0 | 0 | 0 | 1 | 0 | 0 | 1 | 1 | 0 | 1 | 0 | 100% | #N/A
1989-08-31 | 8 | 31 | 2018 | 2018-08-31 | 5 | 0 | 2:00 | 2 | 62 | 65 | 64.04 | 69.98 | 53.96 | 57.02 | 64.76 | 68 | 65.66 | 66 | 52 | 58 | 57 | 57 | 62.06 | 0 | 0 | 0 | 0 | 1 | 0 | 0 | 1 | 1 | 0 | 1 | 0 | 100% | #N/A
1989-08-31 | 8 | 31 | 2018 | 2018-08-31 | 5 | 0 | 3:00 | 3 | 62 | 64 | 64.04 | 69.44 | 51.98 | 57.02 | 63.86 | 68 | 64.94 | 66 | 52 | 58 | 55 | 56 | 60.08 | 0 | 0 | 0 | 0 | 1 | 0 | 0 | 1 | 1 | 0 | 1 | 0 | 100% | #N/A
1989-08-31 | 8 | 31 | 2018 | 2018-08-31 | 5 | 0 | 4:00 | 4 | 61 | 60 | 64.04 | 74.12 | 53.96 | 57.02 | 62.6 | 66.92 | 64.4 | 66 | 52 | 60 | 55 | 56 | 59 | 0 | 0 | 0 | 0 | 1 | 0 | 0 | 1 | 1 | 0 | 1 | 0 | 100% | #N/A
1989-08-31 | 8 | 31 | 2018 | 2018-08-31 | 5 | 0 | 5:00 | 5 | 60 | 59 | 62.96 | 73.76 | 51.98 | 55.04 | 62.6 | 66.92 | 64.4 | 66 | 51 | 60 | 54 | 56 | 57.02 | 0 | 0 | 0 | 0 | 1 | 0 | 0 | 1 | 1 | 0 | 1 | 0 | 100% | #N/A
1989-08-31 | 8 | 31 | 2018 | 2018-08-31 | 5 | 0 | 6:00 | 6 | 60 | 60 | 68 | 73.4 | 53.96 | 55.94 | 60.8 | 66.92 | 62.6 | 66 | 52 | 60 | 55 | 57 | 55.94 | 0 | 0 | 0 | 0 | 1 | 0 | 0 | 1 | 1 | 0 | 1 | 0 | 100% | #N/A
1989-08-31 | 8 | 31 | 2018 | 2018-08-31 | 5 | 0 | 7:00 | 7 | 63 | 65 | 73.04 | 74.3 | 60.08 | 60.08 | 68 | 69.98 | 66.2 | 66 | 52 | 60 | 57 | 58 | 53.96 | 0 | 0 | 0 | 0 | 1 | 0 | 0 | 1 | 1 | 0 | 1 | 0 | 100% | #N/A
1989-08-31 | 8 | 31 | 2018 | 2018-08-31 | 5 | 0 | 8:00 | 8 | 66 | 69 | 78.98 | 75.38 | 66.02 | 66.92 | 74.12 | 73.04 | 71.6 | 68 | 53 | 60 | 57 | 59 | 53.96 | 0 | 0 | 0 | 1 | 0 | 0 | 0 | 1 | 1 | 0 | 1 | 0 | 100% | #N/A
1989-08-31 | 8 | 31 | 2018 | 2018-08-31 | 5 | 0 | 9:00 | 9 | 67 | 71 | 82.04 | 77.9 | 71.06 | 71.96 | 78.26 | 75.92 | 75.2 | 66 | 53 | 60 | 63 | 59 | 55.04 | 0 | 0 | 0 | 1 | 0 | 0 | 0 | 1 | 1 | 0 | 1 | 0 | 100% | #N/A
1989-08-31 | 8 | 31 | 2018 | 2018-08-31 | 5 | 0 | 10:00 | 10 | 70 | 73 | 84.02 | 80.78 | 75.92 | 75.02 | 82.4 | 78.08 | 75.2 | 66 | 54 | 64 | 70 | 61 | 55.04 | 0 | 0 | 0 | 1 | 0 | 0 | 0 | 1 | 1 | 0 | 1 | 0 | 100% | #N/A
1989-08-31 | 8 | 31 | 2018 | 2018-08-31 | 5 | 0 | 11:00 | 11 | 72 | 75 | 84.92 | 83.12 | 77 | 77 | 83.66 | 78.98 | 75.2 | 66 | 55 | 62 | 73 | 63 | 55.94 | 0 | 0 | 0 | 1 | 0 | 0 | 0 | 1 | 1 | 0 | 1 | 0 | 100% | #N/A
1989-08-31 | 8 | 31 | 2018 | 2018-08-31 | 5 | 0 | 12:00 | 12 | 72 | 77 | 87.98 | 84.92 | 78.08 | 78.08 | 85.82 | 80.06 | 75.2 | 68 | 56 | 66 | 75 | 66 | 55.94 | 0 | 0 | 0 | 1 | 0 | 0 | 0 | 1 | 1 | 0 | 1 | 0 | 100% | #N/A
1989-08-31 | 8 | 31 | 2018 | 2018-08-31 | 5 | 0 | 13:00 | 13 | 73 | 77 | 87.98 | 85.28 | 73.94 | 73.04 | 84.74 | 82.04 | 78.8 | 72 | 57 | 67 | 77 | 66 | 57.02 | 0 | 0 | 0 | 1 | 0 | 0 | 0 | 1 | 1 | 0 | 1 | 0 | 100% | #N/A
1989-08-31 | 8 | 31 | 2018 | 2018-08-31 | 5 | 0 | 14:00 | 14 | 72 | 77 | 87.98 | 88.16 | 75.92 | 73.94 | 86.18 | 82.04 | 77 | 72 | 57 | 69 | 75 | 65 | 57.02 | 0 | 0 | 0 | 1 | 0 | 0 | 1 | 1 | 1 | 0 | 1 | 0 | 100% | #N/A
1989-08-31 | 8 | 31 | 2018 | 2018-08-31 | 5 | 0 | 15:00 | 15 | 72 | 78 | 87.08 | 87.98 | 73.94 | 75.92 | 88.16 | 82.94 | 75.2 | 70 | 57 | 69 | 75 | 64 | 57.92 | 0 | 0 | 0 | 1 | 0 | 0 | 1 | 1 | 1 | 0 | 1 | 0 | 100% | #N/A
1989-08-31 | 8 | 31 | 2018 | 2018-08-31 | 5 | 0 | 16:00 | 16 | 72 | 77 | 87.08 | 88.34 | 75.02 | 77 | 86.72 | 82.04 | 75.2 | 72 | 55 | 71 | 75 | 64 | 57.92 | 0 | 0 | 0 | 1 | 0 | 0 | 1 | 1 | 1 | 0 | 1 | 0 | 100% | #N/A
1989-08-31 | 8 | 31 | 2018 | 2018-08-31 | 5 | 0 | 17:00 | 17 | 71 | 76 | 84.92 | 87.98 | 73.94 | 75.02 | 85.82 | 80.06 | 73.4 | 70 | 56 | 70 | 75 | 64 | 57.92 | 0 | 0 | 0 | 1 | 0 | 0 | 1 | 1 | 1 | 0 | 1 | 0 | 100% | #N/A
1989-08-31 | 8 | 31 | 2018 | 2018-08-31 | 5 | 0 | 18:00 | 18 | 70 | 73 | 82.94 | 87.08 | 69.98 | 71.96 | 82.22 | 78.08 | 73.4 | 64 | 56 | 69 | 73 | 64 | 57.02 | 0 | 0 | 0 | 1 | 0 | 0 | 0 | 1 | 1 | 0 | 1 | 0 | 100% | #N/A
1989-08-31 | 8 | 31 | 2018 | 2018-08-31 | 5 | 0 | 19:00 | 19 | 69 | 68 | 75.74 | 83.48 | 61.52 | 66.02 | 77.36 | 73.76 | 59.9 | 57 | 56 | 66 | 65 | 63 | 55.94 | 0 | 0 | 0 | 1 | 0 | 0 | 0 | 1 | 1 | 0 | 1 | 0 | 100% | #N/A
1989-08-31 | 8 | 31 | 2018 | 2018-08-31 | 5 | 0 | 20:00 | 20 | 68 | 67 | 72.68 | 82.4 | 60.08 | 63.68 | 75.74 | 72.5 | 58.64 | 57 | 56 | 63 | 59 | 63 | 55.94 | 0 | 0 | 0 | 1 | 0 | 0 | 0 | 1 | 1 | 0 | 1 | 0 | 100% | #N/A
1989-08-31 | 8 | 31 | 2018 | 2018-08-31 | 5 | 0 | 21:00 | 21 | 66 | 64 | 69.8 | 80.96 | 59 | 61.7 | 71.78 | 70.7 | 58.64 | 55 | 56 | 62 | 55 | 62 | 55.94 | 0 | 0 | 0 | 1 | 0 | 0 | 0 | 1 | 1 | 0 | 1 | 0 | 100% | #N/A
1989-08-31 | 8 | 31 | 2018 | 2018-08-31 | 5 | 0 | 22:00 | 22 | 65 | 62 | 66.02 | 75.56 | 60.26 | 62.06 | 67.46 | 65.48 | 61.16 | 53 | 55 | 60 | 54 | 63 | 55.58 | 0 | 0 | 0 | 1 | 0 | 0 | 0 | 1 | 1 | 0 | 1 | 0 | 100% | #N/A
1989-08-31 | 8 | 31 | 2018 | 2018-08-31 | 5 | 0 | 23:00 | 23 | 64 | 61 | 62.6 | 69.98 | 61.16 | 62.6 | 62.24 | 59.9 | 64.04 | 51 | 53 | 58 | 52 | 64 | 55.04 | 0 | 0 | 0 | 1 | 0 | 0 | 0 | 1 | 1 | 0 | 1 | 0 | 100% | #N/A
1989-08-31 | 8 | 31 | 2018 | 2018-08-31 | 5 | 0 | 24:00 | 24 | 63 | 59 | 60.8 | 64.22 | 63.32 | 63.5 | 57.56 | 54.68 | 68 | 49 | 52 | 55 | 51 | 65 | 54.68 | 0 | 0 | 0 | 0 | 1 | 0 | 0 | 1 | 1 | 0 | 1 | 0 | 100% | #N/A
1976-09-01 | 9 | 1 | 2018 | 2018-09-01 | 6 | 0 | 1:00 | 1 | 61 | 57 | 60.62 | 58.46 | 65.66 | 64.4 | 54.68 | 49.46 | 70.16 | 47 | 50 | 53 | 49 | 66 | 54.32 | 0 | 0 | 0 | 0 | 1 | 0 | 0 | 1 | 1 | 0 | 1 | 0 | 100% | #N/A
1976-09-01 | 9 | 1 | 2018 | 2018-09-01 | 6 | 0 | 2:00 | 2 | 60 | 55 | 61.52 | 57.02 | 66.2 | 64.04 | 52.52 | 47.48 | 70.16 | 45 | 49 | 51 | 48 | 67 | 53.96 | 0 | 0 | 0 | 0 | 1 | 0 | 0 | 1 | 1 | 0 | 1 | 0 | 100% | #N/A
1976-09-01 | 9 | 1 | 2018 | 2018-09-01 | 6 | 0 | 3:00 | 3 | 59 | 54 | 63.14 | 55.58 | 66.92 | 63.68 | 51.26 | 46.22 | 70.16 | 43 | 47 | 49 | 46 | 69 | 53.42 | 0 | 0 | 0 | 0 | 1 | 0 | 0 | 1 | 1 | 0 | 1 | 0 | 100% | #N/A
1976-09-01 | 9 | 1 | 2018 | 2018-09-01 | 6 | 0 | 4:00 | 4 | 58 | 52 | 65.84 | 54.68 | 68 | 65.3 | 52.52 | 46.22 | 69.8 | 41 | 46 | 46 | 45 | 70 | 53.06 | 0 | 0 | 0 | 0 | 1 | 0 | 0 | 1 | 1 | 0 | 1 | 0 | 100% | #N/A
1976-09-01 | 9 | 1 | 2018 | 2018-09-01 | 6 | 0 | 5:00 | 5 | 61 | 49 | 67.82 | 55.04 | 69.8 | 68 | 56.48 | 47.3 | 71.96 | 39 | 48 | 46 | 46 | 70 | 51.08 | 0 | 0 | 0 | 0 | 1 | 0 | 0 | 1 | 1 | 0 | 1 | 0 | 100% | #N/A
1976-09-01 | 9 | 1 | 2018 | 2018-09-01 | 6 | 0 | 6:00 | 6 | 63 | 51 | 71.06 | 55.76 | 72.68 | 71.78 | 62.24 | 49.46 | 75.2 | 41 | 45 | 46 | 48 | 70 | 53.06 | 0 | 0 | 0 | 0 | 1 | 0 | 0 | 1 | 1 | 0 | 1 | 0 | 100% | #N/A
1976-09-01 | 9 | 1 | 2018 | 2018-09-01 | 6 | 0 | 7:00 | 7 | 66 | 56 | 69.08 | 53.96 | 71.06 | 69.98 | 58.1 | 48.92 | 71.6 | 45 | 51 | 48 | 50 | 72 | 57.02 | 0 | 0 | 0 | 0 | 1 | 0 | 0 | 1 | 1 | 0 | 1 | 0 | 100% | #N/A
1976-09-01 | 9 | 1 | 2018 | 2018-09-01 | 6 | 0 | 8:00 | 8 | 69 | 59 | 73.04 | 56.84 | 73.94 | 73.94 | 67.46 | 51.08 | 78.8 | 54 | 57 | 55 | 54 | 75 | 62.06 | 0 | 0 | 0 | 0 | 1 | 0 | 0 | 1 | 1 | 0 | 1 | 0 | 100% | #N/A
1976-09-01 | 9 | 1 | 2018 | 2018-09-01 | 6 | 0 | 9:00 | 9 | 72 | 63 | 77 | 58.28 | 78.08 | 78.98 | 73.04 | 53.06 | 82.4 | 61 | 61 | 62 | 61 | 81 | 64.04 | 0 | 0 | 0 | 0 | 1 | 0 | 0 | 1 | 1 | 0 | 1 | 0 | 100% | #N/A
1976-09-01 | 9 | 1 | 2018 | 2018-09-01 | 6 | 0 | 10:00 | 10 | 75 | 66 | 80.96 | 58.82 | 80.96 | 82.94 | 77.36 | 57.02 | 86 | 70 | 66 | 70 | 68 | 82 | 66.02 | 0 | 0 | 0 | 0 | 1 | 0 | 0 | 1 | 1 | 0 | 1 | 0 | 100% | #N/A
1976-09-01 | 9 | 1 | 2018 | 2018-09-01 | 6 | 0 | 11:00 | 11 | 76 | 68 | 84.02 | 61.7 | 84.02 | 87.08 | 80.6 | 57.92 | 89.6 | 75 | 68 | 74 | 73 | 84 | 68 | 0 | 0 | 0 | 0 | 1 | 0 | 0 | 1 | 1 | 0 | 1 | 0 | 100% | #N/A
1976-09-01 | 9 | 1 | 2018 | 2018-09-01 | 6 | 0 | 12:00 | 12 | 76 | 69 | 87.08 | 63.14 | 87.08 | 87.98 | 84.74 | 60.08 | 89.6 | 79 | 69 | 79 | 82 | 86 | 69.08 | 0 | 0 | 0 | 0 | 1 | 0 | 0 | 1 | 1 | 0 | 1 | 0 | 100% | #N/A
1976-09-01 | 9 | 1 | 2018 | 2018-09-01 | 6 | 0 | 13:00 | 13 | 77 | 70 | 89.06 | 63.32 | 87.98 | 91.04 | 88.16 | 60.98 | 91.4 | 81 | 71 | 82 | 82 | 88 | 71.06 | 0 | 0 | 0 | 0 | 1 | 0 | 0 | 1 | 1 | 0 | 1 | 0 | 100% | #N/A
1976-09-01 | 9 | 1 | 2018 | 2018-09-01 | 6 | 0 | 14:00 | 14 | 77 | 72 | 89.96 | 65.66 | 89.06 | 91.94 | 89.6 | 62.96 | 89.6 | 84 | 72 | 83 | 84 | 88 | 69.08 | 0 | 0 | 0 | 0 | 1 | 0 | 0 | 1 | 1 | 0 | 1 | 0 | 100% | #N/A
1976-09-01 | 9 | 1 | 2018 | 2018-09-01 | 6 | 0 | 15:00 | 15 | 78 | 72 | 89.06 | 68 | 89.06 | 89.06 | 89.78 | 62.06 | 89.6 | 84 | 71 | 84 | 84 | 88 | 71.96 | 0 | 0 | 0 | 0 | 1 | 0 | 0 | 1 | 1 | 0 | 1 | 0 | 100% | #N/A
1976-09-01 | 9 | 1 | 2018 | 2018-09-01 | 6 | 0 | 16:00 | 16 | 78 | 72 | 89.06 | 67.64 | 87.08 | 89.06 | 88.88 | 62.96 | 87.8 | 84 | 73 | 84 | 86 | 86 | 73.04 | 0 | 0 | 0 | 0 | 1 | 0 | 0 | 1 | 1 | 0 | 1 | 0 | 100% | #N/A
1976-09-01 | 9 | 1 | 2018 | 2018-09-01 | 6 | 0 | 17:00 | 17 | 77 | 71 | 87.08 | 67.46 | 86 | 87.98 | 86.18 | 62.06 | 84.2 | 82 | 72 | 80 | 84 | 84 | 69.98 | 0 | 0 | 0 | 0 | 1 | 0 | 0 | 1 | 1 | 0 | 1 | 0 | 100% | #N/A
1976-09-01 | 9 | 1 | 2018 | 2018-09-01 | 6 | 0 | 18:00 | 18 | 76 | 66 | 84.02 | 66.2 | 84.02 | 84.92 | 83.12 | 59 | 82.4 | 75 | 64 | 73 | 73 | 82 | 66.02 | 0 | 0 | 0 | 0 | 1 | 0 | 0 | 1 | 1 | 0 | 1 | 0 | 100% | #N/A
1976-09-01 | 9 | 1 | 2018 | 2018-09-01 | 6 | 0 | 19:00 | 19 | 75 | 63 | 80.96 | 64.94 | 80.96 | 82.94 | 80.96 | 55.04 | 77 | 64 | 60 | 68 | 64 | 79 | 62.06 | 0 | 0 | 0 | 0 | 1 | 0 | 0 | 1 | 1 | 0 | 1 | 0 | 100% | #N/A
1976-09-01 | 9 | 1 | 2018 | 2018-09-01 | 6 | 0 | 20:00 | 20 | 74 | 61 | 80.06 | 63.68 | 78.98 | 80.96 | 78.8 | 55.04 | 75.2 | 55 | 58 | 64 | 61 | 79 | 60.08 | 0 | 0 | 0 | 0 | 1 | 0 | 0 | 1 | 1 | 0 | 1 | 0 | 100% | #N/A
1976-09-01 | 9 | 1 | 2018 | 2018-09-01 | 6 | 0 | 21:00 | 21 | 74 | 59 | 78.98 | 61.34 | 75.92 | 78.98 | 78.8 | 53.96 | 73.4 | 54 | 58 | 61 | 57 | 77 | 59 | 0 | 0 | 0 | 0 | 1 | 0 | 0 | 1 | 1 | 0 | 1 | 0 | 100% | #N/A
1976-09-01 | 9 | 1 | 2018 | 2018-09-01 | 6 | 0 | 22:00 | 22 | 73 | 58 | 78.98 | 60.62 | 77 | 78.08 | 75.2 | 53.06 | 73.4 | 50 | 57 | 59 | 55 | 77 | 57.02 | 0 | 0 | 0 | 0 | 1 | 0 | 0 | 1 | 1 | 0 | 1 | 0 | 100% | #N/A
1976-09-01 | 9 | 1 | 2018 | 2018-09-01 | 6 | 0 | 23:00 | 23 | 73 | 56 | 78.8 | 59.54 | 75.02 | 75.02 | 75.2 | 51.98 | 75.2 | 50 | 56 | 56 | 55 | 75 | 55.94 | 0 | 0 | 0 | 0 | 1 | 0 | 0 | 1 | 1 | 0 | 1 | 0 | 100% | #N/A
1976-09-01 | 9 | 1 | 2018 | 2018-09-01 | 6 | 0 | 24:00 | 24 | 73 | 57 | 78.08 | 58.82 | 73.04 | 73.04 | 73.4 | 48.02 | 73.4 | 46 | 55 | 54 | 55 | 73 | 55.94 | 0 | 0 | 0 | 0 | 1 | 0 | 0 | 1 | 1 | 0 | 1 | 0 | 100% | #N/A
1976-09-02 | 9 | 2 | 2018 | 2018-09-02 | 7 | 0 | 1:00 | 1 | 73 | 58 | 77 | 58.46 | 71.96 | 73.04 | 73.4 | 46.94 | 73.4 | 46 | 55 | 54 | 54 | 73 | 55.04 | 0 | 0 | 0 | 0 | 1 | 0 | 0 | 1 | 1 | 0 | 1 | 0 | 100% | #N/A
1976-09-02 | 9 | 2 | 2018 | 2018-09-02 | 7 | 0 | 2:00 | 2 | 73 | 57 | 71.06 | 56.66 | 71.06 | 73.94 | 69.26 | 46.94 | 71.6 | 45 | 55 | 52 | 54 | 73 | 53.96 | 0 | 0 | 0 | 0 | 1 | 0 | 0 | 1 | 1 | 0 | 1 | 0 | 100% | #N/A
1976-09-02 | 9 | 2 | 2018 | 2018-09-02 | 7 | 0 | 3:00 | 3 | 73 | 58 | 69.08 | 55.4 | 69.08 | 71.96 | 68 | 46.04 | 69.8 | 45 | 55 | 51 | 52 | 73 | 53.96 | 0 | 0 | 0 | 0 | 1 | 0 | 0 | 1 | 1 | 0 | 1 | 0 | 100% | #N/A
1976-09-02 | 9 | 2 | 2018 | 2018-09-02 | 7 | 0 | 4:00 | 4 | 73 | 59 | 66.92 | 54.32 | 66.92 | 69.08 | 67.1 | 46.04 | 69.8 | 45 | 55 | 50 | 52 | 72 | 55.94 | 0 | 0 | 0 | 0 | 1 | 0 | 0 | 1 | 1 | 0 | 1 | 0 | 100% | #N/A
1976-09-02 | 9 | 2 | 2018 | 2018-09-02 | 7 | 0 | 5:00 | 5 | 72 | 60 | 66.92 | 54.32 | 64.04 | 66.02 | 65.66 | 46.04 | 68 | 45 | 55 | 50 | 50 | 66 | 57.02 | 0 | 0 | 0 | 0 | 1 | 0 | 0 | 1 | 1 | 0 | 1 | 0 | 100% | #N/A
1976-09-02 | 9 | 2 | 2018 | 2018-09-02 | 7 | 0 | 6:00 | 6 | 71 | 60 | 66.92 | 53.96 | 68 | 66.92 | 65.12 | 46.94 | 71.6 | 45 | 55 | 51 | 54 | 63 | 59 | 0 | 0 | 0 | 0 | 1 | 0 | 0 | 1 | 1 | 0 | 1 | 0 | 100% | #N/A
1976-09-02 | 9 | 2 | 2018 | 2018-09-02 | 7 | 0 | 7:00 | 7 | 70 | 61 | 75.92 | 54.68 | 73.04 | 73.04 | 70.16 | 53.06 | 73.4 | 46 | 56 | 54 | 55 | 63 | 60.08 | 0 | 0 | 0 | 0 | 1 | 0 | 0 | 1 | 1 | 0 | 1 | 0 | 100% | #N/A
1976-09-02 | 9 | 2 | 2018 | 2018-09-02 | 7 | 0 | 8:00 | 8 | 69 | 62 | 77 | 57.56 | 73.04 | 73.94 | 76.46 | 55.94 | 75.2 | 55 | 57 | 58 | 59 | 64 | 60.98 | 0 | 0 | 0 | 0 | 1 | 0 | 0 | 1 | 1 | 0 | 1 | 0 | 100% | #N/A
1976-09-02 | 9 | 2 | 2018 | 2018-09-02 | 7 | 0 | 9:00 | 9 | 69 | 62 | 75.92 | 60.08 | 73.04 | 75.02 | 78.8 | 59 | 78.8 | 64 | 58 | 64 | 63 | 66 | 62.06 | 0 | 0 | 0 | 0 | 1 | 0 | 0 | 1 | 1 | 0 | 1 | 0 | 100% | #N/A
1976-09-02 | 9 | 2 | 2018 | 2018-09-02 | 7 | 0 | 10:00 | 10 | 68 | 64 | 77 | 63.5 | 73.94 | 75.92 | 81.14 | 60.08 | 80.6 | 73 | 59 | 70 | 66 | 66 | 64.94 | 0 | 0 | 0 | 0 | 1 | 0 | 0 | 1 | 1 | 0 | 1 | 0 | 100% | #N/A
1976-09-02 | 9 | 2 | 2018 | 2018-09-02 | 7 | 0 | 11:00 | 11 | 68 | 66 | 77 | 63.68 | 73.94 | 75.92 | 80.6 | 62.96 | 82.4 | 81 | 61 | 76 | 75 | 66 | 64.94 | 0 | 0 | 0 | 0 | 1 | 0 | 0 | 1 | 1 | 0 | 1 | 0 | 100% | #N/A
1976-09-02 | 9 | 2 | 2018 | 2018-09-02 | 7 | 0 | 12:00 | 12 | 67 | 69 | 75.92 | 66.02 | 73.94 | 75.92 | 83.48 | 64.94 | 84.2 | 82 | 62 | 81 | 81 | 66 | 66.92 | 0 | 0 | 0 | 0 | 1 | 0 | 0 | 1 | 1 | 0 | 1 | 0 | 100% | #N/A
1976-09-02 | 9 | 2 | 2018 | 2018-09-02 | 7 | 0 | 13:00 | 13 | 67 | 73 | 77 | 66.56 | 75.02 | 78.08 | 83.66 | 66.92 | 84.2 | 82 | 65 | 86 | 84 | 66 | 66.92 | 0 | 0 | 0 | 0 | 1 | 0 | 0 | 1 | 1 | 0 | 1 | 0 | 100% | #N/A
1976-09-02 | 9 | 2 | 2018 | 2018-09-02 | 7 | 0 | 14:00 | 14 | 66 | 73 | 77 | 65.66 | 75.02 | 78.08 | 82.4 | 66.92 | 82.4 | 84 | 66 | 87 | 88 | 64 | 68 | 0 | 0 | 0 | 0 | 1 | 0 | 0 | 1 | 1 | 0 | 1 | 0 | 100% | #N/A
1976-09-02 | 9 | 2 | 2018 | 2018-09-02 | 7 | 0 | 15:00 | 15 | 64 | 75 | 73.94 | 67.46 | 73.04 | 75.92 | 84.2 | 66.02 | 80.6 | 84 | 70 | 87 | 88 | 64 | 71.96 | 0 | 0 | 0 | 0 | 1 | 0 | 0 | 1 | 1 | 0 | 1 | 0 | 100% | #N/A
1976-09-02 | 9 | 2 | 2018 | 2018-09-02 | 7 | 0 | 16:00 | 16 | 63 | 74 | 73.04 | 66.2 | 69.98 | 75.92 | 84.2 | 64.94 | 80.6 | 84 | 72 | 88 | 88 | 63 | 73.04 | 0 | 0 | 0 | 0 | 1 | 0 | 0 | 1 | 1 | 0 | 1 | 0 | 100% | #N/A
1976-09-02 | 9 | 2 | 2018 | 2018-09-02 | 7 | 0 | 17:00 | 17 | 63 | 76 | 71.96 | 66.02 | 68 | 73.94 | 77 | 62.96 | 78.8 | 84 | 71 | 83 | 84 | 63 | 73.94 | 0 | 0 | 0 | 0 | 1 | 0 | 0 | 1 | 1 | 0 | 1 | 0 | 100% | #N/A
1976-09-02 | 9 | 2 | 2018 | 2018-09-02 | 7 | 0 | 18:00 | 18 | 63 | 73 | 69.08 | 65.12 | 66.02 | 69.08 | 75.2 | 60.98 | 77 | 73 | 68 | 77 | 77 | 61 | 71.06 | 0 | 0 | 0 | 0 | 1 | 0 | 0 | 1 | 1 | 0 | 1 | 0 | 100% | #N/A
1976-09-02 | 9 | 2 | 2018 | 2018-09-02 | 7 | 0 | 19:00 | 19 | 63 | 68 | 64.94 | 64.58 | 64.04 | 66.92 | 73.94 | 59 | 73.4 | 64 | 63 | 72 | 72 | 61 | 66.92 | 0 | 0 | 0 | 0 | 1 | 0 | 0 | 1 | 1 | 0 | 1 | 0 | 100% | #N/A
1976-09-02 | 9 | 2 | 2018 | 2018-09-02 | 7 | 0 | 20:00 | 20 | 62 | 66 | 64.04 | 62.6 | 62.96 | 66.02 | 71.42 | 59 | 73.4 | 61 | 60 | 68 | 66 | 61 | 66.02 | 0 | 0 | 0 | 0 | 1 | 0 | 0 | 1 | 1 | 0 | 1 | 0 | 100% | #N/A
1976-09-02 | 9 | 2 | 2018 | 2018-09-02 | 7 | 0 | 21:00 | 21 | 62 | 65 | 62.96 | 61.88 | 62.06 | 62.96 | 71.6 | 55.94 | 73.4 | 57 | 57 | 65 | 64 | 59 | 64.04 | 0 | 0 | 0 | 0 | 1 | 0 | 0 | 1 | 1 | 0 | 1 | 0 | 100% | #N/A
1976-09-02 | 9 | 2 | 2018 | 2018-09-02 | 7 | 0 | 22:00 | 22 | 61 | 62 | 59 | 61.52 | 59 | 62.06 | 68 | 55.94 | 71.6 | 55 | 58 | 63 | 63 | 59 | 62.06 | 0 | 0 | 0 | 0 | 1 | 0 | 0 | 1 | 1 | 0 | 1 | 0 | 100% | #N/A
1976-09-02 | 9 | 2 | 2018 | 2018-09-02 | 7 | 0 | 23:00 | 23 | 60 | 61 | 60.08 | 60.98 | 57.92 | 62.96 | 66.92 | 55.04 | 73.4 | 54 | 60 | 62 | 61 | 59 | 60.08 | 0 | 0 | 0 | 0 | 1 | 0 | 0 | 1 | 1 | 0 | 1 | 0 | 100% | #N/A
1976-09-02 | 9 | 2 | 2018 | 2018-09-02 | 7 | 0 | 24:00 | 24 | 59 | 60 | 57.92 | 60.98 | 57.02 | 60.08 | 63.86 | 55.04 | 71.6 | 52 | 58 | 61 | 61 | 61 | 62.06 | 0 | 0 | 0 | 0 | 1 | 0 | 0 | 1 | 1 | 0 | 1 | 0 | 100% | #N/A
1976-09-03 | 9 | 3 | 2018 | 2018-09-03 | 1 | 1 | 1:00 | 1 | 58 | 57 | 57.02 | 60.98 | 57.92 | 62.96 | 65.84 | 53.96 | 71.6 | 48 | 57 | 59 | 61 | 61 | 60.98 | 0 | 0 | 0 | 0 | 1 | 0 | 0 | 0 | 1 | 0 | 1 | 0 | 100% | #N/A
1976-09-03 | 9 | 3 | 2018 | 2018-09-03 | 1 | 1 | 2:00 | 2 | 57 | 58 | 57.02 | 60.8 | 57.92 | 64.04 | 65.66 | 53.06 | 71.6 | 48 | 57 | 57 | 57 | 59 | 60.08 | 0 | 0 | 0 | 0 | 1 | 0 | 0 | 0 | 1 | 0 | 1 | 0 | 100% | #N/A
1976-09-03 | 9 | 3 | 2018 | 2018-09-03 | 1 | 1 | 3:00 | 3 | 55 | 56 | 57.02 | 60.08 | 59 | 62.96 | 64.04 | 51.98 | 69.8 | 48 | 55 | 56 | 55 | 59 | 59 | 0 | 0 | 0 | 0 | 1 | 0 | 0 | 0 | 1 | 0 | 1 | 0 | 100% | #N/A
1976-09-03 | 9 | 3 | 2018 | 2018-09-03 | 1 | 1 | 4:00 | 4 | 54 | 56 | 55.04 | 58.64 | 60.08 | 64.04 | 62.6 | 51.08 | 68 | 45 | 53 | 55 | 54 | 61 | 60.08 | 0 | 0 | 0 | 0 | 1 | 0 | 0 | 0 | 1 | 0 | 1 | 0 | 100% | #N/A
1976-09-03 | 9 | 3 | 2018 | 2018-09-03 | 1 | 1 | 5:00 | 5 | 54 | 54 | 55.94 | 57.92 | 60.98 | 62.96 | 62.96 | 51.08 | 69.8 | 46 | 51 | 54 | 54 | 59 | 55.94 | 0 | 0 | 0 | 0 | 1 | 0 | 0 | 0 | 1 | 0 | 1 | 0 | 100% | #N/A
1976-09-03 | 9 | 3 | 2018 | 2018-09-03 | 1 | 1 | 6:00 | 6 | 53 | 56 | 57.92 | 57.74 | 60.98 | 62.06 | 60.26 | 51.08 | 69.8 | 46 | 52 | 54 | 54 | 61 | 57.02 | 0 | 0 | 0 | 0 | 1 | 0 | 0 | 0 | 1 | 0 | 1 | 0 | 100% | #N/A
1976-09-03 | 9 | 3 | 2018 | 2018-09-03 | 1 | 1 | 7:00 | 7 | 53 | 59 | 62.96 | 58.64 | 62.96 | 66.02 | 65.84 | 51.08 | 69.8 | 50 | 54 | 57 | 61 | 61 | 64.04 | 0 | 0 | 0 | 0 | 1 | 0 | 0 | 0 | 1 | 0 | 1 | 0 | 100% | #N/A
1976-09-03 | 9 | 3 | 2018 | 2018-09-03 | 1 | 1 | 8:00 | 8 | 57 | 64 | 66.92 | 58.1 | 68 | 66.92 | 68 | 51.08 | 73.4 | 61 | 57 | 63 | 63 | 63 | 69.08 | 0 | 0 | 0 | 0 | 1 | 0 | 0 | 0 | 1 | 0 | 1 | 0 | 100% | #N/A
1976-09-03 | 9 | 3 | 2018 | 2018-09-03 | 1 | 1 | 9:00 | 9 | 62 | 69 | 71.06 | 57.74 | 71.06 | 69.98 | 69.62 | 51.08 | 75.2 | 68 | 60 | 70 | 68 | 64 | 73.04 | 0 | 0 | 0 | 0 | 1 | 0 | 0 | 0 | 1 | 0 | 1 | 0 | 100% | #N/A
1976-09-03 | 9 | 3 | 2018 | 2018-09-03 | 1 | 1 | 10:00 | 10 | 66 | 71 | 73.04 | 57.02 | 69.98 | 71.96 | 70.16 | 51.98 | 80.6 | 75 | 65 | 77 | 75 | 66 | 75.92 | 0 | 0 | 0 | 0 | 1 | 0 | 0 | 0 | 1 | 0 | 1 | 0 | 100% | #N/A
1976-09-03 | 9 | 3 | 2018 | 2018-09-03 | 1 | 1 | 11:00 | 11 | 66 | 74 | 75.02 | 57.74 | 71.06 | 75.92 | 73.4 | 53.06 | 77 | 81 | 66 | 81 | 81 | 66 | 75.92 | 0 | 0 | 0 | 0 | 1 | 0 | 0 | 0 | 1 | 0 | 1 | 0 | 100% | #N/A
1976-09-03 | 9 | 3 | 2018 | 2018-09-03 | 1 | 1 | 12:00 | 12 | 66 | 75 | 77 | 59.18 | 73.04 | 75.92 | 78.8 | 53.96 | 77 | 84 | 68 | 85 | 84 | 66 | 77 | 0 | 0 | 0 | 0 | 1 | 0 | 0 | 0 | 1 | 0 | 1 | 0 | 100% | #N/A
1976-09-03 | 9 | 3 | 2018 | 2018-09-03 | 1 | 1 | 13:00 | 13 | 66 | 77 | 77 | 58.28 | 71.06 | 77 | 78.8 | 53.96 | 77 | 88 | 70 | 88 | 88 | 68 | 78.98 | 0 | 0 | 0 | 0 | 1 | 0 | 0 | 0 | 1 | 0 | 1 | 0 | 100% | #N/A
1976-09-03 | 9 | 3 | 2018 | 2018-09-03 | 1 | 1 | 14:00 | 14 | 66 | 78 | 78.08 | 59 | 71.06 | 73.94 | 71.6 | 55.04 | 75.2 | 88 | 71 | 88 | 88 | 66 | 78.08 | 0 | 0 | 0 | 0 | 1 | 0 | 0 | 0 | 1 | 0 | 1 | 0 | 100% | #N/A
1976-09-03 | 9 | 3 | 2018 | 2018-09-03 | 1 | 1 | 15:00 | 15 | 67 | 75 | 78.08 | 60.44 | 71.96 | 71.96 | 78.44 | 55.94 | 75.2 | 90 | 72 | 89 | 90 | 64 | 77 | 0 | 0 | 0 | 0 | 1 | 0 | 0 | 0 | 1 | 0 | 1 | 0 | 100% | #N/A
1976-09-03 | 9 | 3 | 2018 | 2018-09-03 | 1 | 1 | 16:00 | 16 | 67 | 77 | 73.94 | 61.88 | 69.98 | 71.96 | 79.52 | 57.02 | 75.2 | 88 | 73 | 90 | 91 | 66 | 73.94 | 0 | 0 | 0 | 0 | 1 | 0 | 0 | 0 | 1 | 0 | 1 | 0 | 100% | #N/A
1976-09-03 | 9 | 3 | 2018 | 2018-09-03 | 1 | 1 | 17:00 | 17 | 67 | 76 | 71.96 | 62.6 | 69.08 | 71.06 | 78.44 | 57.02 | 75.2 | 88 | 72 | 85 | 84 | 66 | 73.04 | 0 | 0 | 0 | 0 | 1 | 0 | 0 | 0 | 1 | 0 | 1 | 0 | 100% | #N/A
1976-09-03 | 9 | 3 | 2018 | 2018-09-03 | 1 | 1 | 18:00 | 18 | 66 | 74 | 69.98 | 63.5 | 68 | 69.08 | 73.94 | 55.94 | 77 | 75 | 68 | 77 | 75 | 64 | 69.98 | 0 | 0 | 0 | 0 | 1 | 0 | 0 | 0 | 1 | 0 | 1 | 0 | 100% | #N/A
1976-09-03 | 9 | 3 | 2018 | 2018-09-03 | 1 | 1 | 19:00 | 19 | 66 | 71 | 68 | 61.34 | 64.94 | 66.02 | 70.88 | 55.94 | 77 | 66 | 68 | 72 | 66 | 64 | 66.02 | 0 | 0 | 0 | 0 | 1 | 0 | 0 | 0 | 1 | 0 | 1 | 0 | 100% | #N/A
1976-09-03 | 9 | 3 | 2018 | 2018-09-03 | 1 | 1 | 20:00 | 20 | 66 | 69 | 66.02 | 60.98 | 62.6 | 62.06 | 68.36 | 53.96 | 75.2 | 61 | 67 | 68 | 64 | 64 | 66.02 | 0 | 0 | 0 | 0 | 1 | 0 | 0 | 0 | 1 | 0 | 1 | 0 | 100% | #N/A
1976-09-03 | 9 | 3 | 2018 | 2018-09-03 | 1 | 1 | 21:00 | 21 | 66 | 69 | 64.4 | 60.62 | 62.6 | 60.98 | 65.3 | 55.04 | 73.4 | 61 | 66 | 65 | 63 | 64 | 64.04 | 0 | 0 | 0 | 0 | 1 | 0 | 0 | 0 | 1 | 0 | 1 | 0 | 100% | #N/A
1976-09-03 | 9 | 3 | 2018 | 2018-09-03 | 1 | 1 | 22:00 | 22 | 66 | 67 | 60.08 | 59.9 | 59 | 60.8 | 63.68 | 55.04 | 71.6 | 57 | 63 | 63 | 61 | 64 | 64.04 | 0 | 0 | 0 | 0 | 1 | 0 | 0 | 0 | 1 | 0 | 1 | 0 | 100% | #N/A
1976-09-03 | 9 | 3 | 2018 | 2018-09-03 | 1 | 1 | 23:00 | 23 | 64 | 67 | 59 | 59.18 | 57.02 | 60.8 | 58.64 | 55.04 | 71.6 | 55 | 63 | 61 | 63 | 64 | 66.02 | 0 | 0 | 0 | 0 | 1 | 0 | 0 | 0 | 1 | 0 | 1 | 0 | 100% | #N/A
1976-09-03 | 9 | 3 | 2018 | 2018-09-03 | 1 | 1 | 24:00 | 24 | 63 | 65 | 57.2 | 59.18 | 57.2 | 62.6 | 57.38 | 55.04 | 71.6 | 55 | 63 | 60 | 59 | 64 | 66.02 | 0 | 0 | 0 | 0 | 1 | 0 | 0 | 0 | 1 | 0 | 1 | 0 | 100% | #N/A
1976-09-04 | 9 | 4 | 2018 | 2018-09-04 | 2 | 0 | 1:00 | 1 | 61 | 66 | 55.4 | 59 | 59 | 62.96 | 56.66 | 55.04 | 71.6 | 52 | 63 | 61 | 57 | 64 | 66.92 | 0 | 0 | 0 | 0 | 1 | 0 | 0 | 1 | 1 | 0 | 1 | 0 | 100% | #N/A
1976-09-04 | 9 | 4 | 2018 | 2018-09-04 | 2 | 0 | 2:00 | 2 | 61 | 65 | 53.6 | 59 | 57.2 | 62.6 | 54.86 | 53.96 | 68 | 52 | 62 | 60 | 57 | 64 | 66.92 | 0 | 0 | 0 | 0 | 1 | 0 | 0 | 1 | 1 | 0 | 1 | 0 | 100% | #N/A
1976-09-04 | 9 | 4 | 2018 | 2018-09-04 | 2 | 0 | 3:00 | 3 | 61 | 67 | 53.6 | 59.36 | 59 | 62.6 | 55.4 | 53.96 | 68 | 50 | 62 | 59 | 57 | 64 | 68 | 0 | 0 | 0 | 0 | 1 | 0 | 0 | 1 | 1 | 0 | 1 | 0 | 100% | #N/A
1976-09-04 | 9 | 4 | 2018 | 2018-09-04 | 2 | 0 | 4:00 | 4 | 61 | 67 | 53.6 | 59.36 | 60.8 | 62.6 | 53.6 | 53.96 | 71.6 | 50 | 62 | 59 | 55 | 64 | 66.92 | 0 | 0 | 0 | 0 | 1 | 0 | 0 | 1 | 1 | 0 | 1 | 0 | 100% | #N/A
1976-09-04 | 9 | 4 | 2018 | 2018-09-04 | 2 | 0 | 5:00 | 5 | 60 | 67 | 60.08 | 59.54 | 60.8 | 60.8 | 51.8 | 53.96 | 71.6 | 50 | 62 | 59 | 55 | 64 | 68 | 0 | 0 | 0 | 0 | 1 | 0 | 0 | 1 | 1 | 0 | 1 | 0 | 100% | #N/A
1976-09-04 | 9 | 4 | 2018 | 2018-09-04 | 2 | 0 | 6:00 | 6 | 60 | 68 | 60.98 | 60.08 | 60.8 | 62.6 | 53.6 | 53.96 | 73.4 | 50 | 63 | 60 | 55 | 64 | 69.08 | 0 | 0 | 0 | 0 | 1 | 0 | 0 | 1 | 1 | 0 | 1 | 0 | 100% | #N/A
1976-09-04 | 9 | 4 | 2018 | 2018-09-04 | 2 | 0 | 7:00 | 7 | 59 | 70 | 62.6 | 59.72 | 62.6 | 62.6 | 57.2 | 57.02 | 73.4 | 57 | 66 | 63 | 61 | 64 | 73.94 | 0 | 0 | 0 | 0 | 1 | 0 | 0 | 1 | 1 | 0 | 1 | 0 | 100% | #N/A
1976-09-04 | 9 | 4 | 2018 | 2018-09-04 | 2 | 0 | 8:00 | 8 | 62 | 75 | 62.6 | 61.16 | 64.4 | 62.6 | 62.6 | 60.08 | 73.4 | 63 | 69 | 67 | 64 | 64 | 75.02 | 0 | 0 | 0 | 1 | 0 | 0 | 0 | 1 | 1 | 0 | 1 | 0 | 100% | #N/A
1976-09-04 | 9 | 4 | 2018 | 2018-09-04 | 2 | 0 | 9:00 | 9 | 65 | 78 | 66.2 | 63.5 | 68 | 64.4 | 62.6 | 64.04 | 75.2 | 72 | 76 | 72 | 72 | 64 | 78.08 | 0 | 0 | 0 | 1 | 0 | 0 | 0 | 1 | 1 | 0 | 1 | 0 | 100% | #N/A
1976-09-04 | 9 | 4 | 2018 | 2018-09-04 | 2 | 0 | 10:00 | 10 | 68 | 82 | 66.2 | 64.58 | 69.8 | 69.98 | 69.8 | 64.94 | 75.2 | 77 | 78 | 77 | 75 | 68 | 80.96 | 0 | 0 | 0 | 1 | 0 | 0 | 0 | 1 | 1 | 0 | 1 | 0 | 100% | #N/A
1976-09-04 | 9 | 4 | 2018 | 2018-09-04 | 2 | 0 | 11:00 | 11 | 69 | 86 | 71.6 | 69.62 | 71.6 | 73.4 | 72.68 | 66.92 | 77 | 84 | 80 | 81 | 82 | 68 | 84.92 | 0 | 0 | 0 | 1 | 0 | 0 | 0 | 1 | 1 | 0 | 1 | 0 | 100% | #N/A
1976-09-04 | 9 | 4 | 2018 | 2018-09-04 | 2 | 0 | 12:00 | 12 | 71 | 88 | 75.02 | 72.32 | 71.96 | 75.02 | 73.4 | 69.98 | 78.8 | 90 | 82 | 85 | 88 | 70 | 87.08 | 0 | 0 | 0 | 1 | 0 | 0 | 0 | 1 | 1 | 0 | 1 | 0 | 100% | #N/A
1976-09-04 | 9 | 4 | 2018 | 2018-09-04 | 2 | 0 | 13:00 | 13 | 72 | 88 | 78.08 | 74.12 | 73.04 | 78.08 | 76.82 | 71.96 | 77 | 90 | 84 | 88 | 90 | 70 | 87.08 | 0 | 0 | 0 | 1 | 0 | 0 | 0 | 1 | 1 | 0 | 1 | 0 | 100% | #N/A
1976-09-04 | 9 | 4 | 2018 | 2018-09-04 | 2 | 0 | 14:00 | 14 | 72 | 90 | 80.06 | 75.74 | 73.04 | 78.98 | 77 | 73.04 | 77 | 90 | 85 | 88 | 90 | 66 | 87.08 | 0 | 0 | 0 | 1 | 0 | 0 | 0 | 1 | 1 | 0 | 1 | 0 | 100% | #N/A
1976-09-04 | 9 | 4 | 2018 | 2018-09-04 | 2 | 0 | 15:00 | 15 | 73 | 89 | 78.08 | 76.46 | 71.06 | 78.08 | 78.8 | 75.02 | 75.2 | 88 | 86 | 88 | 90 | 64 | 86 | 0 | 0 | 0 | 1 | 0 | 0 | 0 | 1 | 1 | 0 | 1 | 0 | 100% | #N/A
1976-09-04 | 9 | 4 | 2018 | 2018-09-04 | 2 | 0 | 16:00 | 16 | 73 | 87 | 78.08 | 77.9 | 71.06 | 75.92 | 77 | 75.02 | 75.2 | 86 | 83 | 88 | 88 | 64 | 84.92 | 0 | 0 | 0 | 1 | 0 | 0 | 0 | 1 | 1 | 0 | 1 | 0 | 100% | #N/A
1976-09-04 | 9 | 4 | 2018 | 2018-09-04 | 2 | 0 | 17:00 | 17 | 72 | 86 | 75.92 | 78.08 | 69.08 | 73.04 | 76.28 | 73.04 | 75.2 | 82 | 81 | 86 | 84 | 63 | 80.96 | 0 | 0 | 0 | 1 | 0 | 0 | 0 | 1 | 1 | 0 | 1 | 0 | 100% | #N/A
1976-09-04 | 9 | 4 | 2018 | 2018-09-04 | 2 | 0 | 18:00 | 18 | 72 | 78 | 71.96 | 76.64 | 66.92 | 69.98 | 73.22 | 69.98 | 73.4 | 77 | 80 | 81 | 82 | 63 | 80.06 | 0 | 0 | 0 | 1 | 0 | 0 | 0 | 1 | 1 | 0 | 1 | 0 | 100% | #N/A
1976-09-04 | 9 | 4 | 2018 | 2018-09-04 | 2 | 0 | 19:00 | 19 | 71 | 75 | 68 | 75.2 | 66.02 | 68 | 71.24 | 66.92 | 69.8 | 73 | 76 | 79 | 81 | 61 | 78.98 | 0 | 0 | 0 | 1 | 0 | 0 | 0 | 1 | 1 | 0 | 1 | 0 | 100% | #N/A
1976-09-04 | 9 | 4 | 2018 | 2018-09-04 | 2 | 0 | 20:00 | 20 | 71 | 76 | 66.02 | 73.22 | 64.94 | 66.02 | 69.08 | 66.02 | 69.8 | 72 | 71 | 74 | 77 | 61 | 75.92 | 0 | 0 | 0 | 1 | 0 | 0 | 0 | 1 | 1 | 0 | 1 | 0 | 100% | #N/A
1976-09-04 | 9 | 4 | 2018 | 2018-09-04 | 2 | 0 | 21:00 | 21 | 70 | 75 | 64.04 | 71.6 | 64.04 | 64.94 | 68.54 | 64.94 | 69.8 | 67 | 73 | 71 | 71 | 59 | 75.02 | 0 | 0 | 0 | 1 | 0 | 0 | 0 | 1 | 1 | 0 | 1 | 0 | 100% | #N/A
1976-09-04 | 9 | 4 | 2018 | 2018-09-04 | 2 | 0 | 22:00 | 22 | 70 | 73 | 64.04 | 70.16 | 62.96 | 64.94 | 68 | 64.04 | 69.8 | 63 | 70 | 68 | 66 | 54 | 73.04 | 0 | 0 | 0 | 1 | 0 | 0 | 0 | 1 | 1 | 0 | 1 | 0 | 100% | #N/A
1976-09-04 | 9 | 4 | 2018 | 2018-09-04 | 2 | 0 | 23:00 | 23 | 70 | 74 | 62.96 | 68.72 | 62.96 | 64.04 | 67.28 | 62.06 | 68 | 59 | 66 | 65 | 66 | 55 | 75.02 | 0 | 0 | 0 | 1 | 0 | 0 | 0 | 1 | 1 | 0 | 1 | 0 | 100% | #N/A
1976-09-04 | 9 | 4 | 2018 | 2018-09-04 | 2 | 0 | 24:00 | 24 | 70 | 73 | 64.04 | 67.1 | 62.96 | 64.94 | 66.56 | 62.96 | 66.2 | 57 | 63 | 63 | 63 | 54 | 75.92 | 0 | 0 | 0 | 0 | 1 | 0 | 0 | 1 | 1 | 0 | 1 | 0 | 100% | #N/A
1976-09-05 | 9 | 5 | 2018 | 2018-09-05 | 3 | 0 | 1:00 | 1 | 70 | 72 | 64.94 | 66.38 | 62.06 | 64.94 | 66.2 | 62.06 | 64.4 | 55 | 63 | 63 | 63 | 52 | 75.02 | 0 | 0 | 0 | 0 | 1 | 0 | 0 | 1 | 1 | 0 | 1 | 0 | 100% | #N/A
1976-09-05 | 9 | 5 | 2018 | 2018-09-05 | 3 | 0 | 2:00 | 2 | 70 | 71 | 66.02 | 66.74 | 62.96 | 64.94 | 65.12 | 62.06 | 64.4 | 54 | 62 | 62 | 61 | 50 | 73.94 | 0 | 0 | 0 | 0 | 1 | 0 | 0 | 1 | 1 | 0 | 1 | 0 | 100% | #N/A
1976-09-05 | 9 | 5 | 2018 | 2018-09-05 | 3 | 0 | 3:00 | 3 | 70 | 71 | 64.94 | 66.38 | 60.98 | 62.96 | 65.3 | 62.06 | 62.6 | 52 | 60 | 61 | 61 | 48 | 73.94 | 0 | 0 | 0 | 0 | 1 | 0 | 0 | 1 | 1 | 0 | 1 | 0 | 100% | #N/A
1976-09-05 | 9 | 5 | 2018 | 2018-09-05 | 3 | 0 | 4:00 | 4 | 70 | 71 | 64.04 | 66.2 | 62.06 | 64.04 | 64.4 | 62.06 | 60.8 | 50 | 60 | 61 | 63 | 46 | 73.04 | 0 | 0 | 0 | 0 | 1 | 0 | 0 | 1 | 1 | 0 | 1 | 0 | 100% | #N/A
1976-09-05 | 9 | 5 | 2018 | 2018-09-05 | 3 | 0 | 5:00 | 5 | 70 | 71 | 64.94 | 66.02 | 62.96 | 64.94 | 64.58 | 62.96 | 59 | 50 | 60 | 61 | 63 | 46 | 71.96 | 0 | 0 | 0 | 0 | 1 | 0 | 0 | 1 | 1 | 0 | 1 | 0 | 100% | #N/A
1976-09-05 | 9 | 5 | 2018 | 2018-09-05 | 3 | 0 | 6:00 | 6 | 70 | 69 | 66.02 | 67.1 | 64.04 | 62.6 | 64.4 | 62.96 | 57.2 | 52 | 60 | 62 | 64 | 45 | 71.96 | 0 | 0 | 0 | 0 | 1 | 0 | 0 | 1 | 1 | 0 | 1 | 0 | 100% | #N/A
1976-09-05 | 9 | 5 | 2018 | 2018-09-05 | 3 | 0 | 7:00 | 7 | 70 | 72 | 66.02 | 68 | 64.94 | 64.4 | 66.02 | 64.04 | 60.8 | 55 | 65 | 64 | 66 | 50 | 75.02 | 0 | 0 | 0 | 0 | 1 | 0 | 0 | 1 | 1 | 0 | 1 | 0 | 100% | #N/A
1976-09-05 | 9 | 5 | 2018 | 2018-09-05 | 3 | 0 | 8:00 | 8 | 71 | 74 | 68 | 69.44 | 64.4 | 64.94 | 66.2 | 69.08 | 64.4 | 63 | 71 | 70 | 70 | 54 | 77 | 0 | 0 | 0 | 1 | 0 | 0 | 0 | 1 | 1 | 0 | 1 | 0 | 100% | #N/A
1976-09-05 | 9 | 5 | 2018 | 2018-09-05 | 3 | 0 | 9:00 | 9 | 71 | 75 | 69.8 | 71.42 | 66.2 | 66.2 | 68 | 73.04 | 66.2 | 70 | 75 | 73 | 72 | 57 | 80.06 | 0 | 0 | 0 | 1 | 0 | 0 | 0 | 1 | 1 | 0 | 1 | 0 | 100% | #N/A
1976-09-05 | 9 | 5 | 2018 | 2018-09-05 | 3 | 0 | 10:00 | 10 | 72 | 81 | 69.8 | 74.66 | 66.2 | 66.2 | 68 | 75.92 | 68 | 73 | 79 | 77 | 73 | 59 | 80.06 | 0 | 0 | 0 | 1 | 0 | 0 | 0 | 1 | 1 | 0 | 1 | 0 | 100% | #N/A
1976-09-05 | 9 | 5 | 2018 | 2018-09-05 | 3 | 0 | 11:00 | 11 | 73 | 85 | 69.8 | 77.36 | 66.2 | 68 | 69.8 | 78.08 | 69.8 | 75 | 81 | 79 | 77 | 61 | 80.96 | 0 | 0 | 0 | 1 | 0 | 0 | 0 | 1 | 1 | 0 | 1 | 0 | 100% | #N/A
1976-09-05 | 9 | 5 | 2018 | 2018-09-05 | 3 | 0 | 12:00 | 12 | 73 | 84 | 71.6 | 80.42 | 66.2 | 68 | 71.6 | 78.98 | 69.8 | 79 | 81 | 80 | 81 | 64 | 82.04 | 0 | 0 | 0 | 1 | 0 | 0 | 0 | 1 | 1 | 0 | 1 | 0 | 100% | #N/A
1976-09-05 | 9 | 5 | 2018 | 2018-09-05 | 3 | 0 | 13:00 | 13 | 74 | 84 | 73.4 | 83.3 | 66.92 | 68 | 73.04 | 80.06 | 71.6 | 79 | 84 | 81 | 81 | 64 | 84.02 | 0 | 0 | 0 | 1 | 0 | 0 | 0 | 1 | 1 | 0 | 1 | 0 | 100% | #N/A
1976-09-05 | 9 | 5 | 2018 | 2018-09-05 | 3 | 0 | 14:00 | 14 | 76 | 86 | 73.94 | 83.48 | 66.2 | 69.08 | 75.2 | 80.06 | 71.6 | 81 | 84 | 81 | 82 | 66 | 87.08 | 0 | 0 | 0 | 1 | 0 | 0 | 0 | 1 | 1 | 0 | 1 | 0 | 100% | #N/A
1976-09-05 | 9 | 5 | 2018 | 2018-09-05 | 3 | 0 | 15:00 | 15 | 77 | 85 | 75.2 | 83.48 | 68 | 69.98 | 73.4 | 80.06 | 71.6 | 79 | 83 | 82 | 82 | 66 | 84.02 | 0 | 0 | 0 | 1 | 0 | 0 | 0 | 1 | 1 | 0 | 1 | 0 | 100% | #N/A
1976-09-05 | 9 | 5 | 2018 | 2018-09-05 | 3 | 0 | 16:00 | 16 | 79 | 78 | 75.2 | 83.12 | 69.8 | 71.06 | 73.4 | 78.98 | 71.6 | 79 | 79 | 82 | 82 | 66 | 77 | 0 | 0 | 0 | 1 | 0 | 0 | 0 | 1 | 1 | 0 | 1 | 0 | 100% | #N/A
1976-09-05 | 9 | 5 | 2018 | 2018-09-05 | 3 | 0 | 17:00 | 17 | 76 | 77 | 75.2 | 81.32 | 69.8 | 71.06 | 75.2 | 75.02 | 69.8 | 75 | 75 | 80 | 81 | 63 | 77 | 0 | 0 | 0 | 1 | 0 | 0 | 0 | 1 | 1 | 0 | 1 | 0 | 100% | #N/A
1976-09-05 | 9 | 5 | 2018 | 2018-09-05 | 3 | 0 | 18:00 | 18 | 73 | 75 | 75.02 | 79.16 | 69.8 | 69.8 | 73.4 | 73.04 | 68 | 72 | 73 | 76 | 77 | 55 | 75.92 | 0 | 0 | 0 | 1 | 0 | 0 | 0 | 1 | 1 | 0 | 1 | 0 | 100% | #N/A
1976-09-05 | 9 | 5 | 2018 | 2018-09-05 | 3 | 0 | 19:00 | 19 | 70 | 73 | 73.4 | 75.38 | 69.8 | 69.98 | 71.6 | 71.06 | 66.2 | 66 | 69 | 73 | 73 | 55 | 75.02 | 0 | 0 | 0 | 1 | 0 | 0 | 0 | 1 | 1 | 0 | 1 | 0 | 100% | #N/A
1976-09-05 | 9 | 5 | 2018 | 2018-09-05 | 3 | 0 | 20:00 | 20 | 68 | 73 | 75.2 | 73.58 | 69.98 | 69.98 | 69.8 | 69.98 | 62.6 | 63 | 67 | 71 | 73 | 55 | 73.94 | 0 | 0 | 0 | 1 | 0 | 0 | 0 | 1 | 1 | 0 | 1 | 0 | 100% | #N/A
1976-09-05 | 9 | 5 | 2018 | 2018-09-05 | 3 | 0 | 21:00 | 21 | 66 | 73 | 75.02 | 73.04 | 71.06 | 69.8 | 71.6 | 69.08 | 60.8 | 61 | 66 | 70 | 70 | 54 | 73.94 | 0 | 0 | 0 | 1 | 0 | 0 | 0 | 1 | 1 | 0 | 1 | 0 | 100% | #N/A
1976-09-05 | 9 | 5 | 2018 | 2018-09-05 | 3 | 0 | 22:00 | 22 | 64 | 73 | 73.94 | 72.86 | 71.96 | 71.6 | 73.4 | 68 | 59 | 57 | 65 | 70 | 64 | 52 | 73.04 | 0 | 0 | 0 | 1 | 0 | 0 | 0 | 1 | 1 | 0 | 1 | 0 | 100% | #N/A
1976-09-05 | 9 | 5 | 2018 | 2018-09-05 | 3 | 0 | 23:00 | 23 | 62 | 72 | 75.2 | 72.5 | 71.96 | 73.94 | 73.4 | 68 | 59 | 55 | 65 | 68 | 66 | 50 | 73.04 | 0 | 0 | 0 | 1 | 0 | 0 | 0 | 1 | 1 | 0 | 1 | 0 | 100% | #N/A
1976-09-05 | 9 | 5 | 2018 | 2018-09-05 | 3 | 0 | 24:00 | 24 | 61 | 72 | 75.92 | 72.32 | 71.96 | 73.94 | 73.4 | 68 | 55.4 | 55 | 64 | 67 | 66 | 50 | 73.04 | 0 | 0 | 0 | 0 | 1 | 0 | 0 | 1 | 1 | 0 | 1 | 0 | 100% | #N/A
1976-09-06 | 9 | 6 | 2018 | 2018-09-06 | 4 | 0 | 1:00 | 1 | 59 | 73 | 77 | 71.96 | 71.96 | 73.94 | 73.4 | 66.92 | 55.4 | 54 | 64 | 68 | 66 | 48 | 73.04 | 0 | 0 | 0 | 0 | 1 | 0 | 0 | 1 | 1 | 1 | 1 | 0 | 100% | #N/A
1976-09-06 | 9 | 6 | 2018 | 2018-09-06 | 4 | 0 | 2:00 | 2 | 58 | 72 | 77 | 72.14 | 73.4 | 75.2 | 73.4 | 66.02 | 51.8 | 55 | 63 | 67 | 66 | 48 | 73.04 | 0 | 0 | 0 | 0 | 1 | 0 | 0 | 1 | 1 | 1 | 1 | 0 | 100% | #N/A
1976-09-06 | 9 | 6 | 2018 | 2018-09-06 | 4 | 0 | 3:00 | 3 | 57 | 72 | 77 | 71.96 | 73.4 | 75.2 | 75.2 | 66.02 | 51.8 | 54 | 63 | 67 | 68 | 46 | 71.96 | 0 | 0 | 0 | 0 | 1 | 0 | 0 | 1 | 1 | 1 | 1 | 0 | 100% | #N/A
1976-09-06 | 9 | 6 | 2018 | 2018-09-06 | 4 | 0 | 4:00 | 4 | 56 | 72 | 77 | 71.06 | 73.4 | 75.2 | 75.2 | 66.02 | 50 | 55 | 63 | 67 | 64 | 43 | 73.04 | 0 | 0 | 0 | 0 | 1 | 0 | 0 | 1 | 1 | 1 | 1 | 0 | 100% | #N/A
1976-09-06 | 9 | 6 | 2018 | 2018-09-06 | 4 | 0 | 5:00 | 5 | 57 | 71 | 75.2 | 70.34 | 73.4 | 75.2 | 75.2 | 66.02 | 48.2 | 57 | 62 | 67 | 64 | 45 | 73.04 | 0 | 0 | 0 | 0 | 1 | 0 | 0 | 1 | 1 | 1 | 1 | 0 | 100% | #N/A
1976-09-06 | 9 | 6 | 2018 | 2018-09-06 | 4 | 0 | 6:00 | 6 | 58 | 71 | 77 | 69.98 | 73.4 | 75.2 | 75.2 | 66.02 | 50 | 57 | 62 | 67 | 66 | 45 | 71.06 | 0 | 0 | 0 | 0 | 1 | 0 | 0 | 1 | 1 | 1 | 1 | 0 | 100% | #N/A
1976-09-06 | 9 | 6 | 2018 | 2018-09-06 | 4 | 0 | 7:00 | 7 | 59 | 73 | 77 | 70.16 | 73.4 | 75.92 | 75.2 | 66.02 | 55.4 | 59 | 62 | 70 | 70 | 50 | 71.06 | 0 | 0 | 0 | 0 | 1 | 0 | 0 | 1 | 1 | 1 | 1 | 0 | 100% | #N/A
1976-09-06 | 9 | 6 | 2018 | 2018-09-06 | 4 | 0 | 8:00 | 8 | 62 | 78 | 77 | 71.06 | 75.2 | 75.2 | 73.4 | 66.92 | 62.6 | 63 | 62 | 70 | 72 | 54 | 75.02 | 0 | 0 | 0 | 1 | 0 | 0 | 0 | 1 | 1 | 1 | 1 | 0 | 100% | #N/A
1976-09-06 | 9 | 6 | 2018 | 2018-09-06 | 4 | 0 | 9:00 | 9 | 65 | 79 | 80.96 | 71.78 | 77 | 77 | 73.4 | 66.92 | 68 | 68 | 62 | 72 | 73 | 57 | 75.02 | 0 | 0 | 0 | 1 | 0 | 0 | 0 | 1 | 1 | 1 | 1 | 0 | 100% | #N/A
1976-09-06 | 9 | 6 | 2018 | 2018-09-06 | 4 | 0 | 10:00 | 10 | 68 | 82 | 80.6 | 75.02 | 77 | 75.02 | 73.4 | 68 | 69.8 | 73 | 62 | 73 | 70 | 61 | 73.04 | 0 | 0 | 0 | 1 | 0 | 0 | 0 | 1 | 1 | 1 | 1 | 0 | 100% | #N/A
1976-09-06 | 9 | 6 | 2018 | 2018-09-06 | 4 | 0 | 11:00 | 11 | 69 | 86 | 78.8 | 76.64 | 75.92 | 78.98 | 74.12 | 68 | 71.6 | 79 | 62 | 76 | 72 | 63 | 75.02 | 0 | 0 | 0 | 1 | 0 | 0 | 0 | 1 | 1 | 1 | 1 | 0 | 100% | #N/A
1976-09-06 | 9 | 6 | 2018 | 2018-09-06 | 4 | 0 | 12:00 | 12 | 69 | 85 | 75.92 | 73.58 | 77 | 78.98 | 77.9 | 62.06 | 73.4 | 82 | 62 | 77 | 72 | 64 | 77 | 0 | 0 | 0 | 1 | 0 | 0 | 0 | 1 | 1 | 1 | 1 | 0 | 100% | #N/A
1976-09-06 | 9 | 6 | 2018 | 2018-09-06 | 4 | 0 | 13:00 | 13 | 70 | 86 | 78.98 | 68.36 | 78.8 | 80.06 | 77 | 62.06 | 73.4 | 82 | 63 | 79 | 73 | 64 | 80.06 | 0 | 0 | 0 | 1 | 0 | 0 | 0 | 1 | 1 | 1 | 1 | 0 | 100% | #N/A
1976-09-06 | 9 | 6 | 2018 | 2018-09-06 | 4 | 0 | 14:00 | 14 | 71 | 85 | 80.96 | 67.28 | 82.4 | 78.98 | 82.4 | 60.98 | 73.4 | 82 | 63 | 77 | 75 | 64 | 77 | 0 | 0 | 0 | 1 | 0 | 0 | 0 | 1 | 1 | 1 | 1 | 0 | 100% | #N/A
1976-09-06 | 9 | 6 | 2018 | 2018-09-06 | 4 | 0 | 15:00 | 15 | 73 | 85 | 80.6 | 66.56 | 78.98 | 78.98 | 82.94 | 60.98 | 73.4 | 79 | 63 | 75 | 73 | 63 | 73.94 | 0 | 0 | 0 | 1 | 0 | 0 | 0 | 1 | 1 | 1 | 1 | 0 | 100% | #N/A
1976-09-06 | 9 | 6 | 2018 | 2018-09-06 | 4 | 0 | 16:00 | 16 | 74 | 85 | 82.94 | 67.46 | 75.92 | 78.98 | 81.14 | 59 | 73.4 | 79 | 63 | 73 | 72 | 63 | 73.94 | 0 | 0 | 0 | 1 | 0 | 0 | 0 | 1 | 1 | 1 | 1 | 0 | 100% | #N/A
1976-09-06 | 9 | 6 | 2018 | 2018-09-06 | 4 | 0 | 17:00 | 17 | 71 | 74 | 82.04 | 67.64 | 75.92 | 80.06 | 81.32 | 59 | 71.6 | 73 | 63 | 73 | 72 | 61 | 71.96 | 0 | 0 | 0 | 1 | 0 | 0 | 0 | 1 | 1 | 1 | 1 | 0 | 100% | #N/A
1976-09-06 | 9 | 6 | 2018 | 2018-09-06 | 4 | 0 | 18:00 | 18 | 68 | 73 | 75.92 | 67.64 | 71.96 | 78.08 | 77.18 | 59 | 68 | 72 | 62 | 72 | 72 | 55 | 69.08 | 0 | 0 | 0 | 1 | 0 | 0 | 0 | 1 | 1 | 1 | 1 | 0 | 100% | #N/A
1976-09-06 | 9 | 6 | 2018 | 2018-09-06 | 4 | 0 | 19:00 | 19 | 65 | 72 | 71.96 | 66.2 | 69.08 | 71.96 | 69.98 | 59 | 64.4 | 70 | 62 | 72 | 70 | 52 | 66.92 | 0 | 0 | 0 | 1 | 0 | 0 | 0 | 1 | 1 | 1 | 1 | 0 | 100% | #N/A
1976-09-06 | 9 | 6 | 2018 | 2018-09-06 | 4 | 0 | 20:00 | 20 | 62 | 69 | 69.08 | 65.84 | 66.92 | 71.06 | 72.14 | 59 | 62.6 | 72 | 60 | 71 | 70 | 50 | 66.92 | 0 | 0 | 0 | 1 | 0 | 0 | 0 | 1 | 1 | 1 | 1 | 0 | 100% | #N/A
1976-09-06 | 9 | 6 | 2018 | 2018-09-06 | 4 | 0 | 21:00 | 21 | 60 | 67 | 66.92 | 64.22 | 68 | 71.6 | 69.98 | 59 | 60.8 | 70 | 60 | 71 | 70 | 50 | 64.94 | 0 | 0 | 0 | 1 | 0 | 0 | 0 | 1 | 1 | 1 | 1 | 0 | 100% | #N/A
1976-09-06 | 9 | 6 | 2018 | 2018-09-06 | 4 | 0 | 22:00 | 22 | 57 | 66 | 64.94 | 63.14 | 68 | 69.8 | 66.56 | 57.92 | 60.8 | 70 | 59 | 72 | 70 | 50 | 64.94 | 0 | 0 | 0 | 1 | 0 | 0 | 0 | 1 | 1 | 1 | 1 | 0 | 100% | #N/A
1976-09-06 | 9 | 6 | 2018 | 2018-09-06 | 4 | 0 | 23:00 | 23 | 56 | 65 | 62.6 | 62.42 | 66.92 | 69.98 | 65.12 | 57.92 | 60.8 | 68 | 59 | 71 | 70 | 50 | 64.94 | 0 | 0 | 0 | 1 | 0 | 0 | 0 | 1 | 1 | 1 | 1 | 0 | 100% | #N/A
1976-09-06 | 9 | 6 | 2018 | 2018-09-06 | 4 | 0 | 24:00 | 24 | 56 | 64 | 66.02 | 62.42 | 66.92 | 69.08 | 65.3 | 57.92 | 60.8 | 68 | 59 | 71 | 70 | 48 | 64.04 | 0 | 0 | 0 | 0 | 1 | 0 | 0 | 1 | 1 | 1 | 1 | 0 | 100% | #N/A
1976-09-07 | 9 | 7 | 2018 | 2018-09-07 | 5 | 0 | 1:00 | 1 | 55 | 63 | 66.02 | 62.06 | 66.92 | 69.08 | 64.94 | 57.92 | 62.6 | 68 | 59 | 72 | 70 | 48 | 62.96 | 0 | 0 | 0 | 0 | 1 | 0 | 0 | 1 | 1 | 1 | 1 | 0 | 100% | #N/A
1976-09-07 | 9 | 7 | 2018 | 2018-09-07 | 5 | 0 | 2:00 | 2 | 55 | 63 | 66.92 | 61.52 | 66.02 | 68 | 64.4 | 57.2 | 62.6 | 68 | 59 | 71 | 70 | 48 | 62.96 | 0 | 0 | 0 | 0 | 1 | 0 | 0 | 1 | 1 | 1 | 1 | 0 | 100% | #N/A
1976-09-07 | 9 | 7 | 2018 | 2018-09-07 | 5 | 0 | 3:00 | 3 | 55 | 62 | 66.92 | 61.16 | 66.02 | 66.92 | 66.2 | 57.92 | 62.6 | 66 | 59 | 70 | 72 | 46 | 62.96 | 0 | 0 | 0 | 0 | 1 | 0 | 0 | 1 | 1 | 1 | 1 | 0 | 100% | #N/A
1976-09-07 | 9 | 7 | 2018 | 2018-09-07 | 5 | 0 | 4:00 | 4 | 55 | 62 | 64.4 | 60.8 | 64.94 | 68 | 64.4 | 57.92 | 64.4 | 66 | 59 | 70 | 70 | 48 | 62.96 | 0 | 0 | 0 | 0 | 1 | 0 | 0 | 1 | 1 | 1 | 1 | 0 | 100% | #N/A
1976-09-07 | 9 | 7 | 2018 | 2018-09-07 | 5 | 0 | 5:00 | 5 | 57 | 62 | 62.6 | 61.16 | 64.94 | 68 | 64.4 | 57.92 | 64.4 | 66 | 59 | 70 | 68 | 46 | 62.96 | 0 | 0 | 0 | 0 | 1 | 0 | 0 | 1 | 1 | 1 | 1 | 0 | 100% | #N/A
1976-09-07 | 9 | 7 | 2018 | 2018-09-07 | 5 | 0 | 6:00 | 6 | 60 | 62 | 60.8 | 61.52 | 64.94 | 68 | 64.4 | 57.92 | 64.4 | 64 | 60 | 69 | 68 | 48 | 62.96 | 0 | 0 | 0 | 0 | 1 | 0 | 0 | 1 | 1 | 1 | 1 | 0 | 100% | #N/A
1976-09-07 | 9 | 7 | 2018 | 2018-09-07 | 5 | 0 | 7:00 | 7 | 62 | 63 | 62.6 | 62.78 | 68 | 69.98 | 64.4 | 57.92 | 66.2 | 70 | 60 | 72 | 72 | 50 | 62.96 | 0 | 0 | 0 | 0 | 1 | 0 | 0 | 1 | 1 | 1 | 1 | 0 | 100% | #N/A
1976-09-07 | 9 | 7 | 2018 | 2018-09-07 | 5 | 0 | 8:00 | 8 | 64 | 64 | 71.06 | 62.24 | 71.06 | 71.6 | 69.44 | 59 | 69.8 | 73 | 61 | 73 | 73 | 54 | 62.96 | 0 | 0 | 0 | 1 | 0 | 0 | 0 | 1 | 1 | 1 | 1 | 0 | 100% | #N/A
1976-09-07 | 9 | 7 | 2018 | 2018-09-07 | 5 | 0 | 9:00 | 9 | 66 | 65 | 73.04 | 63.68 | 73.04 | 71.6 | 69.8 | 60.08 | 73.4 | 75 | 62 | 76 | 75 | 57 | 62.96 | 0 | 0 | 0 | 1 | 0 | 0 | 0 | 1 | 1 | 1 | 1 | 0 | 100% | #N/A
1976-09-07 | 9 | 7 | 2018 | 2018-09-07 | 5 | 0 | 10:00 | 10 | 68 | 68 | 75.92 | 64.58 | 75.92 | 75.92 | 71.6 | 62.06 | 75.2 | 79 | 64 | 78 | 75 | 63 | 62.96 | 0 | 0 | 0 | 1 | 0 | 0 | 0 | 1 | 1 | 1 | 1 | 0 | 100% | #N/A
1976-09-07 | 9 | 7 | 2018 | 2018-09-07 | 5 | 0 | 11:00 | 11 | 70 | 69 | 75.92 | 66.38 | 75.2 | 75.92 | 72.68 | 62.96 | 75.2 | 79 | 67 | 80 | 79 | 68 | 64.94 | 0 | 0 | 0 | 1 | 0 | 0 | 0 | 1 | 1 | 1 | 1 | 0 | 100% | #N/A
1976-09-07 | 9 | 7 | 2018 | 2018-09-07 | 5 | 0 | 12:00 | 12 | 72 | 74 | 75.2 | 68.36 | 77 | 78.8 | 74.12 | 66.02 | 75.2 | 81 | 69 | 81 | 79 | 70 | 66.92 | 0 | 0 | 0 | 1 | 0 | 0 | 0 | 1 | 1 | 1 | 1 | 0 | 100% | #N/A
1976-09-07 | 9 | 7 | 2018 | 2018-09-07 | 5 | 0 | 13:00 | 13 | 74 | 75 | 78.08 | 69.98 | 77 | 78.08 | 76.28 | 66.02 | 75.2 | 81 | 69 | 81 | 81 | 72 | 68 | 0 | 0 | 0 | 1 | 0 | 0 | 0 | 1 | 1 | 1 | 1 | 0 | 100% | #N/A
1976-09-07 | 9 | 7 | 2018 | 2018-09-07 | 5 | 0 | 14:00 | 14 | 75 | 76 | 78.8 | 72.14 | 77 | 80.06 | 77 | 69.98 | 75.2 | 81 | 70 | 80 | 81 | 72 | 69.98 | 0 | 0 | 0 | 1 | 0 | 0 | 0 | 1 | 1 | 1 | 1 | 0 | 100% | #N/A
1976-09-07 | 9 | 7 | 2018 | 2018-09-07 | 5 | 0 | 15:00 | 15 | 75 | 79 | 80.06 | 73.94 | 75.02 | 80.96 | 79.52 | 69.08 | 75.2 | 79 | 71 | 79 | 81 | 72 | 71.96 | 0 | 0 | 0 | 1 | 0 | 0 | 0 | 1 | 1 | 1 | 1 | 0 | 100% | #N/A
1976-09-07 | 9 | 7 | 2018 | 2018-09-07 | 5 | 0 | 16:00 | 16 | 76 | 77 | 80.6 | 73.04 | 75.02 | 80.06 | 79.34 | 68 | 75.2 | 77 | 71 | 79 | 79 | 72 | 71.06 | 0 | 0 | 0 | 1 | 0 | 0 | 0 | 1 | 1 | 1 | 1 | 0 | 100% | #N/A
1976-09-07 | 9 | 7 | 2018 | 2018-09-07 | 5 | 0 | 17:00 | 17 | 75 | 76 | 77 | 72.86 | 71.96 | 78.08 | 78.98 | 66.92 | 73.4 | 75 | 70 | 76 | 75 | 68 | 71.06 | 0 | 0 | 0 | 1 | 0 | 0 | 0 | 1 | 1 | 1 | 1 | 0 | 100% | #N/A
1976-09-07 | 9 | 7 | 2018 | 2018-09-07 | 5 | 0 | 18:00 | 18 | 74 | 74 | 73.94 | 72.68 | 69.98 | 77 | 78.8 | 62.96 | 71.6 | 73 | 68 | 72 | 75 | 63 | 69.98 | 0 | 0 | 0 | 1 | 0 | 0 | 0 | 1 | 1 | 1 | 1 | 0 | 100% | #N/A
1976-09-07 | 9 | 7 | 2018 | 2018-09-07 | 5 | 0 | 19:00 | 19 | 73 | 71 | 71.96 | 71.96 | 69.98 | 75.02 | 73.94 | 57.02 | 68 | 73 | 66 | 70 | 75 | 59 | 68 | 0 | 0 | 0 | 1 | 0 | 0 | 0 | 1 | 1 | 1 | 1 | 0 | 100% | #N/A
1976-09-07 | 9 | 7 | 2018 | 2018-09-07 | 5 | 0 | 20:00 | 20 | 72 | 71 | 69.08 | 69.98 | 69.98 | 73.94 | 71.6 | 55.04 | 68 | 70 | 65 | 70 | 72 | 61 | 66.92 | 0 | 0 | 0 | 1 | 0 | 0 | 0 | 1 | 1 | 1 | 1 | 0 | 100% | #N/A
1976-09-07 | 9 | 7 | 2018 | 2018-09-07 | 5 | 0 | 21:00 | 21 | 71 | 71 | 68 | 65.12 | 69.98 | 71.96 | 70.88 | 53.96 | 68 | 70 | 63 | 70 | 70 | 61 | 64.94 | 0 | 0 | 0 | 1 | 0 | 0 | 0 | 1 | 1 | 1 | 1 | 0 | 100% | #N/A
1976-09-07 | 9 | 7 | 2018 | 2018-09-07 | 5 | 0 | 22:00 | 22 | 70 | 70 | 66.92 | 64.4 | 68 | 71.06 | 70.52 | 53.06 | 68 | 70 | 63 | 72 | 72 | 59 | 64.04 | 0 | 0 | 0 | 1 | 0 | 0 | 0 | 1 | 1 | 1 | 1 | 0 | 100% | #N/A
1976-09-07 | 9 | 7 | 2018 | 2018-09-07 | 5 | 0 | 23:00 | 23 | 69 | 69 | 66.2 | 64.94 | 66.92 | 69.98 | 69.08 | 53.06 | 68 | 70 | 63 | 71 | 72 | 59 | 64.04 | 0 | 0 | 0 | 1 | 0 | 0 | 0 | 1 | 1 | 1 | 1 | 0 | 100% | #N/A
1976-09-07 | 9 | 7 | 2018 | 2018-09-07 | 5 | 0 | 24:00 | 24 | 68 | 69 | 69.98 | 62.06 | 68 | 69.08 | 68 | 53.06 | 68 | 68 | 63 | 71 | 72 | 57 | 64.94 | 0 | 0 | 0 | 0 | 1 | 0 | 0 | 1 | 1 | 1 | 1 | 0 | 100% | #N/A
1976-09-08 | 9 | 8 | 2018 | 2018-09-08 | 6 | 0 | 1:00 | 1 | 67 | 69 | 69.08 | 60.62 | 66.92 | 69.8 | 68 | 53.06 | 68 | 68 | 63 | 72 | 72 | 55 | 66.02 | 0 | 0 | 0 | 0 | 1 | 0 | 0 | 1 | 1 | 1 | 1 | 0 | 100% | #N/A
1976-09-08 | 9 | 8 | 2018 | 2018-09-08 | 6 | 0 | 2:00 | 2 | 66 | 69 | 68 | 60.26 | 66.2 | 68 | 68 | 53.06 | 68 | 68 | 63 | 71 | 73 | 55 | 66.02 | 0 | 0 | 0 | 0 | 1 | 0 | 0 | 1 | 1 | 1 | 1 | 0 | 100% | #N/A
1976-09-08 | 9 | 8 | 2018 | 2018-09-08 | 6 | 0 | 3:00 | 3 | 65 | 69 | 69.98 | 61.7 | 66.02 | 66.92 | 69.8 | 51.98 | 69.8 | 66 | 62 | 71 | 72 | 55 | 66.92 | 0 | 0 | 0 | 0 | 1 | 0 | 0 | 1 | 1 | 1 | 1 | 0 | 100% | #N/A
1976-09-08 | 9 | 8 | 2018 | 2018-09-08 | 6 | 0 | 4:00 | 4 | 64 | 69 | 69.98 | 59.9 | 66.2 | 66.92 | 69.8 | 51.08 | 68 | 66 | 60 | 72 | 72 | 54 | 68 | 0 | 0 | 0 | 0 | 1 | 0 | 0 | 1 | 1 | 1 | 1 | 0 | 100% | #N/A
1976-09-08 | 9 | 8 | 2018 | 2018-09-08 | 6 | 0 | 5:00 | 5 | 65 | 70 | 71.06 | 60.08 | 64.4 | 66.92 | 68.72 | 50 | 68 | 66 | 60 | 70 | 72 | 52 | 69.08 | 0 | 0 | 0 | 0 | 1 | 0 | 0 | 1 | 1 | 1 | 1 | 0 | 100% | #N/A
1976-09-08 | 9 | 8 | 2018 | 2018-09-08 | 6 | 0 | 6:00 | 6 | 65 | 69 | 68 | 59.54 | 66.02 | 66.92 | 68 | 51.98 | 69.8 | 66 | 60 | 69 | 72 | 54 | 69.08 | 0 | 0 | 0 | 0 | 1 | 0 | 0 | 1 | 1 | 1 | 1 | 0 | 100% | #N/A
1976-09-08 | 9 | 8 | 2018 | 2018-09-08 | 6 | 0 | 7:00 | 7 | 66 | 71 | 71.6 | 58.64 | 69.08 | 69.08 | 68 | 53.96 | 69.8 | 68 | 62 | 72 | 73 | 55 | 69.08 | 0 | 0 | 0 | 0 | 1 | 0 | 0 | 1 | 1 | 1 | 1 | 0 | 100% | #N/A
1976-09-08 | 9 | 8 | 2018 | 2018-09-08 | 6 | 0 | 8:00 | 8 | 69 | 74 | 73.4 | 59.9 | 73.04 | 71.96 | 69.8 | 55.94 | 71.6 | 72 | 67 | 73 | 73 | 59 | 71.06 | 0 | 0 | 0 | 0 | 1 | 0 | 0 | 1 | 1 | 1 | 1 | 0 | 100% | #N/A
1976-09-08 | 9 | 8 | 2018 | 2018-09-08 | 6 | 0 | 9:00 | 9 | 73 | 78 | 75.2 | 63.86 | 73.94 | 75.92 | 71.6 | 57.92 | 75.2 | 73 | 71 | 75 | 75 | 64 | 73.94 | 0 | 0 | 0 | 0 | 1 | 0 | 0 | 1 | 1 | 1 | 1 | 0 | 100% | #N/A
1976-09-08 | 9 | 8 | 2018 | 2018-09-08 | 6 | 0 | 10:00 | 10 | 76 | 81 | 80.06 | 66.2 | 78.08 | 78.98 | 73.4 | 62.06 | 71.6 | 75 | 80 | 77 | 79 | 70 | 80.06 | 0 | 0 | 0 | 0 | 1 | 0 | 0 | 1 | 1 | 1 | 1 | 0 | 100% | #N/A
1976-09-08 | 9 | 8 | 2018 | 2018-09-08 | 6 | 0 | 11:00 | 11 | 77 | 84 | 80.96 | 68.54 | 80.96 | 82.94 | 77 | 64.04 | 73.4 | 77 | 84 | 78 | 79 | 74 | 82.94 | 0 | 0 | 0 | 0 | 1 | 0 | 0 | 1 | 1 | 1 | 1 | 0 | 100% | #N/A
1976-09-08 | 9 | 8 | 2018 | 2018-09-08 | 6 | 0 | 12:00 | 12 | 77 | 84 | 84.92 | 68.9 | 82.04 | 84.92 | 82.4 | 64.94 | 73.4 | 79 | 83 | 79 | 79 | 77 | 86 | 0 | 0 | 0 | 0 | 1 | 0 | 0 | 1 | 1 | 1 | 1 | 0 | 100% | #N/A
1976-09-08 | 9 | 8 | 2018 | 2018-09-08 | 6 | 0 | 13:00 | 13 | 78 | 85 | 86 | 70.34 | 80.96 | 86 | 84.2 | 66.02 | 75.2 | 79 | 82 | 79 | 75 | 79 | 84.92 | 0 | 0 | 0 | 0 | 1 | 0 | 0 | 1 | 1 | 1 | 1 | 0 | 100% | #N/A
1976-09-08 | 9 | 8 | 2018 | 2018-09-08 | 6 | 0 | 14:00 | 14 | 79 | 86 | 87.08 | 70.34 | 82.94 | 84.92 | 87.8 | 66.02 | 77 | 77 | 84 | 80 | 75 | 79 | 84.02 | 0 | 0 | 0 | 0 | 1 | 0 | 0 | 1 | 1 | 1 | 1 | 0 | 100% | #N/A
1976-09-08 | 9 | 8 | 2018 | 2018-09-08 | 6 | 0 | 15:00 | 15 | 81 | 86 | 84.02 | 72.32 | 82.04 | 87.08 | 86 | 66.02 | 77 | 75 | 85 | 81 | 79 | 77 | 80.96 | 0 | 0 | 0 | 0 | 1 | 0 | 0 | 1 | 1 | 1 | 1 | 0 | 100% | #N/A
1976-09-08 | 9 | 8 | 2018 | 2018-09-08 | 6 | 0 | 16:00 | 16 | 82 | 83 | 82.94 | 71.24 | 78.98 | 86 | 86 | 64.94 | 75.2 | 75 | 83 | 68 | 79 | 77 | 80.96 | 0 | 0 | 0 | 0 | 1 | 0 | 0 | 1 | 1 | 1 | 1 | 0 | 100% | #N/A
1976-09-08 | 9 | 8 | 2018 | 2018-09-08 | 6 | 0 | 17:00 | 17 | 80 | 81 | 82.94 | 71.78 | 77 | 82.94 | 82.4 | 62.96 | 75.2 | 73 | 81 | 68 | 73 | 76 | 80.06 | 0 | 0 | 0 | 0 | 1 | 0 | 0 | 1 | 1 | 1 | 1 | 0 | 100% | #N/A
1976-09-08 | 9 | 8 | 2018 | 2018-09-08 | 6 | 0 | 18:00 | 18 | 79 | 72 | 82.4 | 69.98 | 75.02 | 78.98 | 80.6 | 60.98 | 73.4 | 72 | 77 | 66 | 72 | 73 | 78.08 | 0 | 0 | 0 | 0 | 1 | 0 | 0 | 1 | 1 | 1 | 1 | 0 | 100% | #N/A
1976-09-08 | 9 | 8 | 2018 | 2018-09-08 | 6 | 0 | 19:00 | 19 | 77 | 71 | 77 | 68.54 | 73.4 | 77 | 78.8 | 57.02 | 69.8 | 68 | 74 | 66 | 66 | 72 | 75.92 | 0 | 0 | 0 | 0 | 1 | 0 | 0 | 1 | 1 | 1 | 1 | 0 | 100% | #N/A
1976-09-08 | 9 | 8 | 2018 | 2018-09-08 | 6 | 0 | 20:00 | 20 | 74 | 70 | 75.92 | 67.64 | 71.06 | 75.02 | 77 | 57.92 | 68 | 66 | 72 | 65 | 68 | 72 | 75.02 | 0 | 0 | 0 | 0 | 1 | 0 | 0 | 1 | 1 | 1 | 1 | 0 | 100% | #N/A
1976-09-08 | 9 | 8 | 2018 | 2018-09-08 | 6 | 0 | 21:00 | 21 | 72 | 69 | 73.94 | 66.92 | 73.04 | 73.94 | 75.2 | 55.04 | 68 | 66 | 68 | 65 | 66 | 70 | 75.02 | 0 | 0 | 0 | 0 | 1 | 0 | 0 | 1 | 1 | 1 | 1 | 0 | 100% | #N/A
1976-09-08 | 9 | 8 | 2018 | 2018-09-08 | 6 | 0 | 22:00 | 22 | 69 | 68 | 73.4 | 65.48 | 71.96 | 75.92 | 73.4 | 53.06 | 66.2 | 66 | 69 | 66 | 66 | 68 | 73.94 | 0 | 0 | 0 | 0 | 1 | 0 | 0 | 1 | 1 | 1 | 1 | 0 | 100% | #N/A
1976-09-08 | 9 | 8 | 2018 | 2018-09-08 | 6 | 0 | 23:00 | 23 | 68 | 68 | 73.4 | 64.4 | 71.96 | 75.02 | 72.32 | 53.06 | 62.6 | 64 | 69 | 66 | 64 | 68 | 75.02 | 0 | 0 | 0 | 0 | 1 | 0 | 0 | 1 | 1 | 1 | 1 | 0 | 100% | #N/A
1976-09-08 | 9 | 8 | 2018 | 2018-09-08 | 6 | 0 | 24:00 | 24 | 68 | 67 | 73.4 | 62.96 | 71.6 | 73.04 | 70.7 | 53.06 | 60.8 | 64 | 68 | 66 | 63 | 66 | 73.94 | 0 | 0 | 0 | 0 | 1 | 0 | 0 | 1 | 1 | 1 | 1 | 0 | 100% | #N/A
1976-09-09 | 9 | 9 | 2018 | 2018-09-09 | 7 | 0 | 1:00 | 1 | 67 | 67 | 71.6 | 61.34 | 71.06 | 73.4 | 70.52 | 53.06 | 62.6 | 64 | 63 | 68 | 64 | 64 | 73.04 | 0 | 0 | 0 | 0 | 1 | 0 | 0 | 1 | 1 | 1 | 1 | 0 | 100% | #N/A
1976-09-09 | 9 | 9 | 2018 | 2018-09-09 | 7 | 0 | 2:00 | 2 | 66 | 67 | 73.04 | 60.08 | 71.6 | 73.4 | 71.6 | 51.98 | 59 | 63 | 61 | 68 | 66 | 63 | 73.04 | 0 | 0 | 0 | 0 | 1 | 0 | 0 | 1 | 1 | 1 | 1 | 0 | 100% | #N/A
1976-09-09 | 9 | 9 | 2018 | 2018-09-09 | 7 | 0 | 3:00 | 3 | 65 | 66 | 73.4 | 59 | 71.6 | 71.6 | 71.6 | 51.08 | 59 | 61 | 58 | 69 | 66 | 63 | 73.04 | 0 | 0 | 0 | 0 | 1 | 0 | 0 | 1 | 1 | 1 | 1 | 0 | 100% | #N/A
1976-09-09 | 9 | 9 | 2018 | 2018-09-09 | 7 | 0 | 4:00 | 4 | 64 | 66 | 73.4 | 58.46 | 69.98 | 71.6 | 72.5 | 51.08 | 59 | 61 | 57 | 70 | 64 | 63 | 71.96 | 0 | 0 | 0 | 0 | 1 | 0 | 0 | 1 | 1 | 1 | 1 | 0 | 100% | #N/A
1976-09-09 | 9 | 9 | 2018 | 2018-09-09 | 7 | 0 | 5:00 | 5 | 64 | 66 | 73.94 | 57.92 | 69.8 | 73.04 | 71.6 | 50 | 59 | 61 | 56 | 69 | 64 | 61 | 69.98 | 0 | 0 | 0 | 0 | 1 | 0 | 0 | 1 | 1 | 1 | 1 | 0 | 100% | #N/A
1976-09-09 | 9 | 9 | 2018 | 2018-09-09 | 7 | 0 | 6:00 | 6 | 63 | 64 | 73.94 | 56.84 | 71.96 | 73.04 | 71.6 | 51.08 | 59 | 61 | 55 | 68 | 63 | 61 | 68 | 0 | 0 | 0 | 0 | 1 | 0 | 0 | 1 | 1 | 1 | 1 | 0 | 100% | #N/A
1976-09-09 | 9 | 9 | 2018 | 2018-09-09 | 7 | 0 | 7:00 | 7 | 63 | 67 | 75.2 | 56.12 | 73.4 | 73.4 | 73.4 | 53.96 | 59 | 63 | 60 | 70 | 66 | 66 | 68 | 0 | 0 | 0 | 0 | 1 | 0 | 0 | 1 | 1 | 1 | 1 | 0 | 100% | #N/A
1976-09-09 | 9 | 9 | 2018 | 2018-09-09 | 7 | 0 | 8:00 | 8 | 65 | 67 | 75.2 | 57.74 | 75.2 | 75.92 | 75.2 | 57.02 | 62.6 | 66 | 67 | 71 | 68 | 70 | 69.98 | 0 | 0 | 0 | 0 | 1 | 0 | 0 | 1 | 1 | 1 | 1 | 0 | 100% | #N/A
1976-09-09 | 9 | 9 | 2018 | 2018-09-09 | 7 | 0 | 9:00 | 9 | 66 | 67 | 80.6 | 61.34 | 77 | 78.08 | 75.2 | 59 | 64.4 | 73 | 67 | 74 | 72 | 75 | 69.98 | 0 | 0 | 0 | 0 | 1 | 0 | 0 | 1 | 1 | 1 | 1 | 0 | 100% | #N/A
1976-09-09 | 9 | 9 | 2018 | 2018-09-09 | 7 | 0 | 10:00 | 10 | 68 | 66 | 82.4 | 62.78 | 80.06 | 80.6 | 77 | 62.06 | 68 | 75 | 69 | 77 | 73 | 79 | 71.06 | 0 | 0 | 0 | 0 | 1 | 0 | 0 | 1 | 1 | 1 | 1 | 0 | 100% | #N/A
1976-09-09 | 9 | 9 | 2018 | 2018-09-09 | 7 | 0 | 11:00 | 11 | 69 | 65 | 82.94 | 65.66 | 82.04 | 82.94 | 80.6 | 64.04 | 69.8 | 77 | 70 | 79 | 79 | 79 | 71.06 | 0 | 0 | 0 | 0 | 1 | 0 | 0 | 1 | 1 | 1 | 1 | 0 | 100% | #N/A
1976-09-09 | 9 | 9 | 2018 | 2018-09-09 | 7 | 0 | 12:00 | 12 | 70 | 63 | 82.94 | 66.38 | 82.94 | 84.92 | 80.42 | 62.96 | 68 | 73 | 70 | 81 | 79 | 81 | 71.06 | 0 | 0 | 0 | 0 | 1 | 0 | 0 | 1 | 1 | 1 | 1 | 0 | 100% | #N/A
1976-09-09 | 9 | 9 | 2018 | 2018-09-09 | 7 | 0 | 13:00 | 13 | 71 | 62 | 82.04 | 66.74 | 82.04 | 82.94 | 77 | 64.94 | 71.6 | 75 | 70 | 82 | 81 | 81 | 69.98 | 0 | 0 | 0 | 0 | 1 | 0 | 0 | 1 | 1 | 1 | 1 | 0 | 100% | #N/A
1976-09-09 | 9 | 9 | 2018 | 2018-09-09 | 7 | 0 | 14:00 | 14 | 72 | 62 | 82.04 | 64.94 | 82.94 | 82.94 | 78.8 | 64.04 | 71.6 | 79 | 68 | 82 | 81 | 79 | 64.94 | 0 | 0 | 0 | 0 | 1 | 0 | 0 | 1 | 1 | 1 | 1 | 0 | 100% | #N/A
1976-09-09 | 9 | 9 | 2018 | 2018-09-09 | 7 | 0 | 15:00 | 15 | 73 | 62 | 80.6 | 65.12 | 80.06 | 82.94 | 77 | 64.04 | 71.6 | 79 | 66 | 81 | 81 | 77 | 64.04 | 0 | 0 | 0 | 0 | 1 | 0 | 0 | 1 | 1 | 1 | 1 | 0 | 100% | #N/A
1976-09-09 | 9 | 9 | 2018 | 2018-09-09 | 7 | 0 | 16:00 | 16 | 74 | 61 | 82.04 | 64.4 | 78.08 | 80.6 | 78.8 | 64.94 | 68 | 77 | 63 | 81 | 81 | 75 | 64.04 | 0 | 0 | 0 | 0 | 1 | 0 | 0 | 1 | 1 | 1 | 1 | 0 | 100% | #N/A
1976-09-09 | 9 | 9 | 2018 | 2018-09-09 | 7 | 0 | 17:00 | 17 | 72 | 60 | 80.6 | 64.4 | 78.8 | 80.6 | 77 | 64.04 | 68 | 77 | 63 | 78 | 79 | 73 | 62.96 | 0 | 0 | 0 | 0 | 1 | 0 | 0 | 1 | 1 | 1 | 1 | 0 | 100% | #N/A
1976-09-09 | 9 | 9 | 2018 | 2018-09-09 | 7 | 0 | 18:00 | 18 | 71 | 58 | 78.8 | 65.66 | 78.8 | 80.6 | 77.9 | 60.98 | 66.2 | 73 | 61 | 74 | 73 | 72 | 62.06 | 0 | 0 | 0 | 0 | 1 | 0 | 0 | 1 | 1 | 1 | 1 | 0 | 100% | #N/A
1976-09-09 | 9 | 9 | 2018 | 2018-09-09 | 7 | 0 | 19:00 | 19 | 69 | 58 | 78.8 | 64.94 | 75.92 | 78.8 | 77 | 59 | 64.4 | 68 | 61 | 72 | 70 | 66 | 62.06 | 0 | 0 | 0 | 0 | 1 | 0 | 0 | 1 | 1 | 1 | 1 | 0 | 100% | #N/A
1976-09-09 | 9 | 9 | 2018 | 2018-09-09 | 7 | 0 | 20:00 | 20 | 69 | 58 | 78.8 | 65.12 | 75.2 | 78.8 | 62.6 | 57.92 | 64.4 | 64 | 58 | 70 | 66 | 66 | 60.98 | 0 | 0 | 0 | 0 | 1 | 0 | 0 | 1 | 1 | 1 | 1 | 0 | 100% | #N/A
1976-09-09 | 9 | 9 | 2018 | 2018-09-09 | 7 | 0 | 21:00 | 21 | 69 | 58 | 77 | 65.12 | 75.2 | 71.6 | 62.78 | 57.02 | 62.6 | 63 | 55 | 69 | 66 | 63 | 60.98 | 0 | 0 | 0 | 0 | 1 | 0 | 0 | 1 | 1 | 1 | 1 | 0 | 100% | #N/A
1976-09-09 | 9 | 9 | 2018 | 2018-09-09 | 7 | 0 | 22:00 | 22 | 69 | 57 | 71.06 | 64.04 | 69.8 | 66.02 | 62.6 | 55.94 | 62.6 | 61 | 55 | 70 | 66 | 63 | 60.98 | 0 | 0 | 0 | 0 | 1 | 0 | 0 | 1 | 1 | 1 | 1 | 0 | 100% | #N/A
1976-09-09 | 9 | 9 | 2018 | 2018-09-09 | 7 | 0 | 23:00 | 23 | 69 | 57 | 69.08 | 62.96 | 66.02 | 64.94 | 62.6 | 55.04 | 60.8 | 59 | 56 | 69 | 66 | 63 | 60.08 | 0 | 0 | 0 | 0 | 1 | 0 | 0 | 1 | 1 | 1 | 1 | 0 | 100% | #N/A
1976-09-09 | 9 | 9 | 2018 | 2018-09-09 | 7 | 0 | 24:00 | 24 | 69 | 56 | 66.92 | 61.52 | 64.94 | 64.94 | 62.6 | 55.04 | 60.8 | 57 | 56 | 69 | 70 | 63 | 59 | 0 | 0 | 0 | 0 | 1 | 0 | 0 | 1 | 1 | 1 | 1 | 0 | 100% | #N/A
1976-09-10 | 9 | 10 | 2018 | 2018-09-10 | 1 | 0 | 1:00 | 1 | 69 | 56 | 66.02 | 60.08 | 64.94 | 64.94 | 62.6 | 53.96 | 59 | 55 | 55 | 70 | 66 | 61 | 59 | 0 | 0 | 0 | 0 | 1 | 0 | 0 | 1 | 1 | 1 | 1 | 0 | 100% | #N/A
1976-09-10 | 9 | 10 | 2018 | 2018-09-10 | 1 | 0 | 2:00 | 2 | 69 | 57 | 64.94 | 58.64 | 64.04 | 64.04 | 60.8 | 53.96 | 57.2 | 57 | 55 | 70 | 70 | 61 | 59 | 0 | 0 | 0 | 0 | 1 | 0 | 0 | 1 | 1 | 1 | 1 | 0 | 100% | #N/A
1976-09-10 | 9 | 10 | 2018 | 2018-09-10 | 1 | 0 | 3:00 | 3 | 70 | 57 | 64.04 | 57.92 | 62.96 | 64.04 | 60.62 | 53.96 | 57.2 | 57 | 56 | 70 | 66 | 59 | 59 | 0 | 0 | 0 | 0 | 1 | 0 | 0 | 1 | 1 | 1 | 1 | 0 | 100% | #N/A
1976-09-10 | 9 | 10 | 2018 | 2018-09-10 | 1 | 0 | 4:00 | 4 | 70 | 57 | 64.04 | 57.38 | 62.96 | 62.96 | 59.36 | 53.96 | 57.2 | 57 | 56 | 72 | 68 | 59 | 59 | 0 | 0 | 0 | 0 | 1 | 0 | 0 | 1 | 1 | 1 | 1 | 0 | 100% | #N/A
1976-09-10 | 9 | 10 | 2018 | 2018-09-10 | 1 | 0 | 5:00 | 5 | 71 | 57 | 64.94 | 56.84 | 62.06 | 62.96 | 58.64 | 53.96 | 57.2 | 57 | 56 | 71 | 66 | 57 | 60.08 | 0 | 0 | 0 | 0 | 1 | 0 | 0 | 1 | 1 | 1 | 1 | 0 | 100% | #N/A
1976-09-10 | 9 | 10 | 2018 | 2018-09-10 | 1 | 0 | 6:00 | 6 | 71 | 57 | 64.04 | 56.48 | 62.06 | 62.06 | 57.56 | 53.96 | 57.2 | 57 | 56 | 70 | 66 | 57 | 60.08 | 0 | 0 | 0 | 0 | 1 | 0 | 0 | 1 | 1 | 1 | 1 | 0 | 100% | #N/A
1976-09-10 | 9 | 10 | 2018 | 2018-09-10 | 1 | 0 | 7:00 | 7 | 72 | 58 | 64.04 | 56.84 | 62.06 | 62.96 | 58.82 | 55.94 | 59 | 63 | 57 | 70 | 68 | 59 | 60.08 | 0 | 0 | 0 | 0 | 1 | 0 | 0 | 1 | 1 | 1 | 1 | 0 | 100% | #N/A
1976-09-10 | 9 | 10 | 2018 | 2018-09-10 | 1 | 0 | 8:00 | 8 | 73 | 60 | 64.94 | 58.1 | 62.96 | 62.96 | 60.98 | 59 | 60.8 | 64 | 57 | 70 | 68 | 63 | 60.98 | 0 | 0 | 0 | 1 | 0 | 0 | 0 | 1 | 1 | 1 | 1 | 0 | 100% | #N/A
1976-09-10 | 9 | 10 | 2018 | 2018-09-10 | 1 | 0 | 9:00 | 9 | 73 | 60 | 66.02 | 62.24 | 64.04 | 64.04 | 62.96 | 62.06 | 64.4 | 66 | 58 | 70 | 68 | 68 | 62.06 | 0 | 0 | 0 | 1 | 0 | 0 | 0 | 1 | 1 | 1 | 1 | 0 | 100% | #N/A
1976-09-10 | 9 | 10 | 2018 | 2018-09-10 | 1 | 0 | 10:00 | 10 | 74 | 61 | 66.02 | 62.24 | 64.94 | 64.94 | 64.94 | 64.04 | 64.4 | 66 | 60 | 72 | 70 | 72 | 62.96 | 0 | 0 | 0 | 1 | 0 | 0 | 0 | 1 | 1 | 1 | 1 | 0 | 100% | #N/A
1976-09-10 | 9 | 10 | 2018 | 2018-09-10 | 1 | 0 | 11:00 | 11 | 74 | 62 | 68 | 64.94 | 66.02 | 64.94 | 68.9 | 66.92 | 64.4 | 68 | 60 | 71 | 72 | 72 | 64.04 | 0 | 0 | 0 | 1 | 0 | 0 | 0 | 1 | 1 | 1 | 1 | 0 | 100% | #N/A
1976-09-10 | 9 | 10 | 2018 | 2018-09-10 | 1 | 0 | 12:00 | 12 | 74 | 64 | 69.08 | 66.38 | 66.92 | 69.08 | 71.42 | 66.92 | 64.4 | 66 | 61 | 71 | 72 | 73 | 66.02 | 0 | 0 | 0 | 1 | 0 | 0 | 0 | 1 | 1 | 1 | 1 | 0 | 100% | #N/A
1976-09-10 | 9 | 10 | 2018 | 2018-09-10 | 1 | 0 | 13:00 | 13 | 74 | 66 | 69.98 | 66.38 | 69.08 | 69.08 | 71.6 | 66.92 | 64.4 | 66 | 62 | 70 | 70 | 73 | 68 | 0 | 0 | 0 | 1 | 0 | 0 | 0 | 1 | 1 | 1 | 1 | 0 | 100% | #N/A
1976-09-10 | 9 | 10 | 2018 | 2018-09-10 | 1 | 0 | 14:00 | 14 | 73 | 65 | 71.06 | 64.76 | 71.06 | 71.96 | 75.38 | 68 | 62.6 | 66 | 61 | 70 | 70 | 72 | 69.08 | 0 | 0 | 0 | 1 | 0 | 0 | 0 | 1 | 1 | 1 | 1 | 0 | 100% | #N/A
1976-09-10 | 9 | 10 | 2018 | 2018-09-10 | 1 | 0 | 15:00 | 15 | 73 | 66 | 75.92 | 64.94 | 73.94 | 73.04 | 75.02 | 68 | 64.4 | 64 | 62 | 70 | 70 | 72 | 69.08 | 0 | 0 | 0 | 1 | 0 | 0 | 0 | 1 | 1 | 1 | 1 | 0 | 100% | #N/A
1976-09-10 | 9 | 10 | 2018 | 2018-09-10 | 1 | 0 | 16:00 | 16 | 72 | 66 | 75.02 | 65.12 | 73.94 | 73.94 | 74.84 | 64.94 | 64.4 | 64 | 61 | 70 | 70 | 70 | 68 | 0 | 0 | 0 | 1 | 0 | 0 | 0 | 1 | 1 | 1 | 1 | 0 | 100% | #N/A
1976-09-10 | 9 | 10 | 2018 | 2018-09-10 | 1 | 0 | 17:00 | 17 | 70 | 65 | 75.02 | 65.3 | 69.98 | 73.04 | 70.7 | 66.02 | 64.4 | 64 | 60 | 71 | 70 | 66 | 66.92 | 0 | 0 | 0 | 1 | 0 | 0 | 0 | 1 | 1 | 1 | 1 | 0 | 100% | #N/A
1976-09-10 | 9 | 10 | 2018 | 2018-09-10 | 1 | 0 | 18:00 | 18 | 68 | 63 | 68 | 66.02 | 62.96 | 69.08 | 68.9 | 60.98 | 64.4 | 64 | 60 | 69 | 68 | 61 | 66.02 | 0 | 0 | 0 | 1 | 0 | 0 | 0 | 1 | 1 | 1 | 1 | 0 | 100% | #N/A
1976-09-10 | 9 | 10 | 2018 | 2018-09-10 | 1 | 0 | 19:00 | 19 | 66 | 62 | 62.96 | 66.2 | 60.98 | 64.94 | 63.32 | 57.02 | 62.6 | 64 | 59 | 70 | 66 | 59 | 64.94 | 0 | 0 | 0 | 1 | 0 | 0 | 0 | 1 | 1 | 1 | 1 | 0 | 100% | #N/A
1976-09-10 | 9 | 10 | 2018 | 2018-09-10 | 1 | 0 | 20:00 | 20 | 65 | 62 | 57.92 | 65.84 | 57.92 | 60.98 | 62.06 | 57.92 | 62.6 | 63 | 58 | 69 | 66 | 57 | 64.04 | 0 | 0 | 0 | 1 | 0 | 0 | 0 | 1 | 1 | 1 | 1 | 0 | 100% | #N/A
1976-09-10 | 9 | 10 | 2018 | 2018-09-10 | 1 | 0 | 21:00 | 21 | 65 | 62 | 57.02 | 66.38 | 55.94 | 57.92 | 60.44 | 55.94 | 62.6 | 63 | 58 | 68 | 66 | 57 | 62.96 | 0 | 0 | 0 | 1 | 0 | 0 | 0 | 1 | 1 | 1 | 1 | 0 | 100% | #N/A
1976-09-10 | 9 | 10 | 2018 | 2018-09-10 | 1 | 0 | 22:00 | 22 | 64 | 61 | 55.4 | 65.48 | 55.94 | 57.92 | 59.36 | 55.04 | 60.8 | 63 | 58 | 68 | 66 | 55 | 60.98 | 0 | 0 | 0 | 1 | 0 | 0 | 0 | 1 | 1 | 1 | 1 | 0 | 100% | #N/A
1976-09-10 | 9 | 10 | 2018 | 2018-09-10 | 1 | 0 | 23:00 | 23 | 64 | 61 | 55.04 | 64.04 | 53.96 | 57.92 | 59 | 51.98 | 59 | 63 | 58 | 66 | 64 | 54 | 60.98 | 0 | 0 | 0 | 1 | 0 | 0 | 0 | 1 | 1 | 1 | 1 | 0 | 100% | #N/A
1976-09-10 | 9 | 10 | 2018 | 2018-09-10 | 1 | 0 | 24:00 | 24 | 63 | 61 | 53.6 | 62.24 | 53.96 | 57.02 | 58.46 | 51.98 | 59 | 63 | 58 | 65 | 64 | 52 | 60.08 | 0 | 0 | 0 | 0 | 1 | 0 | 0 | 1 | 1 | 1 | 1 | 0 | 100% | #N/A
1976-09-11 | 9 | 11 | 2018 | 2018-09-11 | 2 | 0 | 1:00 | 1 | 63 | 61 | 51.8 | 60.8 | 51.98 | 57.02 | 57.56 | 53.96 | 57.2 | 61 | 58 | 64 | 64 | 52 | 60.08 | 0 | 0 | 0 | 0 | 1 | 0 | 0 | 1 | 1 | 1 | 1 | 0 | 100% | #N/A
1976-09-11 | 9 | 11 | 2018 | 2018-09-11 | 2 | 0 | 2:00 | 2 | 61 | 61 | 51.8 | 58.82 | 53.96 | 55.94 | 56.66 | 53.96 | 55.4 | 59 | 57 | 63 | 61 | 51 | 59 | 0 | 0 | 0 | 0 | 1 | 0 | 0 | 1 | 1 | 1 | 1 | 0 | 100% | #N/A
1976-09-11 | 9 | 11 | 2018 | 2018-09-11 | 2 | 0 | 3:00 | 3 | 59 | 60 | 50 | 58.28 | 55.94 | 57.92 | 54.5 | 51.98 | 53.6 | 57 | 55 | 61 | 59 | 50 | 59 | 0 | 0 | 0 | 0 | 1 | 0 | 0 | 1 | 1 | 1 | 1 | 0 | 100% | #N/A
1976-09-11 | 9 | 11 | 2018 | 2018-09-11 | 2 | 0 | 4:00 | 4 | 57 | 55 | 50 | 57.38 | 55.04 | 59 | 56.48 | 53.96 | 53.6 | 55 | 55 | 61 | 57 | 50 | 60.08 | 0 | 0 | 0 | 0 | 1 | 0 | 0 | 1 | 1 | 1 | 1 | 0 | 100% | #N/A
1976-09-11 | 9 | 11 | 2018 | 2018-09-11 | 2 | 0 | 5:00 | 5 | 57 | 53 | 57.92 | 56.66 | 53.96 | 57.02 | 53.24 | 51.98 | 53.6 | 54 | 54 | 59 | 55 | 52 | 60.08 | 0 | 0 | 0 | 0 | 1 | 0 | 0 | 1 | 1 | 1 | 1 | 0 | 100% | #N/A
1976-09-11 | 9 | 11 | 2018 | 2018-09-11 | 2 | 0 | 6:00 | 6 | 58 | 53 | 59 | 56.84 | 55.94 | 57.92 | 51.98 | 51.08 | 51.8 | 54 | 52 | 58 | 57 | 52 | 57.02 | 0 | 0 | 0 | 0 | 1 | 0 | 0 | 1 | 1 | 1 | 1 | 0 | 100% | #N/A
1976-09-11 | 9 | 11 | 2018 | 2018-09-11 | 2 | 0 | 7:00 | 7 | 58 | 57 | 60.08 | 58.1 | 57.92 | 57.92 | 57.74 | 57.02 | 55.4 | 55 | 51 | 59 | 57 | 57 | 57.02 | 0 | 0 | 0 | 0 | 1 | 0 | 0 | 1 | 1 | 1 | 1 | 0 | 100% | #N/A
1976-09-11 | 9 | 11 | 2018 | 2018-09-11 | 2 | 0 | 8:00 | 8 | 60 | 58 | 62.06 | 58.64 | 62.06 | 62.06 | 60.98 | 60.08 | 59 | 63 | 53 | 62 | 57 | 57 | 60.08 | 0 | 0 | 0 | 1 | 0 | 0 | 0 | 1 | 1 | 1 | 1 | 0 | 100% | #N/A
1976-09-11 | 9 | 11 | 2018 | 2018-09-11 | 2 | 0 | 9:00 | 9 | 63 | 58 | 66.02 | 62.96 | 62.96 | 64.94 | 63.32 | 62.96 | 62.6 | 64 | 56 | 66 | 64 | 61 | 60.98 | 0 | 0 | 0 | 1 | 0 | 0 | 0 | 1 | 1 | 1 | 1 | 0 | 100% | #N/A
1976-09-11 | 9 | 11 | 2018 | 2018-09-11 | 2 | 0 | 10:00 | 10 | 65 | 60 | 66.92 | 66.92 | 66.92 | 66.92 | 66.2 | 64.94 | 62.6 | 66 | 58 | 70 | 68 | 63 | 62.06 | 0 | 0 | 0 | 1 | 0 | 0 | 0 | 1 | 1 | 1 | 1 | 0 | 100% | #N/A
1976-09-11 | 9 | 11 | 2018 | 2018-09-11 | 2 | 0 | 11:00 | 11 | 66 | 61 | 68 | 70.52 | 64.94 | 66.02 | 66.56 | 66.92 | 62.6 | 66 | 59 | 71 | 72 | 70 | 62.96 | 0 | 0 | 0 | 1 | 0 | 0 | 0 | 1 | 1 | 1 | 1 | 0 | 100% | #N/A
1976-09-11 | 9 | 11 | 2018 | 2018-09-11 | 2 | 0 | 12:00 | 12 | 66 | 63 | 66.92 | 72.5 | 66.02 | 66.92 | 68 | 69.98 | 62.6 | 68 | 61 | 73 | 73 | 72 | 64.94 | 0 | 0 | 0 | 1 | 0 | 0 | 0 | 1 | 1 | 1 | 1 | 0 | 100% | #N/A
1976-09-11 | 9 | 11 | 2018 | 2018-09-11 | 2 | 0 | 13:00 | 13 | 67 | 64 | 66.92 | 74.48 | 66.02 | 66.92 | 66.02 | 71.96 | 64.4 | 68 | 62 | 73 | 73 | 73 | 64.94 | 0 | 0 | 0 | 1 | 0 | 0 | 0 | 1 | 1 | 1 | 1 | 0 | 100% | #N/A
1976-09-11 | 9 | 11 | 2018 | 2018-09-11 | 2 | 0 | 14:00 | 14 | 68 | 65 | 66.92 | 76.1 | 68 | 64.94 | 66.38 | 73.04 | 64.4 | 68 | 63 | 73 | 73 | 73 | 64.94 | 0 | 0 | 0 | 1 | 0 | 0 | 0 | 1 | 1 | 1 | 1 | 0 | 100% | #N/A
1976-09-11 | 9 | 11 | 2018 | 2018-09-11 | 2 | 0 | 15:00 | 15 | 69 | 65 | 68 | 77.54 | 66.02 | 66.02 | 66.2 | 73.04 | 64.4 | 68 | 63 | 73 | 73 | 70 | 64.94 | 0 | 0 | 0 | 1 | 0 | 0 | 0 | 1 | 1 | 1 | 1 | 0 | 100% | #N/A
1976-09-11 | 9 | 11 | 2018 | 2018-09-11 | 2 | 0 | 16:00 | 16 | 70 | 65 | 66.92 | 78.08 | 64.04 | 66.02 | 68.9 | 71.96 | 64.4 | 70 | 62 | 73 | 73 | 70 | 66.02 | 0 | 0 | 0 | 1 | 0 | 0 | 0 | 1 | 1 | 1 | 1 | 0 | 100% | #N/A
1976-09-11 | 9 | 11 | 2018 | 2018-09-11 | 2 | 0 | 17:00 | 17 | 69 | 63 | 66.02 | 76.64 | 62.96 | 62.96 | 64.76 | 69.98 | 62.6 | 68 | 60 | 71 | 72 | 68 | 64.04 | 0 | 0 | 0 | 1 | 0 | 0 | 0 | 1 | 1 | 1 | 1 | 0 | 100% | #N/A
1976-09-11 | 9 | 11 | 2018 | 2018-09-11 | 2 | 0 | 18:00 | 18 | 68 | 58 | 62.96 | 76.1 | 60.98 | 60.98 | 61.34 | 66.02 | 60.8 | 59 | 57 | 66 | 64 | 64 | 62.06 | 0 | 0 | 0 | 1 | 0 | 0 | 0 | 1 | 1 | 1 | 1 | 0 | 100% | #N/A
1976-09-11 | 9 | 11 | 2018 | 2018-09-11 | 2 | 0 | 19:00 | 19 | 67 | 53 | 60.98 | 75.2 | 59 | 59 | 59.18 | 64.04 | 55.4 | 55 | 52 | 63 | 59 | 63 | 57.92 | 0 | 0 | 0 | 1 | 0 | 0 | 0 | 1 | 1 | 1 | 1 | 0 | 100% | #N/A
1976-09-11 | 9 | 11 | 2018 | 2018-09-11 | 2 | 0 | 20:00 | 20 | 67 | 50 | 60.08 | 74.12 | 57.02 | 57.92 | 58.28 | 64.04 | 55.4 | 52 | 46 | 60 | 55 | 63 | 55.04 | 0 | 0 | 0 | 1 | 0 | 0 | 0 | 1 | 1 | 1 | 1 | 0 | 100% | #N/A
1976-09-11 | 9 | 11 | 2018 | 2018-09-11 | 2 | 0 | 21:00 | 21 | 66 | 49 | 57.02 | 72.14 | 55.94 | 55.94 | 55.58 | 64.94 | 53.6 | 48 | 48 | 57 | 54 | 63 | 53.06 | 0 | 0 | 0 | 1 | 0 | 0 | 0 | 1 | 1 | 1 | 1 | 0 | 100% | #N/A
1976-09-11 | 9 | 11 | 2018 | 2018-09-11 | 2 | 0 | 22:00 | 22 | 66 | 45 | 55.04 | 71.24 | 53.96 | 55.04 | 53.78 | 62.06 | 51.8 | 46 | 41 | 55 | 52 | 61 | 51.98 | 0 | 0 | 0 | 1 | 0 | 0 | 0 | 1 | 1 | 1 | 1 | 0 | 100% | #N/A
1976-09-11 | 9 | 11 | 2018 | 2018-09-11 | 2 | 0 | 23:00 | 23 | 65 | 45 | 53.06 | 69.8 | 53.06 | 53.96 | 47.66 | 59 | 51.8 | 46 | 39 | 53 | 50 | 63 | 48.02 | 0 | 0 | 0 | 1 | 0 | 0 | 0 | 1 | 1 | 1 | 1 | 0 | 100% | #N/A
1976-09-11 | 9 | 11 | 2018 | 2018-09-11 | 2 | 0 | 24:00 | 24 | 64 | 44 | 46.04 | 68.36 | 51.08 | 53.06 | 49.46 | 60.08 | 53.6 | 46 | 38 | 52 | 50 | 63 | 48.02 | 0 | 0 | 0 | 0 | 1 | 0 | 0 | 1 | 1 | 1 | 1 | 0 | 100% | #N/A
1976-09-12 | 9 | 12 | 2018 | 2018-09-12 | 3 | 0 | 1:00 | 1 | 63 | 44 | 46.04 | 67.28 | 51.08 | 51.98 | 44.6 | 59 | 53.6 | 45 | 37 | 52 | 48 | 63 | 46.94 | 0 | 0 | 0 | 0 | 1 | 0 | 0 | 1 | 1 | 1 | 1 | 0 | 100% | #N/A
1976-09-12 | 9 | 12 | 2018 | 2018-09-12 | 3 | 0 | 2:00 | 2 | 61 | 41 | 53.06 | 66.38 | 50 | 50 | 43.52 | 59 | 53.6 | 43 | 36 | 50 | 48 | 63 | 44.96 | 0 | 0 | 0 | 0 | 1 | 0 | 0 | 1 | 1 | 1 | 1 | 0 | 100% | #N/A
1976-09-12 | 9 | 12 | 2018 | 2018-09-12 | 3 | 0 | 3:00 | 3 | 60 | 41 | 51.98 | 66.92 | 50 | 51.08 | 44.24 | 60.08 | 51.8 | 43 | 35 | 49 | 46 | 63 | 44.96 | 0 | 0 | 0 | 0 | 1 | 0 | 0 | 1 | 1 | 1 | 1 | 0 | 100% | #N/A
1976-09-12 | 9 | 12 | 2018 | 2018-09-12 | 3 | 0 | 4:00 | 4 | 58 | 40 | 44.96 | 66.38 | 48.92 | 50 | 41.18 | 57.92 | 50 | 41 | 33 | 48 | 45 | 63 | 44.96 | 0 | 0 | 0 | 0 | 1 | 0 | 0 | 1 | 1 | 1 | 1 | 0 | 100% | #N/A
1976-09-12 | 9 | 12 | 2018 | 2018-09-12 | 3 | 0 | 5:00 | 5 | 59 | 40 | 44.96 | 65.48 | 48.02 | 50 | 41.36 | 57.02 | 53.6 | 39 | 32 | 48 | 46 | 63 | 42.98 | 0 | 0 | 0 | 0 | 1 | 0 | 0 | 1 | 1 | 1 | 1 | 0 | 100% | #N/A
1976-09-12 | 9 | 12 | 2018 | 2018-09-12 | 3 | 0 | 6:00 | 6 | 59 | 39 | 44.96 | 65.3 | 48.92 | 50 | 41.36 | 59 | 50 | 41 | 32 | 48 | 46 | 63 | 44.96 | 0 | 0 | 0 | 0 | 1 | 0 | 0 | 1 | 1 | 1 | 1 | 0 | 100% | #N/A
1976-09-12 | 9 | 12 | 2018 | 2018-09-12 | 3 | 0 | 7:00 | 7 | 60 | 46 | 53.06 | 64.58 | 53.06 | 53.06 | 48.38 | 62.06 | 50 | 46 | 40 | 50 | 48 | 64 | 51.08 | 0 | 0 | 0 | 0 | 1 | 0 | 0 | 1 | 1 | 1 | 1 | 0 | 100% | #N/A
1976-09-12 | 9 | 12 | 2018 | 2018-09-12 | 3 | 0 | 8:00 | 8 | 62 | 49 | 59 | 65.3 | 57.92 | 57.92 | 54.68 | 66.92 | 59 | 54 | 48 | 54 | 52 | 64 | 55.94 | 0 | 0 | 0 | 1 | 0 | 0 | 0 | 1 | 1 | 1 | 1 | 0 | 100% | #N/A
1976-09-12 | 9 | 12 | 2018 | 2018-09-12 | 3 | 0 | 9:00 | 9 | 65 | 55 | 62.96 | 69.62 | 62.06 | 62.06 | 58.46 | 69.98 | 60.8 | 63 | 53 | 59 | 54 | 68 | 59 | 0 | 0 | 0 | 1 | 0 | 0 | 0 | 1 | 1 | 1 | 1 | 0 | 100% | #N/A
1976-09-12 | 9 | 12 | 2018 | 2018-09-12 | 3 | 0 | 10:00 | 10 | 67 | 59 | 66.02 | 73.22 | 66.02 | 64.94 | 62.06 | 71.96 | 62.6 | 64 | 57 | 64 | 64 | 72 | 60.98 | 0 | 0 | 0 | 1 | 0 | 0 | 0 | 1 | 1 | 1 | 1 | 0 | 100% | #N/A
1976-09-12 | 9 | 12 | 2018 | 2018-09-12 | 3 | 0 | 11:00 | 11 | 69 | 60 | 68 | 76.28 | 66.92 | 68 | 65.12 | 73.94 | 62.6 | 66 | 59 | 68 | 72 | 72 | 60.98 | 0 | 0 | 0 | 1 | 0 | 0 | 0 | 1 | 1 | 1 | 1 | 0 | 100% | #N/A
1976-09-12 | 9 | 12 | 2018 | 2018-09-12 | 3 | 0 | 12:00 | 12 | 71 | 57 | 69.08 | 78.26 | 69.98 | 69.98 | 67.28 | 75.92 | 62.6 | 70 | 60 | 71 | 72 | 75 | 62.96 | 0 | 0 | 0 | 1 | 0 | 0 | 0 | 1 | 1 | 1 | 1 | 0 | 100% | #N/A
1976-09-12 | 9 | 12 | 2018 | 2018-09-12 | 3 | 0 | 13:00 | 13 | 73 | 59 | 71.06 | 80.42 | 71.06 | 71.06 | 69.44 | 77 | 62.6 | 66 | 59 | 73 | 72 | 75 | 64.94 | 0 | 0 | 0 | 1 | 0 | 0 | 0 | 1 | 1 | 1 | 1 | 0 | 100% | #N/A
1976-09-12 | 9 | 12 | 2018 | 2018-09-12 | 3 | 0 | 14:00 | 14 | 73 | 58 | 71.96 | 81.5 | 71.96 | 73.04 | 71.6 | 78.08 | 60.8 | 70 | 58 | 74 | 73 | 79 | 62.06 | 0 | 0 | 0 | 1 | 0 | 0 | 0 | 1 | 1 | 1 | 1 | 0 | 100% | #N/A
1976-09-12 | 9 | 12 | 2018 | 2018-09-12 | 3 | 0 | 15:00 | 15 | 74 | 57 | 73.04 | 83.66 | 73.04 | 73.94 | 73.4 | 78.08 | 60.8 | 72 | 60 | 75 | 75 | 77 | 62.06 | 0 | 0 | 0 | 1 | 0 | 0 | 0 | 1 | 1 | 1 | 1 | 0 | 100% | #N/A
1976-09-12 | 9 | 12 | 2018 | 2018-09-12 | 3 | 0 | 16:00 | 16 | 74 | 56 | 71.96 | 83.66 | 73.04 | 73.04 | 73.4 | 77 | 59 | 72 | 57 | 75 | 77 | 75 | 60.08 | 0 | 0 | 0 | 1 | 0 | 0 | 0 | 1 | 1 | 1 | 1 | 0 | 100% | #N/A
1976-09-12 | 9 | 12 | 2018 | 2018-09-12 | 3 | 0 | 17:00 | 17 | 73 | 54 | 71.96 | 83.12 | 66.02 | 73.04 | 70.88 | 73.94 | 59 | 70 | 56 | 75 | 73 | 73 | 59 | 0 | 0 | 0 | 1 | 0 | 0 | 0 | 1 | 1 | 1 | 1 | 0 | 100% | #N/A
1976-09-12 | 9 | 12 | 2018 | 2018-09-12 | 3 | 0 | 18:00 | 18 | 71 | 53 | 62.96 | 82.04 | 62.06 | 66.02 | 67.64 | 69.98 | 59 | 63 | 54 | 67 | 64 | 72 | 57.92 | 0 | 0 | 0 | 1 | 0 | 0 | 0 | 1 | 1 | 1 | 1 | 0 | 100% | #N/A
1976-09-12 | 9 | 12 | 2018 | 2018-09-12 | 3 | 0 | 19:00 | 19 | 70 | 52 | 60.08 | 79.52 | 60.08 | 60.98 | 60.44 | 66.02 | 55.4 | 54 | 51 | 61 | 57 | 72 | 57.02 | 0 | 0 | 0 | 1 | 0 | 0 | 0 | 1 | 1 | 1 | 1 | 0 | 100% | #N/A
1976-09-12 | 9 | 12 | 2018 | 2018-09-12 | 3 | 0 | 20:00 | 20 | 70 | 49 | 53.06 | 77.72 | 55.04 | 59 | 51.98 | 68 | 55.4 | 48 | 50 | 58 | 54 | 73 | 57.02 | 0 | 0 | 0 | 1 | 0 | 0 | 0 | 1 | 1 | 1 | 1 | 0 | 100% | #N/A
1976-09-12 | 9 | 12 | 2018 | 2018-09-12 | 3 | 0 | 21:00 | 21 | 69 | 47 | 53.06 | 76.1 | 51.98 | 59 | 50.72 | 66.92 | 53.6 | 46 | 44 | 56 | 54 | 70 | 55.04 | 0 | 0 | 0 | 1 | 0 | 0 | 0 | 1 | 1 | 1 | 1 | 0 | 100% | #N/A
1976-09-12 | 9 | 12 | 2018 | 2018-09-12 | 3 | 0 | 22:00 | 22 | 69 | 49 | 50 | 73.94 | 55.94 | 57.92 | 47.48 | 64.94 | 53.6 | 45 | 42 | 55 | 52 | 70 | 53.96 | 0 | 0 | 0 | 1 | 0 | 0 | 0 | 1 | 1 | 1 | 1 | 0 | 100% | #N/A
1976-09-12 | 9 | 12 | 2018 | 2018-09-12 | 3 | 0 | 23:00 | 23 | 67 | 47 | 48.2 | 72.32 | 51.98 | 55.94 | 48.2 | 62.96 | 55.4 | 45 | 39 | 53 | 50 | 68 | 51.08 | 0 | 0 | 0 | 1 | 0 | 0 | 0 | 1 | 1 | 1 | 1 | 0 | 100% | #N/A
1976-09-12 | 9 | 12 | 2018 | 2018-09-12 | 3 | 0 | 24:00 | 24 | 65 | 45 | 48.2 | 70.7 | 51.98 | 55.04 | 46.4 | 62.96 | 55.4 | 43 | 37 | 52 | 50 | 70 | 50 | 0 | 0 | 0 | 0 | 1 | 0 | 0 | 1 | 1 | 1 | 1 | 0 | 100% | #N/A
1976-09-13 | 9 | 13 | 2018 | 2018-09-13 | 4 | 0 | 1:00 | 1 | 63 | 43 | 48.2 | 70.34 | 51.98 | 53.06 | 46.4 | 62.96 | 55.4 | 46 | 35 | 52 | 50 | 70 | 50 | 0 | 0 | 0 | 0 | 1 | 0 | 0 | 1 | 1 | 1 | 1 | 0 | 100% | #N/A
1976-09-13 | 9 | 13 | 2018 | 2018-09-13 | 4 | 0 | 2:00 | 2 | 62 | 44 | 44.6 | 69.08 | 48.92 | 51.98 | 46.4 | 62.06 | 55.4 | 44 | 34 | 51 | 50 | 70 | 48.92 | 0 | 0 | 0 | 0 | 1 | 0 | 0 | 1 | 1 | 1 | 1 | 0 | 100% | #N/A
1976-09-13 | 9 | 13 | 2018 | 2018-09-13 | 4 | 0 | 3:00 | 3 | 62 | 42 | 44.6 | 68 | 50 | 51.08 | 44.6 | 59 | 55.4 | 43 | 33 | 51 | 50 | 70 | 48.02 | 0 | 0 | 0 | 0 | 1 | 0 | 0 | 1 | 1 | 1 | 1 | 0 | 100% | #N/A
1976-09-13 | 9 | 13 | 2018 | 2018-09-13 | 4 | 0 | 4:00 | 4 | 61 | 42 | 44.6 | 68 | 48.92 | 50 | 43.7 | 59 | 53.6 | 45 | 32 | 52 | 50 | 68 | 46.94 | 0 | 0 | 0 | 0 | 1 | 0 | 0 | 1 | 1 | 1 | 1 | 0 | 100% | #N/A
1976-09-13 | 9 | 13 | 2018 | 2018-09-13 | 4 | 0 | 5:00 | 5 | 61 | 41 | 44.6 | 67.1 | 48.92 | 50 | 44.6 | 57.92 | 55.4 | 44 | 32 | 51 | 50 | 68 | 46.94 | 0 | 0 | 0 | 0 | 1 | 0 | 0 | 1 | 1 | 1 | 1 | 0 | 100% | #N/A
1976-09-13 | 9 | 13 | 2018 | 2018-09-13 | 4 | 0 | 6:00 | 6 | 62 | 41 | 42.8 | 66.74 | 46.04 | 50 | 42.8 | 59 | 55.4 | 45 | 31 | 51 | 50 | 68 | 44.96 | 0 | 0 | 0 | 0 | 1 | 0 | 0 | 1 | 1 | 1 | 1 | 0 | 100% | #N/A
1976-09-13 | 9 | 13 | 2018 | 2018-09-13 | 4 | 0 | 7:00 | 7 | 62 | 44 | 51.08 | 66.74 | 53.06 | 53.96 | 47.66 | 62.96 | 55.4 | 49 | 38 | 53 | 53 | 68 | 46.04 | 0 | 0 | 0 | 0 | 1 | 0 | 0 | 1 | 1 | 1 | 1 | 0 | 100% | #N/A
1976-09-13 | 9 | 13 | 2018 | 2018-09-13 | 4 | 0 | 8:00 | 8 | 66 | 48 | 60.08 | 68 | 60.08 | 60.08 | 52.52 | 68 | 59 | 54 | 46 | 58 | 56 | 70 | 51.08 | 0 | 0 | 0 | 1 | 0 | 0 | 0 | 1 | 1 | 1 | 1 | 0 | 100% | #N/A
1976-09-13 | 9 | 13 | 2018 | 2018-09-13 | 4 | 0 | 9:00 | 9 | 70 | 53 | 68 | 71.96 | 66.02 | 64.94 | 58.64 | 71.96 | 59 | 61 | 52 | 63 | 61 | 72 | 55.94 | 0 | 0 | 0 | 1 | 0 | 0 | 0 | 1 | 1 | 1 | 1 | 0 | 100% | #N/A
1976-09-13 | 9 | 13 | 2018 | 2018-09-13 | 4 | 0 | 10:00 | 10 | 74 | 56 | 71.06 | 72.68 | 69.98 | 71.06 | 64.76 | 73.04 | 62.6 | 67 | 57 | 69 | 65 | 73 | 59 | 0 | 0 | 0 | 1 | 0 | 0 | 0 | 1 | 1 | 1 | 1 | 0 | 100% | #N/A
1976-09-13 | 9 | 13 | 2018 | 2018-09-13 | 4 | 0 | 11:00 | 11 | 76 | 58 | 75.02 | 76.1 | 73.94 | 73.94 | 69.62 | 73.94 | 62.6 | 72 | 60 | 71 | 70 | 75 | 60.08 | 0 | 0 | 0 | 1 | 0 | 0 | 0 | 1 | 1 | 1 | 1 | 0 | 100% | #N/A
1976-09-13 | 9 | 13 | 2018 | 2018-09-13 | 4 | 0 | 12:00 | 12 | 77 | 60 | 77 | 75.02 | 75.02 | 75.92 | 71.6 | 75.92 | 64.4 | 72 | 62 | 74 | 75 | 75 | 62.06 | 0 | 0 | 0 | 1 | 0 | 0 | 0 | 1 | 1 | 1 | 1 | 0 | 100% | #N/A
1976-09-13 | 9 | 13 | 2018 | 2018-09-13 | 4 | 0 | 13:00 | 13 | 79 | 60 | 78.08 | 76.46 | 73.94 | 78.08 | 77 | 77 | 62.6 | 73 | 61 | 75 | 75 | 77 | 62.96 | 0 | 0 | 0 | 1 | 0 | 0 | 0 | 1 | 1 | 1 | 1 | 0 | 100% | #N/A
1976-09-13 | 9 | 13 | 2018 | 2018-09-13 | 4 | 0 | 14:00 | 14 | 79 | 62 | 78.98 | 76.28 | 75.02 | 78.98 | 78.8 | 78.08 | 64.4 | 73 | 58 | 76 | 77 | 79 | 62.96 | 0 | 0 | 0 | 1 | 0 | 0 | 0 | 1 | 1 | 1 | 1 | 0 | 100% | #N/A
1976-09-13 | 9 | 13 | 2018 | 2018-09-13 | 4 | 0 | 15:00 | 15 | 80 | 63 | 78.98 | 72.86 | 73.04 | 78.98 | 78.8 | 78.08 | 62.6 | 72 | 58 | 76 | 79 | 77 | 64.04 | 0 | 0 | 0 | 1 | 0 | 0 | 0 | 1 | 1 | 1 | 1 | 0 | 100% | #N/A
1976-09-13 | 9 | 13 | 2018 | 2018-09-13 | 4 | 0 | 16:00 | 16 | 80 | 62 | 78.98 | 71.96 | 69.98 | 78.98 | 79.34 | 77 | 62.6 | 70 | 60 | 77 | 75 | 75 | 64.04 | 0 | 0 | 0 | 1 | 0 | 0 | 0 | 1 | 1 | 1 | 1 | 0 | 100% | #N/A
1976-09-13 | 9 | 13 | 2018 | 2018-09-13 | 4 | 0 | 17:00 | 17 | 79 | 59 | 75.92 | 71.6 | 68 | 77 | 77.18 | 73.94 | 62.6 | 66 | 58 | 74 | 73 | 72 | 62.06 | 0 | 0 | 0 | 1 | 0 | 0 | 0 | 1 | 1 | 1 | 1 | 0 | 100% | #N/A
1976-09-13 | 9 | 13 | 2018 | 2018-09-13 | 4 | 0 | 18:00 | 18 | 79 | 55 | 71.06 | 72.14 | 64.04 | 71.06 | 72.14 | 71.06 | 59 | 64 | 54 | 68 | 70 | 68 | 60.08 | 0 | 0 | 0 | 1 | 0 | 0 | 0 | 1 | 1 | 1 | 1 | 0 | 100% | #N/A
1976-09-13 | 9 | 13 | 2018 | 2018-09-13 | 4 | 0 | 19:00 | 19 | 78 | 51 | 66.02 | 72.68 | 62.96 | 66.92 | 66.2 | 69.08 | 57.2 | 61 | 49 | 64 | 66 | 64 | 55.04 | 0 | 0 | 0 | 1 | 0 | 0 | 0 | 1 | 1 | 1 | 1 | 0 | 100% | #N/A
1976-09-13 | 9 | 13 | 2018 | 2018-09-13 | 4 | 0 | 20:00 | 20 | 76 | 50 | 62.06 | 76.1 | 62.06 | 64.94 | 64.58 | 68 | 55.4 | 61 | 47 | 62 | 66 | 63 | 53.06 | 0 | 0 | 0 | 1 | 0 | 0 | 0 | 1 | 1 | 1 | 1 | 0 | 100% | #N/A
1976-09-13 | 9 | 13 | 2018 | 2018-09-13 | 4 | 0 | 21:00 | 21 | 73 | 49 | 60.98 | 74.3 | 60.98 | 62.96 | 61.34 | 66.92 | 53.6 | 57 | 41 | 60 | 59 | 59 | 50 | 0 | 0 | 0 | 1 | 0 | 0 | 0 | 1 | 1 | 1 | 1 | 0 | 100% | #N/A
1976-09-13 | 9 | 13 | 2018 | 2018-09-13 | 4 | 0 | 22:00 | 22 | 71 | 47 | 60.08 | 72.68 | 60.08 | 62.06 | 61.52 | 68 | 53.6 | 57 | 42 | 59 | 61 | 59 | 48.92 | 0 | 0 | 0 | 1 | 0 | 0 | 0 | 1 | 1 | 1 | 1 | 0 | 100% | #N/A
1976-09-13 | 9 | 13 | 2018 | 2018-09-13 | 4 | 0 | 23:00 | 23 | 69 | 47 | 55.4 | 72.32 | 60.08 | 62.06 | 60.08 | 68 | 50 | 57 | 40 | 57 | 63 | 55 | 48.02 | 0 | 0 | 0 | 1 | 0 | 0 | 0 | 1 | 1 | 1 | 1 | 0 | 100% | #N/A
1976-09-13 | 9 | 13 | 2018 | 2018-09-13 | 4 | 0 | 24:00 | 24 | 68 | 44 | 55.4 | 71.78 | 60.98 | 60.08 | 56.84 | 66.92 | 51.8 | 55 | 36 | 55 | 61 | 55 | 48.02 | 0 | 0 | 0 | 0 | 1 | 0 | 0 | 1 | 1 | 1 | 1 | 0 | 100% | #N/A
1976-09-14 | 9 | 14 | 2018 | 2018-09-14 | 5 | 0 | 1:00 | 1 | 66 | 43 | 55.4 | 71.42 | 59 | 59 | 52.7 | 66.92 | 53.6 | 50 | 36 | 55 | 61 | 54 | 48.02 | 0 | 0 | 0 | 0 | 1 | 0 | 0 | 1 | 1 | 1 | 1 | 0 | 100% | #N/A
1976-09-14 | 9 | 14 | 2018 | 2018-09-14 | 5 | 0 | 2:00 | 2 | 65 | 42 | 53.6 | 70.88 | 60.08 | 59 | 51.8 | 66.92 | 55.4 | 48 | 34 | 54 | 57 | 54 | 46.94 | 0 | 0 | 0 | 0 | 1 | 0 | 0 | 1 | 1 | 1 | 1 | 0 | 100% | #N/A
1976-09-14 | 9 | 14 | 2018 | 2018-09-14 | 5 | 0 | 3:00 | 3 | 65 | 40 | 53.6 | 71.24 | 59 | 59 | 51.8 | 66.92 | 55.4 | 48 | 33 | 54 | 55 | 52 | 46.04 | 0 | 0 | 0 | 0 | 1 | 0 | 0 | 1 | 1 | 1 | 1 | 0 | 100% | #N/A
1976-09-14 | 9 | 14 | 2018 | 2018-09-14 | 5 | 0 | 4:00 | 4 | 64 | 40 | 51.8 | 69.98 | 57.92 | 59 | 50 | 64.94 | 55.4 | 46 | 33 | 54 | 54 | 52 | 46.04 | 0 | 0 | 0 | 0 | 1 | 0 | 0 | 1 | 1 | 1 | 1 | 0 | 100% | #N/A
1976-09-14 | 9 | 14 | 2018 | 2018-09-14 | 5 | 0 | 5:00 | 5 | 65 | 39 | 51.8 | 69.62 | 57.92 | 57.92 | 50 | 64.04 | 55.4 | 48 | 32 | 53 | 52 | 52 | 44.96 | 0 | 0 | 0 | 0 | 1 | 0 | 0 | 1 | 1 | 1 | 1 | 0 | 100% | #N/A
1976-09-14 | 9 | 14 | 2018 | 2018-09-14 | 5 | 0 | 6:00 | 6 | 65 | 38 | 53.06 | 69.44 | 57.92 | 57.92 | 50 | 66.02 | 55.4 | 46 | 32 | 52 | 52 | 52 | 42.98 | 0 | 0 | 0 | 0 | 1 | 0 | 0 | 1 | 1 | 1 | 1 | 0 | 100% | #N/A
1976-09-14 | 9 | 14 | 2018 | 2018-09-14 | 5 | 0 | 7:00 | 7 | 66 | 46 | 53.6 | 69.26 | 62.06 | 60.98 | 54.86 | 66.02 | 59 | 48 | 40 | 54 | 57 | 55 | 51.98 | 0 | 0 | 0 | 0 | 1 | 0 | 0 | 1 | 1 | 1 | 1 | 0 | 100% | #N/A
1976-09-14 | 9 | 14 | 2018 | 2018-09-14 | 5 | 0 | 8:00 | 8 | 69 | 51 | 69.08 | 69.98 | 66.92 | 66.02 | 57.2 | 69.08 | 64.4 | 54 | 49 | 58 | 63 | 59 | 55.94 | 0 | 0 | 0 | 1 | 0 | 0 | 0 | 1 | 1 | 1 | 1 | 0 | 100% | #N/A
1976-09-14 | 9 | 14 | 2018 | 2018-09-14 | 5 | 0 | 9:00 | 9 | 72 | 57 | 73.04 | 70.88 | 71.06 | 69.98 | 59 | 69.08 | 66.2 | 64 | 56 | 64 | 66 | 66 | 59 | 0 | 0 | 0 | 1 | 0 | 0 | 0 | 1 | 1 | 1 | 1 | 0 | 100% | #N/A
1976-09-14 | 9 | 14 | 2018 | 2018-09-14 | 5 | 0 | 10:00 | 10 | 75 | 61 | 75.92 | 71.96 | 75.02 | 75.02 | 70.16 | 73.04 | 68 | 70 | 61 | 70 | 68 | 72 | 62.96 | 0 | 0 | 0 | 1 | 0 | 0 | 0 | 1 | 1 | 1 | 1 | 0 | 100% | #N/A
1976-09-14 | 9 | 14 | 2018 | 2018-09-14 | 5 | 0 | 11:00 | 11 | 76 | 64 | 78.98 | 75.02 | 78.98 | 78.98 | 75.02 | 71.96 | 71.6 | 72 | 62 | 72 | 72 | 73 | 64.94 | 0 | 0 | 0 | 1 | 0 | 0 | 0 | 1 | 1 | 1 | 1 | 0 | 100% | #N/A
1976-09-14 | 9 | 14 | 2018 | 2018-09-14 | 5 | 0 | 12:00 | 12 | 78 | 67 | 82.04 | 77.54 | 80.96 | 80.96 | 77 | 73.94 | 73.4 | 73 | 64 | 73 | 72 | 73 | 66.92 | 0 | 0 | 0 | 1 | 0 | 0 | 0 | 1 | 1 | 1 | 1 | 0 | 100% | #N/A
1976-09-14 | 9 | 14 | 2018 | 2018-09-14 | 5 | 0 | 13:00 | 13 | 79 | 68 | 82.04 | 78.98 | 82.04 | 82.94 | 80.06 | 73.94 | 73.4 | 73 | 66 | 73 | 73 | 75 | 66.92 | 0 | 0 | 0 | 1 | 0 | 0 | 0 | 1 | 1 | 1 | 1 | 0 | 100% | #N/A
1976-09-14 | 9 | 14 | 2018 | 2018-09-14 | 5 | 0 | 14:00 | 14 | 80 | 69 | 82.94 | 78.8 | 82.94 | 84.02 | 81.68 | 73.94 | 75.2 | 73 | 67 | 73 | 75 | 73 | 68 | 0 | 0 | 0 | 1 | 0 | 0 | 0 | 1 | 1 | 1 | 1 | 0 | 100% | #N/A
1976-09-14 | 9 | 14 | 2018 | 2018-09-14 | 5 | 0 | 15:00 | 15 | 82 | 68 | 82.94 | 78.62 | 82.94 | 84.02 | 82.4 | 71.96 | 69.8 | 73 | 67 | 75 | 75 | 72 | 68 | 0 | 0 | 0 | 1 | 0 | 0 | 0 | 1 | 1 | 1 | 1 | 0 | 100% | #N/A
1976-09-14 | 9 | 14 | 2018 | 2018-09-14 | 5 | 0 | 16:00 | 16 | 83 | 67 | 80.96 | 80.6 | 78.08 | 82.94 | 81.68 | 73.04 | 73.4 | 73 | 67 | 72 | 73 | 70 | 68 | 0 | 0 | 0 | 1 | 0 | 0 | 0 | 1 | 1 | 1 | 1 | 0 | 100% | #N/A
1976-09-14 | 9 | 14 | 2018 | 2018-09-14 | 5 | 0 | 17:00 | 17 | 81 | 66 | 77 | 79.7 | 77 | 80.96 | 79.7 | 71.96 | 69.8 | 70 | 64 | 68 | 72 | 68 | 68 | 0 | 0 | 0 | 1 | 0 | 0 | 0 | 1 | 1 | 1 | 1 | 0 | 100% | #N/A
1976-09-14 | 9 | 14 | 2018 | 2018-09-14 | 5 | 0 | 18:00 | 18 | 79 | 62 | 71.96 | 79.7 | 71.06 | 77 | 73.76 | 69.08 | 66.2 | 64 | 61 | 66 | 70 | 64 | 64.04 | 0 | 0 | 0 | 1 | 0 | 0 | 0 | 1 | 1 | 1 | 1 | 0 | 100% | #N/A
1976-09-14 | 9 | 14 | 2018 | 2018-09-14 | 5 | 0 | 19:00 | 19 | 77 | 57 | 68 | 71.78 | 69.98 | 73.94 | 70.88 | 69.8 | 66.2 | 63 | 57 | 66 | 68 | 63 | 60.08 | 0 | 0 | 0 | 1 | 0 | 0 | 0 | 1 | 1 | 1 | 1 | 0 | 100% | #N/A
1976-09-14 | 9 | 14 | 2018 | 2018-09-14 | 5 | 0 | 20:00 | 20 | 75 | 55 | 66.92 | 73.04 | 68 | 71.96 | 68 | 68 | 62.6 | 63 | 51 | 64 | 66 | 63 | 57.02 | 0 | 0 | 0 | 1 | 0 | 0 | 0 | 1 | 1 | 1 | 1 | 0 | 100% | #N/A
1976-09-14 | 9 | 14 | 2018 | 2018-09-14 | 5 | 0 | 21:00 | 21 | 74 | 52 | 62.96 | 73.4 | 66.02 | 69.08 | 66.2 | 68 | 60.8 | 63 | 50 | 64 | 66 | 61 | 55.94 | 0 | 0 | 0 | 1 | 0 | 0 | 0 | 1 | 1 | 1 | 1 | 0 | 100% | #N/A
1976-09-14 | 9 | 14 | 2018 | 2018-09-14 | 5 | 0 | 22:00 | 22 | 72 | 53 | 62.06 | 72.68 | 66.02 | 66.92 | 63.86 | 66.02 | 59 | 61 | 45 | 64 | 66 | 59 | 53.96 | 0 | 0 | 0 | 1 | 0 | 0 | 0 | 1 | 1 | 1 | 1 | 0 | 100% | #N/A
1976-09-14 | 9 | 14 | 2018 | 2018-09-14 | 5 | 0 | 23:00 | 23 | 70 | 49 | 60.98 | 72.14 | 64.94 | 64.94 | 63.14 | 64.94 | 57.2 | 63 | 43 | 64 | 66 | 61 | 51.98 | 0 | 0 | 0 | 1 | 0 | 0 | 0 | 1 | 1 | 1 | 1 | 0 | 100% | #N/A
1976-09-14 | 9 | 14 | 2018 | 2018-09-14 | 5 | 0 | 24:00 | 24 | 69 | 48 | 59 | 71.24 | 64.04 | 64.94 | 61.52 | 66.02 | 57.2 | 61 | 40 | 63 | 66 | 59 | 51.08 | 0 | 0 | 0 | 0 | 1 | 0 | 0 | 1 | 1 | 1 | 1 | 0 | 100% | #N/A
1976-09-15 | 9 | 15 | 2018 | 2018-09-15 | 6 | 0 | 1:00 | 1 | 67 | 46 | 57.2 | 70.88 | 64.04 | 64.04 | 60.98 | 66.02 | 55.4 | 59 | 38 | 64 | 64 | 61 | 46.94 | 0 | 0 | 0 | 0 | 1 | 0 | 0 | 1 | 1 | 1 | 1 | 0 | 100% | #N/A
1976-09-15 | 9 | 15 | 2018 | 2018-09-15 | 6 | 0 | 2:00 | 2 | 66 | 45 | 57.2 | 70.88 | 62.96 | 62.96 | 60.8 | 66.02 | 53.6 | 61 | 39 | 64 | 64 | 61 | 50 | 0 | 0 | 0 | 0 | 1 | 0 | 0 | 1 | 1 | 1 | 1 | 0 | 100% | #N/A
1976-09-15 | 9 | 15 | 2018 | 2018-09-15 | 6 | 0 | 3:00 | 3 | 65 | 43 | 57.2 | 70.52 | 60.98 | 62.06 | 57.2 | 66.02 | 53.6 | 61 | 36 | 64 | 63 | 61 | 48.92 | 0 | 0 | 0 | 0 | 1 | 0 | 0 | 1 | 1 | 1 | 1 | 0 | 100% | #N/A
1976-09-15 | 9 | 15 | 2018 | 2018-09-15 | 6 | 0 | 4:00 | 4 | 64 | 41 | 59 | 70.16 | 60.08 | 60.98 | 53.6 | 66.02 | 51.8 | 59 | 34 | 64 | 63 | 61 | 46.94 | 0 | 0 | 0 | 0 | 1 | 0 | 0 | 1 | 1 | 1 | 1 | 0 | 100% | #N/A
1976-09-15 | 9 | 15 | 2018 | 2018-09-15 | 6 | 0 | 5:00 | 5 | 65 | 40 | 57.2 | 70.34 | 60.08 | 60.98 | 53.6 | 66.02 | 53.6 | 59 | 35 | 64 | 63 | 63 | 46.04 | 0 | 0 | 0 | 0 | 1 | 0 | 0 | 1 | 1 | 1 | 1 | 0 | 100% | #N/A
1976-09-15 | 9 | 15 | 2018 | 2018-09-15 | 6 | 0 | 6:00 | 6 | 66 | 40 | 53.6 | 69.8 | 59 | 60.98 | 55.4 | 64.94 | 51.8 | 59 | 34 | 63 | 63 | 63 | 46.04 | 0 | 0 | 0 | 0 | 1 | 0 | 0 | 1 | 1 | 1 | 1 | 0 | 100% | #N/A
1976-09-15 | 9 | 15 | 2018 | 2018-09-15 | 6 | 0 | 7:00 | 7 | 67 | 48 | 55.4 | 69.98 | 62.96 | 62.96 | 57.2 | 66.02 | 55.4 | 61 | 41 | 64 | 64 | 63 | 51.98 | 0 | 0 | 0 | 0 | 1 | 0 | 0 | 1 | 1 | 1 | 1 | 0 | 100% | #N/A
1976-09-15 | 9 | 15 | 2018 | 2018-09-15 | 6 | 0 | 8:00 | 8 | 69 | 53 | 69.08 | 70.52 | 68 | 66.92 | 60.8 | 66.92 | 59 | 61 | 49 | 66 | 64 | 63 | 59 | 0 | 0 | 0 | 0 | 1 | 0 | 0 | 1 | 1 | 1 | 1 | 0 | 100% | #N/A
1976-09-15 | 9 | 15 | 2018 | 2018-09-15 | 6 | 0 | 9:00 | 9 | 70 | 56 | 73.04 | 71.78 | 71.96 | 71.06 | 60.8 | 69.98 | 59 | 64 | 55 | 68 | 66 | 63 | 62.96 | 0 | 0 | 0 | 0 | 1 | 0 | 0 | 1 | 1 | 1 | 1 | 0 | 100% | #N/A
1976-09-15 | 9 | 15 | 2018 | 2018-09-15 | 6 | 0 | 10:00 | 10 | 72 | 62 | 77 | 72.86 | 75.02 | 75.02 | 69.44 | 71.96 | 62.6 | 68 | 61 | 70 | 68 | 64 | 66.02 | 0 | 0 | 0 | 0 | 1 | 0 | 0 | 1 | 1 | 1 | 1 | 0 | 100% | #N/A
1976-09-15 | 9 | 15 | 2018 | 2018-09-15 | 6 | 0 | 11:00 | 11 | 73 | 68 | 80.06 | 72.86 | 80.06 | 80.06 | 73.4 | 75.02 | 64.4 | 70 | 64 | 71 | 72 | 64 | 66.92 | 0 | 0 | 0 | 0 | 1 | 0 | 0 | 1 | 1 | 1 | 1 | 0 | 100% | #N/A
1976-09-15 | 9 | 15 | 2018 | 2018-09-15 | 6 | 0 | 12:00 | 12 | 74 | 69 | 82.04 | 76.28 | 80.06 | 82.04 | 75.2 | 77 | 64.4 | 72 | 69 | 73 | 73 | 64 | 69.08 | 0 | 0 | 0 | 0 | 1 | 0 | 0 | 1 | 1 | 1 | 1 | 0 | 100% | #N/A
1976-09-15 | 9 | 15 | 2018 | 2018-09-15 | 6 | 0 | 13:00 | 13 | 75 | 71 | 82.04 | 75.2 | 78.98 | 82.94 | 80.06 | 75.92 | 64.4 | 72 | 70 | 73 | 73 | 66 | 69.98 | 0 | 0 | 0 | 0 | 1 | 0 | 0 | 1 | 1 | 1 | 1 | 0 | 100% | #N/A
1976-09-15 | 9 | 15 | 2018 | 2018-09-15 | 6 | 0 | 14:00 | 14 | 75 | 72 | 82.04 | 74.66 | 80.06 | 82.94 | 81.32 | 77 | 64.4 | 72 | 71 | 74 | 75 | 66 | 69.98 | 0 | 0 | 0 | 0 | 1 | 0 | 0 | 1 | 1 | 1 | 1 | 0 | 100% | #N/A
1976-09-15 | 9 | 15 | 2018 | 2018-09-15 | 6 | 0 | 15:00 | 15 | 75 | 71 | 80.96 | 75.2 | 78.98 | 84.02 | 81.86 | 75.92 | 66.2 | 72 | 71 | 75 | 73 | 63 | 68 | 0 | 0 | 0 | 0 | 1 | 0 | 0 | 1 | 1 | 1 | 1 | 0 | 100% | #N/A
1976-09-15 | 9 | 15 | 2018 | 2018-09-15 | 6 | 0 | 16:00 | 16 | 75 | 71 | 78.08 | 73.76 | 78.98 | 82.94 | 80.96 | 75.92 | 66.2 | 70 | 71 | 76 | 72 | 66 | 66.92 | 0 | 0 | 0 | 0 | 1 | 0 | 0 | 1 | 1 | 1 | 1 | 0 | 100% | #N/A
1976-09-15 | 9 | 15 | 2018 | 2018-09-15 | 6 | 0 | 17:00 | 17 | 74 | 69 | 75.02 | 72.86 | 75.92 | 80.06 | 76.28 | 73.94 | 66.2 | 70 | 70 | 74 | 70 | 66 | 66.02 | 0 | 0 | 0 | 0 | 1 | 0 | 0 | 1 | 1 | 1 | 1 | 0 | 100% | #N/A
1976-09-15 | 9 | 15 | 2018 | 2018-09-15 | 6 | 0 | 18:00 | 18 | 74 | 63 | 71.06 | 71.78 | 71.96 | 77 | 73.04 | 73.94 | 62.6 | 64 | 63 | 70 | 68 | 63 | 62.06 | 0 | 0 | 0 | 0 | 1 | 0 | 0 | 1 | 1 | 1 | 1 | 0 | 100% | #N/A
1976-09-15 | 9 | 15 | 2018 | 2018-09-15 | 6 | 0 | 19:00 | 19 | 73 | 58 | 69.08 | 69.08 | 69.98 | 73.94 | 70.88 | 71.96 | 55.4 | 64 | 57 | 68 | 66 | 61 | 59 | 0 | 0 | 0 | 0 | 1 | 0 | 0 | 1 | 1 | 1 | 1 | 0 | 100% | #N/A
1976-09-15 | 9 | 15 | 2018 | 2018-09-15 | 6 | 0 | 20:00 | 20 | 72 | 57 | 66.02 | 68.72 | 68 | 71.06 | 68.54 | 68 | 55.4 | 63 | 51 | 66 | 68 | 59 | 57.02 | 0 | 0 | 0 | 0 | 1 | 0 | 0 | 1 | 1 | 1 | 1 | 0 | 100% | #N/A
1976-09-15 | 9 | 15 | 2018 | 2018-09-15 | 6 | 0 | 21:00 | 21 | 72 | 53 | 66.02 | 67.64 | 66.92 | 69.08 | 66.2 | 69.08 | 55.4 | 63 | 49 | 65 | 66 | 57 | 55.04 | 0 | 0 | 0 | 0 | 1 | 0 | 0 | 1 | 1 | 1 | 1 | 0 | 100% | #N/A
1976-09-15 | 9 | 15 | 2018 | 2018-09-15 | 6 | 0 | 22:00 | 22 | 71 | 50 | 62.96 | 67.28 | 66.92 | 66.92 | 64.76 | 69.08 | 53.6 | 63 | 47 | 66 | 66 | 57 | 53.06 | 0 | 0 | 0 | 0 | 1 | 0 | 0 | 1 | 1 | 1 | 1 | 0 | 100% | #N/A
1976-09-15 | 9 | 15 | 2018 | 2018-09-15 | 6 | 0 | 23:00 | 23 | 71 | 50 | 60.98 | 67.28 | 66.02 | 66.02 | 63.14 | 68 | 50 | 63 | 45 | 65 | 63 | 55 | 51.08 | 0 | 0 | 0 | 0 | 1 | 0 | 0 | 1 | 1 | 1 | 1 | 0 | 100% | #N/A
1976-09-15 | 9 | 15 | 2018 | 2018-09-15 | 6 | 0 | 24:00 | 24 | 70 | 47 | 60.08 | 68.18 | 64.94 | 64.94 | 62.78 | 68 | 50 | 63 | 41 | 64 | 63 | 55 | 51.98 | 0 | 0 | 0 | 0 | 1 | 0 | 0 | 1 | 1 | 1 | 1 | 0 | 100% | #N/A
1976-09-16 | 9 | 16 | 2018 | 2018-09-16 | 7 | 0 | 1:00 | 1 | 70 | 45 | 60.98 | 68 | 64.94 | 64.94 | 61.52 | 66.92 | 48.2 | 57 | 42 | 64 | 61 | 54 | 50 | 0 | 0 | 0 | 0 | 1 | 0 | 0 | 1 | 1 | 1 | 1 | 0 | 100% | #N/A
1976-09-16 | 9 | 16 | 2018 | 2018-09-16 | 7 | 0 | 2:00 | 2 | 70 | 44 | 62.6 | 67.46 | 64.4 | 64.04 | 60.62 | 66.92 | 48.2 | 55 | 40 | 63 | 61 | 52 | 50 | 0 | 0 | 0 | 0 | 1 | 0 | 0 | 1 | 1 | 1 | 1 | 0 | 100% | #N/A
1976-09-16 | 9 | 16 | 2018 | 2018-09-16 | 7 | 0 | 3:00 | 3 | 69 | 43 | 62.6 | 66.56 | 62.96 | 62.96 | 61.7 | 66.2 | 48.2 | 55 | 39 | 63 | 57 | 52 | 50 | 0 | 0 | 0 | 0 | 1 | 0 | 0 | 1 | 1 | 1 | 1 | 0 | 100% | #N/A
1976-09-16 | 9 | 16 | 2018 | 2018-09-16 | 7 | 0 | 4:00 | 4 | 69 | 43 | 64.4 | 66.74 | 64.04 | 62.96 | 62.96 | 66.02 | 46.4 | 52 | 38 | 63 | 57 | 50 | 50 | 0 | 0 | 0 | 0 | 1 | 0 | 0 | 1 | 1 | 1 | 1 | 0 | 100% | #N/A
1976-09-16 | 9 | 16 | 2018 | 2018-09-16 | 7 | 0 | 5:00 | 5 | 69 | 43 | 62.06 | 67.1 | 62.96 | 62.96 | 62.6 | 64.94 | 46.4 | 52 | 37 | 60 | 55 | 50 | 48.92 | 0 | 0 | 0 | 0 | 1 | 0 | 0 | 1 | 1 | 1 | 1 | 0 | 100% | #N/A
1976-09-16 | 9 | 16 | 2018 | 2018-09-16 | 7 | 0 | 6:00 | 6 | 69 | 43 | 60.8 | 66.92 | 62.96 | 62.06 | 57.2 | 64.94 | 44.6 | 52 | 37 | 57 | 55 | 50 | 50 | 0 | 0 | 0 | 0 | 1 | 0 | 0 | 1 | 1 | 1 | 1 | 0 | 100% | #N/A
1976-09-16 | 9 | 16 | 2018 | 2018-09-16 | 7 | 0 | 7:00 | 7 | 69 | 49 | 60.8 | 66.38 | 64.94 | 64.04 | 59.9 | 64.94 | 46.4 | 52 | 42 | 57 | 55 | 52 | 55.04 | 0 | 0 | 0 | 0 | 1 | 0 | 0 | 1 | 1 | 1 | 1 | 0 | 100% | #N/A
1976-09-16 | 9 | 16 | 2018 | 2018-09-16 | 7 | 0 | 8:00 | 8 | 70 | 53 | 64.4 | 65.84 | 64.04 | 64.04 | 59.72 | 66.02 | 53.6 | 54 | 50 | 56 | 55 | 55 | 59 | 0 | 0 | 0 | 0 | 1 | 0 | 0 | 1 | 1 | 1 | 1 | 0 | 100% | #N/A
1976-09-16 | 9 | 16 | 2018 | 2018-09-16 | 7 | 0 | 9:00 | 9 | 71 | 58 | 64.04 | 65.84 | 64.94 | 66.02 | 64.22 | 66.92 | 59 | 55 | 56 | 57 | 55 | 59 | 64.04 | 0 | 0 | 0 | 0 | 1 | 0 | 0 | 1 | 1 | 1 | 1 | 0 | 100% | #N/A
1976-09-16 | 9 | 16 | 2018 | 2018-09-16 | 7 | 0 | 10:00 | 10 | 72 | 64 | 66.02 | 66.02 | 64.94 | 68 | 66.56 | 69.08 | 62.6 | 55 | 62 | 57 | 55 | 59 | 66.02 | 0 | 0 | 0 | 0 | 1 | 0 | 0 | 1 | 1 | 1 | 1 | 0 | 100% | #N/A
1976-09-16 | 9 | 16 | 2018 | 2018-09-16 | 7 | 0 | 11:00 | 11 | 72 | 68 | 69.98 | 66.38 | 69.08 | 71.06 | 67.28 | 73.94 | 64.4 | 55 | 69 | 59 | 55 | 63 | 71.06 | 0 | 0 | 0 | 0 | 1 | 0 | 0 | 1 | 1 | 1 | 1 | 0 | 100% | #N/A
1976-09-16 | 9 | 16 | 2018 | 2018-09-16 | 7 | 0 | 12:00 | 12 | 72 | 71 | 71.96 | 68.72 | 71.96 | 73.04 | 70.34 | 73.04 | 66.2 | 55 | 70 | 60 | 55 | 63 | 71.96 | 0 | 0 | 0 | 0 | 1 | 0 | 0 | 1 | 1 | 1 | 1 | 0 | 100% | #N/A
1976-09-16 | 9 | 16 | 2018 | 2018-09-16 | 7 | 0 | 13:00 | 13 | 72 | 72 | 73.94 | 69.08 | 73.04 | 71.96 | 71.06 | 75.02 | 66.2 | 55 | 71 | 60 | 55 | 63 | 71.96 | 0 | 0 | 0 | 0 | 1 | 0 | 0 | 1 | 1 | 1 | 1 | 0 | 100% | #N/A
1976-09-16 | 9 | 16 | 2018 | 2018-09-16 | 7 | 0 | 14:00 | 14 | 72 | 72 | 73.04 | 69.44 | 73.04 | 73.04 | 71.24 | 78.98 | 66.2 | 55 | 71 | 59 | 55 | 64 | 69.98 | 0 | 0 | 0 | 0 | 1 | 0 | 0 | 1 | 1 | 1 | 1 | 0 | 100% | #N/A
1976-09-16 | 9 | 16 | 2018 | 2018-09-16 | 7 | 0 | 15:00 | 15 | 73 | 71 | 73.04 | 73.4 | 71.06 | 73.04 | 69.44 | 78.08 | 66.2 | 55 | 70 | 58 | 55 | 64 | 71.96 | 0 | 0 | 0 | 0 | 1 | 0 | 0 | 1 | 1 | 1 | 1 | 0 | 100% | #N/A
1976-09-16 | 9 | 16 | 2018 | 2018-09-16 | 7 | 0 | 16:00 | 16 | 73 | 71 | 73.94 | 73.4 | 71.96 | 71.96 | 71.6 | 78.08 | 64.4 | 55 | 71 | 57 | 55 | 64 | 69.08 | 0 | 0 | 0 | 0 | 1 | 0 | 0 | 1 | 1 | 1 | 1 | 0 | 100% | #N/A
1976-09-16 | 9 | 16 | 2018 | 2018-09-16 | 7 | 0 | 17:00 | 17 | 73 | 70 | 71.06 | 69.98 | 69.08 | 69.98 | 68 | 77 | 64.4 | 55 | 71 | 58 | 55 | 63 | 66.92 | 0 | 0 | 0 | 0 | 1 | 0 | 0 | 1 | 1 | 1 | 1 | 0 | 100% | #N/A
1976-09-16 | 9 | 16 | 2018 | 2018-09-16 | 7 | 0 | 18:00 | 18 | 72 | 64 | 66.92 | 65.66 | 64.04 | 64.94 | 64.04 | 75.02 | 62.6 | 55 | 64 | 57 | 55 | 59 | 64.94 | 0 | 0 | 0 | 0 | 1 | 0 | 0 | 1 | 1 | 1 | 1 | 0 | 100% | #N/A
1976-09-16 | 9 | 16 | 2018 | 2018-09-16 | 7 | 0 | 19:00 | 19 | 72 | 58 | 60.08 | 65.3 | 60.98 | 62.06 | 60.98 | 73.04 | 64.4 | 55 | 55 | 57 | 55 | 55 | 60.98 | 0 | 0 | 0 | 0 | 1 | 0 | 0 | 1 | 1 | 1 | 1 | 0 | 100% | #N/A
1976-09-16 | 9 | 16 | 2018 | 2018-09-16 | 7 | 0 | 20:00 | 20 | 72 | 58 | 55.94 | 65.3 | 57.92 | 59 | 53.06 | 71.96 | 66.2 | 54 | 54 | 57 | 55 | 54 | 60.08 | 0 | 0 | 0 | 0 | 1 | 0 | 0 | 1 | 1 | 1 | 1 | 0 | 100% | #N/A
1976-09-16 | 9 | 16 | 2018 | 2018-09-16 | 7 | 0 | 21:00 | 21 | 71 | 54 | 51.98 | 64.76 | 53.06 | 55.94 | 49.28 | 69.08 | 66.2 | 54 | 51 | 56 | 55 | 52 | 57.02 | 0 | 0 | 0 | 0 | 1 | 0 | 0 | 1 | 1 | 1 | 1 | 0 | 100% | #N/A
1976-09-16 | 9 | 16 | 2018 | 2018-09-16 | 7 | 0 | 22:00 | 22 | 71 | 53 | 50 | 64.04 | 51.98 | 55.04 | 47.84 | 66.02 | 66.2 | 54 | 49 | 57 | 55 | 52 | 53.96 | 0 | 0 | 0 | 0 | 1 | 0 | 0 | 1 | 1 | 1 | 1 | 0 | 100% | #N/A
1976-09-16 | 9 | 16 | 2018 | 2018-09-16 | 7 | 0 | 23:00 | 23 | 71 | 50 | 46.4 | 64.4 | 50 | 53.06 | 44.6 | 66.02 | 66.2 | 54 | 47 | 57 | 55 | 50 | 55.04 | 0 | 0 | 0 | 0 | 1 | 0 | 0 | 1 | 1 | 1 | 1 | 0 | 100% | #N/A
1976-09-16 | 9 | 16 | 2018 | 2018-09-16 | 7 | 0 | 24:00 | 24 | 70 | 47 | 46.4 | 64.22 | 48.92 | 51.08 | 46.4 | 66.02 | 64.4 | 54 | 48 | 55 | 55 | 48 | 53.06 | 0 | 0 | 0 | 0 | 1 | 0 | 0 | 1 | 1 | 1 | 1 | 0 | 100% | #N/A
1976-09-17 | 9 | 17 | 2018 | 2018-09-17 | 1 | 0 | 1:00 | 1 | 70 | 47 | 46.4 | 63.5 | 46.94 | 51.08 | 44.6 | 66.02 | 64.4 | 54 | 43 | 55 | 55 | 48 | 51.08 | 0 | 0 | 0 | 0 | 1 | 0 | 0 | 1 | 1 | 1 | 1 | 0 | 100% | #N/A
1976-09-17 | 9 | 17 | 2018 | 2018-09-17 | 1 | 0 | 2:00 | 2 | 70 | 46 | 46.4 | 62.6 | 48.92 | 48.92 | 42.8 | 66.02 | 66.2 | 54 | 42 | 54 | 55 | 46 | 51.08 | 0 | 0 | 0 | 0 | 1 | 0 | 0 | 1 | 1 | 1 | 1 | 0 | 100% | #N/A
1976-09-17 | 9 | 17 | 2018 | 2018-09-17 | 1 | 0 | 3:00 | 3 | 71 | 46 | 44.6 | 62.24 | 48.02 | 48.92 | 42.8 | 64.94 | 66.2 | 52 | 43 | 52 | 54 | 46 | 50 | 0 | 0 | 0 | 0 | 1 | 0 | 0 | 1 | 1 | 1 | 1 | 0 | 100% | #N/A
1976-09-17 | 9 | 17 | 2018 | 2018-09-17 | 1 | 0 | 4:00 | 4 | 71 | 44 | 44.6 | 62.42 | 48.02 | 50 | 41 | 66.02 | 66.2 | 52 | 44 | 50 | 52 | 46 | 50 | 0 | 0 | 0 | 0 | 1 | 0 | 0 | 1 | 1 | 1 | 1 | 0 | 100% | #N/A
1976-09-17 | 9 | 17 | 2018 | 2018-09-17 | 1 | 0 | 5:00 | 5 | 71 | 43 | 44.6 | 62.96 | 46.94 | 48.02 | 41 | 66.02 | 66.2 | 52 | 43 | 50 | 52 | 46 | 48.92 | 0 | 0 | 0 | 0 | 1 | 0 | 0 | 1 | 1 | 1 | 1 | 0 | 100% | #N/A
1976-09-17 | 9 | 17 | 2018 | 2018-09-17 | 1 | 0 | 6:00 | 6 | 71 | 43 | 42.8 | 63.5 | 48.02 | 48.02 | 41.72 | 64.04 | 66.2 | 50 | 43 | 48 | 52 | 46 | 48.02 | 0 | 0 | 0 | 0 | 1 | 0 | 0 | 1 | 1 | 1 | 1 | 0 | 100% | #N/A
1976-09-17 | 9 | 17 | 2018 | 2018-09-17 | 1 | 0 | 7:00 | 7 | 71 | 49 | 51.08 | 63.5 | 53.06 | 53.06 | 48.02 | 62.96 | 66.2 | 50 | 44 | 54 | 52 | 50 | 53.06 | 0 | 0 | 0 | 0 | 1 | 0 | 0 | 1 | 1 | 1 | 1 | 0 | 100% | #N/A
1976-09-17 | 9 | 17 | 2018 | 2018-09-17 | 1 | 0 | 8:00 | 8 | 71 | 53 | 59 | 64.4 | 59 | 59 | 55.22 | 64.04 | 66.2 | 50 | 48 | 53 | 52 | 54 | 57.92 | 0 | 0 | 0 | 1 | 0 | 0 | 0 | 1 | 1 | 1 | 1 | 0 | 100% | #N/A
1976-09-17 | 9 | 17 | 2018 | 2018-09-17 | 1 | 0 | 9:00 | 9 | 71 | 58 | 64.04 | 64.22 | 62.06 | 60.98 | 61.34 | 66.02 | 66.2 | 52 | 54 | 54 | 52 | 57 | 64.94 | 0 | 0 | 0 | 1 | 0 | 0 | 0 | 1 | 1 | 1 | 1 | 0 | 100% | #N/A
1976-09-17 | 9 | 17 | 2018 | 2018-09-17 | 1 | 0 | 10:00 | 10 | 71 | 64 | 66.92 | 66.2 | 64.94 | 64.04 | 62.96 | 73.04 | 68 | 50 | 63 | 56 | 52 | 57 | 68 | 0 | 0 | 0 | 1 | 0 | 0 | 0 | 1 | 1 | 1 | 1 | 0 | 100% | #N/A
1976-09-17 | 9 | 17 | 2018 | 2018-09-17 | 1 | 0 | 11:00 | 11 | 72 | 69 | 68 | 67.28 | 66.02 | 66.02 | 67.1 | 75.92 | 69.8 | 50 | 70 | 57 | 52 | 63 | 69.98 | 0 | 0 | 0 | 1 | 0 | 0 | 0 | 1 | 1 | 1 | 1 | 0 | 100% | #N/A
1976-09-17 | 9 | 17 | 2018 | 2018-09-17 | 1 | 0 | 12:00 | 12 | 73 | 73 | 68 | 69.8 | 68 | 68 | 68.9 | 78.08 | 71.6 | 52 | 72 | 57 | 52 | 59 | 71.06 | 0 | 0 | 0 | 1 | 0 | 0 | 0 | 1 | 1 | 1 | 1 | 0 | 100% | #N/A
1976-09-17 | 9 | 17 | 2018 | 2018-09-17 | 1 | 0 | 13:00 | 13 | 74 | 72 | 71.06 | 70.34 | 69.08 | 69.98 | 70.7 | 78.98 | 59 | 50 | 74 | 57 | 53 | 61 | 71.06 | 0 | 0 | 0 | 1 | 0 | 0 | 0 | 1 | 1 | 1 | 1 | 0 | 100% | #N/A
1976-09-17 | 9 | 17 | 2018 | 2018-09-17 | 1 | 0 | 14:00 | 14 | 74 | 72 | 71.96 | 72.5 | 71.06 | 69.98 | 71.24 | 78.08 | 59 | 50 | 74 | 57 | 54 | 61 | 69.98 | 0 | 0 | 0 | 1 | 0 | 0 | 0 | 1 | 1 | 1 | 1 | 0 | 100% | #N/A
1976-09-17 | 9 | 17 | 2018 | 2018-09-17 | 1 | 0 | 15:00 | 15 | 75 | 72 | 71.96 | 72.14 | 71.06 | 71.06 | 71.78 | 78.98 | 59 | 50 | 73 | 57 | 54 | 64 | 69.98 | 0 | 0 | 0 | 1 | 0 | 0 | 0 | 1 | 1 | 1 | 1 | 0 | 100% | #N/A
1976-09-17 | 9 | 17 | 2018 | 2018-09-17 | 1 | 0 | 16:00 | 16 | 75 | 72 | 71.96 | 66.38 | 69.98 | 71.06 | 71.06 | 77 | 59 | 50 | 72 | 58 | 54 | 66 | 68 | 0 | 0 | 0 | 1 | 0 | 0 | 0 | 1 | 1 | 1 | 1 | 0 | 100% | #N/A
1976-09-17 | 9 | 17 | 2018 | 2018-09-17 | 1 | 0 | 17:00 | 17 | 75 | 70 | 69.98 | 66.56 | 69.08 | 69.08 | 68.9 | 75.92 | 59 | 48 | 71 | 57 | 52 | 64 | 66.02 | 0 | 0 | 0 | 1 | 0 | 0 | 0 | 1 | 1 | 1 | 1 | 0 | 100% | #N/A
1976-09-17 | 9 | 17 | 2018 | 2018-09-17 | 1 | 0 | 18:00 | 18 | 75 | 66 | 64.94 | 64.76 | 64.04 | 64.94 | 64.22 | 73.94 | 57.2 | 50 | 65 | 56 | 52 | 63 | 62.06 | 0 | 0 | 0 | 1 | 0 | 0 | 0 | 1 | 1 | 1 | 1 | 0 | 100% | #N/A
1976-09-17 | 9 | 17 | 2018 | 2018-09-17 | 1 | 0 | 19:00 | 19 | 75 | 62 | 53.96 | 63.86 | 55.04 | 60.98 | 51.98 | 71.96 | 57.2 | 50 | 61 | 56 | 52 | 61 | 57.92 | 0 | 0 | 0 | 1 | 0 | 0 | 0 | 1 | 1 | 1 | 1 | 0 | 100% | #N/A
1976-09-17 | 9 | 17 | 2018 | 2018-09-17 | 1 | 0 | 20:00 | 20 | 74 | 59 | 51.98 | 63.68 | 53.06 | 57.92 | 51.26 | 68 | 59 | 50 | 59 | 57 | 54 | 61 | 57.02 | 0 | 0 | 0 | 1 | 0 | 0 | 0 | 1 | 1 | 1 | 1 | 0 | 100% | #N/A
1976-09-17 | 9 | 17 | 2018 | 2018-09-17 | 1 | 0 | 21:00 | 21 | 74 | 59 | 48.92 | 63.68 | 51.08 | 51.98 | 47.48 | 64.94 | 55.4 | 52 | 57 | 57 | 52 | 59 | 55.94 | 0 | 0 | 0 | 1 | 0 | 0 | 0 | 1 | 1 | 1 | 1 | 0 | 100% | #N/A
1976-09-17 | 9 | 17 | 2018 | 2018-09-17 | 1 | 0 | 22:00 | 22 | 73 | 56 | 46.04 | 63.86 | 48.92 | 53.06 | 45.14 | 64.94 | 55.4 | 52 | 52 | 57 | 54 | 61 | 53.06 | 0 | 0 | 0 | 1 | 0 | 0 | 0 | 1 | 1 | 1 | 1 | 0 | 100% | #N/A
1976-09-17 | 9 | 17 | 2018 | 2018-09-17 | 1 | 0 | 23:00 | 23 | 73 | 56 | 46.4 | 67.46 | 46.94 | 51.98 | 45.86 | 62.96 | 53.6 | 52 | 50 | 57 | 55 | 59 | 51.98 | 0 | 0 | 0 | 1 | 0 | 0 | 0 | 1 | 1 | 1 | 1 | 0 | 100% | #N/A
1976-09-17 | 9 | 17 | 2018 | 2018-09-17 | 1 | 0 | 24:00 | 24 | 73 | 53 | 44.6 | 67.46 | 44.96 | 50 | 44.78 | 62.06 | 50 | 52 | 48 | 56 | 55 | 57 | 51.08 | 0 | 0 | 0 | 0 | 1 | 0 | 0 | 1 | 1 | 1 | 1 | 0 | 100% | #N/A
1976-09-18 | 9 | 18 | 2018 | 2018-09-18 | 2 | 0 | 1:00 | 1 | 73 | 52 | 44.6 | 66.56 | 44.06 | 46.94 | 42.8 | 62.06 | 50 | 52 | 47 | 55 | 54 | 57 | 51.08 | 0 | 0 | 0 | 0 | 1 | 0 | 0 | 1 | 1 | 1 | 1 | 0 | 100% | #N/A
1976-09-18 | 9 | 18 | 2018 | 2018-09-18 | 2 | 0 | 2:00 | 2 | 73 | 52 | 42.8 | 66.56 | 44.06 | 48.02 | 41 | 62.06 | 46.4 | 50 | 46 | 56 | 54 | 57 | 51.08 | 0 | 0 | 0 | 0 | 1 | 0 | 0 | 1 | 1 | 1 | 1 | 0 | 100% | #N/A
1976-09-18 | 9 | 18 | 2018 | 2018-09-18 | 2 | 0 | 3:00 | 3 | 72 | 52 | 42.8 | 65.66 | 46.04 | 46.94 | 41 | 60.98 | 46.4 | 50 | 46 | 55 | 52 | 55 | 48.92 | 0 | 0 | 0 | 0 | 1 | 0 | 0 | 1 | 1 | 1 | 1 | 0 | 100% | #N/A
1976-09-18 | 9 | 18 | 2018 | 2018-09-18 | 2 | 0 | 4:00 | 4 | 72 | 50 | 39.2 | 64.94 | 46.94 | 46.04 | 39.2 | 60.08 | 50 | 48 | 46 | 55 | 52 | 55 | 48.92 | 0 | 0 | 0 | 0 | 1 | 0 | 0 | 1 | 1 | 1 | 1 | 0 | 100% | #N/A
1976-09-18 | 9 | 18 | 2018 | 2018-09-18 | 2 | 0 | 5:00 | 5 | 72 | 50 | 39.2 | 65.12 | 46.04 | 46.04 | 39.2 | 60.08 | 53.6 | 48 | 46 | 55 | 52 | 55 | 50 | 0 | 0 | 0 | 0 | 1 | 0 | 0 | 1 | 1 | 1 | 1 | 0 | 100% | #N/A
1976-09-18 | 9 | 18 | 2018 | 2018-09-18 | 2 | 0 | 6:00 | 6 | 72 | 50 | 39.2 | 65.48 | 42.98 | 44.96 | 39.2 | 60.08 | 55.4 | 46 | 46 | 55 | 48 | 55 | 50 | 0 | 0 | 0 | 0 | 1 | 0 | 0 | 1 | 1 | 1 | 1 | 0 | 100% | #N/A
1976-09-18 | 9 | 18 | 2018 | 2018-09-18 | 2 | 0 | 7:00 | 7 | 72 | 54 | 39.2 | 65.3 | 51.08 | 50 | 44.6 | 60.98 | 57.2 | 48 | 47 | 55 | 54 | 57 | 55.04 | 0 | 0 | 0 | 0 | 1 | 0 | 0 | 1 | 1 | 1 | 1 | 0 | 100% | #N/A
1976-09-18 | 9 | 18 | 2018 | 2018-09-18 | 2 | 0 | 8:00 | 8 | 73 | 58 | 57.02 | 65.48 | 57.02 | 55.04 | 50.36 | 62.06 | 60.8 | 54 | 50 | 57 | 55 | 63 | 60.98 | 0 | 0 | 0 | 1 | 0 | 0 | 0 | 1 | 1 | 1 | 1 | 0 | 100% | #N/A
1976-09-18 | 9 | 18 | 2018 | 2018-09-18 | 2 | 0 | 9:00 | 9 | 74 | 65 | 64.04 | 67.28 | 62.06 | 60.08 | 55.94 | 62.06 | 62.6 | 55 | 55 | 60 | 57 | 66 | 66.92 | 0 | 0 | 0 | 1 | 0 | 0 | 0 | 1 | 1 | 1 | 1 | 0 | 100% | #N/A
1976-09-18 | 9 | 18 | 2018 | 2018-09-18 | 2 | 0 | 10:00 | 10 | 75 | 67 | 69.08 | 66.56 | 66.02 | 64.94 | 62.24 | 62.96 | 64.4 | 57 | 64 | 63 | 61 | 70 | 71.06 | 0 | 0 | 0 | 1 | 0 | 0 | 0 | 1 | 1 | 1 | 1 | 0 | 100% | #N/A
1976-09-18 | 9 | 18 | 2018 | 2018-09-18 | 2 | 0 | 11:00 | 11 | 76 | 71 | 71.06 | 66.56 | 69.98 | 69.98 | 67.46 | 64.94 | 64.4 | 61 | 71 | 65 | 63 | 72 | 73.04 | 0 | 0 | 0 | 1 | 0 | 0 | 0 | 1 | 1 | 1 | 1 | 0 | 100% | #N/A
1976-09-18 | 9 | 18 | 2018 | 2018-09-18 | 2 | 0 | 12:00 | 12 | 78 | 74 | 71.96 | 66.56 | 69.98 | 71.96 | 71.6 | 66.02 | 66.2 | 63 | 75 | 67 | 64 | 73 | 75.02 | 0 | 0 | 0 | 1 | 0 | 0 | 0 | 1 | 1 | 1 | 1 | 0 | 100% | #N/A
1976-09-18 | 9 | 18 | 2018 | 2018-09-18 | 2 | 0 | 13:00 | 13 | 79 | 75 | 75.02 | 66.02 | 71.06 | 73.94 | 74.84 | 66.92 | 64.4 | 63 | 76 | 68 | 66 | 73 | 73.94 | 0 | 0 | 0 | 1 | 0 | 0 | 0 | 1 | 1 | 1 | 1 | 0 | 100% | #N/A
1976-09-18 | 9 | 18 | 2018 | 2018-09-18 | 2 | 0 | 14:00 | 14 | 78 | 75 | 75.92 | 65.48 | 71.96 | 75.92 | 73.4 | 69.08 | 64.4 | 64 | 77 | 68 | 70 | 75 | 75.02 | 0 | 0 | 0 | 1 | 0 | 0 | 0 | 1 | 1 | 1 | 1 | 0 | 100% | #N/A
1976-09-18 | 9 | 18 | 2018 | 2018-09-18 | 2 | 0 | 15:00 | 15 | 77 | 75 | 75.92 | 65.84 | 69.98 | 75.92 | 76.82 | 69.08 | 62.6 | 63 | 76 | 68 | 68 | 75 | 73.94 | 0 | 0 | 0 | 1 | 0 | 0 | 0 | 1 | 1 | 1 | 1 | 0 | 100% | #N/A
1976-09-18 | 9 | 18 | 2018 | 2018-09-18 | 2 | 0 | 16:00 | 16 | 76 | 75 | 75.92 | 65.84 | 69.08 | 75.92 | 76.28 | 66.2 | 62.6 | 63 | 78 | 68 | 68 | 73 | 71.06 | 0 | 0 | 0 | 1 | 0 | 0 | 0 | 1 | 1 | 1 | 1 | 0 | 100% | #N/A
1976-09-18 | 9 | 18 | 2018 | 2018-09-18 | 2 | 0 | 17:00 | 17 | 75 | 73 | 73.04 | 66.74 | 66.02 | 73.94 | 74.12 | 66.02 | 62.6 | 61 | 76 | 66 | 66 | 70 | 69.08 | 0 | 0 | 0 | 1 | 0 | 0 | 0 | 1 | 1 | 1 | 1 | 0 | 100% | #N/A
1976-09-18 | 9 | 18 | 2018 | 2018-09-18 | 2 | 0 | 18:00 | 18 | 74 | 70 | 66.92 | 65.84 | 62.06 | 69.08 | 68.18 | 66.02 | 62.6 | 50 | 67 | 59 | 54 | 66 | 66.02 | 0 | 0 | 0 | 1 | 0 | 0 | 0 | 1 | 1 | 1 | 1 | 0 | 100% | #N/A
1976-09-18 | 9 | 18 | 2018 | 2018-09-18 | 2 | 0 | 19:00 | 19 | 73 | 65 | 60.08 | 65.12 | 60.98 | 64.94 | 66.92 | 64.04 | 57.2 | 45 | 61 | 54 | 48 | 63 | 62.06 | 0 | 0 | 0 | 1 | 0 | 0 | 0 | 1 | 1 | 1 | 1 | 0 | 100% | #N/A
1976-09-18 | 9 | 18 | 2018 | 2018-09-18 | 2 | 0 | 20:00 | 20 | 72 | 63 | 57.2 | 64.58 | 60.08 | 62.96 | 64.76 | 64.04 | 53.6 | 39 | 59 | 53 | 45 | 61 | 60.08 | 0 | 0 | 0 | 1 | 0 | 0 | 0 | 1 | 1 | 1 | 1 | 0 | 100% | #N/A
1976-09-18 | 9 | 18 | 2018 | 2018-09-18 | 2 | 0 | 21:00 | 21 | 71 | 61 | 57.02 | 64.4 | 59 | 62.96 | 62.6 | 64.04 | 53.6 | 39 | 56 | 52 | 45 | 59 | 59 | 0 | 0 | 0 | 1 | 0 | 0 | 0 | 1 | 1 | 1 | 1 | 0 | 100% | #N/A
1976-09-18 | 9 | 18 | 2018 | 2018-09-18 | 2 | 0 | 22:00 | 22 | 70 | 60 | 57.92 | 64.22 | 57.02 | 60.98 | 57.38 | 62.96 | 48.2 | 36 | 54 | 50 | 45 | 59 | 57.92 | 0 | 0 | 0 | 1 | 0 | 0 | 0 | 1 | 1 | 1 | 1 | 0 | 100% | #N/A
1976-09-18 | 9 | 18 | 2018 | 2018-09-18 | 2 | 0 | 23:00 | 23 | 69 | 59 | 55.4 | 63.86 | 55.94 | 60.98 | 56.12 | 62.06 | 48.2 | 36 | 54 | 45 | 41 | 57 | 57.92 | 0 | 0 | 0 | 1 | 0 | 0 | 0 | 1 | 1 | 1 | 1 | 0 | 100% | #N/A
1976-09-18 | 9 | 18 | 2018 | 2018-09-18 | 2 | 0 | 24:00 | 24 | 69 | 58 | 53.6 | 63.68 | 55.94 | 60.08 | 54.68 | 62.06 | 46.4 | 34 | 53 | 43 | 39 | 57 | 59 | 0 | 0 | 0 | 0 | 1 | 0 | 0 | 1 | 1 | 1 | 1 | 0 | 100% | #N/A
1976-09-19 | 9 | 19 | 2018 | 2018-09-19 | 3 | 0 | 1:00 | 1 | 68 | 57 | 51.8 | 63.5 | 57.92 | 59 | 53.06 | 60.98 | 46.4 | 34 | 51 | 40 | 39 | 57 | 59 | 0 | 0 | 0 | 0 | 1 | 0 | 0 | 1 | 1 | 1 | 1 | 0 | 100% | #N/A
1976-09-19 | 9 | 19 | 2018 | 2018-09-19 | 3 | 0 | 2:00 | 2 | 66 | 56 | 53.6 | 63.32 | 55.94 | 57.02 | 51.8 | 60.98 | 46.4 | 34 | 51 | 38 | 43 | 57 | 59 | 0 | 0 | 0 | 0 | 1 | 0 | 0 | 1 | 1 | 1 | 1 | 0 | 100% | #N/A
1976-09-19 | 9 | 19 | 2018 | 2018-09-19 | 3 | 0 | 3:00 | 3 | 64 | 53 | 51.8 | 63.68 | 53.06 | 57.02 | 51.8 | 60.98 | 46.4 | 32 | 51 | 37 | 43 | 55 | 59 | 0 | 0 | 0 | 0 | 1 | 0 | 0 | 1 | 1 | 1 | 1 | 0 | 100% | #N/A
1976-09-19 | 9 | 19 | 2018 | 2018-09-19 | 3 | 0 | 4:00 | 4 | 62 | 50 | 51.8 | 63.68 | 57.02 | 57.02 | 51.08 | 60.8 | 44.6 | 34 | 50 | 36 | 43 | 57 | 60.08 | 0 | 0 | 0 | 0 | 1 | 0 | 0 | 1 | 1 | 1 | 1 | 0 | 100% | #N/A
1976-09-19 | 9 | 19 | 2018 | 2018-09-19 | 3 | 0 | 5:00 | 5 | 63 | 50 | 51.8 | 63.68 | 55.04 | 60.08 | 52.7 | 60.08 | 44.6 | 30 | 50 | 35 | 41 | 57 | 59 | 0 | 0 | 0 | 0 | 1 | 0 | 0 | 1 | 1 | 1 | 1 | 0 | 100% | #N/A
1976-09-19 | 9 | 19 | 2018 | 2018-09-19 | 3 | 0 | 6:00 | 6 | 63 | 49 | 57.02 | 63.68 | 59 | 60.08 | 53.6 | 60.08 | 46.4 | 30 | 50 | 38 | 41 | 55 | 59 | 0 | 0 | 0 | 0 | 1 | 0 | 0 | 1 | 1 | 1 | 1 | 0 | 100% | #N/A
1976-09-19 | 9 | 19 | 2018 | 2018-09-19 | 3 | 0 | 7:00 | 7 | 64 | 56 | 59 | 63.86 | 62.06 | 62.06 | 55.4 | 60.98 | 48.2 | 34 | 51 | 41 | 41 | 59 | 62.06 | 0 | 0 | 0 | 0 | 1 | 0 | 0 | 1 | 1 | 1 | 1 | 0 | 100% | #N/A
1976-09-19 | 9 | 19 | 2018 | 2018-09-19 | 3 | 0 | 8:00 | 8 | 68 | 58 | 64.94 | 63.68 | 64.94 | 64.94 | 61.16 | 60.98 | 57.2 | 36 | 59 | 46 | 43 | 61 | 64.04 | 0 | 0 | 0 | 1 | 0 | 0 | 0 | 1 | 1 | 1 | 1 | 0 | 100% | #N/A
1976-09-19 | 9 | 19 | 2018 | 2018-09-19 | 3 | 0 | 9:00 | 9 | 71 | 65 | 69.08 | 64.22 | 66.02 | 69.08 | 64.4 | 60.98 | 62.6 | 45 | 67 | 53 | 43 | 66 | 71.06 | 0 | 0 | 0 | 1 | 0 | 0 | 0 | 1 | 1 | 1 | 1 | 0 | 100% | #N/A
1976-09-19 | 9 | 19 | 2018 | 2018-09-19 | 3 | 0 | 10:00 | 10 | 75 | 72 | 71.06 | 64.04 | 66.92 | 69.08 | 66.2 | 62.6 | 66.2 | 54 | 73 | 59 | 45 | 70 | 75.92 | 0 | 0 | 0 | 1 | 0 | 0 | 0 | 1 | 1 | 1 | 1 | 0 | 100% | #N/A
1976-09-19 | 9 | 19 | 2018 | 2018-09-19 | 3 | 0 | 11:00 | 11 | 75 | 78 | 73.4 | 64.4 | 68 | 71.06 | 70.88 | 62.6 | 68 | 63 | 77 | 64 | 55 | 73 | 80.06 | 0 | 0 | 0 | 1 | 0 | 0 | 0 | 1 | 1 | 1 | 1 | 0 | 100% | #N/A
1976-09-19 | 9 | 19 | 2018 | 2018-09-19 | 3 | 0 | 12:00 | 12 | 76 | 78 | 75.2 | 64.94 | 71.6 | 71.96 | 69.8 | 62.96 | 68 | 64 | 80 | 67 | 63 | 75 | 82.04 | 0 | 0 | 0 | 1 | 0 | 0 | 0 | 1 | 1 | 1 | 1 | 0 | 100% | #N/A
1976-09-19 | 9 | 19 | 2018 | 2018-09-19 | 3 | 0 | 13:00 | 13 | 76 | 81 | 75.2 | 64.58 | 71.96 | 73.4 | 69.8 | 64.04 | 68 | 66 | 83 | 70 | 68 | 75 | 82.04 | 0 | 0 | 0 | 1 | 0 | 0 | 0 | 1 | 1 | 1 | 1 | 0 | 100% | #N/A
1976-09-19 | 9 | 19 | 2018 | 2018-09-19 | 3 | 0 | 14:00 | 14 | 77 | 82 | 75.2 | 65.12 | 69.98 | 75.02 | 68 | 64.04 | 69.8 | 68 | 83 | 72 | 70 | 75 | 82.04 | 0 | 0 | 0 | 1 | 0 | 0 | 0 | 1 | 1 | 1 | 1 | 0 | 100% | #N/A
1976-09-19 | 9 | 19 | 2018 | 2018-09-19 | 3 | 0 | 15:00 | 15 | 78 | 81 | 75.02 | 65.48 | 71.96 | 73.4 | 69.8 | 64.04 | 71.6 | 68 | 83 | 71 | 70 | 72 | 78.98 | 0 | 0 | 0 | 1 | 0 | 0 | 0 | 1 | 1 | 1 | 1 | 0 | 100% | #N/A
1976-09-19 | 9 | 19 | 2018 | 2018-09-19 | 3 | 0 | 16:00 | 16 | 79 | 80 | 75.2 | 64.04 | 73.04 | 73.4 | 71.6 | 64.04 | 69.8 | 66 | 83 | 68 | 70 | 72 | 78.08 | 0 | 0 | 0 | 1 | 0 | 0 | 0 | 1 | 1 | 1 | 1 | 0 | 100% | #N/A
1976-09-19 | 9 | 19 | 2018 | 2018-09-19 | 3 | 0 | 17:00 | 17 | 77 | 79 | 75.92 | 64.22 | 73.94 | 73.4 | 71.6 | 62.96 | 68 | 64 | 81 | 66 | 66 | 68 | 78.98 | 0 | 0 | 0 | 1 | 0 | 0 | 0 | 1 | 1 | 1 | 1 | 0 | 100% | #N/A
1976-09-19 | 9 | 19 | 2018 | 2018-09-19 | 3 | 0 | 18:00 | 18 | 76 | 75 | 75.92 | 64.58 | 73.94 | 73.4 | 73.4 | 62.96 | 64.4 | 55 | 75 | 61 | 57 | 66 | 75.92 | 0 | 0 | 0 | 1 | 0 | 0 | 0 | 1 | 1 | 1 | 1 | 0 | 100% | #N/A
1976-09-19 | 9 | 19 | 2018 | 2018-09-19 | 3 | 0 | 19:00 | 19 | 74 | 70 | 77 | 64.22 | 73.94 | 75.92 | 71.6 | 62.96 | 62.6 | 46 | 68 | 57 | 55 | 66 | 69.98 | 0 | 0 | 0 | 1 | 0 | 0 | 0 | 1 | 1 | 1 | 1 | 0 | 100% | #N/A
1976-09-19 | 9 | 19 | 2018 | 2018-09-19 | 3 | 0 | 20:00 | 20 | 72 | 68 | 75.2 | 63.68 | 73.94 | 75.92 | 73.4 | 62.96 | 62.6 | 45 | 67 | 54 | 54 | 66 | 69.98 | 0 | 0 | 0 | 1 | 0 | 0 | 0 | 1 | 1 | 1 | 1 | 0 | 100% | #N/A
1976-09-19 | 9 | 19 | 2018 | 2018-09-19 | 3 | 0 | 21:00 | 21 | 70 | 66 | 75.92 | 63.68 | 73.4 | 75.2 | 73.4 | 62.96 | 62.6 | 43 | 63 | 52 | 50 | 66 | 69.08 | 0 | 0 | 0 | 1 | 0 | 0 | 0 | 1 | 1 | 1 | 1 | 0 | 100% | #N/A
1976-09-19 | 9 | 19 | 2018 | 2018-09-19 | 3 | 0 | 22:00 | 22 | 68 | 63 | 75.2 | 63.5 | 73.4 | 75.02 | 71.6 | 62.96 | 60.8 | 37 | 60 | 52 | 48 | 66 | 64.94 | 0 | 0 | 0 | 1 | 0 | 0 | 0 | 1 | 1 | 1 | 1 | 0 | 100% | #N/A
1976-09-19 | 9 | 19 | 2018 | 2018-09-19 | 3 | 0 | 23:00 | 23 | 66 | 62 | 75.2 | 63.68 | 73.4 | 75.92 | 68 | 62.96 | 62.6 | 37 | 58 | 51 | 46 | 64 | 64.04 | 0 | 0 | 0 | 1 | 0 | 0 | 0 | 1 | 1 | 1 | 1 | 0 | 100% | #N/A
1976-09-19 | 9 | 19 | 2018 | 2018-09-19 | 3 | 0 | 24:00 | 24 | 65 | 60 | 73.94 | 63.68 | 71.06 | 71.6 | 68 | 62.96 | 59 | 36 | 59 | 51 | 46 | 64 | 62.96 | 0 | 0 | 0 | 0 | 1 | 0 | 0 | 1 | 1 | 1 | 1 | 0 | 100% | #N/A
1976-09-20 | 9 | 20 | 2018 | 2018-09-20 | 4 | 0 | 1:00 | 1 | 63 | 60 | 73.4 | 63.68 | 71.6 | 71.6 | 68 | 62.96 | 60.8 | 37 | 56 | 52 | 45 | 64 | 62.96 | 0 | 0 | 0 | 0 | 1 | 0 | 0 | 1 | 1 | 1 | 1 | 0 | 100% | #N/A
1976-09-20 | 9 | 20 | 2018 | 2018-09-20 | 4 | 0 | 2:00 | 2 | 62 | 58 | 71.06 | 64.22 | 69.8 | 69.98 | 66.2 | 62.96 | 59 | 36 | 56 | 52 | 46 | 64 | 62.06 | 0 | 0 | 0 | 0 | 1 | 0 | 0 | 1 | 1 | 1 | 1 | 0 | 100% | #N/A
1976-09-20 | 9 | 20 | 2018 | 2018-09-20 | 4 | 0 | 3:00 | 3 | 60 | 56 | 71.06 | 64.22 | 69.08 | 69.08 | 60.8 | 62.96 | 59 | 36 | 55 | 52 | 46 | 63 | 62.06 | 0 | 0 | 0 | 0 | 1 | 0 | 0 | 1 | 1 | 1 | 1 | 0 | 100% | #N/A
1976-09-20 | 9 | 20 | 2018 | 2018-09-20 | 4 | 0 | 4:00 | 4 | 59 | 54 | 71.6 | 64.4 | 69.8 | 69.8 | 60.08 | 62.96 | 59 | 36 | 55 | 52 | 45 | 63 | 62.96 | 0 | 0 | 0 | 0 | 1 | 0 | 0 | 1 | 1 | 1 | 1 | 0 | 100% | #N/A
1976-09-20 | 9 | 20 | 2018 | 2018-09-20 | 4 | 0 | 5:00 | 5 | 60 | 53 | 66.92 | 64.4 | 69.8 | 69.8 | 60.8 | 64.04 | 60.8 | 37 | 52 | 51 | 45 | 63 | 62.96 | 0 | 0 | 0 | 0 | 1 | 0 | 0 | 1 | 1 | 1 | 1 | 0 | 100% | #N/A
1976-09-20 | 9 | 20 | 2018 | 2018-09-20 | 4 | 0 | 6:00 | 6 | 61 | 53 | 64.4 | 65.3 | 66.2 | 64.04 | 57.74 | 64.04 | 60.8 | 37 | 53 | 50 | 43 | 63 | 62.96 | 0 | 0 | 0 | 0 | 1 | 0 | 0 | 1 | 1 | 1 | 1 | 0 | 100% | #N/A
1976-09-20 | 9 | 20 | 2018 | 2018-09-20 | 4 | 0 | 7:00 | 7 | 62 | 58 | 62.06 | 66.02 | 62.96 | 62.96 | 57.2 | 64.04 | 60.8 | 39 | 55 | 52 | 48 | 63 | 66.02 | 0 | 0 | 0 | 0 | 1 | 0 | 0 | 1 | 1 | 1 | 1 | 0 | 100% | #N/A
1976-09-20 | 9 | 20 | 2018 | 2018-09-20 | 4 | 0 | 8:00 | 8 | 65 | 64 | 62.06 | 66.56 | 60.98 | 62.96 | 58.1 | 64.04 | 62.6 | 43 | 63 | 56 | 54 | 64 | 69.98 | 0 | 0 | 0 | 1 | 0 | 0 | 0 | 1 | 1 | 1 | 1 | 0 | 100% | #N/A
1976-09-20 | 9 | 20 | 2018 | 2018-09-20 | 4 | 0 | 9:00 | 9 | 69 | 70 | 62.96 | 66.92 | 62.06 | 62.06 | 60.26 | 64.94 | 62.6 | 52 | 70 | 61 | 61 | 66 | 75.02 | 0 | 0 | 0 | 1 | 0 | 0 | 0 | 1 | 1 | 1 | 1 | 0 | 100% | #N/A
1976-09-20 | 9 | 20 | 2018 | 2018-09-20 | 4 | 0 | 10:00 | 10 | 72 | 75 | 66.02 | 66.92 | 64.04 | 64.04 | 63.5 | 66.02 | 62.6 | 64 | 78 | 66 | 64 | 66 | 80.06 | 0 | 0 | 0 | 1 | 0 | 0 | 0 | 1 | 1 | 1 | 1 | 0 | 100% | #N/A
1976-09-20 | 9 | 20 | 2018 | 2018-09-20 | 4 | 0 | 11:00 | 11 | 74 | 80 | 69.08 | 66.92 | 66.92 | 66.92 | 65.48 | 66.2 | 62.6 | 66 | 82 | 68 | 66 | 70 | 82.94 | 0 | 0 | 0 | 1 | 0 | 0 | 0 | 1 | 1 | 1 | 1 | 0 | 100% | #N/A
1976-09-20 | 9 | 20 | 2018 | 2018-09-20 | 4 | 0 | 12:00 | 12 | 77 | 83 | 69.98 | 67.28 | 69.98 | 69.98 | 67.1 | 66.02 | 64.4 | 68 | 85 | 69 | 66 | 73 | 84.92 | 0 | 0 | 0 | 1 | 0 | 0 | 0 | 1 | 1 | 1 | 1 | 0 | 100% | #N/A
1976-09-20 | 9 | 20 | 2018 | 2018-09-20 | 4 | 0 | 13:00 | 13 | 79 | 85 | 71.96 | 67.28 | 71.06 | 71.06 | 67.64 | 66.02 | 64.4 | 68 | 86 | 70 | 70 | 77 | 84.92 | 0 | 0 | 0 | 1 | 0 | 0 | 0 | 1 | 1 | 1 | 1 | 0 | 100% | #N/A
1976-09-20 | 9 | 20 | 2018 | 2018-09-20 | 4 | 0 | 14:00 | 14 | 79 | 86 | 73.04 | 67.28 | 71.96 | 71.06 | 68.18 | 66.2 | 64.4 | 68 | 86 | 70 | 70 | 77 | 84.92 | 0 | 0 | 0 | 1 | 0 | 0 | 0 | 1 | 1 | 1 | 1 | 0 | 100% | #N/A
1976-09-20 | 9 | 20 | 2018 | 2018-09-20 | 4 | 0 | 15:00 | 15 | 78 | 87 | 73.04 | 68.18 | 71.06 | 71.06 | 67.46 | 68 | 64.4 | 68 | 87 | 70 | 70 | 77 | 84.92 | 0 | 0 | 0 | 1 | 0 | 0 | 0 | 1 | 1 | 1 | 1 | 0 | 100% | #N/A
1976-09-20 | 9 | 20 | 2018 | 2018-09-20 | 4 | 0 | 16:00 | 16 | 78 | 84 | 71.96 | 68 | 69.98 | 69.98 | 67.82 | 66.92 | 64.4 | 64 | 86 | 70 | 70 | 73 | 82.04 | 0 | 0 | 0 | 1 | 0 | 0 | 0 | 1 | 1 | 1 | 1 | 0 | 100% | #N/A
1976-09-20 | 9 | 20 | 2018 | 2018-09-20 | 4 | 0 | 17:00 | 17 | 76 | 81 | 69.98 | 68.9 | 68 | 68 | 65.66 | 66.02 | 62.6 | 63 | 84 | 68 | 66 | 72 | 78.98 | 0 | 0 | 0 | 1 | 0 | 0 | 0 | 1 | 1 | 1 | 1 | 0 | 100% | #N/A
1976-09-20 | 9 | 20 | 2018 | 2018-09-20 | 4 | 0 | 18:00 | 18 | 75 | 77 | 62.96 | 69.98 | 62.06 | 62.96 | 60.98 | 66.02 | 60.8 | 61 | 77 | 64 | 63 | 66 | 75.02 | 0 | 0 | 0 | 1 | 0 | 0 | 0 | 1 | 1 | 1 | 1 | 0 | 100% | #N/A
1976-09-20 | 9 | 20 | 2018 | 2018-09-20 | 4 | 0 | 19:00 | 19 | 73 | 74 | 55.94 | 70.88 | 59 | 57.92 | 50.36 | 66.02 | 57.2 | 59 | 73 | 62 | 61 | 64 | 71.96 | 0 | 0 | 0 | 1 | 0 | 0 | 0 | 1 | 1 | 1 | 1 | 0 | 100% | #N/A
1976-09-20 | 9 | 20 | 2018 | 2018-09-20 | 4 | 0 | 20:00 | 20 | 72 | 71 | 53.06 | 71.42 | 57.02 | 57.02 | 48.92 | 66.92 | 55.4 | 57 | 70 | 61 | 63 | 63 | 71.06 | 0 | 0 | 0 | 1 | 0 | 0 | 0 | 1 | 1 | 1 | 1 | 0 | 100% | #N/A
1976-09-20 | 9 | 20 | 2018 | 2018-09-20 | 4 | 0 | 21:00 | 21 | 71 | 70 | 51.08 | 71.06 | 55.94 | 55.04 | 47.12 | 66.92 | 55.4 | 55 | 66 | 60 | 57 | 63 | 69.08 | 0 | 0 | 0 | 1 | 0 | 0 | 0 | 1 | 1 | 1 | 1 | 0 | 100% | #N/A
1976-09-20 | 9 | 20 | 2018 | 2018-09-20 | 4 | 0 | 22:00 | 22 | 70 | 67 | 48.92 | 71.78 | 53.06 | 51.98 | 44.6 | 68 | 55.4 | 57 | 63 | 60 | 63 | 63 | 68 | 0 | 0 | 0 | 1 | 0 | 0 | 0 | 1 | 1 | 1 | 1 | 0 | 100% | #N/A
1976-09-20 | 9 | 20 | 2018 | 2018-09-20 | 4 | 0 | 23:00 | 23 | 70 | 65 | 48.2 | 72.32 | 51.08 | 50 | 44.78 | 68 | 53.6 | 57 | 62 | 59 | 61 | 61 | 66.92 | 0 | 0 | 0 | 1 | 0 | 0 | 0 | 1 | 1 | 1 | 1 | 0 | 100% | #N/A
1976-09-20 | 9 | 20 | 2018 | 2018-09-20 | 4 | 0 | 24:00 | 24 | 69 | 62 | 46.4 | 72.32 | 51.98 | 48.02 | 44.78 | 66.92 | 51.8 | 57 | 60 | 59 | 61 | 61 | 66.02 | 0 | 0 | 0 | 0 | 1 | 0 | 0 | 1 | 1 | 1 | 1 | 0 | 100% | #N/A
1976-09-21 | 9 | 21 | 2018 | 2018-09-21 | 5 | 0 | 1:00 | 1 | 69 | 63 | 46.4 | 72.14 | 53.06 | 46.94 | 43.16 | 66.92 | 48.2 | 57 | 59 | 60 | 61 | 61 | 64.04 | 0 | 0 | 0 | 0 | 1 | 0 | 0 | 1 | 1 | 1 | 1 | 0 | 100% | #N/A
1976-09-21 | 9 | 21 | 2018 | 2018-09-21 | 5 | 0 | 2:00 | 2 | 68 | 62 | 46.94 | 71.96 | 51.98 | 44.06 | 41.72 | 66.02 | 48.2 | 57 | 60 | 59 | 59 | 59 | 64.94 | 0 | 0 | 0 | 0 | 1 | 0 | 0 | 1 | 1 | 1 | 1 | 0 | 100% | #N/A
1976-09-21 | 9 | 21 | 2018 | 2018-09-21 | 5 | 0 | 3:00 | 3 | 67 | 62 | 48.02 | 71.24 | 51.08 | 44.96 | 41.54 | 66.02 | 48.2 | 57 | 58 | 59 | 57 | 61 | 64.04 | 0 | 0 | 0 | 0 | 1 | 0 | 0 | 1 | 1 | 1 | 1 | 0 | 100% | #N/A
1976-09-21 | 9 | 21 | 2018 | 2018-09-21 | 5 | 0 | 4:00 | 4 | 66 | 61 | 44.96 | 71.06 | 48.02 | 44.96 | 42.26 | 66.2 | 46.4 | 57 | 63 | 58 | 57 | 57 | 64.04 | 0 | 0 | 0 | 0 | 1 | 0 | 0 | 1 | 1 | 1 | 1 | 0 | 100% | #N/A
1976-09-21 | 9 | 21 | 2018 | 2018-09-21 | 5 | 0 | 5:00 | 5 | 66 | 61 | 44.6 | 70.52 | 46.04 | 44.96 | 42.62 | 66.02 | 46.4 | 55 | 65 | 56 | 57 | 57 | 62.96 | 0 | 0 | 0 | 0 | 1 | 0 | 0 | 1 | 1 | 1 | 1 | 0 | 100% | #N/A
1976-09-21 | 9 | 21 | 2018 | 2018-09-21 | 5 | 0 | 6:00 | 6 | 66 | 60 | 48.92 | 69.08 | 44.6 | 42.98 | 41 | 66.02 | 44.6 | 55 | 60 | 54 | 57 | 61 | 62.96 | 0 | 0 | 0 | 0 | 1 | 0 | 0 | 1 | 1 | 1 | 1 | 0 | 100% | #N/A
1976-09-21 | 9 | 21 | 2018 | 2018-09-21 | 5 | 0 | 7:00 | 7 | 66 | 63 | 53.06 | 68.72 | 48.92 | 48.92 | 44.96 | 64.94 | 46.4 | 55 | 66 | 55 | 59 | 63 | 66.02 | 0 | 0 | 0 | 0 | 1 | 0 | 0 | 1 | 1 | 1 | 1 | 0 | 100% | #N/A
1976-09-21 | 9 | 21 | 2018 | 2018-09-21 | 5 | 0 | 8:00 | 8 | 67 | 66 | 59 | 68.72 | 55.94 | 53.96 | 50.54 | 64.94 | 51.8 | 57 | 71 | 56 | 59 | 70 | 69.08 | 0 | 0 | 0 | 1 | 0 | 0 | 0 | 1 | 1 | 1 | 1 | 0 | 100% | #N/A
1976-09-21 | 9 | 21 | 2018 | 2018-09-21 | 5 | 0 | 9:00 | 9 | 69 | 72 | 62.06 | 68.54 | 60.08 | 59 | 55.22 | 66.2 | 57.2 | 57 | 75 | 59 | 61 | 73 | 73.94 | 0 | 0 | 0 | 1 | 0 | 0 | 0 | 1 | 1 | 1 | 1 | 0 | 100% | #N/A
1976-09-21 | 9 | 21 | 2018 | 2018-09-21 | 5 | 0 | 10:00 | 10 | 70 | 77 | 64.94 | 68.72 | 62.06 | 62.06 | 60.44 | 66.92 | 60.8 | 57 | 79 | 62 | 61 | 73 | 78.08 | 0 | 0 | 0 | 1 | 0 | 0 | 0 | 1 | 1 | 1 | 1 | 0 | 100% | #N/A
1976-09-21 | 9 | 21 | 2018 | 2018-09-21 | 5 | 0 | 11:00 | 11 | 69 | 81 | 64.94 | 68.18 | 62.96 | 64.04 | 62.96 | 66.92 | 62.6 | 57 | 82 | 63 | 57 | 68 | 82.04 | 0 | 0 | 0 | 1 | 0 | 0 | 0 | 1 | 1 | 1 | 1 | 0 | 100% | #N/A
1976-09-21 | 9 | 21 | 2018 | 2018-09-21 | 5 | 0 | 12:00 | 12 | 68 | 83 | 64.94 | 68.18 | 62.06 | 64.04 | 64.4 | 68 | 62.6 | 57 | 82 | 64 | 55 | 72 | 82.94 | 0 | 0 | 0 | 1 | 0 | 0 | 0 | 1 | 1 | 1 | 1 | 0 | 100% | #N/A
1976-09-21 | 9 | 21 | 2018 | 2018-09-21 | 5 | 0 | 13:00 | 13 | 67 | 84 | 64.94 | 69.08 | 62.96 | 64.94 | 68 | 68 | 64.4 | 57 | 82 | 64 | 55 | 73 | 84.02 | 0 | 0 | 0 | 1 | 0 | 0 | 0 | 1 | 1 | 1 | 1 | 0 | 100% | #N/A
1976-09-21 | 9 | 21 | 2018 | 2018-09-21 | 5 | 0 | 14:00 | 14 | 67 | 83 | 66.2 | 69.44 | 62.06 | 64.94 | 66.2 | 68 | 66.2 | 55 | 81 | 63 | 55 | 73 | 84.02 | 0 | 0 | 0 | 1 | 0 | 0 | 0 | 1 | 1 | 1 | 1 | 0 | 100% | #N/A
1976-09-21 | 9 | 21 | 2018 | 2018-09-21 | 5 | 0 | 15:00 | 15 | 68 | 83 | 64.94 | 71.06 | 60.98 | 64.94 | 68 | 66.92 | 66.2 | 54 | 82 | 62 | 54 | 72 | 82.94 | 0 | 0 | 0 | 1 | 0 | 0 | 0 | 1 | 1 | 1 | 1 | 0 | 100% | #N/A
1976-09-21 | 9 | 21 | 2018 | 2018-09-21 | 5 | 0 | 16:00 | 16 | 68 | 80 | 62.96 | 70.88 | 59 | 62.96 | 70.16 | 66.02 | 64.4 | 52 | 76 | 62 | 54 | 72 | 78.98 | 0 | 0 | 0 | 1 | 0 | 0 | 0 | 1 | 1 | 1 | 1 | 0 | 100% | #N/A
1976-09-21 | 9 | 21 | 2018 | 2018-09-21 | 5 | 0 | 17:00 | 17 | 67 | 78 | 60.08 | 71.06 | 57.92 | 60.08 | 67.64 | 64.04 | 62.6 | 52 | 73 | 59 | 52 | 68 | 77 | 0 | 0 | 0 | 1 | 0 | 0 | 0 | 1 | 1 | 1 | 1 | 0 | 100% | #N/A
1976-09-21 | 9 | 21 | 2018 | 2018-09-21 | 5 | 0 | 18:00 | 18 | 66 | 76 | 57.02 | 68.9 | 55.94 | 57.02 | 61.88 | 62.96 | 60.8 | 52 | 71 | 59 | 52 | 64 | 75.02 | 0 | 0 | 0 | 1 | 0 | 0 | 0 | 1 | 1 | 1 | 1 | 0 | 100% | #N/A
1976-09-21 | 9 | 21 | 2018 | 2018-09-21 | 5 | 0 | 19:00 | 19 | 65 | 73 | 53.06 | 67.82 | 51.98 | 55.04 | 59.18 | 62.96 | 59 | 52 | 68 | 58 | 52 | 63 | 71.96 | 0 | 0 | 0 | 1 | 0 | 0 | 0 | 1 | 1 | 1 | 1 | 0 | 100% | #N/A
1976-09-21 | 9 | 21 | 2018 | 2018-09-21 | 5 | 0 | 20:00 | 20 | 64 | 70 | 50 | 67.28 | 50 | 50 | 58.28 | 62.96 | 59 | 50 | 68 | 56 | 50 | 61 | 69.08 | 0 | 0 | 0 | 1 | 0 | 0 | 0 | 1 | 1 | 1 | 1 | 0 | 100% | #N/A
1976-09-21 | 9 | 21 | 2018 | 2018-09-21 | 5 | 0 | 21:00 | 21 | 63 | 69 | 48.2 | 66.2 | 46.94 | 50 | 57.2 | 62.96 | 60.8 | 50 | 65 | 55 | 50 | 59 | 69.98 | 0 | 0 | 0 | 1 | 0 | 0 | 0 | 1 | 1 | 1 | 1 | 0 | 100% | #N/A
1976-09-21 | 9 | 21 | 2018 | 2018-09-21 | 5 | 0 | 22:00 | 22 | 62 | 66 | 46.4 | 66.56 | 46.04 | 48.92 | 56.48 | 62.96 | 60.8 | 50 | 64 | 55 | 50 | 59 | 68 | 0 | 0 | 0 | 1 | 0 | 0 | 0 | 1 | 1 | 1 | 1 | 0 | 100% | #N/A
1976-09-21 | 9 | 21 | 2018 | 2018-09-21 | 5 | 0 | 23:00 | 23 | 60 | 64 | 44.96 | 66.56 | 46.04 | 48.92 | 53.6 | 62.06 | 60.8 | 50 | 59 | 54 | 50 | 57 | 66.92 | 0 | 0 | 0 | 1 | 0 | 0 | 0 | 1 | 1 | 1 | 1 | 0 | 100% | #N/A
1976-09-21 | 9 | 21 | 2018 | 2018-09-21 | 5 | 0 | 24:00 | 24 | 58 | 65 | 46.4 | 65.66 | 44.96 | 48.02 | 46.94 | 62.06 | 62.6 | 50 | 58 | 53 | 48 | 55 | 69.08 | 0 | 0 | 0 | 0 | 1 | 0 | 0 | 1 | 1 | 1 | 1 | 0 | 100% | #N/A
1976-09-22 | 9 | 22 | 2018 | 2018-09-22 | 6 | 0 | 1:00 | 1 | 56 | 65 | 44.6 | 63.86 | 44.96 | 46.4 | 46.04 | 60.08 | 62.6 | 48 | 55 | 52 | 48 | 55 | 68 | 0 | 0 | 0 | 0 | 1 | 0 | 0 | 1 | 1 | 1 | 1 | 0 | 100% | #N/A
1976-09-22 | 9 | 22 | 2018 | 2018-09-22 | 6 | 0 | 2:00 | 2 | 54 | 64 | 44.6 | 60.98 | 46.04 | 48.02 | 49.1 | 59 | 62.6 | 48 | 56 | 52 | 48 | 52 | 66.92 | 0 | 0 | 0 | 0 | 1 | 0 | 0 | 1 | 1 | 1 | 1 | 0 | 100% | #N/A
1976-09-22 | 9 | 22 | 2018 | 2018-09-22 | 6 | 0 | 3:00 | 3 | 51 | 64 | 44.6 | 60.08 | 46.04 | 44.6 | 49.82 | 59 | 62.6 | 48 | 56 | 51 | 48 | 52 | 66.02 | 0 | 0 | 0 | 0 | 1 | 0 | 0 | 1 | 1 | 1 | 1 | 0 | 100% | #N/A
1976-09-22 | 9 | 22 | 2018 | 2018-09-22 | 6 | 0 | 4:00 | 4 | 49 | 64 | 42.8 | 60.8 | 46.94 | 46.94 | 49.64 | 57.92 | 62.6 | 48 | 58 | 50 | 48 | 52 | 64.94 | 0 | 0 | 0 | 0 | 1 | 0 | 0 | 1 | 1 | 1 | 1 | 0 | 100% | #N/A
1976-09-22 | 9 | 22 | 2018 | 2018-09-22 | 6 | 0 | 5:00 | 5 | 50 | 63 | 44.6 | 60.44 | 46.04 | 46.94 | 50 | 57.92 | 64.4 | 48 | 58 | 48 | 48 | 50 | 64.94 | 0 | 0 | 0 | 0 | 1 | 0 | 0 | 1 | 1 | 1 | 1 | 0 | 100% | #N/A
1976-09-22 | 9 | 22 | 2018 | 2018-09-22 | 6 | 0 | 6:00 | 6 | 50 | 63 | 44.96 | 57.92 | 46.04 | 48.02 | 51.08 | 57.92 | 64.4 | 48 | 59 | 46 | 48 | 50 | 62.96 | 0 | 0 | 0 | 0 | 1 | 0 | 0 | 1 | 1 | 1 | 1 | 0 | 100% | #N/A
1976-09-22 | 9 | 22 | 2018 | 2018-09-22 | 6 | 0 | 7:00 | 7 | 51 | 64 | 50 | 57.74 | 48.92 | 48.92 | 52.34 | 57.92 | 64.4 | 48 | 59 | 47 | 48 | 54 | 64.04 | 0 | 0 | 0 | 0 | 1 | 0 | 0 | 1 | 1 | 1 | 1 | 0 | 100% | #N/A
1976-09-22 | 9 | 22 | 2018 | 2018-09-22 | 6 | 0 | 8:00 | 8 | 55 | 64 | 53.96 | 58.82 | 51.98 | 51.08 | 54.14 | 59 | 66.2 | 50 | 62 | 48 | 48 | 57 | 64.04 | 0 | 0 | 0 | 0 | 1 | 0 | 0 | 1 | 1 | 1 | 1 | 0 | 100% | #N/A
1976-09-22 | 9 | 22 | 2018 | 2018-09-22 | 6 | 0 | 9:00 | 9 | 58 | 66 | 57.02 | 59 | 53.96 | 53.96 | 58.46 | 59 | 68 | 52 | 62 | 49 | 50 | 61 | 66.02 | 0 | 0 | 0 | 0 | 1 | 0 | 0 | 1 | 1 | 1 | 1 | 0 | 100% | #N/A
1976-09-22 | 9 | 22 | 2018 | 2018-09-22 | 6 | 0 | 10:00 | 10 | 62 | 65 | 57.92 | 58.82 | 55.04 | 55.94 | 60.44 | 60.98 | 68 | 54 | 63 | 52 | 50 | 64 | 68 | 0 | 0 | 0 | 0 | 1 | 0 | 0 | 1 | 1 | 1 | 1 | 0 | 100% | #N/A
1976-09-22 | 9 | 22 | 2018 | 2018-09-22 | 6 | 0 | 11:00 | 11 | 63 | 65 | 60.98 | 59.54 | 57.2 | 57.02 | 64.22 | 62.06 | 68 | 54 | 65 | 52 | 52 | 64 | 69.98 | 0 | 0 | 0 | 0 | 1 | 0 | 0 | 1 | 1 | 1 | 1 | 0 | 100% | #N/A
1976-09-22 | 9 | 22 | 2018 | 2018-09-22 | 6 | 0 | 12:00 | 12 | 65 | 68 | 62.06 | 59.54 | 59 | 59 | 66.2 | 64.04 | 71.6 | 54 | 67 | 56 | 52 | 64 | 71.06 | 0 | 0 | 0 | 0 | 1 | 0 | 0 | 1 | 1 | 1 | 1 | 0 | 100% | #N/A
1976-09-22 | 9 | 22 | 2018 | 2018-09-22 | 6 | 0 | 13:00 | 13 | 66 | 67 | 64.04 | 59.54 | 60.08 | 62.06 | 70.34 | 64.94 | 73.4 | 54 | 69 | 57 | 52 | 66 | 71.96 | 0 | 0 | 0 | 0 | 1 | 0 | 0 | 1 | 1 | 1 | 1 | 0 | 100% | #N/A
1976-09-22 | 9 | 22 | 2018 | 2018-09-22 | 6 | 0 | 14:00 | 14 | 66 | 70 | 64.94 | 60.08 | 62.6 | 64.94 | 71.24 | 64.94 | 73.4 | 54 | 68 | 59 | 52 | 66 | 71.06 | 0 | 0 | 0 | 0 | 1 | 0 | 0 | 1 | 1 | 1 | 1 | 0 | 100% | #N/A
1976-09-22 | 9 | 22 | 2018 | 2018-09-22 | 6 | 0 | 15:00 | 15 | 66 | 71 | 64.94 | 60.44 | 62.6 | 66.02 | 73.4 | 64.94 | 73.4 | 54 | 69 | 60 | 52 | 68 | 71.06 | 0 | 0 | 0 | 0 | 1 | 0 | 0 | 1 | 1 | 1 | 1 | 0 | 100% | #N/A
1976-09-22 | 9 | 22 | 2018 | 2018-09-22 | 6 | 0 | 16:00 | 16 | 66 | 70 | 64.04 | 60.08 | 62.06 | 64.04 | 72.86 | 62.96 | 71.6 | 54 | 67 | 58 | 50 | 66 | 68 | 0 | 0 | 0 | 0 | 1 | 0 | 0 | 1 | 1 | 1 | 1 | 0 | 100% | #N/A
1976-09-22 | 9 | 22 | 2018 | 2018-09-22 | 6 | 0 | 17:00 | 17 | 64 | 69 | 62.06 | 60.62 | 60.08 | 62.06 | 70.52 | 60.98 | 69.8 | 52 | 63 | 55 | 48 | 64 | 66.02 | 0 | 0 | 0 | 0 | 1 | 0 | 0 | 1 | 1 | 1 | 1 | 0 | 100% | #N/A
1976-09-22 | 9 | 22 | 2018 | 2018-09-22 | 6 | 0 | 18:00 | 18 | 62 | 67 | 60.08 | 60.8 | 57.02 | 57.92 | 65.48 | 60.08 | 66.2 | 52 | 60 | 51 | 48 | 57 | 62.96 | 0 | 0 | 0 | 0 | 1 | 0 | 0 | 1 | 1 | 1 | 1 | 0 | 100% | #N/A
1976-09-22 | 9 | 22 | 2018 | 2018-09-22 | 6 | 0 | 19:00 | 19 | 60 | 65 | 59 | 60.08 | 55.94 | 55.94 | 61.52 | 60.08 | 66.2 | 48 | 58 | 44 | 46 | 54 | 60.98 | 0 | 0 | 0 | 0 | 1 | 0 | 0 | 1 | 1 | 1 | 1 | 0 | 100% | #N/A
1976-09-22 | 9 | 22 | 2018 | 2018-09-22 | 6 | 0 | 20:00 | 20 | 59 | 64 | 57.92 | 60.26 | 55.94 | 53.96 | 59.9 | 60.08 | 66.2 | 48 | 56 | 45 | 48 | 55 | 60.08 | 0 | 0 | 0 | 0 | 1 | 0 | 0 | 1 | 1 | 1 | 1 | 0 | 100% | #N/A
1976-09-22 | 9 | 22 | 2018 | 2018-09-22 | 6 | 0 | 21:00 | 21 | 57 | 63 | 57.2 | 60.62 | 55.4 | 53.6 | 58.1 | 60.98 | 66.2 | 48 | 55 | 47 | 46 | 52 | 60.98 | 0 | 0 | 0 | 0 | 1 | 0 | 0 | 1 | 1 | 1 | 1 | 0 | 100% | #N/A
1976-09-22 | 9 | 22 | 2018 | 2018-09-22 | 6 | 0 | 22:00 | 22 | 56 | 62 | 53.6 | 61.7 | 57.2 | 55.4 | 55.76 | 62.06 | 66.2 | 46 | 55 | 48 | 46 | 50 | 60.98 | 0 | 0 | 0 | 0 | 1 | 0 | 0 | 1 | 1 | 1 | 1 | 0 | 100% | #N/A
1976-09-22 | 9 | 22 | 2018 | 2018-09-22 | 6 | 0 | 23:00 | 23 | 54 | 59 | 53.6 | 62.24 | 57.2 | 55.94 | 51.44 | 62.06 | 66.2 | 46 | 54 | 48 | 46 | 50 | 60.98 | 0 | 0 | 0 | 0 | 1 | 0 | 0 | 1 | 1 | 1 | 1 | 0 | 100% | #N/A
1976-09-22 | 9 | 22 | 2018 | 2018-09-22 | 6 | 0 | 24:00 | 24 | 51 | 59 | 57.2 | 61.88 | 57.2 | 55.4 | 48.74 | 62.06 | 66.2 | 46 | 55 | 47 | 46 | 52 | 60.98 | 0 | 0 | 0 | 0 | 1 | 0 | 0 | 1 | 1 | 1 | 1 | 0 | 100% | #N/A
1976-09-23 | 9 | 23 | 2018 | 2018-09-23 | 7 | 0 | 1:00 | 1 | 49 | 59 | 57.2 | 62.6 | 57.2 | 55.4 | 48.2 | 62.06 | 66.2 | 45 | 55 | 48 | 46 | 48 | 60.98 | 0 | 0 | 0 | 0 | 1 | 0 | 0 | 1 | 1 | 1 | 1 | 0 | 100% | #N/A
1976-09-23 | 9 | 23 | 2018 | 2018-09-23 | 7 | 0 | 2:00 | 2 | 49 | 58 | 57.2 | 62.24 | 57.2 | 55.94 | 46.4 | 62.96 | 66.2 | 45 | 55 | 47 | 46 | 52 | 60.98 | 0 | 0 | 0 | 0 | 1 | 0 | 0 | 1 | 1 | 1 | 1 | 0 | 100% | #N/A
1976-09-23 | 9 | 23 | 2018 | 2018-09-23 | 7 | 0 | 3:00 | 3 | 48 | 57 | 57.2 | 61.52 | 57.2 | 55.4 | 46.4 | 62.96 | 66.2 | 45 | 53 | 46 | 46 | 50 | 60.98 | 0 | 0 | 0 | 0 | 1 | 0 | 0 | 1 | 1 | 1 | 1 | 0 | 100% | #N/A
1976-09-23 | 9 | 23 | 2018 | 2018-09-23 | 7 | 0 | 4:00 | 4 | 48 | 57 | 57.2 | 61.34 | 55.94 | 55.4 | 50 | 62.96 | 66.2 | 46 | 53 | 46 | 45 | 52 | 60.98 | 0 | 0 | 0 | 0 | 1 | 0 | 0 | 1 | 1 | 1 | 1 | 0 | 100% | #N/A
1976-09-23 | 9 | 23 | 2018 | 2018-09-23 | 7 | 0 | 5:00 | 5 | 48 | 57 | 57.92 | 61.52 | 55.4 | 55.04 | 50 | 62.96 | 66.2 | 45 | 55 | 46 | 39 | 52 | 60.98 | 0 | 0 | 0 | 0 | 1 | 0 | 0 | 1 | 1 | 1 | 1 | 0 | 100% | #N/A
1976-09-23 | 9 | 23 | 2018 | 2018-09-23 | 7 | 0 | 6:00 | 6 | 49 | 57 | 57.2 | 61.88 | 55.4 | 55.04 | 51.8 | 62.06 | 66.2 | 45 | 54 | 46 | 39 | 52 | 62.06 | 0 | 0 | 0 | 0 | 1 | 0 | 0 | 1 | 1 | 1 | 1 | 0 | 100% | #N/A
1976-09-23 | 9 | 23 | 2018 | 2018-09-23 | 7 | 0 | 7:00 | 7 | 49 | 58 | 57.2 | 62.24 | 55.4 | 55.94 | 51.8 | 62.06 | 64.4 | 46 | 56 | 49 | 43 | 54 | 62.06 | 0 | 0 | 0 | 0 | 1 | 0 | 0 | 1 | 1 | 1 | 1 | 0 | 100% | #N/A
1976-09-23 | 9 | 23 | 2018 | 2018-09-23 | 7 | 0 | 8:00 | 8 | 55 | 59 | 57.2 | 62.42 | 57.2 | 55.4 | 53.6 | 62.96 | 64.4 | 46 | 58 | 52 | 50 | 57 | 62.96 | 0 | 0 | 0 | 0 | 1 | 0 | 0 | 1 | 1 | 1 | 1 | 0 | 100% | #N/A
1976-09-23 | 9 | 23 | 2018 | 2018-09-23 | 7 | 0 | 9:00 | 9 | 60 | 60 | 59 | 64.58 | 57.2 | 57.2 | 57.2 | 66.92 | 66.2 | 50 | 59 | 55 | 54 | 63 | 64.04 | 0 | 0 | 0 | 0 | 1 | 0 | 0 | 1 | 1 | 1 | 1 | 0 | 100% | #N/A
1976-09-23 | 9 | 23 | 2018 | 2018-09-23 | 7 | 0 | 10:00 | 10 | 66 | 61 | 60.8 | 65.66 | 57.2 | 57.2 | 57.2 | 69.98 | 68 | 54 | 62 | 60 | 57 | 64 | 66.02 | 0 | 0 | 0 | 0 | 1 | 0 | 0 | 1 | 1 | 1 | 1 | 0 | 100% | #N/A
1976-09-23 | 9 | 23 | 2018 | 2018-09-23 | 7 | 0 | 11:00 | 11 | 68 | 64 | 62.06 | 68.18 | 60.98 | 60.8 | 60.8 | 71.96 | 68 | 55 | 62 | 64 | 63 | 64 | 66.92 | 0 | 0 | 0 | 0 | 1 | 0 | 0 | 1 | 1 | 1 | 1 | 0 | 100% | #N/A
1976-09-23 | 9 | 23 | 2018 | 2018-09-23 | 7 | 0 | 12:00 | 12 | 69 | 65 | 64.4 | 70.52 | 62.06 | 64.04 | 68 | 75.92 | 68 | 59 | 63 | 67 | 64 | 66 | 68 | 0 | 0 | 0 | 0 | 1 | 0 | 0 | 1 | 1 | 1 | 1 | 0 | 100% | #N/A
1976-09-23 | 9 | 23 | 2018 | 2018-09-23 | 7 | 0 | 13:00 | 13 | 71 | 66 | 66.2 | 73.04 | 64.4 | 66.2 | 71.78 | 78.08 | 69.8 | 61 | 63 | 69 | 66 | 68 | 71.96 | 0 | 0 | 0 | 0 | 1 | 0 | 0 | 1 | 1 | 1 | 1 | 0 | 100% | #N/A
1976-09-23 | 9 | 23 | 2018 | 2018-09-23 | 7 | 0 | 14:00 | 14 | 71 | 67 | 71.96 | 74.48 | 66.2 | 71.06 | 73.58 | 78.98 | 68 | 63 | 64 | 71 | 66 | 66 | 73.94 | 0 | 0 | 0 | 0 | 1 | 0 | 0 | 1 | 1 | 1 | 1 | 0 | 100% | #N/A
1976-09-23 | 9 | 23 | 2018 | 2018-09-23 | 7 | 0 | 15:00 | 15 | 71 | 67 | 73.94 | 71.06 | 69.08 | 71.96 | 73.04 | 80.06 | 68 | 63 | 66 | 72 | 70 | 64 | 73.94 | 0 | 0 | 0 | 0 | 1 | 0 | 0 | 1 | 1 | 1 | 1 | 0 | 100% | #N/A
1976-09-23 | 9 | 23 | 2018 | 2018-09-23 | 7 | 0 | 16:00 | 16 | 71 | 67 | 73.04 | 70.7 | 64.94 | 71.96 | 72.32 | 80.06 | 68 | 64 | 65 | 68 | 68 | 63 | 73.04 | 0 | 0 | 0 | 0 | 1 | 0 | 0 | 1 | 1 | 1 | 1 | 0 | 100% | #N/A
1976-09-23 | 9 | 23 | 2018 | 2018-09-23 | 7 | 0 | 17:00 | 17 | 71 | 67 | 71.06 | 67.46 | 60.08 | 69.98 | 69.26 | 78.08 | 66.2 | 63 | 63 | 66 | 66 | 63 | 69.98 | 0 | 0 | 0 | 0 | 1 | 0 | 0 | 1 | 1 | 1 | 1 | 0 | 100% | #N/A
1976-09-23 | 9 | 23 | 2018 | 2018-09-23 | 7 | 0 | 18:00 | 18 | 70 | 64 | 66.02 | 65.84 | 60.8 | 66.02 | 68.36 | 75.02 | 62.6 | 54 | 62 | 65 | 57 | 63 | 68 | 0 | 0 | 0 | 0 | 1 | 0 | 0 | 1 | 1 | 1 | 1 | 0 | 100% | #N/A
1976-09-23 | 9 | 23 | 2018 | 2018-09-23 | 7 | 0 | 19:00 | 19 | 70 | 64 | 64.04 | 63.86 | 60.08 | 62.96 | 68 | 69.98 | 59 | 50 | 62 | 63 | 57 | 63 | 66.92 | 0 | 0 | 0 | 0 | 1 | 0 | 0 | 1 | 1 | 1 | 1 | 0 | 100% | #N/A
1976-09-23 | 9 | 23 | 2018 | 2018-09-23 | 7 | 0 | 20:00 | 20 | 70 | 63 | 62.06 | 62.06 | 62.96 | 64.94 | 68 | 68 | 57.2 | 52 | 61 | 61 | 55 | 63 | 64.94 | 0 | 0 | 0 | 0 | 1 | 0 | 0 | 1 | 1 | 1 | 1 | 0 | 100% | #N/A
1976-09-23 | 9 | 23 | 2018 | 2018-09-23 | 7 | 0 | 21:00 | 21 | 70 | 63 | 60.8 | 62.6 | 62.6 | 64.04 | 66.2 | 68 | 57.2 | 48 | 61 | 59 | 54 | 61 | 64.04 | 0 | 0 | 0 | 0 | 1 | 0 | 0 | 1 | 1 | 1 | 1 | 0 | 100% | #N/A
1976-09-23 | 9 | 23 | 2018 | 2018-09-23 | 7 | 0 | 22:00 | 22 | 70 | 62 | 62.96 | 62.6 | 64.04 | 64.4 | 66.2 | 68 | 57.2 | 50 | 61 | 58 | 55 | 63 | 64.04 | 0 | 0 | 0 | 0 | 1 | 0 | 0 | 1 | 1 | 1 | 1 | 0 | 100% | #N/A
1976-09-23 | 9 | 23 | 2018 | 2018-09-23 | 7 | 0 | 23:00 | 23 | 70 | 62 | 64.4 | 61.88 | 62.6 | 64.94 | 64.4 | 68 | 55.4 | 50 | 61 | 56 | 52 | 61 | 62.96 | 0 | 0 | 0 | 0 | 1 | 0 | 0 | 1 | 1 | 1 | 1 | 0 | 100% | #N/A
1976-09-23 | 9 | 23 | 2018 | 2018-09-23 | 7 | 0 | 24:00 | 24 | 70 | 62 | 66.2 | 63.14 | 62.06 | 64.4 | 62.6 | 66.92 | 55.4 | 61 | 60 | 53 | 52 | 61 | 64.04 | 0 | 0 | 0 | 0 | 1 | 0 | 0 | 1 | 1 | 1 | 1 | 0 | 100% | #N/A
1976-09-24 | 9 | 24 | 2018 | 2018-09-24 | 1 | 0 | 1:00 | 1 | 70 | 62 | 68 | 64.4 | 62.6 | 66.2 | 62.6 | 66.02 | 57.2 | 61 | 60 | 50 | 52 | 61 | 64.94 | 0 | 0 | 0 | 0 | 1 | 0 | 0 | 1 | 1 | 1 | 1 | 0 | 100% | #N/A
1976-09-24 | 9 | 24 | 2018 | 2018-09-24 | 1 | 0 | 2:00 | 2 | 67 | 62 | 66.02 | 64.58 | 64.4 | 64.4 | 62.6 | 68 | 55.4 | 52 | 60 | 50 | 52 | 63 | 66.02 | 0 | 0 | 0 | 0 | 1 | 0 | 0 | 1 | 1 | 1 | 1 | 0 | 100% | #N/A
1976-09-24 | 9 | 24 | 2018 | 2018-09-24 | 1 | 0 | 3:00 | 3 | 63 | 62 | 66.02 | 64.4 | 64.94 | 64.4 | 59.9 | 73.04 | 55.4 | 48 | 60 | 47 | 52 | 63 | 66.02 | 0 | 0 | 0 | 0 | 1 | 0 | 0 | 1 | 1 | 1 | 1 | 0 | 100% | #N/A
1976-09-24 | 9 | 24 | 2018 | 2018-09-24 | 1 | 0 | 4:00 | 4 | 60 | 62 | 64.94 | 64.76 | 64.4 | 64.4 | 57.92 | 73.04 | 59 | 46 | 60 | 47 | 52 | 64 | 66.92 | 0 | 0 | 0 | 0 | 1 | 0 | 0 | 1 | 1 | 1 | 1 | 0 | 100% | #N/A
1976-09-24 | 9 | 24 | 2018 | 2018-09-24 | 1 | 0 | 5:00 | 5 | 59 | 62 | 64.04 | 63.86 | 64.4 | 62.96 | 55.4 | 73.04 | 57.2 | 46 | 60 | 47 | 48 | 66 | 66.92 | 0 | 0 | 0 | 0 | 1 | 0 | 0 | 1 | 1 | 1 | 1 | 0 | 100% | #N/A
1976-09-24 | 9 | 24 | 2018 | 2018-09-24 | 1 | 0 | 6:00 | 6 | 59 | 63 | 64.04 | 66.38 | 62.06 | 62.06 | 54.32 | 71.96 | 59 | 45 | 60 | 47 | 46 | 66 | 68 | 0 | 0 | 0 | 0 | 1 | 0 | 0 | 1 | 1 | 1 | 1 | 0 | 100% | #N/A
1976-09-24 | 9 | 24 | 2018 | 2018-09-24 | 1 | 0 | 7:00 | 7 | 58 | 64 | 64.04 | 65.66 | 62.96 | 62.06 | 55.4 | 73.94 | 62.6 | 48 | 61 | 48 | 52 | 66 | 69.08 | 0 | 0 | 0 | 0 | 1 | 0 | 0 | 1 | 1 | 1 | 1 | 0 | 100% | #N/A
1976-09-24 | 9 | 24 | 2018 | 2018-09-24 | 1 | 0 | 8:00 | 8 | 59 | 64 | 62.96 | 67.46 | 62.6 | 62.06 | 57.02 | 75.92 | 62.6 | 55 | 62 | 55 | 57 | 70 | 69.08 | 0 | 0 | 0 | 1 | 0 | 0 | 0 | 1 | 1 | 1 | 1 | 0 | 100% | #N/A
1976-09-24 | 9 | 24 | 2018 | 2018-09-24 | 1 | 0 | 9:00 | 9 | 60 | 65 | 66.02 | 73.4 | 64.94 | 64.04 | 59.54 | 77 | 66.2 | 64 | 63 | 62 | 63 | 72 | 69.08 | 0 | 0 | 0 | 1 | 0 | 0 | 0 | 1 | 1 | 1 | 1 | 0 | 100% | #N/A
1976-09-24 | 9 | 24 | 2018 | 2018-09-24 | 1 | 0 | 10:00 | 10 | 61 | 66 | 68 | 75.56 | 66.02 | 64.94 | 61.88 | 78.98 | 66.2 | 66 | 64 | 67 | 66 | 70 | 71.06 | 0 | 0 | 0 | 1 | 0 | 0 | 0 | 1 | 1 | 1 | 1 | 0 | 100% | #N/A
1976-09-24 | 9 | 24 | 2018 | 2018-09-24 | 1 | 0 | 11:00 | 11 | 62 | 68 | 69.98 | 77.72 | 68 | 66.92 | 64.04 | 80.96 | 71.6 | 72 | 64 | 69 | 70 | 70 | 73.04 | 0 | 0 | 0 | 1 | 0 | 0 | 0 | 1 | 1 | 1 | 1 | 0 | 100% | #N/A
1976-09-24 | 9 | 24 | 2018 | 2018-09-24 | 1 | 0 | 12:00 | 12 | 64 | 70 | 71.06 | 78.26 | 69.98 | 68 | 66.2 | 82.04 | 71.6 | 73 | 66 | 71 | 73 | 68 | 71.96 | 0 | 0 | 0 | 1 | 0 | 0 | 0 | 1 | 1 | 1 | 1 | 0 | 100% | #N/A
1976-09-24 | 9 | 24 | 2018 | 2018-09-24 | 1 | 0 | 13:00 | 13 | 65 | 71 | 69.98 | 75.74 | 69.98 | 69.08 | 67.46 | 84.02 | 71.6 | 73 | 66 | 73 | 73 | 68 | 73.04 | 0 | 0 | 0 | 1 | 0 | 0 | 0 | 1 | 1 | 1 | 1 | 0 | 100% | #N/A
1976-09-24 | 9 | 24 | 2018 | 2018-09-24 | 1 | 0 | 14:00 | 14 | 66 | 72 | 71.06 | 79.34 | 69.98 | 69.98 | 67.46 | 84.02 | 71.6 | 73 | 68 | 75 | 75 | 66 | 73.94 | 0 | 0 | 0 | 1 | 0 | 0 | 0 | 1 | 1 | 1 | 1 | 0 | 100% | #N/A
1976-09-24 | 9 | 24 | 2018 | 2018-09-24 | 1 | 0 | 15:00 | 15 | 66 | 72 | 71.06 | 73.22 | 69.98 | 69.98 | 67.28 | 84.92 | 68 | 73 | 68 | 74 | 75 | 66 | 71.96 | 0 | 0 | 0 | 1 | 0 | 0 | 0 | 1 | 1 | 1 | 1 | 0 | 100% | #N/A
1976-09-24 | 9 | 24 | 2018 | 2018-09-24 | 1 | 0 | 16:00 | 16 | 67 | 71 | 69.98 | 75.2 | 68 | 68 | 65.66 | 86 | 68 | 72 | 68 | 74 | 73 | 63 | 71.96 | 0 | 0 | 0 | 1 | 0 | 0 | 0 | 1 | 1 | 1 | 1 | 0 | 100% | #N/A
1976-09-24 | 9 | 24 | 2018 | 2018-09-24 | 1 | 0 | 17:00 | 17 | 65 | 71 | 66.92 | 76.1 | 66.02 | 66.02 | 63.86 | 82.94 | 68 | 68 | 68 | 72 | 70 | 61 | 71.06 | 0 | 0 | 0 | 1 | 0 | 0 | 0 | 1 | 1 | 1 | 1 | 0 | 100% | #N/A
1976-09-24 | 9 | 24 | 2018 | 2018-09-24 | 1 | 0 | 18:00 | 18 | 62 | 70 | 62.06 | 77.18 | 60.98 | 62.96 | 58.1 | 78.08 | 68 | 64 | 66 | 67 | 64 | 59 | 69.98 | 0 | 0 | 0 | 1 | 0 | 0 | 0 | 1 | 1 | 1 | 1 | 0 | 100% | #N/A
1976-09-24 | 9 | 24 | 2018 | 2018-09-24 | 1 | 0 | 19:00 | 19 | 60 | 69 | 59 | 75.38 | 57.92 | 60.08 | 47.48 | 77 | 66.2 | 57 | 66 | 65 | 64 | 59 | 69.08 | 0 | 0 | 0 | 1 | 0 | 0 | 0 | 1 | 1 | 1 | 1 | 0 | 100% | #N/A
1976-09-24 | 9 | 24 | 2018 | 2018-09-24 | 1 | 0 | 20:00 | 20 | 58 | 68 | 55.94 | 73.58 | 55.94 | 57.92 | 45.86 | 75.92 | 66.2 | 57 | 65 | 63 | 61 | 55 | 69.08 | 0 | 0 | 0 | 1 | 0 | 0 | 0 | 1 | 1 | 1 | 1 | 0 | 100% | #N/A
1976-09-24 | 9 | 24 | 2018 | 2018-09-24 | 1 | 0 | 21:00 | 21 | 55 | 64 | 48.02 | 71.06 | 53.06 | 55.04 | 43.7 | 71.06 | 66.2 | 61 | 65 | 61 | 63 | 54 | 69.98 | 0 | 0 | 0 | 1 | 0 | 0 | 0 | 1 | 1 | 1 | 1 | 0 | 100% | #N/A
1976-09-24 | 9 | 24 | 2018 | 2018-09-24 | 1 | 0 | 22:00 | 22 | 53 | 63 | 46.04 | 75.2 | 50 | 51.08 | 44.42 | 69.08 | 66.2 | 61 | 65 | 61 | 61 | 54 | 69.98 | 0 | 0 | 0 | 1 | 0 | 0 | 0 | 1 | 1 | 1 | 1 | 0 | 100% | #N/A
1976-09-24 | 9 | 24 | 2018 | 2018-09-24 | 1 | 0 | 23:00 | 23 | 53 | 62 | 44.06 | 75.38 | 51.08 | 48.92 | 44.6 | 71.96 | 68 | 57 | 64 | 57 | 59 | 52 | 71.06 | 0 | 0 | 0 | 1 | 0 | 0 | 0 | 1 | 1 | 1 | 1 | 0 | 100% | #N/A
1976-09-24 | 9 | 24 | 2018 | 2018-09-24 | 1 | 0 | 24:00 | 24 | 52 | 61 | 42.8 | 70.88 | 51.08 | 50 | 41 | 73.04 | 66.2 | 55 | 64 | 57 | 57 | 50 | 71.06 | 0 | 0 | 0 | 0 | 1 | 0 | 0 | 1 | 1 | 1 | 1 | 0 | 100% | #N/A
1976-09-25 | 9 | 25 | 2018 | 2018-09-25 | 2 | 0 | 1:00 | 1 | 52 | 58 | 42.8 | 72.5 | 50 | 46.94 | 39.2 | 77 | 68 | 54 | 64 | 59 | 55 | 48 | 69.08 | 0 | 0 | 0 | 0 | 1 | 0 | 0 | 1 | 1 | 1 | 1 | 0 | 100% | #N/A
1976-09-25 | 9 | 25 | 2018 | 2018-09-25 | 2 | 0 | 2:00 | 2 | 51 | 57 | 39.2 | 69.8 | 46.04 | 46.94 | 39.2 | 75.92 | 68 | 52 | 64 | 58 | 55 | 48 | 68 | 0 | 0 | 0 | 0 | 1 | 0 | 0 | 1 | 1 | 1 | 1 | 0 | 100% | #N/A
1976-09-25 | 9 | 25 | 2018 | 2018-09-25 | 2 | 0 | 3:00 | 3 | 50 | 57 | 39.2 | 70.34 | 44.06 | 44.96 | 39.2 | 75.02 | 68 | 52 | 63 | 57 | 54 | 48 | 68 | 0 | 0 | 0 | 0 | 1 | 0 | 0 | 1 | 1 | 1 | 1 | 0 | 100% | #N/A
1976-09-25 | 9 | 25 | 2018 | 2018-09-25 | 2 | 0 | 4:00 | 4 | 49 | 58 | 39.2 | 68.18 | 44.96 | 46.94 | 40.46 | 73.94 | 68 | 46 | 59 | 58 | 52 | 45 | 64.94 | 0 | 0 | 0 | 0 | 1 | 0 | 0 | 1 | 1 | 1 | 1 | 0 | 100% | #N/A
1976-09-25 | 9 | 25 | 2018 | 2018-09-25 | 2 | 0 | 5:00 | 5 | 49 | 57 | 39.2 | 69.08 | 44.96 | 44.06 | 41.54 | 73.94 | 68 | 48 | 58 | 57 | 52 | 46 | 62.96 | 0 | 0 | 0 | 0 | 1 | 0 | 0 | 1 | 1 | 1 | 1 | 0 | 100% | #N/A
1976-09-25 | 9 | 25 | 2018 | 2018-09-25 | 2 | 0 | 6:00 | 6 | 50 | 55 | 35.6 | 68.36 | 44.96 | 44.06 | 42.26 | 71.96 | 68 | 46 | 56 | 55 | 48 | 45 | 62.96 | 0 | 0 | 0 | 0 | 1 | 0 | 0 | 1 | 1 | 1 | 1 | 0 | 100% | #N/A
1976-09-25 | 9 | 25 | 2018 | 2018-09-25 | 2 | 0 | 7:00 | 7 | 50 | 57 | 44.06 | 69.26 | 50 | 48.92 | 43.88 | 73.94 | 69.8 | 48 | 58 | 55 | 52 | 46 | 62.96 | 0 | 0 | 0 | 0 | 1 | 0 | 0 | 1 | 1 | 1 | 1 | 0 | 100% | #N/A
1976-09-25 | 9 | 25 | 2018 | 2018-09-25 | 2 | 0 | 8:00 | 8 | 53 | 59 | 53.06 | 67.82 | 55.94 | 53.96 | 48.56 | 75.02 | 71.6 | 52 | 61 | 57 | 54 | 50 | 64.04 | 0 | 0 | 0 | 1 | 0 | 0 | 0 | 1 | 1 | 1 | 1 | 0 | 100% | #N/A
1976-09-25 | 9 | 25 | 2018 | 2018-09-25 | 2 | 0 | 9:00 | 9 | 56 | 62 | 60.98 | 71.06 | 60.08 | 59 | 51.44 | 77 | 73.4 | 55 | 64 | 60 | 59 | 52 | 66.02 | 0 | 0 | 0 | 1 | 0 | 0 | 0 | 1 | 1 | 1 | 1 | 0 | 100% | #N/A
1976-09-25 | 9 | 25 | 2018 | 2018-09-25 | 2 | 0 | 10:00 | 10 | 59 | 64 | 64.04 | 73.4 | 62.96 | 62.06 | 57.74 | 78.98 | 75.2 | 57 | 67 | 63 | 63 | 54 | 68 | 0 | 0 | 0 | 1 | 0 | 0 | 0 | 1 | 1 | 1 | 1 | 0 | 100% | #N/A
1976-09-25 | 9 | 25 | 2018 | 2018-09-25 | 2 | 0 | 11:00 | 11 | 61 | 67 | 64.04 | 77.18 | 64.04 | 64.04 | 60.62 | 80.06 | 75.2 | 55 | 68 | 64 | 64 | 55 | 69.98 | 0 | 0 | 0 | 1 | 0 | 0 | 0 | 1 | 1 | 1 | 1 | 0 | 100% | #N/A
1976-09-25 | 9 | 25 | 2018 | 2018-09-25 | 2 | 0 | 12:00 | 12 | 63 | 69 | 66.02 | 79.16 | 64.94 | 64.94 | 60.8 | 82.04 | 75.2 | 57 | 69 | 65 | 63 | 57 | 71.06 | 0 | 0 | 0 | 1 | 0 | 0 | 0 | 1 | 1 | 1 | 1 | 0 | 100% | #N/A
1976-09-25 | 9 | 25 | 2018 | 2018-09-25 | 2 | 0 | 13:00 | 13 | 65 | 70 | 66.92 | 79.88 | 66.02 | 66.92 | 63.14 | 82.04 | 77 | 57 | 71 | 66 | 63 | 59 | 73.04 | 0 | 0 | 0 | 1 | 0 | 0 | 0 | 1 | 1 | 1 | 1 | 0 | 100% | #N/A
1976-09-25 | 9 | 25 | 2018 | 2018-09-25 | 2 | 0 | 14:00 | 14 | 65 | 71 | 66.02 | 75.02 | 64.94 | 64.94 | 62.6 | 82.94 | 77 | 57 | 71 | 66 | 64 | 61 | 75.02 | 0 | 0 | 0 | 1 | 0 | 0 | 0 | 1 | 1 | 1 | 1 | 0 | 100% | #N/A
1976-09-25 | 9 | 25 | 2018 | 2018-09-25 | 2 | 0 | 15:00 | 15 | 65 | 71 | 66.92 | 75.56 | 64.94 | 66.92 | 64.4 | 82.94 | 77 | 55 | 68 | 65 | 63 | 59 | 73.94 | 0 | 0 | 0 | 1 | 0 | 0 | 0 | 1 | 1 | 1 | 1 | 0 | 100% | #N/A
1976-09-25 | 9 | 25 | 2018 | 2018-09-25 | 2 | 0 | 16:00 | 16 | 65 | 68 | 66.02 | 72.5 | 62.96 | 64.94 | 62.6 | 82.04 | 75.2 | 55 | 68 | 64 | 63 | 55 | 73.04 | 0 | 0 | 0 | 1 | 0 | 0 | 0 | 1 | 1 | 1 | 1 | 0 | 100% | #N/A
1976-09-25 | 9 | 25 | 2018 | 2018-09-25 | 2 | 0 | 17:00 | 17 | 65 | 67 | 62.96 | 73.4 | 62.06 | 62.96 | 61.52 | 80.96 | 73.4 | 54 | 65 | 62 | 59 | 54 | 71.96 | 0 | 0 | 0 | 1 | 0 | 0 | 0 | 1 | 1 | 1 | 1 | 0 | 100% | #N/A
1976-09-25 | 9 | 25 | 2018 | 2018-09-25 | 2 | 0 | 18:00 | 18 | 65 | 61 | 53.96 | 71.24 | 55.94 | 59 | 56.84 | 77 | 69.8 | 46 | 61 | 58 | 57 | 52 | 66.92 | 0 | 0 | 0 | 1 | 0 | 0 | 0 | 1 | 1 | 1 | 1 | 0 | 100% | #N/A
1976-09-25 | 9 | 25 | 2018 | 2018-09-25 | 2 | 0 | 19:00 | 19 | 65 | 59 | 48.92 | 69.26 | 53.96 | 53.96 | 47.3 | 75.02 | 68 | 45 | 55 | 55 | 48 | 52 | 64.04 | 0 | 0 | 0 | 1 | 0 | 0 | 0 | 1 | 1 | 1 | 1 | 0 | 100% | #N/A
1976-09-25 | 9 | 25 | 2018 | 2018-09-25 | 2 | 0 | 20:00 | 20 | 65 | 55 | 46.94 | 68.9 | 51.08 | 51.98 | 43.88 | 73.04 | 68 | 37 | 50 | 52 | 45 | 52 | 60.98 | 0 | 0 | 0 | 1 | 0 | 0 | 0 | 1 | 1 | 1 | 1 | 0 | 100% | #N/A
1976-09-25 | 9 | 25 | 2018 | 2018-09-25 | 2 | 0 | 21:00 | 21 | 65 | 55 | 44.6 | 69.08 | 48.02 | 50 | 43.16 | 71.06 | 68 | 37 | 48 | 48 | 43 | 52 | 60.08 | 0 | 0 | 0 | 1 | 0 | 0 | 0 | 1 | 1 | 1 | 1 | 0 | 100% | #N/A
1976-09-25 | 9 | 25 | 2018 | 2018-09-25 | 2 | 0 | 22:00 | 22 | 65 | 51 | 42.8 | 68.36 | 50 | 50 | 41 | 71.06 | 64.4 | 36 | 46 | 46 | 43 | 52 | 55.94 | 0 | 0 | 0 | 1 | 0 | 0 | 0 | 1 | 1 | 1 | 1 | 0 | 100% | #N/A
1976-09-25 | 9 | 25 | 2018 | 2018-09-25 | 2 | 0 | 23:00 | 23 | 62 | 51 | 42.8 | 66.2 | 46.94 | 48.02 | 40.1 | 66.92 | 64.4 | 34 | 45 | 44 | 41 | 52 | 55.94 | 0 | 0 | 0 | 1 | 0 | 0 | 0 | 1 | 1 | 1 | 1 | 0 | 100% | #N/A
1976-09-25 | 9 | 25 | 2018 | 2018-09-25 | 2 | 0 | 24:00 | 24 | 59 | 49 | 39.2 | 67.1 | 46.94 | 46.04 | 40.1 | 66.02 | 62.6 | 36 | 44 | 43 | 41 | 50 | 51.98 | 0 | 0 | 0 | 0 | 1 | 0 | 0 | 1 | 1 | 1 | 1 | 0 | 100% | #N/A
1976-09-26 | 9 | 26 | 2018 | 2018-09-26 | 3 | 0 | 1:00 | 1 | 56.0066 | 48 | 39.2 | 66.2 | 44.06 | 46.94 | 37.4 | 64.94 | 62.6 | 34 | 43 | 43 | 39 | 50 | 53.96 | 0 | 0 | 0 | 0 | 1 | 0 | 0 | 1 | 1 | 1 | 1 | 0 | 100% | #N/A
1976-09-26 | 9 | 26 | 2018 | 2018-09-26 | 3 | 0 | 2:00 | 2 | 56.0066 | 48 | 37.4 | 65.12 | 44.96 | 44.06 | 39.2 | 64.94 | 62.6 | 32 | 41 | 42 | 39 | 50 | 53.06 | 0 | 0 | 0 | 0 | 1 | 0 | 0 | 1 | 1 | 1 | 1 | 0 | 100% | #N/A
1976-09-26 | 9 | 26 | 2018 | 2018-09-26 | 3 | 0 | 3:00 | 3 | 56.0066 | 47 | 37.4 | 64.22 | 42.08 | 44.96 | 37.4 | 66.92 | 60.8 | 32 | 41 | 42 | 43 | 50 | 53.06 | 0 | 0 | 0 | 0 | 1 | 0 | 0 | 1 | 1 | 1 | 1 | 0 | 100% | #N/A
1976-09-26 | 9 | 26 | 2018 | 2018-09-26 | 3 | 0 | 4:00 | 4 | 56.0066 | 47 | 37.4 | 65.12 | 42.98 | 46.04 | 35.6 | 64.04 | 59 | 32 | 40 | 43 | 43 | 48 | 51.98 | 0 | 0 | 0 | 0 | 1 | 0 | 0 | 1 | 1 | 1 | 1 | 0 | 100% | #N/A
1976-09-26 | 9 | 26 | 2018 | 2018-09-26 | 3 | 0 | 5:00 | 5 | 56 | 48 | 35.6 | 65.84 | 44.06 | 44.96 | 35.6 | 64.04 | 59 | 32 | 39 | 41 | 41 | 48 | 51.98 | 0 | 0 | 0 | 0 | 1 | 0 | 0 | 1 | 1 | 1 | 1 | 0 | 100% | #N/A
1976-09-26 | 9 | 26 | 2018 | 2018-09-26 | 3 | 0 | 6:00 | 6 | 56 | 48 | 37.4 | 66.02 | 46.04 | 46.04 | 35.6 | 64.94 | 59 | 32 | 39 | 40 | 41 | 48 | 53.06 | 0 | 0 | 0 | 0 | 1 | 0 | 0 | 1 | 1 | 1 | 1 | 0 | 100% | #N/A
1976-09-26 | 9 | 26 | 2018 | 2018-09-26 | 3 | 0 | 7:00 | 7 | 56 | 49 | 37.4 | 65.3 | 51.08 | 48.02 | 40.1 | 66.92 | 60.8 | 34 | 41 | 41 | 43 | 48 | 55.94 | 0 | 0 | 0 | 0 | 1 | 0 | 0 | 1 | 1 | 1 | 1 | 0 | 100% | #N/A
1976-09-26 | 9 | 26 | 2018 | 2018-09-26 | 3 | 0 | 8:00 | 8 | 60 | 51 | 60.98 | 67.1 | 57.02 | 55.94 | 50.72 | 71.06 | 64.4 | 36 | 47 | 45 | 43 | 50 | 57.02 | 0 | 0 | 0 | 1 | 0 | 0 | 0 | 1 | 1 | 1 | 1 | 0 | 100% | #N/A
1976-09-26 | 9 | 26 | 2018 | 2018-09-26 | 3 | 0 | 9:00 | 9 | 64 | 54 | 64.94 | 68.18 | 62.06 | 62.06 | 59 | 75.02 | 64.4 | 45 | 53 | 50 | 45 | 50 | 62.06 | 0 | 0 | 0 | 1 | 0 | 0 | 0 | 1 | 1 | 1 | 1 | 0 | 100% | #N/A
1976-09-26 | 9 | 26 | 2018 | 2018-09-26 | 3 | 0 | 10:00 | 10 | 68 | 57 | 68 | 75.02 | 66.02 | 64.94 | 63.14 | 77 | 65.66 | 54 | 60 | 55 | 48 | 52 | 64.04 | 0 | 0 | 0 | 1 | 0 | 0 | 0 | 1 | 1 | 1 | 1 | 0 | 100% | #N/A
1976-09-26 | 9 | 26 | 2018 | 2018-09-26 | 3 | 0 | 11:00 | 11 | 68 | 58 | 69.98 | 77 | 69.08 | 68 | 66.38 | 78.98 | 66.74 | 57 | 66 | 60 | 55 | 54 | 66.92 | 0 | 0 | 0 | 1 | 0 | 0 | 0 | 1 | 1 | 1 | 1 | 0 | 100% | #N/A
1976-09-26 | 9 | 26 | 2018 | 2018-09-26 | 3 | 0 | 12:00 | 12 | 68 | 62 | 71.96 | 75.74 | 69.98 | 71.06 | 69.26 | 80.06 | 68 | 61 | 67 | 63 | 61 | 54 | 69.98 | 0 | 0 | 0 | 1 | 0 | 0 | 0 | 1 | 1 | 1 | 1 | 0 | 100% | #N/A
1976-09-26 | 9 | 26 | 2018 | 2018-09-26 | 3 | 0 | 13:00 | 13 | 68 | 62 | 73.94 | 74.3 | 71.06 | 71.96 | 70.7 | 82.04 | 68 | 63 | 67 | 66 | 64 | 55 | 68 | 0 | 0 | 0 | 1 | 0 | 0 | 0 | 1 | 1 | 1 | 1 | 0 | 100% | #N/A
1976-09-26 | 9 | 26 | 2018 | 2018-09-26 | 3 | 0 | 14:00 | 14 | 68 | 64 | 75.02 | 77.36 | 73.04 | 73.94 | 71.78 | 84.02 | 66.2 | 64 | 65 | 66 | 64 | 54 | 66.92 | 0 | 0 | 0 | 1 | 0 | 0 | 0 | 1 | 1 | 1 | 1 | 0 | 100% | #N/A
1976-09-26 | 9 | 26 | 2018 | 2018-09-26 | 3 | 0 | 15:00 | 15 | 68 | 63 | 73.94 | 78.98 | 73.04 | 73.94 | 72.14 | 84.02 | 64.4 | 66 | 66 | 66 | 66 | 54 | 66.92 | 0 | 0 | 0 | 1 | 0 | 0 | 0 | 1 | 1 | 1 | 1 | 0 | 100% | #N/A
1976-09-26 | 9 | 26 | 2018 | 2018-09-26 | 3 | 0 | 16:00 | 16 | 68 | 63 | 73.04 | 75.2 | 71.96 | 73.04 | 71.6 | 82.04 | 62.6 | 64 | 63 | 66 | 66 | 52 | 66.92 | 0 | 0 | 0 | 1 | 0 | 0 | 0 | 1 | 1 | 1 | 1 | 0 | 100% | #N/A
1976-09-26 | 9 | 26 | 2018 | 2018-09-26 | 3 | 0 | 17:00 | 17 | 68 | 63 | 69.98 | 76.64 | 69.08 | 71.06 | 68.18 | 80.06 | 60.8 | 61 | 62 | 62 | 63 | 52 | 66.02 | 0 | 0 | 0 | 1 | 0 | 0 | 0 | 1 | 1 | 1 | 1 | 0 | 100% | #N/A
1976-09-26 | 9 | 26 | 2018 | 2018-09-26 | 3 | 0 | 18:00 | 18 | 68 | 62 | 66.92 | 76.46 | 66.92 | 68 | 63.5 | 77 | 60.8 | 54 | 60 | 55 | 54 | 52 | 64.94 | 0 | 0 | 0 | 1 | 0 | 0 | 0 | 1 | 1 | 1 | 1 | 0 | 100% | #N/A
1976-09-26 | 9 | 26 | 2018 | 2018-09-26 | 3 | 0 | 19:00 | 19 | 68 | 62 | 64.04 | 75.38 | 64.94 | 64.94 | 61.88 | 73.94 | 60.8 | 46 | 59 | 52 | 49 | 52 | 64.94 | 0 | 0 | 0 | 1 | 0 | 0 | 0 | 1 | 1 | 1 | 1 | 0 | 100% | #N/A
1976-09-26 | 9 | 26 | 2018 | 2018-09-26 | 3 | 0 | 20:00 | 20 | 68 | 62 | 60.08 | 74.84 | 62.96 | 64.04 | 61.7 | 71.06 | 60.8 | 43 | 59 | 49 | 46 | 52 | 64.04 | 0 | 0 | 0 | 1 | 0 | 0 | 0 | 1 | 1 | 1 | 1 | 0 | 100% | #N/A
1976-09-26 | 9 | 26 | 2018 | 2018-09-26 | 3 | 0 | 21:00 | 21 | 68 | 61 | 59 | 75.92 | 62.06 | 62.06 | 61.88 | 69.08 | 60.8 | 39 | 58 | 47 | 46 | 52 | 64.04 | 0 | 0 | 0 | 1 | 0 | 0 | 0 | 1 | 1 | 1 | 1 | 0 | 100% | #N/A
1976-09-26 | 9 | 26 | 2018 | 2018-09-26 | 3 | 0 | 22:00 | 22 | 68 | 61 | 57.92 | 74.66 | 62.96 | 62.06 | 62.24 | 68 | 59 | 37 | 58 | 46 | 43 | 50 | 64.04 | 0 | 0 | 0 | 1 | 0 | 0 | 0 | 1 | 1 | 1 | 1 | 0 | 100% | #N/A
1976-09-26 | 9 | 26 | 2018 | 2018-09-26 | 3 | 0 | 23:00 | 23 | 68 | 61 | 60.08 | 72.14 | 62.96 | 62.06 | 61.88 | 68 | 59 | 36 | 58 | 45 | 43 | 48 | 64.04 | 0 | 0 | 0 | 1 | 0 | 0 | 0 | 1 | 1 | 1 | 1 | 0 | 100% | #N/A
1976-09-26 | 9 | 26 | 2018 | 2018-09-26 | 3 | 0 | 24:00 | 24 | 68 | 61 | 60.08 | 71.96 | 62.06 | 62.06 | 60.98 | 68 | 59 | 37 | 58 | 45 | 43 | 45 | 64.04 | 0 | 0 | 0 | 0 | 1 | 0 | 0 | 1 | 1 | 1 | 1 | 0 | 100% | #N/A
1976-09-27 | 9 | 27 | 2018 | 2018-09-27 | 4 | 0 | 1:00 | 1 | 68 | 61 | 59 | 70.7 | 57.92 | 60.98 | 61.16 | 68 | 59 | 36 | 59 | 43 | 43 | 45 | 64.04 | 0 | 0 | 0 | 0 | 1 | 0 | 0 | 1 | 1 | 1 | 1 | 0 | 100% | #N/A
1976-09-27 | 9 | 27 | 2018 | 2018-09-27 | 4 | 0 | 2:00 | 2 | 68 | 61 | 60.98 | 69.98 | 60.98 | 60.08 | 60.98 | 66.92 | 59 | 36 | 59 | 43 | 43 | 43 | 64.94 | 0 | 0 | 0 | 0 | 1 | 0 | 0 | 1 | 1 | 1 | 1 | 0 | 100% | #N/A
1976-09-27 | 9 | 27 | 2018 | 2018-09-27 | 4 | 0 | 3:00 | 3 | 69 | 62 | 60.98 | 71.06 | 59 | 60.08 | 60.62 | 66.92 | 59 | 36 | 58 | 43 | 43 | 43 | 64.94 | 0 | 0 | 0 | 0 | 1 | 0 | 0 | 1 | 1 | 1 | 1 | 0 | 100% | #N/A
1976-09-27 | 9 | 27 | 2018 | 2018-09-27 | 4 | 0 | 4:00 | 4 | 69 | 62 | 62.06 | 69.98 | 60.98 | 60.98 | 60.8 | 64.04 | 59 | 36 | 58 | 44 | 43 | 41 | 66.02 | 0 | 0 | 0 | 0 | 1 | 0 | 0 | 1 | 1 | 1 | 1 | 0 | 100% | #N/A
1976-09-27 | 9 | 27 | 2018 | 2018-09-27 | 4 | 0 | 5:00 | 5 | 69 | 64 | 62.96 | 68 | 60.98 | 60.98 | 59 | 64.94 | 59 | 36 | 59 | 45 | 43 | 41 | 68 | 0 | 0 | 0 | 0 | 1 | 0 | 0 | 1 | 1 | 1 | 1 | 0 | 100% | #N/A
1976-09-27 | 9 | 27 | 2018 | 2018-09-27 | 4 | 0 | 6:00 | 6 | 68 | 65 | 62.06 | 69.08 | 60.98 | 60.98 | 60.98 | 64.94 | 59.9 | 36 | 59 | 45 | 45 | 39 | 69.98 | 0 | 0 | 0 | 0 | 1 | 0 | 0 | 1 | 1 | 1 | 1 | 0 | 100% | #N/A
1976-09-27 | 9 | 27 | 2018 | 2018-09-27 | 4 | 0 | 7:00 | 7 | 68 | 67 | 64.04 | 67.82 | 60.98 | 62.06 | 62.06 | 69.98 | 60.8 | 36 | 60 | 48 | 45 | 45 | 73.04 | 0 | 0 | 0 | 0 | 1 | 0 | 0 | 1 | 1 | 1 | 1 | 0 | 100% | #N/A
1976-09-27 | 9 | 27 | 2018 | 2018-09-27 | 4 | 0 | 8:00 | 8 | 68 | 68 | 68 | 70.34 | 62.96 | 64.04 | 63.32 | 73.04 | 61.7 | 39 | 61 | 52 | 46 | 48 | 73.94 | 0 | 0 | 0 | 1 | 0 | 0 | 0 | 1 | 1 | 1 | 1 | 0 | 100% | #N/A
1976-09-27 | 9 | 27 | 2018 | 2018-09-27 | 4 | 0 | 9:00 | 9 | 69 | 68 | 71.06 | 72.14 | 66.02 | 66.02 | 65.66 | 73.94 | 62.6 | 43 | 62 | 56 | 48 | 52 | 75.02 | 0 | 0 | 0 | 1 | 0 | 0 | 0 | 1 | 1 | 1 | 1 | 0 | 100% | #N/A
1976-09-27 | 9 | 27 | 2018 | 2018-09-27 | 4 | 0 | 10:00 | 10 | 69 | 71 | 71.96 | 76.46 | 71.06 | 69.98 | 68 | 77 | 63.5 | 54 | 64 | 61 | 52 | 57 | 75.02 | 0 | 0 | 0 | 1 | 0 | 0 | 0 | 1 | 1 | 1 | 1 | 0 | 100% | #N/A
1976-09-27 | 9 | 27 | 2018 | 2018-09-27 | 4 | 0 | 11:00 | 11 | 70 | 72 | 73.04 | 79.7 | 71.06 | 71.6 | 68 | 78.98 | 64.4 | 63 | 66 | 64 | 55 | 59 | 73.04 | 0 | 0 | 0 | 1 | 0 | 0 | 0 | 1 | 1 | 1 | 1 | 0 | 100% | #N/A
1976-09-27 | 9 | 27 | 2018 | 2018-09-27 | 4 | 0 | 12:00 | 12 | 71 | 72 | 73.04 | 82.22 | 73.04 | 71.96 | 69.8 | 80.06 | 66.2 | 68 | 70 | 66 | 61 | 63 | 73.04 | 0 | 0 | 0 | 1 | 0 | 0 | 0 | 1 | 1 | 1 | 1 | 0 | 100% | #N/A
1976-09-27 | 9 | 27 | 2018 | 2018-09-27 | 4 | 0 | 13:00 | 13 | 72 | 69 | 73.04 | 83.48 | 73.94 | 73.04 | 69.8 | 80.96 | 66.2 | 70 | 71 | 70 | 64 | 64 | 71.96 | 0 | 0 | 0 | 1 | 0 | 0 | 0 | 1 | 1 | 1 | 1 | 0 | 100% | #N/A
1976-09-27 | 9 | 27 | 2018 | 2018-09-27 | 4 | 0 | 14:00 | 14 | 72 | 71 | 71.96 | 79.7 | 71.96 | 73.04 | 69.8 | 82.04 | 66.2 | 72 | 70 | 69 | 66 | 64 | 69.08 | 0 | 0 | 0 | 1 | 0 | 0 | 0 | 1 | 1 | 1 | 1 | 0 | 100% | #N/A
1976-09-27 | 9 | 27 | 2018 | 2018-09-27 | 4 | 0 | 15:00 | 15 | 72 | 75 | 73.04 | 85.1 | 71.96 | 71.96 | 67.82 | 82.04 | 66.2 | 71 | 70 | 69 | 67 | 66 | 69.08 | 0 | 0 | 0 | 1 | 0 | 0 | 0 | 1 | 1 | 1 | 1 | 0 | 100% | #N/A
1976-09-27 | 9 | 27 | 2018 | 2018-09-27 | 4 | 0 | 16:00 | 16 | 72 | 71 | 71.6 | 85.1 | 71.06 | 71.06 | 67.64 | 80.96 | 64.4 | 71 | 68 | 69 | 68 | 66 | 71.06 | 0 | 0 | 0 | 1 | 0 | 0 | 0 | 1 | 1 | 1 | 1 | 0 | 100% | #N/A
1976-09-27 | 9 | 27 | 2018 | 2018-09-27 | 4 | 0 | 17:00 | 17 | 72 | 71 | 71.06 | 84.2 | 69.8 | 69.98 | 68 | 80.06 | 64.4 | 67 | 72 | 65 | 66 | 63 | 73.04 | 0 | 0 | 0 | 1 | 0 | 0 | 0 | 1 | 1 | 1 | 1 | 0 | 100% | #N/A
1976-09-27 | 9 | 27 | 2018 | 2018-09-27 | 4 | 0 | 18:00 | 18 | 72 | 71 | 71.06 | 83.12 | 69.8 | 69.98 | 68 | 75.92 | 64.4 | 67 | 71 | 58 | 59 | 59 | 71.06 | 0 | 0 | 0 | 1 | 0 | 0 | 0 | 1 | 1 | 1 | 1 | 0 | 100% | #N/A
1976-09-27 | 9 | 27 | 2018 | 2018-09-27 | 4 | 0 | 19:00 | 19 | 72 | 67 | 71.06 | 81.14 | 69.08 | 69.08 | 66.2 | 75.02 | 64.4 | 67 | 72 | 54 | 57 | 57 | 69.08 | 0 | 0 | 0 | 1 | 0 | 0 | 0 | 1 | 1 | 1 | 1 | 0 | 100% | #N/A
1976-09-27 | 9 | 27 | 2018 | 2018-09-27 | 4 | 0 | 20:00 | 20 | 71 | 65 | 69.98 | 79.34 | 69.08 | 69.08 | 66.2 | 73.94 | 64.4 | 66 | 67 | 50 | 55 | 57 | 68 | 0 | 0 | 0 | 1 | 0 | 0 | 0 | 1 | 1 | 1 | 1 | 0 | 100% | #N/A
1976-09-27 | 9 | 27 | 2018 | 2018-09-27 | 4 | 0 | 21:00 | 21 | 69 | 64 | 69.08 | 77.72 | 68 | 69.08 | 64.4 | 71.96 | 64.4 | 66 | 67 | 48 | 55 | 55 | 66.02 | 0 | 0 | 0 | 1 | 0 | 0 | 0 | 1 | 1 | 1 | 1 | 0 | 100% | #N/A
1976-09-27 | 9 | 27 | 2018 | 2018-09-27 | 4 | 0 | 22:00 | 22 | 68 | 62 | 68 | 76.64 | 66.92 | 66.92 | 66.2 | 73.04 | 66.2 | 64 | 65 | 46 | 54 | 54 | 64.94 | 0 | 0 | 0 | 1 | 0 | 0 | 0 | 1 | 1 | 1 | 1 | 0 | 100% | #N/A
1976-09-27 | 9 | 27 | 2018 | 2018-09-27 | 4 | 0 | 23:00 | 23 | 67 | 62 | 68 | 75.56 | 66.02 | 66.02 | 64.04 | 71.06 | 68 | 64 | 65 | 44 | 54 | 54 | 62.96 | 0 | 0 | 0 | 1 | 0 | 0 | 0 | 1 | 1 | 1 | 1 | 0 | 100% | #N/A
1976-09-27 | 9 | 27 | 2018 | 2018-09-27 | 4 | 0 | 24:00 | 24 | 66 | 61 | 66.92 | 75.56 | 64.04 | 64.04 | 60.8 | 71.06 | 68 | 63 | 63 | 43 | 54 | 52 | 62.96 | 0 | 0 | 0 | 0 | 1 | 0 | 0 | 1 | 1 | 1 | 1 | 0 | 100% | #N/A
1976-09-28 | 9 | 28 | 2018 | 2018-09-28 | 5 | 0 | 1:00 | 1 | 65 | 58 | 66.02 | 75.74 | 62.96 | 62.96 | 59 | 71.06 | 68 | 63 | 61 | 43 | 54 | 52 | 62.06 | 0 | 0 | 0 | 0 | 1 | 0 | 0 | 1 | 1 | 1 | 1 | 0 | 100% | #N/A
1976-09-28 | 9 | 28 | 2018 | 2018-09-28 | 5 | 0 | 2:00 | 2 | 63 | 58 | 64.04 | 75.2 | 62.96 | 64.04 | 57.2 | 71.6 | 68 | 63 | 62 | 42 | 54 | 52 | 60.08 | 0 | 0 | 0 | 0 | 1 | 0 | 0 | 1 | 1 | 1 | 1 | 0 | 100% | #N/A
1976-09-28 | 9 | 28 | 2018 | 2018-09-28 | 5 | 0 | 3:00 | 3 | 62 | 56 | 60.8 | 75.38 | 62.96 | 62.96 | 55.4 | 71.06 | 69.8 | 64 | 62 | 41 | 54 | 50 | 59 | 0 | 0 | 0 | 0 | 1 | 0 | 0 | 1 | 1 | 1 | 1 | 0 | 100% | #N/A
1976-09-28 | 9 | 28 | 2018 | 2018-09-28 | 5 | 0 | 4:00 | 4 | 60 | 56 | 62.96 | 75.02 | 62.96 | 62.06 | 57.2 | 71.06 | 68 | 63 | 60 | 41 | 55 | 50 | 57.92 | 0 | 0 | 0 | 0 | 1 | 0 | 0 | 1 | 1 | 1 | 1 | 0 | 100% | #N/A
1976-09-28 | 9 | 28 | 2018 | 2018-09-28 | 5 | 0 | 5:00 | 5 | 59 | 57 | 59 | 74.84 | 62.06 | 60.98 | 57.2 | 69.08 | 68 | 63 | 60 | 40 | 55 | 50 | 57.02 | 0 | 0 | 0 | 0 | 1 | 0 | 0 | 1 | 1 | 1 | 1 | 0 | 100% | #N/A
1976-09-28 | 9 | 28 | 2018 | 2018-09-28 | 5 | 0 | 6:00 | 6 | 59 | 58 | 59 | 75.56 | 60.98 | 60.08 | 57.2 | 68 | 68 | 63 | 58 | 39 | 56 | 50 | 57.92 | 0 | 0 | 0 | 0 | 1 | 0 | 0 | 1 | 1 | 1 | 1 | 0 | 100% | #N/A
1976-09-28 | 9 | 28 | 2018 | 2018-09-28 | 5 | 0 | 7:00 | 7 | 58 | 58 | 57.2 | 75.38 | 60.08 | 60.08 | 53.6 | 66.92 | 68 | 64 | 62 | 41 | 55 | 52 | 59 | 0 | 0 | 0 | 0 | 1 | 0 | 0 | 1 | 1 | 1 | 1 | 0 | 100% | #N/A
1976-09-28 | 9 | 28 | 2018 | 2018-09-28 | 5 | 0 | 8:00 | 8 | 61 | 59 | 64.94 | 75.92 | 62.96 | 62.06 | 60.44 | 68 | 71.6 | 64 | 61 | 43 | 57 | 54 | 62.06 | 0 | 0 | 0 | 1 | 0 | 0 | 0 | 1 | 1 | 1 | 1 | 0 | 100% | #N/A
1976-09-28 | 9 | 28 | 2018 | 2018-09-28 | 5 | 0 | 9:00 | 9 | 63 | 60 | 64.4 | 75.74 | 64.94 | 62.96 | 60.8 | 69.08 | 73.4 | 66 | 62 | 46 | 58 | 55 | 62.96 | 0 | 0 | 0 | 1 | 0 | 0 | 0 | 1 | 1 | 1 | 1 | 0 | 100% | #N/A
1976-09-28 | 9 | 28 | 2018 | 2018-09-28 | 5 | 0 | 10:00 | 10 | 66 | 63 | 69.08 | 73.58 | 66.92 | 64.94 | 65.84 | 69.98 | 75.2 | 64 | 65 | 54 | 60 | 54 | 62.96 | 0 | 0 | 0 | 1 | 0 | 0 | 0 | 1 | 1 | 1 | 1 | 0 | 100% | #N/A
1976-09-28 | 9 | 28 | 2018 | 2018-09-28 | 5 | 0 | 11:00 | 11 | 67 | 64 | 69.98 | 73.58 | 68 | 66.02 | 68 | 69.98 | 75.2 | 64 | 66 | 63 | 63 | 54 | 66.02 | 0 | 0 | 0 | 1 | 0 | 0 | 0 | 1 | 1 | 1 | 1 | 0 | 100% | #N/A
1976-09-28 | 9 | 28 | 2018 | 2018-09-28 | 5 | 0 | 12:00 | 12 | 67 | 67 | 71.06 | 74.12 | 68 | 66.92 | 69.8 | 69.98 | 75.2 | 66 | 67 | 66 | 66 | 52 | 68 | 0 | 0 | 0 | 1 | 0 | 0 | 0 | 1 | 1 | 1 | 1 | 0 | 100% | #N/A
1976-09-28 | 9 | 28 | 2018 | 2018-09-28 | 5 | 0 | 13:00 | 13 | 68 | 68 | 71.06 | 75.02 | 68 | 69.08 | 69.8 | 71.06 | 75.2 | 66 | 68 | 70 | 70 | 52 | 69.08 | 0 | 0 | 0 | 1 | 0 | 0 | 0 | 1 | 1 | 1 | 1 | 0 | 100% | #N/A
1976-09-28 | 9 | 28 | 2018 | 2018-09-28 | 5 | 0 | 14:00 | 14 | 68 | 69 | 73.04 | 75.02 | 68 | 68 | 69.8 | 71.06 | 77 | 64 | 69 | 70 | 73 | 52 | 71.06 | 0 | 0 | 0 | 1 | 0 | 0 | 0 | 1 | 1 | 1 | 1 | 0 | 100% | #N/A
1976-09-28 | 9 | 28 | 2018 | 2018-09-28 | 5 | 0 | 15:00 | 15 | 67 | 68 | 71.96 | 76.1 | 64.04 | 68 | 69.98 | 69.08 | 74.3 | 66 | 67 | 70 | 75 | 54 | 71.06 | 0 | 0 | 0 | 1 | 0 | 0 | 0 | 1 | 1 | 1 | 1 | 0 | 100% | #N/A
1976-09-28 | 9 | 28 | 2018 | 2018-09-28 | 5 | 0 | 16:00 | 16 | 67 | 66 | 66.92 | 74.84 | 62.06 | 66.02 | 69.44 | 68 | 71.6 | 66 | 67 | 68 | 75 | 54 | 71.06 | 0 | 0 | 0 | 1 | 0 | 0 | 0 | 1 | 1 | 1 | 1 | 0 | 100% | #N/A
1976-09-28 | 9 | 28 | 2018 | 2018-09-28 | 5 | 0 | 17:00 | 17 | 64 | 65 | 64.04 | 73.22 | 60.08 | 64.04 | 66.56 | 64.94 | 71.6 | 64 | 65 | 66 | 72 | 50 | 68 | 0 | 0 | 0 | 1 | 0 | 0 | 0 | 1 | 1 | 1 | 1 | 0 | 100% | #N/A
1976-09-28 | 9 | 28 | 2018 | 2018-09-28 | 5 | 0 | 18:00 | 18 | 61 | 60 | 59 | 71.24 | 55.94 | 60.98 | 53.78 | 62.06 | 71.6 | 63 | 62 | 57 | 64 | 50 | 64.04 | 0 | 0 | 0 | 1 | 0 | 0 | 0 | 1 | 1 | 1 | 1 | 0 | 100% | #N/A
1976-09-28 | 9 | 28 | 2018 | 2018-09-28 | 5 | 0 | 19:00 | 19 | 58 | 57 | 55.94 | 68.9 | 53.06 | 55.94 | 53.24 | 60.08 | 71.6 | 63 | 57 | 52 | 63 | 50 | 62.06 | 0 | 0 | 0 | 1 | 0 | 0 | 0 | 1 | 1 | 1 | 1 | 0 | 100% | #N/A
1976-09-28 | 9 | 28 | 2018 | 2018-09-28 | 5 | 0 | 20:00 | 20 | 56 | 54 | 55.94 | 66.38 | 50 | 53.06 | 52.52 | 57.02 | 71.6 | 63 | 55 | 54 | 63 | 46 | 57.02 | 0 | 0 | 0 | 1 | 0 | 0 | 0 | 1 | 1 | 1 | 1 | 0 | 100% | #N/A
1976-09-28 | 9 | 28 | 2018 | 2018-09-28 | 5 | 0 | 21:00 | 21 | 54 | 52 | 53.96 | 64.22 | 48.02 | 51.98 | 51.08 | 53.96 | 71.6 | 61 | 48 | 50 | 62 | 45 | 55.94 | 0 | 0 | 0 | 1 | 0 | 0 | 0 | 1 | 1 | 1 | 1 | 0 | 100% | #N/A
1976-09-28 | 9 | 28 | 2018 | 2018-09-28 | 5 | 0 | 22:00 | 22 | 52 | 51 | 51.08 | 62.06 | 46.94 | 51.08 | 48.38 | 53.06 | 71.6 | 55 | 46 | 55 | 61 | 43 | 55.04 | 0 | 0 | 0 | 1 | 0 | 0 | 0 | 1 | 1 | 1 | 1 | 0 | 100% | #N/A
1976-09-28 | 9 | 28 | 2018 | 2018-09-28 | 5 | 0 | 23:00 | 23 | 51 | 50 | 46.4 | 60.44 | 46.94 | 48.92 | 50.72 | 51.98 | 71.6 | 54 | 46 | 55 | 61 | 39 | 55.04 | 0 | 0 | 0 | 1 | 0 | 0 | 0 | 1 | 1 | 1 | 1 | 0 | 100% | #N/A
1976-09-28 | 9 | 28 | 2018 | 2018-09-28 | 5 | 0 | 24:00 | 24 | 50 | 49 | 46.4 | 59.36 | 46.94 | 48.92 | 50 | 51.08 | 71.6 | 54 | 44 | 54 | 61 | 36 | 53.96 | 0 | 0 | 0 | 0 | 1 | 0 | 0 | 1 | 1 | 1 | 1 | 0 | 100% | #N/A
1976-09-29 | 9 | 29 | 2018 | 2018-09-29 | 6 | 0 | 1:00 | 1 | 49 | 46 | 48.92 | 58.1 | 46.94 | 48.92 | 53.6 | 50 | 71.6 | 54 | 43 | 55 | 61 | 34 | 51.98 | 0 | 0 | 0 | 0 | 1 | 0 | 0 | 1 | 1 | 1 | 1 | 0 | 100% | #N/A
1976-09-29 | 9 | 29 | 2018 | 2018-09-29 | 6 | 0 | 2:00 | 2 | 48 | 44 | 51.08 | 56.84 | 46.94 | 46.94 | 53.6 | 48.02 | 71.6 | 54 | 41 | 57 | 62 | 34 | 51.08 | 0 | 0 | 0 | 0 | 1 | 0 | 0 | 1 | 1 | 1 | 1 | 0 | 100% | #N/A
1976-09-29 | 9 | 29 | 2018 | 2018-09-29 | 6 | 0 | 3:00 | 3 | 46 | 42 | 51.08 | 56.12 | 46.94 | 46.94 | 53.6 | 46.94 | 71.6 | 54 | 40 | 61 | 62 | 32 | 48.92 | 0 | 0 | 0 | 0 | 1 | 0 | 0 | 1 | 1 | 1 | 1 | 0 | 100% | #N/A
1976-09-29 | 9 | 29 | 2018 | 2018-09-29 | 6 | 0 | 4:00 | 4 | 45.0405 | 42 | 53.06 | 55.04 | 51.08 | 48.92 | 51.8 | 46.04 | 71.6 | 54 | 40 | 61 | 62 | 32 | 48.92 | 0 | 0 | 0 | 0 | 1 | 0 | 0 | 1 | 1 | 1 | 1 | 0 | 100% | #N/A
1976-09-29 | 9 | 29 | 2018 | 2018-09-29 | 6 | 0 | 5:00 | 5 | 46 | 41 | 53.06 | 54.14 | 51.98 | 50 | 51.44 | 48.02 | 69.8 | 54 | 39 | 61 | 63 | 30 | 48.02 | 0 | 0 | 0 | 0 | 1 | 0 | 0 | 1 | 1 | 1 | 1 | 0 | 100% | #N/A
1976-09-29 | 9 | 29 | 2018 | 2018-09-29 | 6 | 0 | 6:00 | 6 | 48 | 42 | 53.96 | 53.96 | 51.08 | 48.92 | 50.9 | 42.98 | 69.8 | 52 | 38 | 61 | 63 | 32 | 46.04 | 0 | 0 | 0 | 0 | 1 | 0 | 0 | 1 | 1 | 1 | 1 | 0 | 100% | #N/A
1976-09-29 | 9 | 29 | 2018 | 2018-09-29 | 6 | 0 | 7:00 | 7 | 49 | 47 | 55.04 | 53.42 | 51.98 | 48.92 | 51.8 | 48.02 | 69.8 | 52 | 44 | 63 | 63 | 37 | 51.08 | 0 | 0 | 0 | 0 | 1 | 0 | 0 | 1 | 1 | 1 | 1 | 0 | 100% | #N/A
1976-09-29 | 9 | 29 | 2018 | 2018-09-29 | 6 | 0 | 8:00 | 8 | 53 | 53 | 57.92 | 53.78 | 53.06 | 50 | 51.8 | 50 | 71.6 | 54 | 53 | 65 | 64 | 43 | 59 | 0 | 0 | 0 | 0 | 1 | 0 | 0 | 1 | 1 | 1 | 1 | 0 | 100% | #N/A
1976-09-29 | 9 | 29 | 2018 | 2018-09-29 | 6 | 0 | 9:00 | 9 | 57 | 57 | 57.92 | 56.66 | 53.6 | 51.08 | 51.8 | 53.96 | 73.4 | 57 | 58 | 67 | 66 | 46 | 66.02 | 0 | 0 | 0 | 0 | 1 | 0 | 0 | 1 | 1 | 1 | 1 | 0 | 100% | #N/A
1976-09-29 | 9 | 29 | 2018 | 2018-09-29 | 6 | 0 | 10:00 | 10 | 61 | 64 | 59 | 57.74 | 53.6 | 51.8 | 53.6 | 55.04 | 71.6 | 57 | 62 | 67 | 68 | 48 | 68 | 0 | 0 | 0 | 0 | 1 | 0 | 0 | 1 | 1 | 1 | 1 | 0 | 100% | #N/A
1976-09-29 | 9 | 29 | 2018 | 2018-09-29 | 6 | 0 | 11:00 | 11 | 63 | 69 | 59 | 58.46 | 55.4 | 51.98 | 53.6 | 55.94 | 71.6 | 59 | 66 | 71 | 70 | 52 | 71.06 | 0 | 0 | 0 | 0 | 1 | 0 | 0 | 1 | 1 | 1 | 1 | 0 | 100% | #N/A
1976-09-29 | 9 | 29 | 2018 | 2018-09-29 | 6 | 0 | 12:00 | 12 | 64 | 71 | 57.92 | 60.26 | 55.4 | 51.98 | 53.6 | 57.92 | 75.2 | 61 | 70 | 67 | 70 | 50 | 71.96 | 0 | 0 | 0 | 0 | 1 | 0 | 0 | 1 | 1 | 1 | 1 | 0 | 100% | #N/A
1976-09-29 | 9 | 29 | 2018 | 2018-09-29 | 6 | 0 | 13:00 | 13 | 66 | 72 | 59 | 62.96 | 55.4 | 53.6 | 53.6 | 60.08 | 77 | 61 | 72 | 60 | 70 | 54 | 73.04 | 0 | 0 | 0 | 0 | 1 | 0 | 0 | 1 | 1 | 1 | 1 | 0 | 100% | #N/A
1976-09-29 | 9 | 29 | 2018 | 2018-09-29 | 6 | 0 | 14:00 | 14 | 66 | 74 | 59 | 64.04 | 57.2 | 53.6 | 53.6 | 60.98 | 77 | 61 | 75 | 58 | 74 | 54 | 71.06 | 0 | 0 | 0 | 0 | 1 | 0 | 0 | 1 | 1 | 1 | 1 | 0 | 100% | #N/A
1976-09-29 | 9 | 29 | 2018 | 2018-09-29 | 6 | 0 | 15:00 | 15 | 67 | 73 | 59 | 64.76 | 55.4 | 55.4 | 53.6 | 60.98 | 75.2 | 61 | 75 | 59 | 75 | 52 | 69.98 | 0 | 0 | 0 | 0 | 1 | 0 | 0 | 1 | 1 | 1 | 1 | 0 | 100% | #N/A
1976-09-29 | 9 | 29 | 2018 | 2018-09-29 | 6 | 0 | 16:00 | 16 | 67 | 72 | 57.2 | 66.74 | 57.02 | 55.94 | 53.6 | 60.98 | 75.2 | 57 | 74 | 62 | 77 | 52 | 71.06 | 0 | 0 | 0 | 0 | 1 | 0 | 0 | 1 | 1 | 1 | 1 | 0 | 100% | #N/A
1976-09-29 | 9 | 29 | 2018 | 2018-09-29 | 6 | 0 | 17:00 | 17 | 66 | 70 | 57.2 | 65.48 | 57.2 | 55.4 | 53.6 | 60.08 | 75.2 | 55 | 72 | 59 | 76 | 48 | 69.08 | 0 | 0 | 0 | 0 | 1 | 0 | 0 | 1 | 1 | 1 | 1 | 0 | 100% | #N/A
1976-09-29 | 9 | 29 | 2018 | 2018-09-29 | 6 | 0 | 18:00 | 18 | 65 | 65 | 57.2 | 63.5 | 57.2 | 55.4 | 53.6 | 55.94 | 69.8 | 52 | 63 | 57 | 71 | 45 | 62.96 | 0 | 0 | 0 | 0 | 1 | 0 | 0 | 1 | 1 | 1 | 1 | 0 | 100% | #N/A
1976-09-29 | 9 | 29 | 2018 | 2018-09-29 | 6 | 0 | 19:00 | 19 | 64 | 62 | 59 | 60.8 | 57.2 | 57.2 | 53.6 | 53.06 | 68 | 52 | 59 | 54 | 68 | 43 | 59 | 0 | 0 | 0 | 0 | 1 | 0 | 0 | 1 | 1 | 1 | 1 | 0 | 100% | #N/A
1976-09-29 | 9 | 29 | 2018 | 2018-09-29 | 6 | 0 | 20:00 | 20 | 62 | 55 | 59 | 59.18 | 55.4 | 57.2 | 53.06 | 53.06 | 68 | 48 | 56 | 52 | 63 | 43 | 55.94 | 0 | 0 | 0 | 0 | 1 | 0 | 0 | 1 | 1 | 1 | 1 | 0 | 100% | #N/A
1976-09-29 | 9 | 29 | 2018 | 2018-09-29 | 6 | 0 | 21:00 | 21 | 61 | 54 | 59 | 59.18 | 55.94 | 57.2 | 53.06 | 53.96 | 66.2 | 48 | 54 | 49 | 61 | 43 | 55.94 | 0 | 0 | 0 | 0 | 1 | 0 | 0 | 1 | 1 | 1 | 1 | 0 | 100% | #N/A
1976-09-29 | 9 | 29 | 2018 | 2018-09-29 | 6 | 0 | 22:00 | 22 | 59 | 53 | 57.2 | 58.46 | 55.4 | 57.2 | 53.6 | 53.96 | 66.2 | 45 | 52 | 49 | 61 | 41 | 53.96 | 0 | 0 | 0 | 0 | 1 | 0 | 0 | 1 | 1 | 1 | 1 | 0 | 100% | #N/A
1976-09-29 | 9 | 29 | 2018 | 2018-09-29 | 6 | 0 | 23:00 | 23 | 58 | 51 | 60.08 | 58.46 | 57.2 | 55.94 | 52.88 | 53.06 | 66.2 | 43 | 49 | 47 | 61 | 39 | 53.06 | 0 | 0 | 0 | 0 | 1 | 0 | 0 | 1 | 1 | 1 | 1 | 0 | 100% | #N/A
1976-09-29 | 9 | 29 | 2018 | 2018-09-29 | 6 | 0 | 24:00 | 24 | 57 | 48 | 60.08 | 58.28 | 55.94 | 55.94 | 52.88 | 51.98 | 68 | 39 | 48 | 45 | 61 | 39 | 53.06 | 0 | 0 | 0 | 0 | 1 | 0 | 0 | 1 | 1 | 1 | 1 | 0 | 100% | #N/A
1976-09-30 | 9 | 30 | 2018 | 2018-09-30 | 7 | 0 | 1:00 | 1 | 56 | 49 | 60.8 | 57.74 | 55.94 | 55.04 | 53.6 | 51.98 | 68 | 39 | 47 | 45 | 61 | 39 | 51.98 | 0 | 0 | 0 | 0 | 1 | 0 | 0 | 1 | 1 | 1 | 1 | 0 | 100% | #N/A
1976-09-30 | 9 | 30 | 2018 | 2018-09-30 | 7 | 0 | 2:00 | 2 | 55 | 48 | 59 | 56.84 | 55.4 | 55.04 | 53.6 | 51.08 | 68 | 43 | 47 | 44 | 62 | 37 | 50 | 0 | 0 | 0 | 0 | 1 | 0 | 0 | 1 | 1 | 1 | 1 | 0 | 100% | #N/A
1976-09-30 | 9 | 30 | 2018 | 2018-09-30 | 7 | 0 | 3:00 | 3 | 53 | 48 | 59 | 56.3 | 55.4 | 55.4 | 53.6 | 50 | 68 | 43 | 48 | 43 | 62 | 39 | 51.08 | 0 | 0 | 0 | 0 | 1 | 0 | 0 | 1 | 1 | 1 | 1 | 0 | 100% | #N/A
1976-09-30 | 9 | 30 | 2018 | 2018-09-30 | 7 | 0 | 4:00 | 4 | 52 | 45 | 57.02 | 54.68 | 55.94 | 55.4 | 53.6 | 48.92 | 68 | 39 | 47 | 42 | 63 | 39 | 48.92 | 0 | 0 | 0 | 0 | 1 | 0 | 0 | 1 | 1 | 1 | 1 | 0 | 100% | #N/A
1976-09-30 | 9 | 30 | 2018 | 2018-09-30 | 7 | 0 | 5:00 | 5 | 52 | 43 | 57.02 | 53.78 | 55.4 | 53.96 | 53.6 | 48.02 | 68 | 37 | 47 | 41 | 64 | 39 | 46.94 | 0 | 0 | 0 | 0 | 1 | 0 | 0 | 1 | 1 | 1 | 1 | 0 | 100% | #N/A
1976-09-30 | 9 | 30 | 2018 | 2018-09-30 | 7 | 0 | 6:00 | 6 | 53 | 42 | 57.02 | 53.42 | 55.04 | 53.6 | 53.6 | 48.02 | 68 | 39 | 47 | 43 | 64 | 39 | 50 | 0 | 0 | 0 | 0 | 1 | 0 | 0 | 1 | 1 | 1 | 1 | 0 | 100% | #N/A
1976-09-30 | 9 | 30 | 2018 | 2018-09-30 | 7 | 0 | 7:00 | 7 | 53 | 48 | 57.2 | 53.06 | 53.6 | 51.8 | 51.8 | 46.94 | 69.8 | 43 | 45 | 48 | 64 | 41 | 51.98 | 0 | 0 | 0 | 0 | 1 | 0 | 0 | 1 | 1 | 1 | 1 | 0 | 100% | #N/A
1976-09-30 | 9 | 30 | 2018 | 2018-09-30 | 7 | 0 | 8:00 | 8 | 55 | 51 | 57.2 | 53.24 | 53.6 | 51.8 | 53.42 | 48.02 | 71.6 | 48 | 46 | 54 | 64 | 46 | 55.94 | 0 | 0 | 0 | 0 | 1 | 0 | 0 | 1 | 1 | 1 | 1 | 0 | 100% | #N/A
1976-09-30 | 9 | 30 | 2018 | 2018-09-30 | 7 | 0 | 9:00 | 9 | 57 | 53 | 55.4 | 56.12 | 53.06 | 53.6 | 54.14 | 48.02 | 75.2 | 52 | 54 | 59 | 63 | 52 | 62.06 | 0 | 0 | 0 | 0 | 1 | 0 | 0 | 1 | 1 | 1 | 1 | 0 | 100% | #N/A
1976-09-30 | 9 | 30 | 2018 | 2018-09-30 | 7 | 0 | 10:00 | 10 | 59 | 61 | 55.04 | 57.92 | 53.6 | 53.6 | 53.6 | 51.08 | 75.2 | 52 | 60 | 61 | 63 | 57 | 68 | 0 | 0 | 0 | 0 | 1 | 0 | 0 | 1 | 1 | 1 | 1 | 0 | 100% | #N/A
1976-09-30 | 9 | 30 | 2018 | 2018-09-30 | 7 | 0 | 11:00 | 11 | 61 | 71 | 55.94 | 59.18 | 55.04 | 55.04 | 55.4 | 51.98 | 75.2 | 55 | 69 | 62 | 57 | 61 | 71.06 | 0 | 0 | 0 | 0 | 1 | 0 | 0 | 1 | 1 | 1 | 1 | 0 | 100% | #N/A
1976-09-30 | 9 | 30 | 2018 | 2018-09-30 | 7 | 0 | 12:00 | 12 | 62 | 72 | 57.02 | 60.62 | 55.04 | 55.94 | 55.4 | 51.98 | 75.2 | 56 | 72 | 64 | 57 | 63 | 73.04 | 0 | 0 | 0 | 0 | 1 | 0 | 0 | 1 | 1 | 1 | 1 | 0 | 100% | #N/A
1976-09-30 | 9 | 30 | 2018 | 2018-09-30 | 7 | 0 | 13:00 | 13 | 64 | 73 | 57.02 | 62.6 | 55.04 | 55.94 | 57.2 | 50 | 75.2 | 57 | 75 | 66 | 61 | 64 | 73.94 | 0 | 0 | 0 | 0 | 1 | 0 | 0 | 1 | 1 | 1 | 1 | 0 | 100% | #N/A
1976-09-30 | 9 | 30 | 2018 | 2018-09-30 | 7 | 0 | 14:00 | 14 | 64 | 74 | 57.02 | 64.4 | 55.04 | 57.2 | 57.2 | 50 | 77 | 57 | 77 | 68 | 61 | 64 | 75.02 | 0 | 0 | 0 | 0 | 1 | 0 | 0 | 1 | 1 | 1 | 1 | 0 | 100% | #N/A
1976-09-30 | 9 | 30 | 2018 | 2018-09-30 | 7 | 0 | 15:00 | 15 | 65 | 74 | 57.02 | 65.84 | 55.94 | 57.02 | 59 | 48.02 | 77 | 57 | 76 | 69 | 63 | 64 | 73.94 | 0 | 0 | 0 | 0 | 1 | 0 | 0 | 1 | 1 | 1 | 1 | 0 | 100% | #N/A
1976-09-30 | 9 | 30 | 2018 | 2018-09-30 | 7 | 0 | 16:00 | 16 | 65 | 73 | 57.92 | 66.74 | 57.02 | 57.2 | 59.18 | 48.02 | 75.2 | 55 | 74 | 69 | 61 | 64 | 71.96 | 0 | 0 | 0 | 0 | 1 | 0 | 0 | 1 | 1 | 1 | 1 | 0 | 100% | #N/A
1976-09-30 | 9 | 30 | 2018 | 2018-09-30 | 7 | 0 | 17:00 | 17 | 64 | 70 | 57.2 | 65.84 | 55.94 | 57.02 | 58.82 | 48.02 | 73.4 | 54 | 71 | 68 | 59 | 61 | 69.08 | 0 | 0 | 0 | 0 | 1 | 0 | 0 | 1 | 1 | 1 | 1 | 0 | 100% | #N/A
1976-09-30 | 9 | 30 | 2018 | 2018-09-30 | 7 | 0 | 18:00 | 18 | 63 | 66 | 57.02 | 64.4 | 55.94 | 57.02 | 59 | 46.04 | 71.6 | 43 | 66 | 57 | 48 | 57 | 64.04 | 0 | 0 | 0 | 0 | 1 | 0 | 0 | 1 | 1 | 1 | 1 | 0 | 100% | #N/A
1976-09-30 | 9 | 30 | 2018 | 2018-09-30 | 7 | 0 | 19:00 | 19 | 62 | 63 | 57.02 | 55.22 | 55.04 | 55.58 | 56.3 | 45.32 | 71.6 | 39 | 64 | 55 | 45 | 55 | 62.06 | 0 | 0 | 0 | 0 | 1 | 0 | 0 | 1 | 1 | 1 | 1 | 0 | 100% | #N/A
1976-09-30 | 9 | 30 | 2018 | 2018-09-30 | 7 | 0 | 20:00 | 20 | 62 | 62 | 57.02 | 52.52 | 55.04 | 55.58 | 55.76 | 44.24 | 71.6 | 36 | 61 | 53 | 44 | 54 | 60.08 | 0 | 0 | 0 | 0 | 1 | 0 | 0 | 1 | 1 | 1 | 1 | 0 | 100% | #N/A
1976-09-30 | 9 | 30 | 2018 | 2018-09-30 | 7 | 0 | 21:00 | 21 | 61 | 60 | 57.02 | 51.98 | 55.4 | 55.4 | 55.4 | 43.34 | 71.6 | 36 | 55 | 53 | 42 | 52 | 59 | 0 | 0 | 0 | 0 | 1 | 0 | 0 | 1 | 1 | 1 | 1 | 0 | 100% | #N/A
1976-09-30 | 9 | 30 | 2018 | 2018-09-30 | 7 | 0 | 22:00 | 22 | 63 | 60 | 59 | 53.24 | 55.22 | 53.78 | 57.2 | 47.48 | 68.36 | 38 | 58 | 51 | 45 | 53 | 61.34 | 0 | 0 | 0 | 0 | 1 | 0 | 0 | 1 | 1 | 1 | 1 | 0 | 100% | #N/A
1976-09-30 | 9 | 30 | 2018 | 2018-09-30 | 7 | 0 | 23:00 | 23 | 65 | 59 | 60.8 | 54.68 | 55.22 | 51.98 | 59 | 51.98 | 65.3 | 41 | 60 | 48 | 47 | 53 | 63.86 | 0 | 0 | 0 | 0 | 1 | 0 | 0 | 1 | 1 | 1 | 1 | 0 | 100% | #N/A
1976-09-30 | 9 | 30 | 2018 | 2018-09-30 | 7 | 0 | 24:00 | 24 | 67 | 59 | 62.24 | 56.3 | 55.4 | 50.18 | 60.08 | 56.66 | 62.24 | 43 | 63 | 46 | 50 | 54 | 66.2 | 0 | 0 | 0 | 0 | 1 | 0 | 0 | 1 | 1 | 1 | 1 | 0 | 100% | #N/A
1986-10-01 | 10 | 1 | 2018 | 2018-10-01 | 1 | 0 | 1:00 | 1 | 68 | 58 | 64.04 | 57.92 | 55.58 | 48.74 | 60.8 | 61.34 | 59.36 | 46 | 66 | 44 | 53 | 55 | 68.72 | 0 | 0 | 1 | 0 | 0 | 0 | 0 | 1 | 1 | 1 | 1 | 0 | 100% | #N/A
1986-10-01 | 10 | 1 | 2018 | 2018-10-01 | 1 | 0 | 2:00 | 2 | 70 | 58 | 63.86 | 57.92 | 55.94 | 49.1 | 59.72 | 60.98 | 59.9 | 48 | 69 | 41 | 55 | 56 | 71.06 | 0 | 0 | 1 | 0 | 0 | 0 | 0 | 1 | 1 | 1 | 1 | 0 | 100% | #N/A
1986-10-01 | 10 | 1 | 2018 | 2018-10-01 | 1 | 0 | 3:00 | 3 | 72 | 57 | 63.86 | 57.92 | 56.48 | 49.82 | 58.64 | 60.8 | 60.44 | 51 | 71 | 39 | 58 | 56 | 73.58 | 0 | 0 | 1 | 0 | 0 | 0 | 0 | 1 | 1 | 1 | 1 | 0 | 100% | #N/A
1986-10-01 | 10 | 1 | 2018 | 2018-10-01 | 1 | 0 | 4:00 | 4 | 74 | 57 | 64.22 | 57.92 | 56.84 | 50.72 | 58.46 | 60.44 | 60.8 | 54 | 74 | 37 | 61 | 57 | 75.92 | 0 | 0 | 1 | 0 | 0 | 0 | 0 | 1 | 1 | 1 | 1 | 0 | 100% | #N/A
1986-10-01 | 10 | 1 | 2018 | 2018-10-01 | 1 | 0 | 5:00 | 5 | 74 | 58 | 64.22 | 57.92 | 57.02 | 51.26 | 58.64 | 60.08 | 60.8 | 54 | 74 | 36 | 63 | 57 | 75.02 | 0 | 0 | 1 | 0 | 0 | 0 | 0 | 1 | 1 | 1 | 1 | 0 | 100% | #N/A
1986-10-01 | 10 | 1 | 2018 | 2018-10-01 | 1 | 0 | 6:00 | 6 | 74 | 58 | 64.76 | 57.92 | 57.2 | 52.7 | 58.82 | 60.08 | 60.8 | 54 | 68 | 37 | 63 | 57 | 73.94 | 0 | 0 | 1 | 0 | 0 | 0 | 0 | 1 | 1 | 1 | 1 | 0 | 100% | #N/A
1986-10-01 | 10 | 1 | 2018 | 2018-10-01 | 1 | 0 | 7:00 | 7 | 74 | 59 | 64.04 | 57.92 | 57.02 | 51.8 | 59 | 59 | 60.8 | 54 | 65 | 39 | 64 | 61 | 75.02 | 0 | 0 | 1 | 0 | 0 | 0 | 0 | 1 | 1 | 1 | 1 | 0 | 100% | #N/A
1986-10-01 | 10 | 1 | 2018 | 2018-10-01 | 1 | 0 | 8:00 | 8 | 77 | 62 | 64.4 | 57.92 | 57.02 | 51.98 | 59 | 60.08 | 60.8 | 57 | 65 | 41 | 63 | 64 | 77 | 0 | 1 | 0 | 0 | 0 | 0 | 0 | 1 | 1 | 1 | 1 | 0 | 100% | #N/A
1986-10-01 | 10 | 1 | 2018 | 2018-10-01 | 1 | 0 | 9:00 | 9 | 79 | 64 | 66.02 | 58.28 | 57.92 | 55.94 | 59 | 60.8 | 60.8 | 57 | 67 | 45 | 63 | 66 | 78.98 | 0 | 1 | 0 | 0 | 0 | 0 | 0 | 1 | 1 | 1 | 1 | 0 | 100% | #N/A
1986-10-01 | 10 | 1 | 2018 | 2018-10-01 | 1 | 0 | 10:00 | 10 | 80 | 67 | 69.08 | 58.1 | 59 | 57.02 | 60.8 | 60.8 | 60.8 | 55 | 66 | 47 | 66 | 70 | 78.98 | 0 | 1 | 0 | 0 | 0 | 0 | 0 | 1 | 1 | 1 | 1 | 0 | 100% | #N/A
1986-10-01 | 10 | 1 | 2018 | 2018-10-01 | 1 | 0 | 11:00 | 11 | 82 | 68 | 69.8 | 58.1 | 59 | 60.08 | 60.8 | 60.8 | 60.8 | 55 | 69 | 48 | 64 | 73 | 80.96 | 0 | 1 | 0 | 0 | 0 | 0 | 0 | 1 | 1 | 1 | 1 | 0 | 100% | #N/A
1986-10-01 | 10 | 1 | 2018 | 2018-10-01 | 1 | 0 | 12:00 | 12 | 82 | 70 | 69.08 | 57.56 | 60.8 | 60.08 | 62.6 | 60.8 | 60.8 | 54 | 70 | 50 | 63 | 77 | 80.96 | 0 | 1 | 0 | 0 | 0 | 0 | 0 | 1 | 1 | 1 | 1 | 0 | 100% | #N/A
1986-10-01 | 10 | 1 | 2018 | 2018-10-01 | 1 | 0 | 13:00 | 13 | 83 | 71 | 69.8 | 57.92 | 57.92 | 59 | 60.8 | 62.06 | 60.8 | 48 | 71 | 50 | 61 | 79 | 78.98 | 0 | 1 | 0 | 0 | 0 | 0 | 0 | 1 | 1 | 1 | 1 | 0 | 100% | #N/A
1986-10-01 | 10 | 1 | 2018 | 2018-10-01 | 1 | 0 | 14:00 | 14 | 82 | 69 | 71.6 | 57.56 | 57.02 | 57.92 | 60.8 | 62.6 | 60.8 | 52 | 70 | 52 | 57 | 81 | 75.92 | 0 | 1 | 0 | 0 | 0 | 0 | 0 | 1 | 1 | 1 | 1 | 0 | 100% | #N/A
1986-10-01 | 10 | 1 | 2018 | 2018-10-01 | 1 | 0 | 15:00 | 15 | 80 | 66 | 71.6 | 57.38 | 57.02 | 57.02 | 59 | 62.96 | 59 | 48 | 69 | 52 | 54 | 81 | 77 | 0 | 1 | 0 | 0 | 0 | 0 | 0 | 1 | 1 | 1 | 1 | 0 | 100% | #N/A
1986-10-01 | 10 | 1 | 2018 | 2018-10-01 | 1 | 0 | 16:00 | 16 | 80 | 64 | 73.4 | 57.74 | 57.02 | 57.02 | 56.12 | 62.6 | 59 | 45 | 71 | 54 | 52 | 79 | 73.94 | 0 | 1 | 0 | 0 | 0 | 0 | 0 | 1 | 1 | 1 | 1 | 0 | 100% | #N/A
1986-10-01 | 10 | 1 | 2018 | 2018-10-01 | 1 | 0 | 17:00 | 17 | 77 | 64 | 71.06 | 57.74 | 57.02 | 57.02 | 55.4 | 59 | 59 | 43 | 69 | 52 | 50 | 75 | 73.04 | 0 | 1 | 0 | 0 | 0 | 0 | 0 | 1 | 1 | 1 | 1 | 0 | 100% | #N/A
1986-10-01 | 10 | 1 | 2018 | 2018-10-01 | 1 | 0 | 18:00 | 18 | 72 | 65 | 69.8 | 57.56 | 55.94 | 57.02 | 52.34 | 53.06 | 59 | 41 | 63 | 45 | 48 | 73 | 69.08 | 0 | 1 | 0 | 0 | 0 | 0 | 0 | 1 | 1 | 1 | 1 | 0 | 100% | #N/A
1986-10-01 | 10 | 1 | 2018 | 2018-10-01 | 1 | 0 | 19:00 | 19 | 69 | 65 | 68 | 57.74 | 55.04 | 55.94 | 50.72 | 53.6 | 59 | 43 | 59 | 43 | 46 | 72 | 69.08 | 0 | 1 | 0 | 0 | 0 | 0 | 0 | 1 | 1 | 1 | 1 | 0 | 100% | #N/A
1986-10-01 | 10 | 1 | 2018 | 2018-10-01 | 1 | 0 | 20:00 | 20 | 68 | 66 | 66.2 | 58.1 | 55.04 | 55.04 | 49.64 | 51.08 | 59 | 41 | 55 | 41 | 46 | 72 | 68 | 0 | 1 | 0 | 0 | 0 | 0 | 0 | 1 | 1 | 1 | 1 | 0 | 100% | #N/A
1986-10-01 | 10 | 1 | 2018 | 2018-10-01 | 1 | 0 | 21:00 | 21 | 68 | 66 | 62.06 | 58.1 | 55.94 | 53.96 | 49.46 | 51.8 | 60.8 | 39 | 55 | 40 | 46 | 70 | 66.02 | 0 | 1 | 0 | 0 | 0 | 0 | 0 | 1 | 1 | 1 | 1 | 0 | 100% | #N/A
1986-10-01 | 10 | 1 | 2018 | 2018-10-01 | 1 | 0 | 22:00 | 22 | 67 | 67 | 60.8 | 58.1 | 55.4 | 55.04 | 50 | 51.8 | 59 | 39 | 53 | 39 | 39 | 70 | 66.02 | 0 | 1 | 0 | 0 | 0 | 0 | 0 | 1 | 1 | 1 | 1 | 0 | 100% | #N/A
1986-10-01 | 10 | 1 | 2018 | 2018-10-01 | 1 | 0 | 23:00 | 23 | 66 | 67 | 59 | 57.56 | 55.94 | 55.04 | 49.1 | 51.08 | 59 | 39 | 53 | 39 | 37 | 68 | 64.04 | 0 | 1 | 0 | 0 | 0 | 0 | 0 | 1 | 1 | 1 | 1 | 0 | 100% | #N/A
1986-10-01 | 10 | 1 | 2018 | 2018-10-01 | 1 | 0 | 24:00 | 24 | 65 | 67 | 57.2 | 57.38 | 57.02 | 55.04 | 50 | 51.8 | 59 | 39 | 52 | 39 | 36 | 68 | 64.04 | 0 | 0 | 1 | 0 | 0 | 0 | 0 | 1 | 1 | 1 | 1 | 0 | 100% | #N/A
1986-10-02 | 10 | 2 | 2018 | 2018-10-02 | 2 | 0 | 1:00 | 1 | 65 | 67 | 57.2 | 57.2 | 57.92 | 55.04 | 48.2 | 51.8 | 59 | 39 | 52 | 39 | 36 | 66 | 64.94 | 0 | 0 | 1 | 0 | 0 | 0 | 0 | 1 | 1 | 1 | 1 | 0 | 100% | #N/A
1986-10-02 | 10 | 2 | 2018 | 2018-10-02 | 2 | 0 | 2:00 | 2 | 64 | 66 | 57.2 | 57.02 | 57.92 | 55.94 | 48.92 | 51.98 | 59 | 39 | 53 | 37 | 36 | 68 | 64.04 | 0 | 0 | 1 | 0 | 0 | 0 | 0 | 1 | 1 | 1 | 1 | 0 | 100% | #N/A
1986-10-02 | 10 | 2 | 2018 | 2018-10-02 | 2 | 0 | 3:00 | 3 | 63 | 66 | 59 | 57.2 | 57.02 | 53.96 | 48.2 | 51.98 | 59 | 39 | 50 | 37 | 34 | 66 | 62.96 | 0 | 0 | 1 | 0 | 0 | 0 | 0 | 1 | 1 | 1 | 1 | 0 | 100% | #N/A
1986-10-02 | 10 | 2 | 2018 | 2018-10-02 | 2 | 0 | 4:00 | 4 | 62 | 65 | 59 | 57.02 | 57.02 | 53.96 | 50 | 53.06 | 59 | 39 | 49 | 37 | 34 | 66 | 62.06 | 0 | 0 | 1 | 0 | 0 | 0 | 0 | 1 | 1 | 1 | 1 | 0 | 100% | #N/A
1986-10-02 | 10 | 2 | 2018 | 2018-10-02 | 2 | 0 | 5:00 | 5 | 61 | 66 | 60.8 | 56.84 | 57.02 | 53.96 | 50 | 53.6 | 59 | 39 | 50 | 37 | 30 | 66 | 60.08 | 0 | 0 | 1 | 0 | 0 | 0 | 0 | 1 | 1 | 1 | 1 | 0 | 100% | #N/A
1986-10-02 | 10 | 2 | 2018 | 2018-10-02 | 2 | 0 | 6:00 | 6 | 61 | 66 | 62.6 | 56.48 | 57.02 | 53.06 | 50 | 53.06 | 59 | 39 | 50 | 37 | 30 | 68 | 57.92 | 0 | 0 | 1 | 0 | 0 | 0 | 0 | 1 | 1 | 1 | 1 | 0 | 100% | #N/A
1986-10-02 | 10 | 2 | 2018 | 2018-10-02 | 2 | 0 | 7:00 | 7 | 62 | 67 | 62.6 | 56.12 | 55.4 | 53.06 | 51.8 | 53.06 | 59 | 39 | 51 | 37 | 34 | 68 | 57.92 | 0 | 0 | 1 | 0 | 0 | 0 | 0 | 1 | 1 | 1 | 1 | 0 | 100% | #N/A
1986-10-02 | 10 | 2 | 2018 | 2018-10-02 | 2 | 0 | 8:00 | 8 | 62 | 69 | 64.04 | 56.3 | 55.94 | 53.6 | 53.6 | 53.96 | 59 | 45 | 54 | 37 | 43 | 70 | 57.92 | 0 | 1 | 0 | 0 | 0 | 0 | 0 | 1 | 1 | 1 | 1 | 0 | 100% | #N/A
1986-10-02 | 10 | 2 | 2018 | 2018-10-02 | 2 | 0 | 9:00 | 9 | 62 | 71 | 64.4 | 56.12 | 55.94 | 53.06 | 55.4 | 55.4 | 59 | 45 | 56 | 41 | 48 | 73 | 59 | 0 | 1 | 0 | 0 | 0 | 0 | 0 | 1 | 1 | 1 | 1 | 0 | 100% | #N/A
1986-10-02 | 10 | 2 | 2018 | 2018-10-02 | 2 | 0 | 10:00 | 10 | 62 | 73 | 62.96 | 56.3 | 57.02 | 53.96 | 53.6 | 55.4 | 60.8 | 46 | 58 | 45 | 52 | 79 | 60.08 | 0 | 1 | 0 | 0 | 0 | 0 | 0 | 1 | 1 | 1 | 1 | 0 | 100% | #N/A
1986-10-02 | 10 | 2 | 2018 | 2018-10-02 | 2 | 0 | 11:00 | 11 | 62 | 70 | 64.04 | 56.12 | 57.02 | 53.96 | 57.2 | 55.4 | 59 | 48 | 61 | 52 | 52 | 75 | 60.08 | 0 | 1 | 0 | 0 | 0 | 0 | 0 | 1 | 1 | 1 | 1 | 0 | 100% | #N/A
1986-10-02 | 10 | 2 | 2018 | 2018-10-02 | 2 | 0 | 12:00 | 12 | 63 | 68 | 64.4 | 55.94 | 57.92 | 53.96 | 57.2 | 55.4 | 57.2 | 48 | 60 | 52 | 54 | 79 | 60.08 | 0 | 1 | 0 | 0 | 0 | 0 | 0 | 1 | 1 | 1 | 1 | 0 | 100% | #N/A
1986-10-02 | 10 | 2 | 2018 | 2018-10-02 | 2 | 0 | 13:00 | 13 | 64 | 65 | 66.2 | 56.12 | 57.02 | 53.96 | 59 | 57.02 | 55.4 | 48 | 59 | 45 | 55 | 79 | 60.08 | 0 | 1 | 0 | 0 | 0 | 0 | 0 | 1 | 1 | 1 | 1 | 0 | 100% | #N/A
1986-10-02 | 10 | 2 | 2018 | 2018-10-02 | 2 | 0 | 14:00 | 14 | 64 | 65 | 66.02 | 56.3 | 55.94 | 55.04 | 62.6 | 55.4 | 55.4 | 46 | 57 | 46 | 57 | 81 | 60.08 | 0 | 1 | 0 | 0 | 0 | 0 | 0 | 1 | 1 | 1 | 1 | 0 | 100% | #N/A
1986-10-02 | 10 | 2 | 2018 | 2018-10-02 | 2 | 0 | 15:00 | 15 | 64 | 65 | 64.94 | 55.94 | 55.04 | 55.94 | 62.6 | 57.2 | 55.4 | 46 | 57 | 45 | 57 | 81 | 60.08 | 0 | 1 | 0 | 0 | 0 | 0 | 0 | 1 | 1 | 1 | 1 | 0 | 100% | #N/A
1986-10-02 | 10 | 2 | 2018 | 2018-10-02 | 2 | 0 | 16:00 | 16 | 65 | 65 | 64.04 | 55.22 | 55.04 | 55.04 | 62.6 | 57.02 | 55.4 | 46 | 55 | 46 | 55 | 81 | 60.98 | 0 | 1 | 0 | 0 | 0 | 0 | 0 | 1 | 1 | 1 | 1 | 0 | 100% | #N/A
1986-10-02 | 10 | 2 | 2018 | 2018-10-02 | 2 | 0 | 17:00 | 17 | 65 | 63 | 62.6 | 55.94 | 55.04 | 53.6 | 62.6 | 57.92 | 55.4 | 46 | 55 | 45 | 54 | 77 | 60.98 | 0 | 1 | 0 | 0 | 0 | 0 | 0 | 1 | 1 | 1 | 1 | 0 | 100% | #N/A
1986-10-02 | 10 | 2 | 2018 | 2018-10-02 | 2 | 0 | 18:00 | 18 | 65 | 60 | 60.8 | 55.76 | 55.04 | 53.96 | 60.8 | 57.02 | 55.4 | 45 | 55 | 43 | 54 | 75 | 60.98 | 0 | 1 | 0 | 0 | 0 | 0 | 0 | 1 | 1 | 1 | 1 | 0 | 100% | #N/A
1986-10-02 | 10 | 2 | 2018 | 2018-10-02 | 2 | 0 | 19:00 | 19 | 65 | 58 | 62.06 | 55.04 | 55.04 | 55.04 | 60.8 | 57.02 | 55.4 | 45 | 53 | 39 | 52 | 73 | 60.98 | 0 | 1 | 0 | 0 | 0 | 0 | 0 | 1 | 1 | 1 | 1 | 0 | 100% | #N/A
1986-10-02 | 10 | 2 | 2018 | 2018-10-02 | 2 | 0 | 20:00 | 20 | 65 | 56 | 60.98 | 54.68 | 55.04 | 53.06 | 60.8 | 55.4 | 55.4 | 45 | 53 | 37 | 43 | 73 | 60.08 | 0 | 1 | 0 | 0 | 0 | 0 | 0 | 1 | 1 | 1 | 1 | 0 | 100% | #N/A
1986-10-02 | 10 | 2 | 2018 | 2018-10-02 | 2 | 0 | 21:00 | 21 | 62 | 54 | 60.8 | 54.14 | 53.96 | 53.06 | 59 | 57.02 | 55.4 | 45 | 54 | 39 | 41 | 72 | 57.92 | 0 | 1 | 0 | 0 | 0 | 0 | 0 | 1 | 1 | 1 | 1 | 0 | 100% | #N/A
1986-10-02 | 10 | 2 | 2018 | 2018-10-02 | 2 | 0 | 22:00 | 22 | 61 | 52 | 60.98 | 53.96 | 53.96 | 53.06 | 55.4 | 55.94 | 55.4 | 45 | 54 | 37 | 37 | 72 | 57.92 | 0 | 1 | 0 | 0 | 0 | 0 | 0 | 1 | 1 | 1 | 1 | 0 | 100% | #N/A
1986-10-02 | 10 | 2 | 2018 | 2018-10-02 | 2 | 0 | 23:00 | 23 | 60 | 52 | 59 | 53.78 | 55.04 | 51.98 | 51.8 | 55.4 | 55.4 | 45 | 53 | 37 | 37 | 72 | 57.92 | 0 | 1 | 0 | 0 | 0 | 0 | 0 | 1 | 1 | 1 | 1 | 0 | 100% | #N/A
1986-10-02 | 10 | 2 | 2018 | 2018-10-02 | 2 | 0 | 24:00 | 24 | 59 | 53 | 59 | 53.96 | 53.96 | 51.8 | 51.8 | 55.4 | 55.4 | 45 | 52 | 37 | 39 | 72 | 57.02 | 0 | 0 | 1 | 0 | 0 | 0 | 0 | 1 | 1 | 1 | 1 | 0 | 100% | #N/A
1986-10-03 | 10 | 3 | 2018 | 2018-10-03 | 3 | 0 | 1:00 | 1 | 58 | 53 | 55.4 | 53.96 | 53.06 | 53.06 | 48.2 | 53.6 | 55.4 | 43 | 52 | 37 | 37 | 72 | 57.02 | 0 | 0 | 1 | 0 | 0 | 0 | 0 | 1 | 1 | 1 | 1 | 0 | 100% | #N/A
1986-10-03 | 10 | 3 | 2018 | 2018-10-03 | 3 | 0 | 2:00 | 2 | 57 | 53 | 55.4 | 53.24 | 53.06 | 53.06 | 51.8 | 53.6 | 55.4 | 43 | 50 | 36 | 37 | 70 | 55.94 | 0 | 0 | 1 | 0 | 0 | 0 | 0 | 1 | 1 | 1 | 1 | 0 | 100% | #N/A
1986-10-03 | 10 | 3 | 2018 | 2018-10-03 | 3 | 0 | 3:00 | 3 | 56 | 52 | 55.4 | 52.88 | 53.6 | 51.98 | 51.8 | 53.6 | 57.2 | 45 | 49 | 34 | 36 | 70 | 53.96 | 0 | 0 | 1 | 0 | 0 | 0 | 0 | 1 | 1 | 1 | 1 | 0 | 100% | #N/A
1986-10-03 | 10 | 3 | 2018 | 2018-10-03 | 3 | 0 | 4:00 | 4 | 55 | 52 | 55.04 | 52.7 | 55.04 | 51.8 | 50 | 53.6 | 57.2 | 45 | 47 | 32 | 36 | 70 | 50 | 0 | 0 | 1 | 0 | 0 | 0 | 0 | 1 | 1 | 1 | 1 | 0 | 100% | #N/A
1986-10-03 | 10 | 3 | 2018 | 2018-10-03 | 3 | 0 | 5:00 | 5 | 54 | 52 | 55.4 | 52.34 | 53.96 | 51.98 | 51.8 | 53.6 | 57.2 | 43 | 45 | 30 | 36 | 70 | 51.98 | 0 | 0 | 1 | 0 | 0 | 0 | 0 | 1 | 1 | 1 | 1 | 0 | 100% | #N/A
1986-10-03 | 10 | 3 | 2018 | 2018-10-03 | 3 | 0 | 6:00 | 6 | 55 | 51 | 55.4 | 51.44 | 53.96 | 51.8 | 51.8 | 53.6 | 57.2 | 41 | 43 | 28 | 34 | 68 | 51.98 | 0 | 0 | 1 | 0 | 0 | 0 | 0 | 1 | 1 | 1 | 1 | 0 | 100% | #N/A
1986-10-03 | 10 | 3 | 2018 | 2018-10-03 | 3 | 0 | 7:00 | 7 | 56 | 51 | 55.4 | 51.26 | 53.96 | 51.8 | 53.78 | 53.6 | 57.2 | 43 | 48 | 30 | 36 | 68 | 55.04 | 0 | 0 | 1 | 0 | 0 | 0 | 0 | 1 | 1 | 1 | 1 | 0 | 100% | #N/A
1986-10-03 | 10 | 3 | 2018 | 2018-10-03 | 3 | 0 | 8:00 | 8 | 59 | 53 | 60.8 | 51.08 | 53.96 | 51.98 | 53.6 | 53.6 | 57.2 | 43 | 51 | 37 | 41 | 68 | 57.92 | 0 | 1 | 0 | 0 | 0 | 0 | 0 | 1 | 1 | 1 | 1 | 0 | 100% | #N/A
1986-10-03 | 10 | 3 | 2018 | 2018-10-03 | 3 | 0 | 9:00 | 9 | 60 | 55 | 62.06 | 51.98 | 53.96 | 53.06 | 55.4 | 55.04 | 59 | 45 | 54 | 43 | 48 | 68 | 59 | 0 | 1 | 0 | 0 | 0 | 0 | 0 | 1 | 1 | 1 | 1 | 0 | 100% | #N/A
1986-10-03 | 10 | 3 | 2018 | 2018-10-03 | 3 | 0 | 10:00 | 10 | 62 | 57 | 63.5 | 53.6 | 55.04 | 53.6 | 57.2 | 57.02 | 59 | 46 | 58 | 46 | 52 | 63 | 59 | 0 | 1 | 0 | 0 | 0 | 0 | 0 | 1 | 1 | 1 | 1 | 0 | 100% | #N/A
1986-10-03 | 10 | 3 | 2018 | 2018-10-03 | 3 | 0 | 11:00 | 11 | 63 | 56 | 65.12 | 54.86 | 55.04 | 53.6 | 57.02 | 57.02 | 57.2 | 46 | 59 | 48 | 54 | 61 | 60.08 | 0 | 1 | 0 | 0 | 0 | 0 | 0 | 1 | 1 | 1 | 1 | 0 | 100% | #N/A
1986-10-03 | 10 | 3 | 2018 | 2018-10-03 | 3 | 0 | 12:00 | 12 | 62 | 56 | 66.56 | 54.86 | 55.94 | 55.04 | 58.82 | 55.4 | 57.2 | 46 | 60 | 52 | 55 | 59 | 60.08 | 0 | 1 | 0 | 0 | 0 | 0 | 0 | 1 | 1 | 1 | 1 | 0 | 100% | #N/A
1986-10-03 | 10 | 3 | 2018 | 2018-10-03 | 3 | 0 | 13:00 | 13 | 62 | 55 | 68 | 55.22 | 55.04 | 55.04 | 59.72 | 59 | 57.2 | 48 | 60 | 54 | 57 | 59 | 60.98 | 0 | 1 | 0 | 0 | 0 | 0 | 0 | 1 | 1 | 1 | 1 | 0 | 100% | #N/A
1986-10-03 | 10 | 3 | 2018 | 2018-10-03 | 3 | 0 | 14:00 | 14 | 62 | 54 | 67.46 | 55.4 | 55.94 | 55.94 | 63.14 | 60.08 | 57.2 | 48 | 59 | 54 | 55 | 57 | 60.98 | 0 | 1 | 0 | 0 | 0 | 0 | 0 | 1 | 1 | 1 | 1 | 0 | 100% | #N/A
1986-10-03 | 10 | 3 | 2018 | 2018-10-03 | 3 | 0 | 15:00 | 15 | 63 | 54 | 66.92 | 55.22 | 55.94 | 55.94 | 64.04 | 59 | 57.2 | 50 | 58 | 55 | 55 | 59 | 60.08 | 0 | 1 | 0 | 0 | 0 | 0 | 0 | 1 | 1 | 1 | 1 | 0 | 100% | #N/A
1986-10-03 | 10 | 3 | 2018 | 2018-10-03 | 3 | 0 | 16:00 | 16 | 63 | 53 | 64.94 | 55.94 | 55.94 | 55.94 | 60.62 | 57.92 | 55.4 | 48 | 57 | 55 | 55 | 57 | 60.08 | 0 | 1 | 0 | 0 | 0 | 0 | 0 | 1 | 1 | 1 | 1 | 0 | 100% | #N/A
1986-10-03 | 10 | 3 | 2018 | 2018-10-03 | 3 | 0 | 17:00 | 17 | 64 | 52 | 62.96 | 55.94 | 55.4 | 55.94 | 60.08 | 57.92 | 55.4 | 48 | 56 | 52 | 52 | 55 | 60.08 | 0 | 1 | 0 | 0 | 0 | 0 | 0 | 1 | 1 | 1 | 1 | 0 | 100% | #N/A
1986-10-03 | 10 | 3 | 2018 | 2018-10-03 | 3 | 0 | 18:00 | 18 | 64 | 50 | 60.08 | 55.22 | 55.04 | 55.94 | 56.3 | 55.94 | 57.2 | 46 | 56 | 45 | 48 | 55 | 60.08 | 0 | 1 | 0 | 0 | 0 | 0 | 0 | 1 | 1 | 1 | 1 | 0 | 100% | #N/A
1986-10-03 | 10 | 3 | 2018 | 2018-10-03 | 3 | 0 | 19:00 | 19 | 63 | 49 | 59 | 54.5 | 55.04 | 55.94 | 54.14 | 57.02 | 55.4 | 45 | 55 | 41 | 41 | 55 | 60.08 | 0 | 1 | 0 | 0 | 0 | 0 | 0 | 1 | 1 | 1 | 1 | 0 | 100% | #N/A
1986-10-03 | 10 | 3 | 2018 | 2018-10-03 | 3 | 0 | 20:00 | 20 | 64 | 48 | 57.92 | 54.5 | 55.04 | 55.94 | 53.6 | 55.04 | 57.2 | 43 | 55 | 39 | 37 | 55 | 60.98 | 0 | 1 | 0 | 0 | 0 | 0 | 0 | 1 | 1 | 1 | 1 | 0 | 100% | #N/A
1986-10-03 | 10 | 3 | 2018 | 2018-10-03 | 3 | 0 | 21:00 | 21 | 65 | 48 | 57.92 | 54.68 | 55.04 | 55.94 | 55.4 | 53.96 | 57.2 | 43 | 55 | 39 | 36 | 55 | 60.98 | 0 | 1 | 0 | 0 | 0 | 0 | 0 | 1 | 1 | 1 | 1 | 0 | 100% | #N/A
1986-10-03 | 10 | 3 | 2018 | 2018-10-03 | 3 | 0 | 22:00 | 22 | 65.0406 | 47 | 57.02 | 54.5 | 55.04 | 55.94 | 53.6 | 53.06 | 55.4 | 43 | 55 | 39 | 36 | 54 | 62.06 | 0 | 1 | 0 | 0 | 0 | 0 | 0 | 1 | 1 | 1 | 1 | 0 | 100% | #N/A
1986-10-03 | 10 | 3 | 2018 | 2018-10-03 | 3 | 0 | 23:00 | 23 | 66.0831 | 46 | 57.92 | 55.04 | 55.04 | 55.94 | 53.24 | 53.06 | 57.2 | 37 | 55 | 36 | 36 | 54 | 62.96 | 0 | 1 | 0 | 0 | 0 | 0 | 0 | 1 | 1 | 1 | 1 | 0 | 100% | #N/A
1986-10-03 | 10 | 3 | 2018 | 2018-10-03 | 3 | 0 | 24:00 | 24 | 66.0831 | 46 | 57.2 | 54.68 | 55.04 | 55.94 | 53.06 | 53.06 | 57.2 | 34 | 56 | 36 | 34 | 50 | 64.04 | 0 | 0 | 1 | 0 | 0 | 0 | 0 | 1 | 1 | 1 | 1 | 0 | 100% | #N/A
1986-10-04 | 10 | 4 | 2018 | 2018-10-04 | 4 | 0 | 1:00 | 1 | 67 | 45 | 57.2 | 55.04 | 55.04 | 55.94 | 53.6 | 51.8 | 57.2 | 32 | 56 | 36 | 32 | 48 | 64.94 | 0 | 0 | 1 | 0 | 0 | 0 | 0 | 1 | 1 | 1 | 1 | 0 | 100% | #N/A
1986-10-04 | 10 | 4 | 2018 | 2018-10-04 | 4 | 0 | 2:00 | 2 | 67 | 45 | 57.2 | 55.4 | 55.4 | 55.04 | 53.6 | 51.8 | 57.2 | 32 | 56 | 36 | 30 | 48 | 66.92 | 0 | 0 | 1 | 0 | 0 | 0 | 0 | 1 | 1 | 1 | 1 | 0 | 100% | #N/A
1986-10-04 | 10 | 4 | 2018 | 2018-10-04 | 4 | 0 | 3:00 | 3 | 67 | 45 | 57.2 | 55.22 | 55.04 | 55.4 | 51.8 | 51.8 | 57.2 | 28 | 56 | 34 | 28 | 48 | 68 | 0 | 0 | 1 | 0 | 0 | 0 | 0 | 1 | 1 | 1 | 1 | 0 | 100% | #N/A
1986-10-04 | 10 | 4 | 2018 | 2018-10-04 | 4 | 0 | 4:00 | 4 | 68 | 45 | 57.2 | 55.22 | 53.96 | 53.6 | 51.8 | 51.8 | 57.2 | 28 | 56 | 34 | 28 | 46 | 69.08 | 0 | 0 | 1 | 0 | 0 | 0 | 0 | 1 | 1 | 1 | 1 | 0 | 100% | #N/A
1986-10-04 | 10 | 4 | 2018 | 2018-10-04 | 4 | 0 | 5:00 | 5 | 68 | 45 | 57.2 | 54.86 | 53.06 | 53.96 | 51.8 | 51.08 | 57.2 | 27 | 56 | 36 | 30 | 48 | 69.08 | 0 | 0 | 1 | 0 | 0 | 0 | 0 | 1 | 1 | 1 | 1 | 0 | 100% | #N/A
1986-10-04 | 10 | 4 | 2018 | 2018-10-04 | 4 | 0 | 6:00 | 6 | 68 | 45 | 55.4 | 54.5 | 53.06 | 51.98 | 51.8 | 51.8 | 57.2 | 25 | 56 | 37 | 30 | 46 | 69.98 | 0 | 0 | 1 | 0 | 0 | 0 | 0 | 1 | 1 | 1 | 1 | 0 | 100% | #N/A
1986-10-04 | 10 | 4 | 2018 | 2018-10-04 | 4 | 0 | 7:00 | 7 | 69 | 45 | 57.2 | 55.22 | 53.96 | 53.96 | 51.8 | 51.8 | 57.2 | 30 | 56 | 39 | 30 | 48 | 66.02 | 0 | 0 | 1 | 0 | 0 | 0 | 0 | 1 | 1 | 1 | 1 | 0 | 100% | #N/A
1986-10-04 | 10 | 4 | 2018 | 2018-10-04 | 4 | 0 | 8:00 | 8 | 70 | 49 | 57.2 | 55.4 | 57.92 | 55.94 | 51.8 | 51.8 | 59 | 36 | 57 | 45 | 32 | 55 | 68 | 0 | 1 | 0 | 0 | 0 | 0 | 0 | 1 | 1 | 1 | 1 | 0 | 100% | #N/A
1986-10-04 | 10 | 4 | 2018 | 2018-10-04 | 4 | 0 | 9:00 | 9 | 73 | 53 | 59 | 55.58 | 62.96 | 55.94 | 53.6 | 55.04 | 59 | 46 | 60 | 52 | 37 | 57 | 69.98 | 0 | 1 | 0 | 0 | 0 | 0 | 0 | 1 | 1 | 1 | 1 | 0 | 100% | #N/A
1986-10-04 | 10 | 4 | 2018 | 2018-10-04 | 4 | 0 | 10:00 | 10 | 76 | 57 | 62.6 | 57.2 | 64.04 | 60.08 | 57.2 | 55.4 | 60.8 | 48 | 66 | 55 | 48 | 57 | 73.04 | 0 | 1 | 0 | 0 | 0 | 0 | 0 | 1 | 1 | 1 | 1 | 0 | 100% | #N/A
1986-10-04 | 10 | 4 | 2018 | 2018-10-04 | 4 | 0 | 11:00 | 11 | 74 | 59 | 62.6 | 57.74 | 66.92 | 66.92 | 59 | 55.4 | 60.8 | 50 | 67 | 54 | 55 | 57 | 75.02 | 0 | 1 | 0 | 0 | 0 | 0 | 0 | 1 | 1 | 1 | 1 | 0 | 100% | #N/A
1986-10-04 | 10 | 4 | 2018 | 2018-10-04 | 4 | 0 | 12:00 | 12 | 75 | 61 | 66.02 | 58.46 | 68 | 69.98 | 57.2 | 55.4 | 62.6 | 54 | 67 | 55 | 57 | 57 | 77 | 0 | 1 | 0 | 0 | 0 | 0 | 0 | 1 | 1 | 1 | 1 | 0 | 100% | #N/A
1986-10-04 | 10 | 4 | 2018 | 2018-10-04 | 4 | 0 | 13:00 | 13 | 80 | 63 | 66.02 | 59.18 | 68 | 69.98 | 59 | 57.2 | 62.6 | 55 | 70 | 54 | 61 | 55 | 75.92 | 0 | 1 | 0 | 0 | 0 | 0 | 0 | 1 | 1 | 1 | 1 | 0 | 100% | #N/A
1986-10-04 | 10 | 4 | 2018 | 2018-10-04 | 4 | 0 | 14:00 | 14 | 76 | 63 | 66.92 | 59.54 | 69.98 | 71.96 | 57.2 | 55.4 | 62.6 | 57 | 68 | 52 | 61 | 55 | 75.92 | 0 | 1 | 0 | 0 | 0 | 0 | 0 | 1 | 1 | 1 | 1 | 0 | 100% | #N/A
1986-10-04 | 10 | 4 | 2018 | 2018-10-04 | 4 | 0 | 15:00 | 15 | 77 | 63 | 62.06 | 59.54 | 68 | 71.06 | 55.4 | 55.4 | 62.6 | 57 | 66 | 52 | 63 | 55 | 78.08 | 0 | 1 | 0 | 0 | 0 | 0 | 0 | 1 | 1 | 1 | 1 | 0 | 100% | #N/A
1986-10-04 | 10 | 4 | 2018 | 2018-10-04 | 4 | 0 | 16:00 | 16 | 77 | 63 | 62.6 | 59.54 | 66.92 | 69.08 | 55.4 | 53.6 | 62.6 | 57 | 64 | 52 | 63 | 55 | 75.92 | 0 | 1 | 0 | 0 | 0 | 0 | 0 | 1 | 1 | 1 | 1 | 0 | 100% | #N/A
1986-10-04 | 10 | 4 | 2018 | 2018-10-04 | 4 | 0 | 17:00 | 17 | 76 | 61 | 60.8 | 60.26 | 62.96 | 64.04 | 55.4 | 53.6 | 60.8 | 54 | 62 | 52 | 59 | 55 | 75.02 | 0 | 1 | 0 | 0 | 0 | 0 | 0 | 1 | 1 | 1 | 1 | 0 | 100% | #N/A
1986-10-04 | 10 | 4 | 2018 | 2018-10-04 | 4 | 0 | 18:00 | 18 | 74 | 58 | 59 | 60.26 | 60.08 | 62.06 | 55.4 | 53.6 | 60.8 | 43 | 61 | 52 | 45 | 57 | 71.96 | 0 | 1 | 0 | 0 | 0 | 0 | 0 | 1 | 1 | 1 | 1 | 0 | 100% | #N/A
1986-10-04 | 10 | 4 | 2018 | 2018-10-04 | 4 | 0 | 19:00 | 19 | 73 | 56 | 57.92 | 60.98 | 57.92 | 60.98 | 55.4 | 55.4 | 62.6 | 45 | 57 | 50 | 39 | 57 | 71.06 | 0 | 1 | 0 | 0 | 0 | 0 | 0 | 1 | 1 | 1 | 1 | 0 | 100% | #N/A
1986-10-04 | 10 | 4 | 2018 | 2018-10-04 | 4 | 0 | 20:00 | 20 | 72 | 54 | 59 | 61.7 | 59 | 60.8 | 57.2 | 55.04 | 62.6 | 37 | 56 | 46 | 39 | 57 | 69.98 | 0 | 1 | 0 | 0 | 0 | 0 | 0 | 1 | 1 | 1 | 1 | 0 | 100% | #N/A
1986-10-04 | 10 | 4 | 2018 | 2018-10-04 | 4 | 0 | 21:00 | 21 | 72 | 51 | 57.2 | 62.24 | 59 | 60.08 | 57.2 | 53.96 | 64.4 | 36 | 56 | 46 | 37 | 59 | 69.98 | 0 | 1 | 0 | 0 | 0 | 0 | 0 | 1 | 1 | 1 | 1 | 0 | 100% | #N/A
1986-10-04 | 10 | 4 | 2018 | 2018-10-04 | 4 | 0 | 22:00 | 22 | 70 | 49 | 57.02 | 63.86 | 57.92 | 60.08 | 55.94 | 53.96 | 64.4 | 32 | 55 | 43 | 36 | 59 | 69.98 | 0 | 1 | 0 | 0 | 0 | 0 | 0 | 1 | 1 | 1 | 1 | 0 | 100% | #N/A
1986-10-04 | 10 | 4 | 2018 | 2018-10-04 | 4 | 0 | 23:00 | 23 | 69 | 48 | 57.02 | 65.12 | 57.2 | 60.08 | 56.12 | 53.96 | 66.2 | 30 | 55 | 39 | 34 | 61 | 69.08 | 0 | 1 | 0 | 0 | 0 | 0 | 0 | 1 | 1 | 1 | 1 | 0 | 100% | #N/A
1986-10-04 | 10 | 4 | 2018 | 2018-10-04 | 4 | 0 | 24:00 | 24 | 67 | 47 | 57.02 | 65.12 | 57.02 | 60.08 | 51.8 | 53.96 | 64.4 | 28 | 53 | 37 | 34 | 63 | 60.98 | 0 | 0 | 1 | 0 | 0 | 0 | 0 | 1 | 1 | 1 | 1 | 0 | 100% | #N/A
1986-10-05 | 10 | 5 | 2018 | 2018-10-05 | 5 | 0 | 1:00 | 1 | 66 | 46 | 57.02 | 63.5 | 57.02 | 60.08 | 54.14 | 53.06 | 64.4 | 28 | 53 | 36 | 32 | 63 | 59 | 0 | 0 | 1 | 0 | 0 | 0 | 0 | 1 | 1 | 1 | 1 | 0 | 100% | #N/A
1986-10-05 | 10 | 5 | 2018 | 2018-10-05 | 5 | 0 | 2:00 | 2 | 64 | 47 | 57.02 | 60.98 | 57.92 | 57.02 | 53.78 | 53.06 | 60.8 | 28 | 53 | 33 | 30 | 63 | 55.94 | 0 | 0 | 1 | 0 | 0 | 0 | 0 | 1 | 1 | 1 | 1 | 0 | 100% | #N/A
1986-10-05 | 10 | 5 | 2018 | 2018-10-05 | 5 | 0 | 3:00 | 3 | 62 | 47 | 55.94 | 58.1 | 57.02 | 57.02 | 51.08 | 53.06 | 59 | 29 | 52 | 33 | 30 | 64 | 55.94 | 0 | 0 | 1 | 0 | 0 | 0 | 0 | 1 | 1 | 1 | 1 | 0 | 100% | #N/A
1986-10-05 | 10 | 5 | 2018 | 2018-10-05 | 5 | 0 | 4:00 | 4 | 61 | 48 | 55.04 | 56.84 | 57.02 | 57.02 | 50.9 | 51.98 | 57.2 | 28 | 52 | 31 | 30 | 66 | 55.94 | 0 | 0 | 1 | 0 | 0 | 0 | 0 | 1 | 1 | 1 | 1 | 0 | 100% | #N/A
1986-10-05 | 10 | 5 | 2018 | 2018-10-05 | 5 | 0 | 5:00 | 5 | 59 | 48 | 55.04 | 54.5 | 57.02 | 55.94 | 48.74 | 51.98 | 55.4 | 29 | 51 | 31 | 32 | 68 | 55.04 | 0 | 0 | 1 | 0 | 0 | 0 | 0 | 1 | 1 | 1 | 1 | 0 | 100% | #N/A
1986-10-05 | 10 | 5 | 2018 | 2018-10-05 | 5 | 0 | 6:00 | 6 | 59 | 49 | 53.96 | 53.06 | 57.92 | 55.94 | 47.12 | 50 | 51.8 | 31 | 50 | 31 | 32 | 70 | 55.94 | 0 | 0 | 1 | 0 | 0 | 0 | 0 | 1 | 1 | 1 | 1 | 0 | 100% | #N/A
1986-10-05 | 10 | 5 | 2018 | 2018-10-05 | 5 | 0 | 7:00 | 7 | 59 | 49 | 55.94 | 52.16 | 59 | 57.02 | 46.4 | 51.98 | 50 | 33 | 50 | 30 | 34 | 72 | 57.02 | 0 | 0 | 1 | 0 | 0 | 0 | 0 | 1 | 1 | 1 | 1 | 0 | 100% | #N/A
1986-10-05 | 10 | 5 | 2018 | 2018-10-05 | 5 | 0 | 8:00 | 8 | 61 | 55 | 57.92 | 51.08 | 59 | 57.02 | 55.94 | 51.98 | 51.8 | 37 | 52 | 36 | 34 | 72 | 57.92 | 0 | 1 | 0 | 0 | 0 | 0 | 0 | 1 | 1 | 1 | 1 | 0 | 100% | #N/A
1986-10-05 | 10 | 5 | 2018 | 2018-10-05 | 5 | 0 | 9:00 | 9 | 60 | 60 | 60.08 | 52.52 | 59 | 57.92 | 57.2 | 55.04 | 53.6 | 46 | 53 | 46 | 39 | 73 | 57.92 | 0 | 1 | 0 | 0 | 0 | 0 | 0 | 1 | 1 | 1 | 1 | 0 | 100% | #N/A
1986-10-05 | 10 | 5 | 2018 | 2018-10-05 | 5 | 0 | 10:00 | 10 | 60 | 66 | 60.98 | 55.04 | 60.98 | 60.08 | 62.06 | 57.02 | 57.2 | 52 | 53 | 46 | 50 | 75 | 57.02 | 0 | 1 | 0 | 0 | 0 | 0 | 0 | 1 | 1 | 1 | 1 | 0 | 100% | #N/A
1986-10-05 | 10 | 5 | 2018 | 2018-10-05 | 5 | 0 | 11:00 | 11 | 62 | 68 | 64.94 | 57.2 | 62.06 | 60.08 | 65.12 | 60.98 | 59 | 52 | 53 | 52 | 55 | 79 | 60.08 | 0 | 1 | 0 | 0 | 0 | 0 | 0 | 1 | 1 | 1 | 1 | 0 | 100% | #N/A
1986-10-05 | 10 | 5 | 2018 | 2018-10-05 | 5 | 0 | 12:00 | 12 | 64 | 69 | 68 | 58.82 | 62.6 | 60.8 | 67.28 | 60.98 | 59 | 54 | 57 | 52 | 57 | 79 | 60.08 | 0 | 1 | 0 | 0 | 0 | 0 | 0 | 1 | 1 | 1 | 1 | 0 | 100% | #N/A
1986-10-05 | 10 | 5 | 2018 | 2018-10-05 | 5 | 0 | 13:00 | 13 | 66 | 71 | 59 | 60.62 | 60.98 | 62.06 | 66.2 | 62.06 | 60.8 | 54 | 57 | 52 | 61 | 79 | 60.98 | 0 | 1 | 0 | 0 | 0 | 0 | 0 | 1 | 1 | 1 | 1 | 0 | 100% | #N/A
1986-10-05 | 10 | 5 | 2018 | 2018-10-05 | 5 | 0 | 14:00 | 14 | 67 | 70 | 64.94 | 61.7 | 60.08 | 62.96 | 67.82 | 62.06 | 60.8 | 54 | 59 | 52 | 61 | 79 | 60.08 | 0 | 1 | 0 | 0 | 0 | 0 | 0 | 1 | 1 | 1 | 1 | 0 | 100% | #N/A
1986-10-05 | 10 | 5 | 2018 | 2018-10-05 | 5 | 0 | 15:00 | 15 | 67 | 70 | 66.02 | 62.42 | 59 | 60.98 | 65.3 | 62.06 | 60.8 | 52 | 56 | 54 | 63 | 77 | 60.08 | 0 | 1 | 0 | 0 | 0 | 0 | 0 | 1 | 1 | 1 | 1 | 0 | 100% | #N/A
1986-10-05 | 10 | 5 | 2018 | 2018-10-05 | 5 | 0 | 16:00 | 16 | 64 | 69 | 64.04 | 61.34 | 57.02 | 60.08 | 63.86 | 59 | 59 | 48 | 55 | 52 | 61 | 75 | 60.98 | 0 | 1 | 0 | 0 | 0 | 0 | 0 | 1 | 1 | 1 | 1 | 0 | 100% | #N/A
1986-10-05 | 10 | 5 | 2018 | 2018-10-05 | 5 | 0 | 17:00 | 17 | 64 | 67 | 60.08 | 62.78 | 55.94 | 57.02 | 60.26 | 55.94 | 59 | 46 | 53 | 50 | 57 | 72 | 59 | 0 | 1 | 0 | 0 | 0 | 0 | 0 | 1 | 1 | 1 | 1 | 0 | 100% | #N/A
1986-10-05 | 10 | 5 | 2018 | 2018-10-05 | 5 | 0 | 18:00 | 18 | 62 | 64 | 57.02 | 60.98 | 51.98 | 53.96 | 56.12 | 51.98 | 55.4 | 45 | 51 | 43 | 52 | 68 | 55.94 | 0 | 1 | 0 | 0 | 0 | 0 | 0 | 1 | 1 | 1 | 1 | 0 | 100% | #N/A
1986-10-05 | 10 | 5 | 2018 | 2018-10-05 | 5 | 0 | 19:00 | 19 | 59 | 62 | 53.96 | 60.08 | 50 | 50 | 53.06 | 51.08 | 51.8 | 41 | 48 | 39 | 48 | 66 | 53.96 | 0 | 1 | 0 | 0 | 0 | 0 | 0 | 1 | 1 | 1 | 1 | 0 | 100% | #N/A
1986-10-05 | 10 | 5 | 2018 | 2018-10-05 | 5 | 0 | 20:00 | 20 | 57 | 61 | 51.98 | 58.1 | 44.06 | 48.92 | 50.9 | 48.92 | 48.2 | 34 | 43 | 36 | 43 | 63 | 53.06 | 0 | 1 | 0 | 0 | 0 | 0 | 0 | 1 | 1 | 1 | 1 | 0 | 100% | #N/A
1986-10-05 | 10 | 5 | 2018 | 2018-10-05 | 5 | 0 | 21:00 | 21 | 55 | 59 | 50 | 57.2 | 44.96 | 48.92 | 46.94 | 48.02 | 46.4 | 28 | 39 | 37 | 39 | 63 | 51.98 | 0 | 1 | 0 | 0 | 0 | 0 | 0 | 1 | 1 | 1 | 1 | 0 | 100% | #N/A
1986-10-05 | 10 | 5 | 2018 | 2018-10-05 | 5 | 0 | 22:00 | 22 | 55 | 58 | 44.96 | 56.12 | 44.06 | 48.92 | 39.74 | 42.08 | 42.8 | 28 | 37 | 36 | 43 | 59 | 48.02 | 0 | 1 | 0 | 0 | 0 | 0 | 0 | 1 | 1 | 1 | 1 | 0 | 100% | #N/A
1986-10-05 | 10 | 5 | 2018 | 2018-10-05 | 5 | 0 | 23:00 | 23 | 56 | 57 | 42.08 | 54.86 | 42.98 | 46.04 | 37.76 | 42.08 | 42.8 | 25 | 37 | 34 | 34 | 55 | 46.94 | 0 | 1 | 0 | 0 | 0 | 0 | 0 | 1 | 1 | 1 | 1 | 0 | 100% | #N/A
1986-10-05 | 10 | 5 | 2018 | 2018-10-05 | 5 | 0 | 24:00 | 24 | 56 | 56 | 39.92 | 53.6 | 44.06 | 46.94 | 36.32 | 42.08 | 41 | 25 | 36 | 32 | 32 | 54 | 44.96 | 0 | 0 | 1 | 0 | 0 | 0 | 0 | 1 | 1 | 1 | 1 | 0 | 100% | #N/A
1986-10-06 | 10 | 6 | 2018 | 2018-10-06 | 6 | 0 | 1:00 | 1 | 56 | 55 | 39.92 | 53.24 | 41 | 44.96 | 34.88 | 42.08 | 39.2 | 25 | 35 | 32 | 30 | 52 | 44.96 | 0 | 0 | 1 | 0 | 0 | 0 | 0 | 1 | 1 | 1 | 1 | 0 | 100% | #N/A
1986-10-06 | 10 | 6 | 2018 | 2018-10-06 | 6 | 0 | 2:00 | 2 | 56 | 54 | 42.98 | 53.24 | 44.06 | 44.96 | 33.98 | 41 | 41 | 21 | 33 | 30 | 30 | 50 | 46.04 | 0 | 0 | 1 | 0 | 0 | 0 | 0 | 1 | 1 | 1 | 1 | 0 | 100% | #N/A
1986-10-06 | 10 | 6 | 2018 | 2018-10-06 | 6 | 0 | 3:00 | 3 | 56 | 52 | 39.92 | 51.26 | 42.98 | 44.06 | 33.62 | 39.92 | 37.4 | 18 | 35 | 28 | 27 | 50 | 44.06 | 0 | 0 | 1 | 0 | 0 | 0 | 0 | 1 | 1 | 1 | 1 | 0 | 100% | #N/A
1986-10-06 | 10 | 6 | 2018 | 2018-10-06 | 6 | 0 | 4:00 | 4 | 57 | 51 | 42.08 | 50.72 | 44.06 | 44.06 | 33.44 | 39.02 | 37.4 | 21 | 41 | 27 | 27 | 48 | 44.06 | 0 | 0 | 1 | 0 | 0 | 0 | 0 | 1 | 1 | 1 | 1 | 0 | 100% | #N/A
1986-10-06 | 10 | 6 | 2018 | 2018-10-06 | 6 | 0 | 5:00 | 5 | 57 | 52 | 41 | 50.9 | 42.98 | 44.06 | 32.9 | 39.02 | 37.4 | 18 | 41 | 25 | 27 | 48 | 48.92 | 0 | 0 | 1 | 0 | 0 | 0 | 0 | 1 | 1 | 1 | 1 | 0 | 100% | #N/A
1986-10-06 | 10 | 6 | 2018 | 2018-10-06 | 6 | 0 | 6:00 | 6 | 55 | 53 | 44.06 | 47.48 | 44.06 | 42.98 | 30.92 | 41 | 39.2 | 18 | 43 | 24 | 27 | 45 | 53.96 | 0 | 0 | 1 | 0 | 0 | 0 | 0 | 1 | 1 | 1 | 1 | 0 | 100% | #N/A
1986-10-06 | 10 | 6 | 2018 | 2018-10-06 | 6 | 0 | 7:00 | 7 | 54 | 54 | 46.94 | 48.74 | 46.04 | 46.04 | 32 | 42.98 | 37.4 | 25 | 42 | 24 | 28 | 48 | 55.04 | 0 | 0 | 1 | 0 | 0 | 0 | 0 | 1 | 1 | 1 | 1 | 0 | 100% | #N/A
1986-10-06 | 10 | 6 | 2018 | 2018-10-06 | 6 | 0 | 8:00 | 8 | 55 | 54 | 50 | 48.92 | 51.98 | 51.08 | 41.18 | 46.04 | 46.4 | 30 | 52 | 30 | 34 | 54 | 53.96 | 0 | 0 | 1 | 0 | 0 | 0 | 0 | 1 | 1 | 1 | 1 | 0 | 100% | #N/A
1986-10-06 | 10 | 6 | 2018 | 2018-10-06 | 6 | 0 | 9:00 | 9 | 56 | 54 | 53.06 | 51.44 | 57.02 | 55.94 | 45.86 | 48.92 | 55.4 | 37 | 53 | 37 | 41 | 57 | 57.02 | 0 | 0 | 1 | 0 | 0 | 0 | 0 | 1 | 1 | 1 | 1 | 0 | 100% | #N/A
1986-10-06 | 10 | 6 | 2018 | 2018-10-06 | 6 | 0 | 10:00 | 10 | 57 | 54 | 55.94 | 55.22 | 59 | 59 | 53.6 | 51.08 | 59 | 43 | 55 | 46 | 45 | 59 | 57.92 | 0 | 0 | 1 | 0 | 0 | 0 | 0 | 1 | 1 | 1 | 1 | 0 | 100% | #N/A
1986-10-06 | 10 | 6 | 2018 | 2018-10-06 | 6 | 0 | 11:00 | 11 | 58 | 55 | 57.92 | 59.72 | 62.06 | 60.98 | 58.64 | 55.04 | 60.8 | 46 | 53 | 52 | 48 | 61 | 60.08 | 0 | 0 | 1 | 0 | 0 | 0 | 0 | 1 | 1 | 1 | 1 | 0 | 100% | #N/A
1986-10-06 | 10 | 6 | 2018 | 2018-10-06 | 6 | 0 | 12:00 | 12 | 59 | 55 | 60.08 | 61.7 | 62.96 | 62.96 | 61.52 | 57.02 | 64.4 | 48 | 54 | 52 | 52 | 59 | 59 | 0 | 0 | 1 | 0 | 0 | 0 | 0 | 1 | 1 | 1 | 1 | 0 | 100% | #N/A
1986-10-06 | 10 | 6 | 2018 | 2018-10-06 | 6 | 0 | 13:00 | 13 | 61 | 56 | 62.06 | 63.86 | 62.06 | 62.96 | 63.32 | 57.92 | 64.4 | 52 | 53 | 54 | 52 | 59 | 60.08 | 0 | 0 | 1 | 0 | 0 | 0 | 0 | 1 | 1 | 1 | 1 | 0 | 100% | #N/A
1986-10-06 | 10 | 6 | 2018 | 2018-10-06 | 6 | 0 | 14:00 | 14 | 59 | 58 | 62.96 | 65.3 | 60.98 | 64.04 | 64.58 | 57.92 | 64.4 | 54 | 52 | 54 | 54 | 59 | 57.92 | 0 | 0 | 1 | 0 | 0 | 0 | 0 | 1 | 1 | 1 | 1 | 0 | 100% | #N/A
1986-10-06 | 10 | 6 | 2018 | 2018-10-06 | 6 | 0 | 15:00 | 15 | 58 | 61 | 62.96 | 65.3 | 60.98 | 62.96 | 63.86 | 59 | 66.2 | 55 | 50 | 54 | 55 | 59 | 55.04 | 0 | 0 | 1 | 0 | 0 | 0 | 0 | 1 | 1 | 1 | 1 | 0 | 100% | #N/A
1986-10-06 | 10 | 6 | 2018 | 2018-10-06 | 6 | 0 | 16:00 | 16 | 57 | 63 | 62.06 | 65.12 | 60.08 | 62.06 | 62.96 | 57.92 | 64.4 | 54 | 48 | 54 | 55 | 57 | 53.96 | 0 | 0 | 1 | 0 | 0 | 0 | 0 | 1 | 1 | 1 | 1 | 0 | 100% | #N/A
1986-10-06 | 10 | 6 | 2018 | 2018-10-06 | 6 | 0 | 17:00 | 17 | 54 | 60 | 59 | 64.94 | 55.04 | 59 | 59 | 53.96 | 62.6 | 52 | 45 | 52 | 52 | 54 | 51.08 | 0 | 0 | 1 | 0 | 0 | 0 | 0 | 1 | 1 | 1 | 1 | 0 | 100% | #N/A
1986-10-06 | 10 | 6 | 2018 | 2018-10-06 | 6 | 0 | 18:00 | 18 | 52 | 57 | 53.06 | 63.68 | 53.06 | 53.96 | 52.88 | 48.02 | 59 | 41 | 43 | 43 | 39 | 52 | 48.02 | 0 | 0 | 1 | 0 | 0 | 0 | 0 | 1 | 1 | 1 | 1 | 0 | 100% | #N/A
1986-10-06 | 10 | 6 | 2018 | 2018-10-06 | 6 | 0 | 19:00 | 19 | 49 | 54 | 42.98 | 62.6 | 46.94 | 53.06 | 42.26 | 46.94 | 57.2 | 34 | 42 | 41 | 36 | 50 | 46.94 | 0 | 0 | 1 | 0 | 0 | 0 | 0 | 1 | 1 | 1 | 1 | 0 | 100% | #N/A
1986-10-06 | 10 | 6 | 2018 | 2018-10-06 | 6 | 0 | 20:00 | 20 | 47 | 53 | 42.08 | 61.34 | 44.96 | 48.02 | 41.54 | 48.02 | 59 | 30 | 42 | 39 | 34 | 45 | 46.04 | 0 | 0 | 1 | 0 | 0 | 0 | 0 | 1 | 1 | 1 | 1 | 0 | 100% | #N/A
1986-10-06 | 10 | 6 | 2018 | 2018-10-06 | 6 | 0 | 21:00 | 21 | 45 | 51 | 41 | 59.72 | 42.08 | 46.94 | 39.56 | 46.94 | 59 | 27 | 41 | 37 | 32 | 46 | 44.06 | 0 | 0 | 1 | 0 | 0 | 0 | 0 | 1 | 1 | 1 | 1 | 0 | 100% | #N/A
1986-10-06 | 10 | 6 | 2018 | 2018-10-06 | 6 | 0 | 22:00 | 22 | 44 | 50 | 37.94 | 58.46 | 44.96 | 46.04 | 38.66 | 46.94 | 60.8 | 28 | 41 | 36 | 30 | 46 | 44.06 | 0 | 0 | 1 | 0 | 0 | 0 | 0 | 1 | 1 | 1 | 1 | 0 | 100% | #N/A
1986-10-06 | 10 | 6 | 2018 | 2018-10-06 | 6 | 0 | 23:00 | 23 | 43 | 48 | 46.04 | 57.56 | 41 | 44.06 | 39.02 | 44.96 | 60.8 | 28 | 40 | 34 | 30 | 41 | 41 | 0 | 0 | 1 | 0 | 0 | 0 | 0 | 1 | 1 | 1 | 1 | 0 | 100% | #N/A
1986-10-06 | 10 | 6 | 2018 | 2018-10-06 | 6 | 0 | 24:00 | 24 | 42 | 46 | 44.06 | 57.2 | 39.02 | 44.06 | 38.12 | 44.06 | 62.6 | 27 | 39 | 33 | 30 | 41 | 39.02 | 0 | 0 | 1 | 0 | 0 | 0 | 0 | 1 | 1 | 1 | 1 | 0 | 100% | #N/A
1986-10-07 | 10 | 7 | 2018 | 2018-10-07 | 7 | 0 | 1:00 | 1 | 41 | 44 | 37.94 | 57.02 | 39.92 | 42.08 | 40.28 | 42.98 | 62.6 | 27 | 39 | 31 | 30 | 43 | 37.04 | 0 | 0 | 1 | 0 | 0 | 0 | 0 | 1 | 1 | 1 | 1 | 0 | 100% | #N/A
1986-10-07 | 10 | 7 | 2018 | 2018-10-07 | 7 | 0 | 2:00 | 2 | 39 | 42 | 39.92 | 56.84 | 37.04 | 42.08 | 39.74 | 42.98 | 60.8 | 27 | 37 | 30 | 28 | 45 | 35.96 | 0 | 0 | 1 | 0 | 0 | 0 | 0 | 1 | 1 | 1 | 1 | 0 | 100% | #N/A
1986-10-07 | 10 | 7 | 2018 | 2018-10-07 | 7 | 0 | 3:00 | 3 | 38 | 41 | 41 | 56.3 | 35.96 | 42.08 | 35.96 | 42.08 | 60.8 | 28 | 36 | 29 | 28 | 43 | 35.96 | 0 | 0 | 1 | 0 | 0 | 0 | 0 | 1 | 1 | 1 | 1 | 0 | 100% | #N/A
1986-10-07 | 10 | 7 | 2018 | 2018-10-07 | 7 | 0 | 4:00 | 4 | 37 | 39.1754 | 39.02 | 56.66 | 35.96 | 41 | 36.14 | 39.92 | 62.6 | 27 | 35 | 29 | 28 | 43 | 35.96 | 0 | 0 | 1 | 0 | 0 | 0 | 0 | 1 | 1 | 1 | 1 | 0 | 100% | #N/A
1986-10-07 | 10 | 7 | 2018 | 2018-10-07 | 7 | 0 | 5:00 | 5 | 36 | 39.1754 | 35.96 | 57.74 | 37.94 | 41 | 36.5 | 39.02 | 62.6 | 27 | 33 | 26 | 28 | 46 | 35.96 | 0 | 0 | 1 | 0 | 0 | 0 | 0 | 1 | 1 | 1 | 1 | 0 | 100% | #N/A
1986-10-07 | 10 | 7 | 2018 | 2018-10-07 | 7 | 0 | 6:00 | 6 | 36 | 40 | 35.96 | 59.72 | 35.06 | 39.02 | 35.96 | 39.02 | 62.6 | 27 | 33 | 26 | 28 | 46 | 35.06 | 0 | 0 | 1 | 0 | 0 | 0 | 0 | 1 | 1 | 1 | 1 | 0 | 100% | #N/A
1986-10-07 | 10 | 7 | 2018 | 2018-10-07 | 7 | 0 | 7:00 | 7 | 40 | 40.2419 | 39.02 | 60.62 | 37.04 | 39.92 | 36.5 | 42.08 | 64.4 | 28 | 37 | 25 | 30 | 48 | 37.94 | 0 | 0 | 1 | 0 | 0 | 0 | 0 | 1 | 1 | 1 | 1 | 0 | 100% | #N/A
1986-10-07 | 10 | 7 | 2018 | 2018-10-07 | 7 | 0 | 8:00 | 8 | 45 | 44 | 46.04 | 61.34 | 51.08 | 42.98 | 42.26 | 46.94 | 66.2 | 34 | 41 | 30 | 34 | 52 | 42.08 | 0 | 0 | 1 | 0 | 0 | 0 | 0 | 1 | 1 | 1 | 1 | 0 | 100% | #N/A
1986-10-07 | 10 | 7 | 2018 | 2018-10-07 | 7 | 0 | 9:00 | 9 | 48 | 49 | 51.98 | 64.04 | 57.92 | 55.94 | 47.12 | 51.98 | 68 | 37 | 43 | 35 | 41 | 56 | 44.96 | 0 | 0 | 1 | 0 | 0 | 0 | 0 | 1 | 1 | 1 | 1 | 0 | 100% | #N/A
1986-10-07 | 10 | 7 | 2018 | 2018-10-07 | 7 | 0 | 10:00 | 10 | 49 | 53 | 55.94 | 66.92 | 64.04 | 62.06 | 50 | 55.04 | 69.8 | 45 | 45 | 43 | 46 | 61 | 48.02 | 0 | 0 | 1 | 0 | 0 | 0 | 0 | 1 | 1 | 1 | 1 | 0 | 100% | #N/A
1986-10-07 | 10 | 7 | 2018 | 2018-10-07 | 7 | 0 | 11:00 | 11 | 51 | 55 | 57.92 | 68.54 | 66.92 | 66.02 | 57.2 | 57.02 | 71.6 | 54 | 47 | 52 | 52 | 64 | 50 | 0 | 0 | 1 | 0 | 0 | 0 | 0 | 1 | 1 | 1 | 1 | 0 | 100% | #N/A
1986-10-07 | 10 | 7 | 2018 | 2018-10-07 | 7 | 0 | 12:00 | 12 | 53 | 56 | 60.98 | 67.82 | 69.08 | 69.98 | 60.8 | 59 | 71.6 | 57 | 50 | 54 | 52 | 63 | 53.06 | 0 | 0 | 1 | 0 | 0 | 0 | 0 | 1 | 1 | 1 | 1 | 0 | 100% | #N/A
1986-10-07 | 10 | 7 | 2018 | 2018-10-07 | 7 | 0 | 13:00 | 13 | 55 | 58 | 60.98 | 70.52 | 68 | 73.04 | 60.8 | 60.08 | 71.6 | 61 | 52 | 57 | 54 | 64 | 53.96 | 0 | 0 | 1 | 0 | 0 | 0 | 0 | 1 | 1 | 1 | 1 | 0 | 100% | #N/A
1986-10-07 | 10 | 7 | 2018 | 2018-10-07 | 7 | 0 | 14:00 | 14 | 56 | 58 | 62.96 | 71.42 | 66.02 | 73.94 | 64.4 | 60.08 | 71.6 | 59 | 53 | 57 | 54 | 64 | 53.96 | 0 | 0 | 1 | 0 | 0 | 0 | 0 | 1 | 1 | 1 | 1 | 0 | 100% | #N/A
1986-10-07 | 10 | 7 | 2018 | 2018-10-07 | 7 | 0 | 15:00 | 15 | 56 | 57 | 62.96 | 72.86 | 66.02 | 73.04 | 64.94 | 62.06 | 69.8 | 59 | 53 | 59 | 54 | 66 | 55.94 | 0 | 0 | 1 | 0 | 0 | 0 | 0 | 1 | 1 | 1 | 1 | 0 | 100% | #N/A
1986-10-07 | 10 | 7 | 2018 | 2018-10-07 | 7 | 0 | 16:00 | 16 | 56 | 57 | 62.96 | 72.86 | 64.94 | 73.04 | 63.68 | 60.98 | 69.8 | 57 | 53 | 59 | 54 | 63 | 55.94 | 0 | 0 | 1 | 0 | 0 | 0 | 0 | 1 | 1 | 1 | 1 | 0 | 100% | #N/A
1986-10-07 | 10 | 7 | 2018 | 2018-10-07 | 7 | 0 | 17:00 | 17 | 56 | 53 | 57.92 | 71.6 | 60.98 | 69.08 | 60.8 | 57.02 | 68 | 55 | 50 | 55 | 54 | 61 | 53.06 | 0 | 0 | 1 | 0 | 0 | 0 | 0 | 1 | 1 | 1 | 1 | 0 | 100% | #N/A
1986-10-07 | 10 | 7 | 2018 | 2018-10-07 | 7 | 0 | 18:00 | 18 | 52 | 50 | 51.98 | 70.16 | 57.02 | 64.04 | 53.6 | 53.96 | 68 | 54 | 46 | 46 | 54 | 59 | 50 | 0 | 0 | 1 | 0 | 0 | 0 | 0 | 1 | 1 | 1 | 1 | 0 | 100% | #N/A
1986-10-07 | 10 | 7 | 2018 | 2018-10-07 | 7 | 0 | 19:00 | 19 | 52 | 46 | 48.02 | 69.08 | 55.94 | 60.98 | 46.76 | 51.98 | 68 | 52 | 38 | 43 | 52 | 57 | 46.94 | 0 | 0 | 1 | 0 | 0 | 0 | 0 | 1 | 1 | 1 | 1 | 0 | 100% | #N/A
1986-10-07 | 10 | 7 | 2018 | 2018-10-07 | 7 | 0 | 20:00 | 20 | 49 | 44 | 46.04 | 67.46 | 53.06 | 55.94 | 44.78 | 51.98 | 68 | 52 | 35 | 41 | 54 | 57 | 44.96 | 0 | 0 | 1 | 0 | 0 | 0 | 0 | 1 | 1 | 1 | 1 | 0 | 100% | #N/A
1986-10-07 | 10 | 7 | 2018 | 2018-10-07 | 7 | 0 | 21:00 | 21 | 46 | 42 | 44.96 | 66.92 | 51.98 | 53.06 | 43.52 | 51.98 | 68 | 52 | 32 | 39 | 54 | 54 | 44.06 | 0 | 0 | 1 | 0 | 0 | 0 | 0 | 1 | 1 | 1 | 1 | 0 | 100% | #N/A
1986-10-07 | 10 | 7 | 2018 | 2018-10-07 | 7 | 0 | 22:00 | 22 | 46 | 40 | 44.96 | 66.02 | 50 | 51.98 | 43.7 | 50 | 66.2 | 52 | 31 | 37 | 54 | 50 | 41 | 0 | 0 | 1 | 0 | 0 | 0 | 0 | 1 | 1 | 1 | 1 | 0 | 100% | #N/A
1986-10-07 | 10 | 7 | 2018 | 2018-10-07 | 7 | 0 | 23:00 | 23 | 46 | 38 | 44.06 | 64.94 | 48.92 | 50 | 42.26 | 51.98 | 66.2 | 50 | 30 | 36 | 54 | 50 | 39.92 | 0 | 0 | 1 | 0 | 0 | 0 | 0 | 1 | 1 | 1 | 1 | 0 | 100% | #N/A
1986-10-07 | 10 | 7 | 2018 | 2018-10-07 | 7 | 0 | 24:00 | 24 | 46 | 37 | 44.06 | 64.4 | 48.92 | 50 | 41.72 | 53.06 | 66.2 | 52 | 29 | 36 | 54 | 48 | 37.94 | 0 | 0 | 1 | 0 | 0 | 0 | 0 | 1 | 1 | 1 | 1 | 0 | 100% | #N/A
1986-10-08 | 10 | 8 | 2018 | 2018-10-08 | 1 | 1 | 1:00 | 1 | 46 | 35 | 44.06 | 65.3 | 48.02 | 50 | 41.18 | 53.06 | 66.2 | 50 | 30 | 36 | 54 | 46 | 39.02 | 0 | 0 | 1 | 0 | 0 | 0 | 0 | 0 | 1 | 0 | 1 | 0 | 100% | #N/A
1986-10-08 | 10 | 8 | 2018 | 2018-10-08 | 1 | 1 | 2:00 | 2 | 46 | 34 | 44.06 | 66.2 | 46.04 | 48.02 | 40.64 | 51.98 | 66.2 | 50 | 28 | 33 | 54 | 46 | 35.96 | 0 | 0 | 1 | 0 | 0 | 0 | 0 | 0 | 1 | 0 | 1 | 0 | 100% | #N/A
1986-10-08 | 10 | 8 | 2018 | 2018-10-08 | 1 | 1 | 3:00 | 3 | 45 | 34 | 44.96 | 66.2 | 46.94 | 46.04 | 40.28 | 51.08 | 68 | 50 | 28 | 32 | 54 | 46 | 35.06 | 0 | 0 | 1 | 0 | 0 | 0 | 0 | 0 | 1 | 0 | 1 | 0 | 100% | #N/A
1986-10-08 | 10 | 8 | 2018 | 2018-10-08 | 1 | 1 | 4:00 | 4 | 45 | 33 | 46.04 | 66.74 | 44.96 | 46.94 | 39.56 | 51.98 | 68 | 50 | 28 | 30 | 54 | 43 | 35.96 | 0 | 0 | 1 | 0 | 0 | 0 | 0 | 0 | 1 | 0 | 1 | 0 | 100% | #N/A
1986-10-08 | 10 | 8 | 2018 | 2018-10-08 | 1 | 1 | 5:00 | 5 | 45 | 34 | 44.06 | 67.46 | 44.06 | 46.04 | 40.1 | 51.08 | 68 | 48 | 27 | 30 | 54 | 43 | 35.96 | 0 | 0 | 1 | 0 | 0 | 0 | 0 | 0 | 1 | 0 | 1 | 0 | 100% | #N/A
1986-10-08 | 10 | 8 | 2018 | 2018-10-08 | 1 | 1 | 6:00 | 6 | 46 | 34 | 44.96 | 69.08 | 42.98 | 46.04 | 39.2 | 53.96 | 66.2 | 48 | 27 | 29 | 54 | 41 | 37.04 | 0 | 0 | 1 | 0 | 0 | 0 | 0 | 0 | 1 | 0 | 1 | 0 | 100% | #N/A
1986-10-08 | 10 | 8 | 2018 | 2018-10-08 | 1 | 1 | 7:00 | 7 | 50 | 35 | 50 | 66.74 | 50 | 48.92 | 42.8 | 53.96 | 64.4 | 48 | 30 | 30 | 55 | 46 | 46.04 | 0 | 0 | 1 | 0 | 0 | 0 | 0 | 0 | 1 | 0 | 1 | 0 | 100% | #N/A
1986-10-08 | 10 | 8 | 2018 | 2018-10-08 | 1 | 1 | 8:00 | 8 | 55 | 38 | 57.92 | 66.38 | 57.02 | 55.94 | 48.74 | 59 | 66.2 | 48 | 40 | 36 | 55 | 50 | 53.96 | 0 | 0 | 1 | 0 | 0 | 0 | 0 | 0 | 1 | 0 | 1 | 0 | 100% | #N/A
1986-10-08 | 10 | 8 | 2018 | 2018-10-08 | 1 | 1 | 9:00 | 9 | 60 | 42 | 66.02 | 66.92 | 62.96 | 64.04 | 54.86 | 64.04 | 68 | 50 | 49 | 43 | 55 | 52 | 59 | 0 | 0 | 1 | 0 | 0 | 0 | 0 | 0 | 1 | 0 | 1 | 0 | 100% | #N/A
1986-10-08 | 10 | 8 | 2018 | 2018-10-08 | 1 | 1 | 10:00 | 10 | 62 | 45 | 71.06 | 67.28 | 69.08 | 69.08 | 61.16 | 68 | 68 | 52 | 59 | 54 | 57 | 55 | 62.06 | 0 | 0 | 1 | 0 | 0 | 0 | 0 | 0 | 1 | 0 | 1 | 0 | 100% | #N/A
1986-10-08 | 10 | 8 | 2018 | 2018-10-08 | 1 | 1 | 11:00 | 11 | 64 | 47 | 75.02 | 69.08 | 71.06 | 71.96 | 66.02 | 71.06 | 69.8 | 54 | 64 | 61 | 57 | 55 | 64.04 | 0 | 0 | 1 | 0 | 0 | 0 | 0 | 0 | 1 | 0 | 1 | 0 | 100% | #N/A
1986-10-08 | 10 | 8 | 2018 | 2018-10-08 | 1 | 1 | 12:00 | 12 | 66 | 48 | 78.08 | 70.52 | 71.96 | 75.02 | 66.2 | 73.94 | 69.8 | 55 | 66 | 64 | 57 | 57 | 66.02 | 0 | 0 | 1 | 0 | 0 | 0 | 0 | 0 | 1 | 0 | 1 | 0 | 100% | #N/A
1986-10-08 | 10 | 8 | 2018 | 2018-10-08 | 1 | 1 | 13:00 | 13 | 67 | 50 | 78.98 | 71.96 | 71.06 | 75.92 | 73.4 | 75.02 | 69.8 | 55 | 68 | 68 | 59 | 57 | 66.92 | 0 | 0 | 1 | 0 | 0 | 0 | 0 | 0 | 1 | 0 | 1 | 0 | 100% | #N/A
1986-10-08 | 10 | 8 | 2018 | 2018-10-08 | 1 | 1 | 14:00 | 14 | 68 | 51 | 80.06 | 71.96 | 71.96 | 75.92 | 75.2 | 75.92 | 69.8 | 57 | 68 | 70 | 61 | 57 | 66.92 | 0 | 0 | 1 | 0 | 0 | 0 | 0 | 0 | 1 | 0 | 1 | 0 | 100% | #N/A
1986-10-08 | 10 | 8 | 2018 | 2018-10-08 | 1 | 1 | 15:00 | 15 | 67 | 52 | 80.96 | 71.96 | 71.06 | 75.02 | 77 | 77 | 68 | 57 | 69 | 70 | 61 | 59 | 66.92 | 0 | 0 | 1 | 0 | 0 | 0 | 0 | 0 | 1 | 0 | 1 | 0 | 100% | #N/A
1986-10-08 | 10 | 8 | 2018 | 2018-10-08 | 1 | 1 | 16:00 | 16 | 66 | 53 | 80.06 | 72.14 | 69.08 | 73.94 | 77 | 75.02 | 68 | 57 | 68 | 70 | 61 | 55 | 64.94 | 0 | 0 | 1 | 0 | 0 | 0 | 0 | 0 | 1 | 0 | 1 | 0 | 100% | #N/A
1986-10-08 | 10 | 8 | 2018 | 2018-10-08 | 1 | 1 | 17:00 | 17 | 65 | 53 | 75.02 | 74.12 | 64.04 | 71.06 | 72.68 | 69.98 | 66.2 | 57 | 66 | 64 | 59 | 52 | 62.06 | 0 | 0 | 1 | 0 | 0 | 0 | 0 | 0 | 1 | 0 | 1 | 0 | 100% | #N/A
1986-10-08 | 10 | 8 | 2018 | 2018-10-08 | 1 | 1 | 18:00 | 18 | 64 | 52 | 62.96 | 71.24 | 60.98 | 64.94 | 59.36 | 64.94 | 64.4 | 55 | 64 | 57 | 59 | 48 | 59 | 0 | 0 | 1 | 0 | 0 | 0 | 0 | 0 | 1 | 0 | 1 | 0 | 100% | #N/A
1986-10-08 | 10 | 8 | 2018 | 2018-10-08 | 1 | 1 | 19:00 | 19 | 64 | 52 | 57.02 | 69.08 | 57.92 | 62.96 | 56.66 | 64.94 | 64.4 | 55 | 63 | 54 | 59 | 48 | 57.92 | 0 | 0 | 1 | 0 | 0 | 0 | 0 | 0 | 1 | 0 | 1 | 0 | 100% | #N/A
1986-10-08 | 10 | 8 | 2018 | 2018-10-08 | 1 | 1 | 20:00 | 20 | 64 | 52 | 57.02 | 68.18 | 55.94 | 62.06 | 53.78 | 66.02 | 62.6 | 55 | 61 | 50 | 57 | 45 | 57.02 | 0 | 0 | 1 | 0 | 0 | 0 | 0 | 0 | 1 | 0 | 1 | 0 | 100% | #N/A
1986-10-08 | 10 | 8 | 2018 | 2018-10-08 | 1 | 1 | 21:00 | 21 | 64 | 52 | 53.96 | 66.56 | 59 | 60.98 | 53.78 | 64.94 | 62.6 | 55 | 60 | 48 | 57 | 41 | 59 | 0 | 0 | 1 | 0 | 0 | 0 | 0 | 0 | 1 | 0 | 1 | 0 | 100% | #N/A
1986-10-08 | 10 | 8 | 2018 | 2018-10-08 | 1 | 1 | 22:00 | 22 | 64 | 52 | 53.6 | 64.22 | 53.06 | 60.08 | 50.36 | 64.94 | 64.4 | 55 | 59 | 46 | 57 | 41 | 62.06 | 0 | 0 | 1 | 0 | 0 | 0 | 0 | 0 | 1 | 0 | 1 | 0 | 100% | #N/A
1986-10-08 | 10 | 8 | 2018 | 2018-10-08 | 1 | 1 | 23:00 | 23 | 64 | 52 | 51.8 | 62.24 | 51.98 | 57.02 | 50 | 64.94 | 62.6 | 55 | 56 | 45 | 57 | 43 | 60.98 | 0 | 0 | 1 | 0 | 0 | 0 | 0 | 0 | 1 | 0 | 1 | 0 | 100% | #N/A
1986-10-08 | 10 | 8 | 2018 | 2018-10-08 | 1 | 1 | 24:00 | 24 | 63 | 51 | 51.8 | 60.98 | 50 | 53.06 | 47.48 | 64.04 | 59 | 54 | 52 | 45 | 55 | 43 | 60.98 | 0 | 0 | 1 | 0 | 0 | 0 | 0 | 0 | 1 | 0 | 1 | 0 | 100% | #N/A
1986-10-09 | 10 | 9 | 2018 | 2018-10-09 | 2 | 0 | 1:00 | 1 | 63 | 51 | 48.2 | 60.08 | 48.92 | 53.06 | 46.76 | 64.04 | 57.2 | 54 | 50 | 43 | 55 | 41 | 60.98 | 0 | 0 | 1 | 0 | 0 | 0 | 0 | 1 | 1 | 1 | 1 | 0 | 100% | #N/A
1986-10-09 | 10 | 9 | 2018 | 2018-10-09 | 2 | 0 | 2:00 | 2 | 63 | 51 | 50 | 58.82 | 48.92 | 51.08 | 46.4 | 64.04 | 53.6 | 54 | 52 | 42 | 55 | 41 | 62.06 | 0 | 0 | 1 | 0 | 0 | 0 | 0 | 1 | 1 | 1 | 1 | 0 | 100% | #N/A
1986-10-09 | 10 | 9 | 2018 | 2018-10-09 | 2 | 0 | 3:00 | 3 | 63 | 50.1033 | 50 | 57.74 | 48.02 | 48.92 | 44.24 | 64.94 | 53.6 | 54 | 48 | 41 | 55 | 39 | 62.06 | 0 | 0 | 1 | 0 | 0 | 0 | 0 | 1 | 1 | 1 | 1 | 0 | 100% | #N/A
1986-10-09 | 10 | 9 | 2018 | 2018-10-09 | 2 | 0 | 4:00 | 4 | 62 | 50.0134 | 48.2 | 57.2 | 46.94 | 50 | 44.96 | 62.96 | 51.8 | 52 | 50 | 39 | 55 | 39 | 62.06 | 0 | 0 | 1 | 0 | 0 | 0 | 0 | 1 | 1 | 1 | 1 | 0 | 100% | #N/A
1986-10-09 | 10 | 9 | 2018 | 2018-10-09 | 2 | 0 | 5:00 | 5 | 62 | 51.0258 | 48.2 | 54.86 | 44.96 | 48.92 | 44.06 | 62.6 | 44.6 | 52 | 46 | 39 | 55 | 39 | 60.98 | 0 | 0 | 1 | 0 | 0 | 0 | 0 | 1 | 1 | 1 | 1 | 0 | 100% | #N/A
1986-10-09 | 10 | 9 | 2018 | 2018-10-09 | 2 | 0 | 6:00 | 6 | 62 | 51.0258 | 46.4 | 55.58 | 44.96 | 46.94 | 42.8 | 62.06 | 41 | 52 | 45 | 40 | 54 | 37 | 60.08 | 0 | 0 | 1 | 0 | 0 | 0 | 0 | 1 | 1 | 1 | 1 | 0 | 100% | #N/A
1986-10-09 | 10 | 9 | 2018 | 2018-10-09 | 2 | 0 | 7:00 | 7 | 63 | 52 | 53.06 | 53.96 | 50 | 50 | 46.4 | 62.96 | 41 | 52 | 48 | 41 | 54 | 39 | 62.06 | 0 | 0 | 1 | 0 | 0 | 0 | 0 | 1 | 1 | 1 | 1 | 0 | 100% | #N/A
1986-10-09 | 10 | 9 | 2018 | 2018-10-09 | 2 | 0 | 8:00 | 8 | 65 | 56 | 64.94 | 53.06 | 57.02 | 55.04 | 52.34 | 64.94 | 50 | 52 | 57 | 44 | 54 | 43 | 64.04 | 0 | 1 | 0 | 0 | 0 | 0 | 0 | 1 | 1 | 1 | 1 | 0 | 100% | #N/A
1986-10-09 | 10 | 9 | 2018 | 2018-10-09 | 2 | 0 | 9:00 | 9 | 66 | 59.0484 | 71.96 | 57.2 | 60.98 | 59 | 58.1 | 69.98 | 62.6 | 52 | 66 | 48 | 55 | 46 | 66.02 | 0 | 1 | 0 | 0 | 0 | 0 | 0 | 1 | 1 | 1 | 1 | 0 | 100% | #N/A
1986-10-09 | 10 | 9 | 2018 | 2018-10-09 | 2 | 0 | 10:00 | 10 | 68 | 63.0086 | 78.08 | 59.18 | 62.96 | 62.96 | 64.04 | 73.94 | 60.8 | 54 | 69 | 57 | 55 | 50 | 68 | 0 | 1 | 0 | 0 | 0 | 0 | 0 | 1 | 1 | 1 | 1 | 0 | 100% | #N/A
1986-10-09 | 10 | 9 | 2018 | 2018-10-09 | 2 | 0 | 11:00 | 11 | 69 | 63.0086 | 80.96 | 60.98 | 62.06 | 66.02 | 74.84 | 77 | 62.6 | 54 | 70 | 64 | 55 | 54 | 69.98 | 0 | 1 | 0 | 0 | 0 | 0 | 0 | 1 | 1 | 1 | 1 | 0 | 100% | #N/A
1986-10-09 | 10 | 9 | 2018 | 2018-10-09 | 2 | 0 | 12:00 | 12 | 71 | 63.0086 | 84.02 | 62.06 | 62.96 | 66.92 | 77 | 78.08 | 64.4 | 54 | 67 | 70 | 57 | 55 | 71.96 | 0 | 1 | 0 | 0 | 0 | 0 | 0 | 1 | 1 | 1 | 1 | 0 | 100% | #N/A
1986-10-09 | 10 | 9 | 2018 | 2018-10-09 | 2 | 0 | 13:00 | 13 | 72 | 63.0086 | 86 | 62.96 | 64.94 | 69.08 | 82.4 | 78.98 | 64.4 | 54 | 65 | 73 | 57 | 55 | 75.02 | 0 | 1 | 0 | 0 | 0 | 0 | 0 | 1 | 1 | 1 | 1 | 0 | 100% | #N/A
1986-10-09 | 10 | 9 | 2018 | 2018-10-09 | 2 | 0 | 14:00 | 14 | 73 | 63 | 86 | 64.94 | 64.94 | 69.08 | 84.2 | 80.06 | 64.4 | 54 | 62 | 74 | 57 | 54 | 73.04 | 0 | 1 | 0 | 0 | 0 | 0 | 0 | 1 | 1 | 1 | 1 | 0 | 100% | #N/A
1986-10-09 | 10 | 9 | 2018 | 2018-10-09 | 2 | 0 | 15:00 | 15 | 73 | 63 | 84.92 | 64.76 | 64.04 | 69.98 | 84.92 | 78.98 | 64.4 | 54 | 57 | 75 | 55 | 54 | 73.94 | 0 | 1 | 0 | 0 | 0 | 0 | 0 | 1 | 1 | 1 | 1 | 0 | 100% | #N/A
1986-10-09 | 10 | 9 | 2018 | 2018-10-09 | 2 | 0 | 16:00 | 16 | 71 | 63 | 84.02 | 65.66 | 64.94 | 69.08 | 82.22 | 78.98 | 64.4 | 54 | 54 | 73 | 55 | 52 | 73.04 | 0 | 1 | 0 | 0 | 0 | 0 | 0 | 1 | 1 | 1 | 1 | 0 | 100% | #N/A
1986-10-09 | 10 | 9 | 2018 | 2018-10-09 | 2 | 0 | 17:00 | 17 | 70 | 62.0042 | 78.98 | 67.1 | 64.94 | 68 | 77.54 | 73.04 | 60.8 | 52 | 51 | 68 | 55 | 52 | 69.98 | 0 | 1 | 0 | 0 | 0 | 0 | 0 | 1 | 1 | 1 | 1 | 0 | 100% | #N/A
1986-10-09 | 10 | 9 | 2018 | 2018-10-09 | 2 | 0 | 18:00 | 18 | 68 | 61 | 64.94 | 65.3 | 64.04 | 66.02 | 71.42 | 69.08 | 60.8 | 52 | 48 | 63 | 54 | 48 | 68 | 0 | 1 | 0 | 0 | 0 | 0 | 0 | 1 | 1 | 1 | 1 | 0 | 100% | #N/A
1986-10-09 | 10 | 9 | 2018 | 2018-10-09 | 2 | 0 | 19:00 | 19 | 65 | 60 | 60.08 | 64.94 | 62.96 | 66.92 | 61.88 | 69.98 | 60.8 | 50 | 47 | 57 | 54 | 50 | 64.94 | 0 | 1 | 0 | 0 | 0 | 0 | 0 | 1 | 1 | 1 | 1 | 0 | 100% | #N/A
1986-10-09 | 10 | 9 | 2018 | 2018-10-09 | 2 | 0 | 20:00 | 20 | 60 | 58 | 62.06 | 62.06 | 64.94 | 66.92 | 55.4 | 69.08 | 62.6 | 50 | 46 | 54 | 54 | 48 | 60.98 | 0 | 1 | 0 | 0 | 0 | 0 | 0 | 1 | 1 | 1 | 1 | 0 | 100% | #N/A
1986-10-09 | 10 | 9 | 2018 | 2018-10-09 | 2 | 0 | 21:00 | 21 | 58 | 55 | 57.92 | 61.7 | 64.04 | 66.02 | 54.86 | 68 | 62.6 | 50 | 44 | 52 | 54 | 48 | 55.94 | 0 | 1 | 0 | 0 | 0 | 0 | 0 | 1 | 1 | 1 | 1 | 0 | 100% | #N/A
1986-10-09 | 10 | 9 | 2018 | 2018-10-09 | 2 | 0 | 22:00 | 22 | 56 | 53 | 57.02 | 59.9 | 64.94 | 66.2 | 52.52 | 66.02 | 60.8 | 50 | 45 | 53 | 54 | 50 | 53.06 | 0 | 1 | 0 | 0 | 0 | 0 | 0 | 1 | 1 | 1 | 1 | 0 | 100% | #N/A
1986-10-09 | 10 | 9 | 2018 | 2018-10-09 | 2 | 0 | 23:00 | 23 | 55 | 52 | 55.94 | 57.74 | 64.4 | 64.94 | 50.36 | 66.02 | 59 | 50 | 44 | 53 | 54 | 48 | 51.08 | 0 | 1 | 0 | 0 | 0 | 0 | 0 | 1 | 1 | 1 | 1 | 0 | 100% | #N/A
1986-10-09 | 10 | 9 | 2018 | 2018-10-09 | 2 | 0 | 24:00 | 24 | 53 | 50 | 55.04 | 56.84 | 64.04 | 64.94 | 51.26 | 64.94 | 57.2 | 50 | 43 | 51 | 54 | 50 | 46.04 | 0 | 0 | 1 | 0 | 0 | 0 | 0 | 1 | 1 | 1 | 1 | 0 | 100% | #N/A
1986-10-10 | 10 | 10 | 2018 | 2018-10-10 | 3 | 0 | 1:00 | 1 | 52 | 49 | 51.8 | 58.1 | 62.96 | 64.94 | 48.92 | 62.96 | 51.8 | 50 | 42 | 51 | 54 | 50 | 44.96 | 0 | 0 | 1 | 0 | 0 | 0 | 0 | 1 | 1 | 1 | 1 | 0 | 100% | #N/A
1986-10-10 | 10 | 10 | 2018 | 2018-10-10 | 3 | 0 | 2:00 | 2 | 50 | 47 | 51.8 | 57.38 | 62.96 | 64.04 | 48.2 | 62.96 | 51.8 | 50 | 39 | 48 | 54 | 48 | 44.96 | 0 | 0 | 1 | 0 | 0 | 0 | 0 | 1 | 1 | 1 | 1 | 0 | 100% | #N/A
1986-10-10 | 10 | 10 | 2018 | 2018-10-10 | 3 | 0 | 3:00 | 3 | 48 | 44 | 50 | 55.58 | 62.96 | 64.04 | 46.94 | 62.96 | 50 | 52 | 38 | 48 | 54 | 48 | 44.06 | 0 | 0 | 1 | 0 | 0 | 0 | 0 | 1 | 1 | 1 | 1 | 0 | 100% | #N/A
1986-10-10 | 10 | 10 | 2018 | 2018-10-10 | 3 | 0 | 4:00 | 4 | 47 | 42 | 46.4 | 55.22 | 62.96 | 64.04 | 47.12 | 62.06 | 48.2 | 52 | 36 | 47 | 54 | 48 | 44.06 | 0 | 0 | 1 | 0 | 0 | 0 | 0 | 1 | 1 | 1 | 1 | 0 | 100% | #N/A
1986-10-10 | 10 | 10 | 2018 | 2018-10-10 | 3 | 0 | 5:00 | 5 | 45 | 43 | 48.02 | 54.5 | 62.96 | 62.96 | 46.4 | 62.06 | 48.2 | 52 | 32 | 46 | 54 | 50 | 42.98 | 0 | 0 | 1 | 0 | 0 | 0 | 0 | 1 | 1 | 1 | 1 | 0 | 100% | #N/A
1986-10-10 | 10 | 10 | 2018 | 2018-10-10 | 3 | 0 | 6:00 | 6 | 43 | 43 | 48.2 | 53.6 | 60.08 | 57.92 | 44.24 | 60.98 | 48.2 | 52 | 30 | 45 | 54 | 50 | 41 | 0 | 0 | 1 | 0 | 0 | 0 | 0 | 1 | 1 | 1 | 1 | 0 | 100% | #N/A
1986-10-10 | 10 | 10 | 2018 | 2018-10-10 | 3 | 0 | 7:00 | 7 | 41 | 44 | 48.2 | 53.06 | 59 | 57.02 | 47.3 | 62.96 | 42.8 | 52 | 33 | 48 | 54 | 50 | 39.92 | 0 | 0 | 1 | 0 | 0 | 0 | 0 | 1 | 1 | 1 | 1 | 0 | 100% | #N/A
1986-10-10 | 10 | 10 | 2018 | 2018-10-10 | 3 | 0 | 8:00 | 8 | 43 | 48 | 53.6 | 53.24 | 57.02 | 57.02 | 56.3 | 66.02 | 51.8 | 52 | 37 | 48 | 54 | 52 | 41 | 0 | 1 | 0 | 0 | 0 | 0 | 0 | 1 | 1 | 1 | 1 | 0 | 100% | #N/A
1986-10-10 | 10 | 10 | 2018 | 2018-10-10 | 3 | 0 | 9:00 | 9 | 44 | 52 | 71.96 | 55.04 | 55.04 | 57.02 | 63.5 | 69.08 | 55.4 | 54 | 40 | 50 | 55 | 54 | 42.98 | 0 | 1 | 0 | 0 | 0 | 0 | 0 | 1 | 1 | 1 | 1 | 0 | 100% | #N/A
1986-10-10 | 10 | 10 | 2018 | 2018-10-10 | 3 | 0 | 10:00 | 10 | 45 | 56 | 78.08 | 57.02 | 53.96 | 55.94 | 71.42 | 71.96 | 57.2 | 54 | 42 | 57 | 55 | 57 | 44.96 | 0 | 1 | 0 | 0 | 0 | 0 | 0 | 1 | 1 | 1 | 1 | 0 | 100% | #N/A
1986-10-10 | 10 | 10 | 2018 | 2018-10-10 | 3 | 0 | 11:00 | 11 | 47 | 57 | 80.06 | 58.1 | 55.04 | 55.04 | 75.74 | 75.02 | 59 | 55 | 44 | 64 | 57 | 57 | 46.04 | 0 | 1 | 0 | 0 | 0 | 0 | 0 | 1 | 1 | 1 | 1 | 0 | 100% | #N/A
1986-10-10 | 10 | 10 | 2018 | 2018-10-10 | 3 | 0 | 12:00 | 12 | 49 | 57 | 82.04 | 59.54 | 53.96 | 53.96 | 77 | 77 | 62.6 | 57 | 47 | 66 | 57 | 57 | 46.94 | 0 | 1 | 0 | 0 | 0 | 0 | 0 | 1 | 1 | 1 | 1 | 0 | 100% | #N/A
1986-10-10 | 10 | 10 | 2018 | 2018-10-10 | 3 | 0 | 13:00 | 13 | 52 | 58 | 82.94 | 62.06 | 53.06 | 53.6 | 83.66 | 78.08 | 62.6 | 57 | 48 | 70 | 61 | 57 | 48.02 | 0 | 1 | 0 | 0 | 0 | 0 | 0 | 1 | 1 | 1 | 1 | 0 | 100% | #N/A
1986-10-10 | 10 | 10 | 2018 | 2018-10-10 | 3 | 0 | 14:00 | 14 | 52 | 57 | 84.02 | 62.6 | 51.98 | 53.96 | 84.2 | 78.08 | 60.8 | 57 | 49 | 72 | 61 | 57 | 50 | 0 | 1 | 0 | 0 | 0 | 0 | 0 | 1 | 1 | 1 | 1 | 0 | 100% | #N/A
1986-10-10 | 10 | 10 | 2018 | 2018-10-10 | 3 | 0 | 15:00 | 15 | 53 | 55 | 84.02 | 63.5 | 51.98 | 53.06 | 83.48 | 78.08 | 60.8 | 57 | 50 | 72 | 59 | 57 | 48.92 | 0 | 1 | 0 | 0 | 0 | 0 | 0 | 1 | 1 | 1 | 1 | 0 | 100% | #N/A
1986-10-10 | 10 | 10 | 2018 | 2018-10-10 | 3 | 0 | 16:00 | 16 | 52 | 54 | 82.04 | 62.6 | 51.8 | 51.98 | 81.5 | 77 | 60.8 | 55 | 49 | 72 | 57 | 57 | 48.92 | 0 | 1 | 0 | 0 | 0 | 0 | 0 | 1 | 1 | 1 | 1 | 0 | 100% | #N/A
1986-10-10 | 10 | 10 | 2018 | 2018-10-10 | 3 | 0 | 17:00 | 17 | 51 | 54 | 78.08 | 62.42 | 51.08 | 51.98 | 76.64 | 73.04 | 59 | 55 | 47 | 66 | 57 | 55 | 46.94 | 0 | 1 | 0 | 0 | 0 | 0 | 0 | 1 | 1 | 1 | 1 | 0 | 100% | #N/A
1986-10-10 | 10 | 10 | 2018 | 2018-10-10 | 3 | 0 | 18:00 | 18 | 50 | 53 | 66.92 | 60.98 | 51.08 | 51.08 | 71.42 | 73.04 | 57.2 | 55 | 42 | 59 | 57 | 55 | 46.94 | 0 | 1 | 0 | 0 | 0 | 0 | 0 | 1 | 1 | 1 | 1 | 0 | 100% | #N/A
1986-10-10 | 10 | 10 | 2018 | 2018-10-10 | 3 | 0 | 19:00 | 19 | 49 | 53 | 71.96 | 59.72 | 50 | 51.08 | 64.4 | 66.02 | 57.2 | 54 | 33 | 55 | 57 | 55 | 46.94 | 0 | 1 | 0 | 0 | 0 | 0 | 0 | 1 | 1 | 1 | 1 | 0 | 100% | #N/A
1986-10-10 | 10 | 10 | 2018 | 2018-10-10 | 3 | 0 | 20:00 | 20 | 46 | 52 | 68 | 58.28 | 50 | 51.08 | 59.9 | 64.94 | 55.4 | 54 | 30 | 54 | 57 | 54 | 39.92 | 0 | 1 | 0 | 0 | 0 | 0 | 0 | 1 | 1 | 1 | 1 | 0 | 100% | #N/A
1986-10-10 | 10 | 10 | 2018 | 2018-10-10 | 3 | 0 | 21:00 | 21 | 44 | 51 | 60.98 | 57.92 | 50 | 51.08 | 57.74 | 69.08 | 51.8 | 54 | 28 | 50 | 57 | 55 | 39.02 | 0 | 1 | 0 | 0 | 0 | 0 | 0 | 1 | 1 | 1 | 1 | 0 | 100% | #N/A
1986-10-10 | 10 | 10 | 2018 | 2018-10-10 | 3 | 0 | 22:00 | 22 | 44 | 50 | 57.02 | 59.18 | 48.92 | 51.08 | 58.1 | 66.92 | 53.6 | 54 | 27 | 50 | 57 | 54 | 37.94 | 0 | 1 | 0 | 0 | 0 | 0 | 0 | 1 | 1 | 1 | 1 | 0 | 100% | #N/A
1986-10-10 | 10 | 10 | 2018 | 2018-10-10 | 3 | 0 | 23:00 | 23 | 43 | 47 | 53.06 | 58.64 | 48.92 | 48.92 | 55.4 | 64.94 | 51.8 | 54 | 28 | 50 | 57 | 50 | 35.96 | 0 | 1 | 0 | 0 | 0 | 0 | 0 | 1 | 1 | 1 | 1 | 0 | 100% | #N/A
1986-10-10 | 10 | 10 | 2018 | 2018-10-10 | 3 | 0 | 24:00 | 24 | 42 | 44 | 53.6 | 57.38 | 48.02 | 46.94 | 55.76 | 64.04 | 51.8 | 54 | 26 | 49 | 57 | 50 | 35.06 | 0 | 0 | 1 | 0 | 0 | 0 | 0 | 1 | 1 | 1 | 1 | 0 | 100% | #N/A
1986-10-11 | 10 | 11 | 2018 | 2018-10-11 | 4 | 0 | 1:00 | 1 | 42 | 41 | 51.98 | 57.92 | 44.96 | 44.96 | 57.74 | 62.96 | 50 | 52 | 24 | 48 | 55 | 52 | 32 | 0 | 0 | 1 | 0 | 0 | 0 | 0 | 1 | 1 | 1 | 1 | 0 | 100% | #N/A
1986-10-11 | 10 | 11 | 2018 | 2018-10-11 | 4 | 0 | 2:00 | 2 | 41 | 40 | 53.6 | 55.58 | 44.06 | 44.96 | 55.4 | 62.06 | 50 | 52 | 25 | 48 | 55 | 52 | 33.98 | 0 | 0 | 1 | 0 | 0 | 0 | 0 | 1 | 1 | 1 | 1 | 0 | 100% | #N/A
1986-10-11 | 10 | 11 | 2018 | 2018-10-11 | 4 | 0 | 3:00 | 3 | 40 | 38 | 50 | 55.4 | 42.98 | 44.96 | 51.8 | 60.08 | 51.8 | 52 | 23 | 48 | 55 | 52 | 33.98 | 0 | 0 | 1 | 0 | 0 | 0 | 0 | 1 | 1 | 1 | 1 | 0 | 100% | #N/A
1986-10-11 | 10 | 11 | 2018 | 2018-10-11 | 4 | 0 | 4:00 | 4 | 40 | 37 | 50 | 53.06 | 42.98 | 44.96 | 52.34 | 57.92 | 51.8 | 52 | 21 | 47 | 55 | 52 | 33.08 | 0 | 0 | 1 | 0 | 0 | 0 | 0 | 1 | 1 | 1 | 1 | 0 | 100% | #N/A
1986-10-11 | 10 | 11 | 2018 | 2018-10-11 | 4 | 0 | 5:00 | 5 | 39 | 37 | 48.2 | 52.7 | 42.08 | 44.96 | 52.16 | 57.92 | 51.8 | 54 | 21 | 46 | 55 | 52 | 33.08 | 0 | 0 | 1 | 0 | 0 | 0 | 0 | 1 | 1 | 1 | 1 | 0 | 100% | #N/A
1986-10-11 | 10 | 11 | 2018 | 2018-10-11 | 4 | 0 | 6:00 | 6 | 39 | 36 | 46.4 | 52.7 | 42.08 | 44.96 | 51.08 | 57.02 | 51.8 | 53 | 21 | 46 | 55 | 54 | 33.08 | 0 | 0 | 1 | 0 | 0 | 0 | 0 | 1 | 1 | 1 | 1 | 0 | 100% | #N/A
1986-10-11 | 10 | 11 | 2018 | 2018-10-11 | 4 | 0 | 7:00 | 7 | 39 | 36 | 46.4 | 52.16 | 44.96 | 46.04 | 50 | 55.94 | 51.8 | 54 | 24 | 45 | 55 | 54 | 35.06 | 0 | 0 | 1 | 0 | 0 | 0 | 0 | 1 | 1 | 1 | 1 | 0 | 100% | #N/A
1986-10-11 | 10 | 11 | 2018 | 2018-10-11 | 4 | 0 | 8:00 | 8 | 43 | 42 | 55.04 | 52.7 | 48.02 | 48.02 | 51.8 | 59 | 51.8 | 55 | 32 | 46 | 57 | 55 | 42.98 | 0 | 1 | 0 | 0 | 0 | 0 | 0 | 1 | 1 | 1 | 1 | 0 | 100% | #N/A
1986-10-11 | 10 | 11 | 2018 | 2018-10-11 | 4 | 0 | 9:00 | 9 | 48 | 48 | 60.98 | 51.98 | 50 | 50 | 60.8 | 59 | 50 | 55 | 38 | 49 | 57 | 57 | 46.94 | 0 | 1 | 0 | 0 | 0 | 0 | 0 | 1 | 1 | 1 | 1 | 0 | 100% | #N/A
1986-10-11 | 10 | 11 | 2018 | 2018-10-11 | 4 | 0 | 10:00 | 10 | 51 | 54 | 64.04 | 50.72 | 51.98 | 51.98 | 64.94 | 60.98 | 50 | 57 | 46 | 52 | 59 | 59 | 53.06 | 0 | 1 | 0 | 0 | 0 | 0 | 0 | 1 | 1 | 1 | 1 | 0 | 100% | #N/A
1986-10-11 | 10 | 11 | 2018 | 2018-10-11 | 4 | 0 | 11:00 | 11 | 52 | 56 | 66.92 | 49.46 | 55.04 | 53.96 | 66.74 | 64.04 | 50 | 61 | 50 | 61 | 61 | 59 | 53.96 | 0 | 1 | 0 | 0 | 0 | 0 | 0 | 1 | 1 | 1 | 1 | 0 | 100% | #N/A
1986-10-11 | 10 | 11 | 2018 | 2018-10-11 | 4 | 0 | 12:00 | 12 | 54 | 58 | 66.92 | 48.74 | 55.94 | 57.02 | 68 | 62.96 | 50 | 61 | 53 | 70 | 63 | 59 | 55.94 | 0 | 1 | 0 | 0 | 0 | 0 | 0 | 1 | 1 | 1 | 1 | 0 | 100% | #N/A
1986-10-11 | 10 | 11 | 2018 | 2018-10-11 | 4 | 0 | 13:00 | 13 | 55 | 60 | 66.92 | 49.28 | 57.92 | 57.02 | 69.8 | 64.94 | 51.8 | 61 | 54 | 73 | 63 | 61 | 57.02 | 0 | 1 | 0 | 0 | 0 | 0 | 0 | 1 | 1 | 1 | 1 | 0 | 100% | #N/A
1986-10-11 | 10 | 11 | 2018 | 2018-10-11 | 4 | 0 | 14:00 | 14 | 56 | 60 | 66.92 | 48.92 | 57.92 | 57.02 | 71.06 | 64.94 | 51.8 | 59 | 55 | 73 | 63 | 59 | 57.02 | 0 | 1 | 0 | 0 | 0 | 0 | 0 | 1 | 1 | 1 | 1 | 0 | 100% | #N/A
1986-10-11 | 10 | 11 | 2018 | 2018-10-11 | 4 | 0 | 15:00 | 15 | 57 | 61 | 66.02 | 49.28 | 57.2 | 57.02 | 70.34 | 64.94 | 50 | 57 | 55 | 73 | 61 | 59 | 57.02 | 0 | 1 | 0 | 0 | 0 | 0 | 0 | 1 | 1 | 1 | 1 | 0 | 100% | #N/A
1986-10-11 | 10 | 11 | 2018 | 2018-10-11 | 4 | 0 | 16:00 | 16 | 56 | 61 | 64.94 | 50.36 | 55.94 | 55.94 | 69.8 | 64.94 | 50 | 57 | 54 | 73 | 61 | 59 | 57.02 | 0 | 1 | 0 | 0 | 0 | 0 | 0 | 1 | 1 | 1 | 1 | 0 | 100% | #N/A
1986-10-11 | 10 | 11 | 2018 | 2018-10-11 | 4 | 0 | 17:00 | 17 | 56 | 58 | 60.98 | 51.08 | 51.98 | 53.96 | 64.04 | 62.06 | 51.8 | 57 | 51 | 66 | 59 | 57 | 51.98 | 0 | 1 | 0 | 0 | 0 | 0 | 0 | 1 | 1 | 1 | 1 | 0 | 100% | #N/A
1986-10-11 | 10 | 11 | 2018 | 2018-10-11 | 4 | 0 | 18:00 | 18 | 56 | 56 | 53.96 | 51.44 | 48.02 | 51.08 | 54.86 | 59 | 50 | 55 | 46 | 57 | 57 | 57 | 50 | 0 | 1 | 0 | 0 | 0 | 0 | 0 | 1 | 1 | 1 | 1 | 0 | 100% | #N/A
1986-10-11 | 10 | 11 | 2018 | 2018-10-11 | 4 | 0 | 19:00 | 19 | 54 | 53 | 51.98 | 51.08 | 44.96 | 48.02 | 55.04 | 55.94 | 48.2 | 55 | 43 | 54 | 57 | 57 | 48.92 | 0 | 1 | 0 | 0 | 0 | 0 | 0 | 1 | 1 | 1 | 1 | 0 | 100% | #N/A
1986-10-11 | 10 | 11 | 2018 | 2018-10-11 | 4 | 0 | 20:00 | 20 | 54 | 53 | 51.08 | 51.08 | 46.04 | 46.94 | 59.36 | 53.96 | 46.4 | 54 | 39 | 50 | 57 | 57 | 46.04 | 0 | 1 | 0 | 0 | 0 | 0 | 0 | 1 | 1 | 1 | 1 | 0 | 100% | #N/A
1986-10-11 | 10 | 11 | 2018 | 2018-10-11 | 4 | 0 | 21:00 | 21 | 54 | 52 | 51.08 | 50.72 | 42.08 | 44.96 | 57.56 | 53.06 | 44.6 | 54 | 35 | 49 | 57 | 57 | 44.06 | 0 | 1 | 0 | 0 | 0 | 0 | 0 | 1 | 1 | 1 | 1 | 0 | 100% | #N/A
1986-10-11 | 10 | 11 | 2018 | 2018-10-11 | 4 | 0 | 22:00 | 22 | 53 | 52 | 50 | 50.72 | 39.92 | 42.98 | 56.84 | 53.06 | 44.6 | 52 | 35 | 48 | 55 | 55 | 44.06 | 0 | 1 | 0 | 0 | 0 | 0 | 0 | 1 | 1 | 1 | 1 | 0 | 100% | #N/A
1986-10-11 | 10 | 11 | 2018 | 2018-10-11 | 4 | 0 | 23:00 | 23 | 52 | 52 | 50 | 50.9 | 39.92 | 42.08 | 55.94 | 53.06 | 42.8 | 52 | 33 | 49 | 55 | 55 | 44.06 | 0 | 1 | 0 | 0 | 0 | 0 | 0 | 1 | 1 | 1 | 1 | 0 | 100% | #N/A
1986-10-11 | 10 | 11 | 2018 | 2018-10-11 | 4 | 0 | 24:00 | 24 | 51 | 53 | 50 | 50.72 | 39.02 | 39.92 | 56.12 | 51.98 | 42.8 | 52 | 30 | 48 | 55 | 55 | 44.06 | 0 | 0 | 1 | 0 | 0 | 0 | 0 | 1 | 1 | 1 | 1 | 0 | 100% | #N/A
1986-10-12 | 10 | 12 | 2018 | 2018-10-12 | 5 | 0 | 1:00 | 1 | 51 | 53 | 50 | 50.18 | 35.06 | 39.02 | 54.68 | 51.98 | 42.8 | 50 | 29 | 47 | 54 | 55 | 44.96 | 0 | 0 | 1 | 0 | 0 | 0 | 0 | 1 | 1 | 1 | 1 | 0 | 100% | #N/A
1986-10-12 | 10 | 12 | 2018 | 2018-10-12 | 5 | 0 | 2:00 | 2 | 50 | 52 | 51.08 | 49.28 | 37.04 | 39.02 | 54.14 | 51.08 | 41 | 50 | 29 | 46 | 54 | 55 | 46.04 | 0 | 0 | 1 | 0 | 0 | 0 | 0 | 1 | 1 | 1 | 1 | 0 | 100% | #N/A
1986-10-12 | 10 | 12 | 2018 | 2018-10-12 | 5 | 0 | 3:00 | 3 | 49 | 51 | 50 | 48.92 | 37.04 | 39.02 | 52.16 | 51.08 | 42.8 | 48 | 27 | 45 | 52 | 55 | 44.96 | 0 | 0 | 1 | 0 | 0 | 0 | 0 | 1 | 1 | 1 | 1 | 0 | 100% | #N/A
1986-10-12 | 10 | 12 | 2018 | 2018-10-12 | 5 | 0 | 4:00 | 4 | 48 | 50 | 50 | 48.02 | 35.96 | 37.04 | 51.98 | 50 | 41 | 48 | 29 | 45 | 52 | 55 | 46.94 | 0 | 0 | 1 | 0 | 0 | 0 | 0 | 1 | 1 | 1 | 1 | 0 | 100% | #N/A
1986-10-12 | 10 | 12 | 2018 | 2018-10-12 | 5 | 0 | 5:00 | 5 | 47 | 50 | 51.08 | 47.12 | 37.04 | 37.04 | 51.44 | 50 | 39.2 | 48 | 29 | 45 | 52 | 55 | 48.02 | 0 | 0 | 1 | 0 | 0 | 0 | 0 | 1 | 1 | 1 | 1 | 0 | 100% | #N/A
1986-10-12 | 10 | 12 | 2018 | 2018-10-12 | 5 | 0 | 6:00 | 6 | 48 | 50 | 50 | 47.12 | 37.04 | 37.04 | 47.66 | 50 | 41 | 48 | 29 | 45 | 52 | 55 | 46.94 | 0 | 0 | 1 | 0 | 0 | 0 | 0 | 1 | 1 | 1 | 1 | 0 | 100% | #N/A
1986-10-12 | 10 | 12 | 2018 | 2018-10-12 | 5 | 0 | 7:00 | 7 | 48 | 50 | 53.96 | 46.22 | 39.92 | 39.02 | 50 | 50 | 42.8 | 48 | 30 | 45 | 52 | 55 | 48.02 | 0 | 0 | 1 | 0 | 0 | 0 | 0 | 1 | 1 | 1 | 1 | 0 | 100% | #N/A
1986-10-12 | 10 | 12 | 2018 | 2018-10-12 | 5 | 0 | 8:00 | 8 | 49 | 54 | 57.02 | 45.68 | 46.94 | 44.96 | 54.86 | 53.06 | 46.4 | 50 | 32 | 46 | 52 | 55 | 48.92 | 0 | 1 | 0 | 0 | 0 | 0 | 0 | 1 | 1 | 1 | 1 | 0 | 100% | #N/A
1986-10-12 | 10 | 12 | 2018 | 2018-10-12 | 5 | 0 | 9:00 | 9 | 52 | 58 | 60.8 | 50.36 | 51.98 | 51.08 | 58.46 | 53.6 | 51.8 | 52 | 36 | 48 | 52 | 55 | 50 | 0 | 1 | 0 | 0 | 0 | 0 | 0 | 1 | 1 | 1 | 1 | 0 | 100% | #N/A
1986-10-12 | 10 | 12 | 2018 | 2018-10-12 | 5 | 0 | 10:00 | 10 | 55 | 62 | 60.08 | 53.06 | 55.94 | 55.04 | 59.54 | 53.96 | 55.4 | 52 | 46 | 52 | 52 | 57 | 53.06 | 0 | 1 | 0 | 0 | 0 | 0 | 0 | 1 | 1 | 1 | 1 | 0 | 100% | #N/A
1986-10-12 | 10 | 12 | 2018 | 2018-10-12 | 5 | 0 | 11:00 | 11 | 57 | 62 | 59 | 54.14 | 59 | 59 | 59.9 | 55.04 | 55.4 | 54 | 52 | 55 | 54 | 57 | 55.94 | 0 | 1 | 0 | 0 | 0 | 0 | 0 | 1 | 1 | 1 | 1 | 0 | 100% | #N/A
1986-10-12 | 10 | 12 | 2018 | 2018-10-12 | 5 | 0 | 12:00 | 12 | 56 | 63 | 60.8 | 54.5 | 60.98 | 60.98 | 60.44 | 55.4 | 57.2 | 55 | 56 | 59 | 55 | 57 | 59 | 0 | 1 | 0 | 0 | 0 | 0 | 0 | 1 | 1 | 1 | 1 | 0 | 100% | #N/A
1986-10-12 | 10 | 12 | 2018 | 2018-10-12 | 5 | 0 | 13:00 | 13 | 55 | 63 | 59 | 54.86 | 60.98 | 62.06 | 60.8 | 55.4 | 57.2 | 55 | 58 | 57 | 55 | 55 | 60.98 | 0 | 1 | 0 | 0 | 0 | 0 | 0 | 1 | 1 | 1 | 1 | 0 | 100% | #N/A
1986-10-12 | 10 | 12 | 2018 | 2018-10-12 | 5 | 0 | 14:00 | 14 | 55 | 63 | 60.8 | 55.22 | 60.08 | 64.04 | 60.44 | 55.4 | 57.2 | 57 | 59 | 57 | 55 | 55 | 62.06 | 0 | 1 | 0 | 0 | 0 | 0 | 0 | 1 | 1 | 1 | 1 | 0 | 100% | #N/A
1986-10-12 | 10 | 12 | 2018 | 2018-10-12 | 5 | 0 | 15:00 | 15 | 54 | 62 | 60.8 | 55.58 | 60.08 | 64.94 | 59.9 | 55.4 | 57.2 | 57 | 58 | 55 | 55 | 55 | 60.08 | 0 | 1 | 0 | 0 | 0 | 0 | 0 | 1 | 1 | 1 | 1 | 0 | 100% | #N/A
1986-10-12 | 10 | 12 | 2018 | 2018-10-12 | 5 | 0 | 16:00 | 16 | 57 | 62 | 60.8 | 56.12 | 57.92 | 64.94 | 58.64 | 53.96 | 57.2 | 55 | 55 | 57 | 55 | 55 | 60.98 | 0 | 1 | 0 | 0 | 0 | 0 | 0 | 1 | 1 | 1 | 1 | 0 | 100% | #N/A
1986-10-12 | 10 | 12 | 2018 | 2018-10-12 | 5 | 0 | 17:00 | 17 | 57 | 59 | 59 | 56.3 | 53.96 | 60.08 | 57.2 | 53.06 | 55.4 | 54 | 55 | 55 | 55 | 55 | 59 | 0 | 1 | 0 | 0 | 0 | 0 | 0 | 1 | 1 | 1 | 1 | 0 | 100% | #N/A
1986-10-12 | 10 | 12 | 2018 | 2018-10-12 | 5 | 0 | 18:00 | 18 | 57 | 57 | 59 | 56.66 | 51.08 | 55.04 | 53.6 | 53.6 | 50 | 52 | 52 | 57 | 52 | 55 | 57.02 | 0 | 1 | 0 | 0 | 0 | 0 | 0 | 1 | 1 | 1 | 1 | 0 | 100% | #N/A
1986-10-12 | 10 | 12 | 2018 | 2018-10-12 | 5 | 0 | 19:00 | 19 | 57 | 54 | 59 | 55.4 | 51.08 | 53.06 | 53.6 | 51.8 | 46.4 | 48 | 50 | 57 | 52 | 55 | 55.04 | 0 | 1 | 0 | 0 | 0 | 0 | 0 | 1 | 1 | 1 | 1 | 0 | 100% | #N/A
1986-10-12 | 10 | 12 | 2018 | 2018-10-12 | 5 | 0 | 20:00 | 20 | 57 | 53 | 60.8 | 54.14 | 46.04 | 51.98 | 53.6 | 51.8 | 41 | 45 | 50 | 57 | 52 | 55 | 53.06 | 0 | 1 | 0 | 0 | 0 | 0 | 0 | 1 | 1 | 1 | 1 | 0 | 100% | #N/A
1986-10-12 | 10 | 12 | 2018 | 2018-10-12 | 5 | 0 | 21:00 | 21 | 58 | 51 | 60.8 | 53.06 | 46.94 | 48.92 | 53.6 | 51.8 | 41 | 43 | 46 | 56 | 52 | 55 | 50 | 0 | 1 | 0 | 0 | 0 | 0 | 0 | 1 | 1 | 1 | 1 | 0 | 100% | #N/A
1986-10-12 | 10 | 12 | 2018 | 2018-10-12 | 5 | 0 | 22:00 | 22 | 58 | 50 | 59 | 51.98 | 44.06 | 44.96 | 53.6 | 51.8 | 39.2 | 39 | 49 | 54 | 52 | 55 | 53.06 | 0 | 1 | 0 | 0 | 0 | 0 | 0 | 1 | 1 | 1 | 1 | 0 | 100% | #N/A
1986-10-12 | 10 | 12 | 2018 | 2018-10-12 | 5 | 0 | 23:00 | 23 | 58 | 50 | 59 | 51.8 | 44.06 | 44.06 | 53.6 | 51.8 | 37.4 | 45 | 50 | 53 | 52 | 55 | 53.06 | 0 | 1 | 0 | 0 | 0 | 0 | 0 | 1 | 1 | 1 | 1 | 0 | 100% | #N/A
1986-10-12 | 10 | 12 | 2018 | 2018-10-12 | 5 | 0 | 24:00 | 24 | 58 | 49 | 59 | 51.8 | 44.06 | 44.06 | 53.6 | 53.6 | 37.4 | 45 | 50 | 52 | 50 | 55 | 51.08 | 0 | 0 | 1 | 0 | 0 | 0 | 0 | 1 | 1 | 1 | 1 | 0 | 100% | #N/A
1986-10-13 | 10 | 13 | 2018 | 2018-10-13 | 6 | 0 | 1:00 | 1 | 59 | 49 | 59 | 51.44 | 42.08 | 42.98 | 55.4 | 53.6 | 37.4 | 45 | 50 | 51 | 50 | 54 | 51.08 | 0 | 0 | 1 | 0 | 0 | 0 | 0 | 1 | 1 | 1 | 1 | 0 | 100% | #N/A
1986-10-13 | 10 | 13 | 2018 | 2018-10-13 | 6 | 0 | 2:00 | 2 | 59 | 48 | 59 | 50.54 | 42.98 | 44.96 | 55.4 | 53.6 | 39.2 | 45 | 50 | 49 | 52 | 54 | 50 | 0 | 0 | 1 | 0 | 0 | 0 | 0 | 1 | 1 | 1 | 1 | 0 | 100% | #N/A
1986-10-13 | 10 | 13 | 2018 | 2018-10-13 | 6 | 0 | 3:00 | 3 | 59 | 47 | 60.08 | 48.92 | 42.98 | 44.96 | 55.4 | 53.6 | 37.4 | 45 | 51 | 49 | 50 | 54 | 51.98 | 0 | 0 | 1 | 0 | 0 | 0 | 0 | 1 | 1 | 1 | 1 | 0 | 100% | #N/A
1986-10-13 | 10 | 13 | 2018 | 2018-10-13 | 6 | 0 | 4:00 | 4 | 59 | 46 | 60.08 | 49.1 | 42.08 | 44.96 | 55.4 | 53.6 | 37.4 | 45 | 51 | 48 | 50 | 54 | 53.06 | 0 | 0 | 1 | 0 | 0 | 0 | 0 | 1 | 1 | 1 | 1 | 0 | 100% | #N/A
1986-10-13 | 10 | 13 | 2018 | 2018-10-13 | 6 | 0 | 5:00 | 5 | 59 | 46 | 60.08 | 49.28 | 42.08 | 44.96 | 55.4 | 53.6 | 37.4 | 45 | 51 | 47 | 50 | 54 | 53.06 | 0 | 0 | 1 | 0 | 0 | 0 | 0 | 1 | 1 | 1 | 1 | 0 | 100% | #N/A
1986-10-13 | 10 | 13 | 2018 | 2018-10-13 | 6 | 0 | 6:00 | 6 | 59 | 46 | 60.8 | 49.1 | 41 | 44.96 | 55.4 | 53.6 | 35.6 | 45 | 51 | 46 | 50 | 52 | 53.96 | 0 | 0 | 1 | 0 | 0 | 0 | 0 | 1 | 1 | 1 | 1 | 0 | 100% | #N/A
1986-10-13 | 10 | 13 | 2018 | 2018-10-13 | 6 | 0 | 7:00 | 7 | 60 | 46 | 60.8 | 48.74 | 44.06 | 46.04 | 55.4 | 55.4 | 39.2 | 46 | 52 | 46 | 50 | 52 | 55.04 | 0 | 0 | 1 | 0 | 0 | 0 | 0 | 1 | 1 | 1 | 1 | 0 | 100% | #N/A
1986-10-13 | 10 | 13 | 2018 | 2018-10-13 | 6 | 0 | 8:00 | 8 | 62 | 47 | 60.8 | 48.38 | 51.98 | 51.08 | 55.4 | 55.4 | 48.2 | 48 | 54 | 48 | 50 | 52 | 57.02 | 0 | 0 | 1 | 0 | 0 | 0 | 0 | 1 | 1 | 1 | 1 | 0 | 100% | #N/A
1986-10-13 | 10 | 13 | 2018 | 2018-10-13 | 6 | 0 | 9:00 | 9 | 62 | 48 | 60.8 | 51.26 | 57.02 | 57.02 | 57.2 | 55.4 | 57.2 | 50 | 55 | 55 | 52 | 54 | 59 | 0 | 0 | 1 | 0 | 0 | 0 | 0 | 1 | 1 | 1 | 1 | 0 | 100% | #N/A
1986-10-13 | 10 | 13 | 2018 | 2018-10-13 | 6 | 0 | 10:00 | 10 | 62 | 49 | 62.6 | 53.06 | 60.98 | 62.06 | 58.46 | 55.4 | 60.8 | 54 | 57 | 61 | 52 | 55 | 60.98 | 0 | 0 | 1 | 0 | 0 | 0 | 0 | 1 | 1 | 1 | 1 | 0 | 100% | #N/A
1986-10-13 | 10 | 13 | 2018 | 2018-10-13 | 6 | 0 | 11:00 | 11 | 62 | 51 | 64.94 | 57.74 | 62.06 | 64.94 | 59.36 | 55.4 | 60.8 | 55 | 58 | 63 | 52 | 54 | 62.96 | 0 | 0 | 1 | 0 | 0 | 0 | 0 | 1 | 1 | 1 | 1 | 0 | 100% | #N/A
1986-10-13 | 10 | 13 | 2018 | 2018-10-13 | 6 | 0 | 12:00 | 12 | 62 | 54 | 64.4 | 57.38 | 62.96 | 66.92 | 59.72 | 57.02 | 62.6 | 55 | 59 | 63 | 52 | 55 | 66.92 | 0 | 0 | 1 | 0 | 0 | 0 | 0 | 1 | 1 | 1 | 1 | 0 | 100% | #N/A
1986-10-13 | 10 | 13 | 2018 | 2018-10-13 | 6 | 0 | 13:00 | 13 | 62 | 56 | 64.4 | 60.08 | 62.06 | 68 | 60.08 | 57.92 | 62.6 | 59 | 58 | 64 | 54 | 55 | 66.02 | 0 | 0 | 1 | 0 | 0 | 0 | 0 | 1 | 1 | 1 | 1 | 0 | 100% | #N/A
1986-10-13 | 10 | 13 | 2018 | 2018-10-13 | 6 | 0 | 14:00 | 14 | 62 | 56 | 64.4 | 61.52 | 62.96 | 68 | 60.8 | 57.2 | 62.6 | 57 | 60 | 66 | 54 | 55 | 64.04 | 0 | 0 | 1 | 0 | 0 | 0 | 0 | 1 | 1 | 1 | 1 | 0 | 100% | #N/A
1986-10-13 | 10 | 13 | 2018 | 2018-10-13 | 6 | 0 | 15:00 | 15 | 62 | 56 | 64.4 | 62.78 | 62.06 | 66.92 | 62.6 | 57.2 | 62.6 | 57 | 60 | 66 | 54 | 55 | 62.96 | 0 | 0 | 1 | 0 | 0 | 0 | 0 | 1 | 1 | 1 | 1 | 0 | 100% | #N/A
1986-10-13 | 10 | 13 | 2018 | 2018-10-13 | 6 | 0 | 16:00 | 16 | 62 | 56 | 64.04 | 63.14 | 60.08 | 64.04 | 60.8 | 57.2 | 60.8 | 55 | 60 | 64 | 54 | 55 | 62.96 | 0 | 0 | 1 | 0 | 0 | 0 | 0 | 1 | 1 | 1 | 1 | 0 | 100% | #N/A
1986-10-13 | 10 | 13 | 2018 | 2018-10-13 | 6 | 0 | 17:00 | 17 | 62 | 54 | 64.4 | 63.14 | 57.02 | 60.08 | 60.8 | 57.2 | 59 | 52 | 58 | 63 | 54 | 55 | 62.06 | 0 | 0 | 1 | 0 | 0 | 0 | 0 | 1 | 1 | 1 | 1 | 0 | 100% | #N/A
1986-10-13 | 10 | 13 | 2018 | 2018-10-13 | 6 | 0 | 18:00 | 18 | 63 | 53 | 62.06 | 62.42 | 55.04 | 57.92 | 60.8 | 57.2 | 59 | 50 | 58 | 52 | 52 | 55 | 60.98 | 0 | 0 | 1 | 0 | 0 | 0 | 0 | 1 | 1 | 1 | 1 | 0 | 100% | #N/A
1986-10-13 | 10 | 13 | 2018 | 2018-10-13 | 6 | 0 | 19:00 | 19 | 63 | 51 | 62.6 | 61.88 | 53.96 | 57.02 | 60.8 | 57.2 | 59 | 50 | 58 | 48 | 52 | 55 | 62.06 | 0 | 0 | 1 | 0 | 0 | 0 | 0 | 1 | 1 | 1 | 1 | 0 | 100% | #N/A
1986-10-13 | 10 | 13 | 2018 | 2018-10-13 | 6 | 0 | 20:00 | 20 | 63 | 50 | 62.06 | 61.7 | 55.04 | 55.94 | 60.8 | 57.2 | 60.8 | 48 | 58 | 45 | 52 | 55 | 60.98 | 0 | 0 | 1 | 0 | 0 | 0 | 0 | 1 | 1 | 1 | 1 | 0 | 100% | #N/A
1986-10-13 | 10 | 13 | 2018 | 2018-10-13 | 6 | 0 | 21:00 | 21 | 63 | 49 | 62.6 | 61.52 | 53.96 | 55.04 | 60.8 | 57.2 | 60.8 | 48 | 58 | 43 | 52 | 55 | 62.06 | 0 | 0 | 1 | 0 | 0 | 0 | 0 | 1 | 1 | 1 | 1 | 0 | 100% | #N/A
1986-10-13 | 10 | 13 | 2018 | 2018-10-13 | 6 | 0 | 22:00 | 22 | 63 | 48 | 62.6 | 61.88 | 53.06 | 53.96 | 59 | 57.02 | 60.8 | 48 | 57 | 43 | 52 | 55 | 62.06 | 0 | 0 | 1 | 0 | 0 | 0 | 0 | 1 | 1 | 1 | 1 | 0 | 100% | #N/A
1986-10-13 | 10 | 13 | 2018 | 2018-10-13 | 6 | 0 | 23:00 | 23 | 63 | 46 | 60.8 | 61.7 | 51.98 | 53.06 | 59 | 57.2 | 60.8 | 48 | 57 | 41 | 52 | 55 | 60.98 | 0 | 0 | 1 | 0 | 0 | 0 | 0 | 1 | 1 | 1 | 1 | 0 | 100% | #N/A
1986-10-13 | 10 | 13 | 2018 | 2018-10-13 | 6 | 0 | 24:00 | 24 | 63 | 45 | 60.8 | 61.34 | 50 | 51.98 | 59 | 57.2 | 60.8 | 46 | 57 | 39 | 52 | 55 | 60.98 | 0 | 0 | 1 | 0 | 0 | 0 | 0 | 1 | 1 | 1 | 1 | 0 | 100% | #N/A
1986-10-14 | 10 | 14 | 2018 | 2018-10-14 | 7 | 0 | 1:00 | 1 | 63 | 43 | 60.8 | 60.62 | 51.08 | 50 | 59.36 | 55.4 | 60.8 | 45 | 57 | 37 | 52 | 55 | 60.98 | 0 | 0 | 1 | 0 | 0 | 0 | 0 | 1 | 1 | 1 | 1 | 0 | 100% | #N/A
1986-10-14 | 10 | 14 | 2018 | 2018-10-14 | 7 | 0 | 2:00 | 2 | 63 | 44 | 60.8 | 61.34 | 51.08 | 50 | 60.8 | 55.94 | 60.8 | 45 | 56 | 36 | 52 | 54 | 60.98 | 0 | 0 | 1 | 0 | 0 | 0 | 0 | 1 | 1 | 1 | 1 | 0 | 100% | #N/A
1986-10-14 | 10 | 14 | 2018 | 2018-10-14 | 7 | 0 | 3:00 | 3 | 63 | 45 | 60.98 | 61.7 | 50 | 51.08 | 60.26 | 55.94 | 62.6 | 46 | 55 | 38 | 52 | 52 | 60.08 | 0 | 0 | 1 | 0 | 0 | 0 | 0 | 1 | 1 | 1 | 1 | 0 | 100% | #N/A
1986-10-14 | 10 | 14 | 2018 | 2018-10-14 | 7 | 0 | 4:00 | 4 | 63 | 46 | 60.8 | 61.88 | 51.08 | 51.08 | 60.8 | 55.94 | 62.6 | 46 | 53 | 38 | 52 | 48 | 60.08 | 0 | 0 | 1 | 0 | 0 | 0 | 0 | 1 | 1 | 1 | 1 | 0 | 100% | #N/A
1986-10-14 | 10 | 14 | 2018 | 2018-10-14 | 7 | 0 | 5:00 | 5 | 63 | 46 | 60.8 | 62.24 | 51.98 | 51.98 | 60.8 | 55.94 | 62.6 | 46 | 54 | 39 | 52 | 46 | 60.08 | 0 | 0 | 1 | 0 | 0 | 0 | 0 | 1 | 1 | 1 | 1 | 0 | 100% | #N/A
1986-10-14 | 10 | 14 | 2018 | 2018-10-14 | 7 | 0 | 6:00 | 6 | 62 | 46 | 60.8 | 62.78 | 53.06 | 53.06 | 60.8 | 57.02 | 62.6 | 46 | 56 | 39 | 54 | 45 | 60.98 | 0 | 0 | 1 | 0 | 0 | 0 | 0 | 1 | 1 | 1 | 1 | 0 | 100% | #N/A
1986-10-14 | 10 | 14 | 2018 | 2018-10-14 | 7 | 0 | 7:00 | 7 | 62 | 46 | 60.8 | 63.5 | 55.94 | 53.96 | 60.8 | 57.2 | 62.6 | 46 | 57 | 38 | 54 | 45 | 60.98 | 0 | 0 | 1 | 0 | 0 | 0 | 0 | 1 | 1 | 1 | 1 | 0 | 100% | #N/A
1986-10-14 | 10 | 14 | 2018 | 2018-10-14 | 7 | 0 | 8:00 | 8 | 63 | 46 | 62.6 | 63.68 | 59 | 57.92 | 60.8 | 57.2 | 64.4 | 48 | 58 | 39 | 54 | 46 | 62.06 | 0 | 0 | 1 | 0 | 0 | 0 | 0 | 1 | 1 | 1 | 1 | 0 | 100% | #N/A
1986-10-14 | 10 | 14 | 2018 | 2018-10-14 | 7 | 0 | 9:00 | 9 | 64 | 46 | 64.4 | 65.66 | 62.06 | 62.06 | 62.6 | 57.2 | 66.2 | 48 | 59 | 43 | 52 | 48 | 62.06 | 0 | 0 | 1 | 0 | 0 | 0 | 0 | 1 | 1 | 1 | 1 | 0 | 100% | #N/A
1986-10-14 | 10 | 14 | 2018 | 2018-10-14 | 7 | 0 | 10:00 | 10 | 64 | 46 | 68 | 70.52 | 64.04 | 64.04 | 64.4 | 59 | 69.8 | 48 | 60 | 48 | 52 | 50 | 64.94 | 0 | 0 | 1 | 0 | 0 | 0 | 0 | 1 | 1 | 1 | 1 | 0 | 100% | #N/A
1986-10-14 | 10 | 14 | 2018 | 2018-10-14 | 7 | 0 | 11:00 | 11 | 65 | 45 | 69.8 | 71.96 | 68 | 64.94 | 64.4 | 60.8 | 71.6 | 48 | 60 | 55 | 50 | 52 | 68 | 0 | 0 | 1 | 0 | 0 | 0 | 0 | 1 | 1 | 1 | 1 | 0 | 100% | #N/A
1986-10-14 | 10 | 14 | 2018 | 2018-10-14 | 7 | 0 | 12:00 | 12 | 65 | 44 | 71.6 | 74.48 | 68 | 66.92 | 64.4 | 60.8 | 71.6 | 48 | 60 | 63 | 50 | 52 | 69.98 | 0 | 0 | 1 | 0 | 0 | 0 | 0 | 1 | 1 | 1 | 1 | 0 | 100% | #N/A
1986-10-14 | 10 | 14 | 2018 | 2018-10-14 | 7 | 0 | 13:00 | 13 | 66 | 43.0979 | 71.6 | 75.74 | 71.06 | 69.98 | 66.2 | 62.6 | 73.4 | 48 | 61 | 63 | 50 | 52 | 71.06 | 0 | 0 | 1 | 0 | 0 | 0 | 0 | 1 | 1 | 1 | 1 | 0 | 100% | #N/A
1986-10-14 | 10 | 14 | 2018 | 2018-10-14 | 7 | 0 | 14:00 | 14 | 67 | 44 | 73.4 | 75.92 | 71.06 | 69.98 | 68 | 66.2 | 73.4 | 48 | 62 | 64 | 50 | 54 | 68 | 0 | 0 | 1 | 0 | 0 | 0 | 0 | 1 | 1 | 1 | 1 | 0 | 100% | #N/A
1986-10-14 | 10 | 14 | 2018 | 2018-10-14 | 7 | 0 | 15:00 | 15 | 68 | 44 | 71.6 | 76.82 | 69.08 | 69.08 | 69.8 | 66.2 | 73.4 | 48 | 62 | 64 | 48 | 52 | 69.08 | 0 | 0 | 1 | 0 | 0 | 0 | 0 | 1 | 1 | 1 | 1 | 0 | 100% | #N/A
1986-10-14 | 10 | 14 | 2018 | 2018-10-14 | 7 | 0 | 16:00 | 16 | 67 | 45 | 71.6 | 75.02 | 68 | 68 | 69.8 | 66.2 | 73.4 | 46 | 62 | 61 | 50 | 50 | 69.08 | 0 | 0 | 1 | 0 | 0 | 0 | 0 | 1 | 1 | 1 | 1 | 0 | 100% | #N/A
1986-10-14 | 10 | 14 | 2018 | 2018-10-14 | 7 | 0 | 17:00 | 17 | 66 | 45 | 69.8 | 74.3 | 66.02 | 66.02 | 68 | 66.2 | 69.8 | 46 | 62 | 59 | 50 | 46 | 64.94 | 0 | 0 | 1 | 0 | 0 | 0 | 0 | 1 | 1 | 1 | 1 | 0 | 100% | #N/A
1986-10-14 | 10 | 14 | 2018 | 2018-10-14 | 7 | 0 | 18:00 | 18 | 65 | 44 | 69.8 | 73.04 | 62.96 | 64.04 | 68 | 64.04 | 68 | 46 | 60 | 55 | 50 | 43 | 66.02 | 0 | 0 | 1 | 0 | 0 | 0 | 0 | 1 | 1 | 1 | 1 | 0 | 100% | #N/A
1986-10-14 | 10 | 14 | 2018 | 2018-10-14 | 7 | 0 | 19:00 | 19 | 66 | 44 | 68 | 70.88 | 62.96 | 62.96 | 68 | 64.4 | 66.2 | 45 | 61 | 54 | 48 | 41 | 66.02 | 0 | 0 | 1 | 0 | 0 | 0 | 0 | 1 | 1 | 1 | 1 | 0 | 100% | #N/A
1986-10-14 | 10 | 14 | 2018 | 2018-10-14 | 7 | 0 | 20:00 | 20 | 65 | 44 | 64.94 | 69.62 | 60.98 | 62.06 | 64.4 | 62.6 | 66.2 | 45 | 61 | 54 | 48 | 39 | 66.02 | 0 | 0 | 1 | 0 | 0 | 0 | 0 | 1 | 1 | 1 | 1 | 0 | 100% | #N/A
1986-10-14 | 10 | 14 | 2018 | 2018-10-14 | 7 | 0 | 21:00 | 21 | 64 | 44 | 64.04 | 68.18 | 59 | 60.08 | 62.6 | 60.8 | 64.4 | 43 | 60 | 54 | 46 | 39 | 66.02 | 0 | 0 | 1 | 0 | 0 | 0 | 0 | 1 | 1 | 1 | 1 | 0 | 100% | #N/A
1986-10-14 | 10 | 14 | 2018 | 2018-10-14 | 7 | 0 | 22:00 | 22 | 62 | 44 | 64.4 | 67.64 | 57.92 | 59 | 62.6 | 60.8 | 64.4 | 43 | 59 | 54 | 46 | 36 | 64.94 | 0 | 0 | 1 | 0 | 0 | 0 | 0 | 1 | 1 | 1 | 1 | 0 | 100% | #N/A
1986-10-14 | 10 | 14 | 2018 | 2018-10-14 | 7 | 0 | 23:00 | 23 | 60 | 44 | 64.4 | 67.1 | 55.04 | 55.04 | 59 | 59 | 64.4 | 43 | 57 | 55 | 46 | 34 | 64.04 | 0 | 0 | 1 | 0 | 0 | 0 | 0 | 1 | 1 | 1 | 1 | 0 | 100% | #N/A
1986-10-14 | 10 | 14 | 2018 | 2018-10-14 | 7 | 0 | 24:00 | 24 | 58 | 45 | 62.96 | 66.38 | 51.98 | 51.98 | 57.2 | 57.2 | 64.4 | 43 | 55 | 55 | 46 | 34 | 62.06 | 0 | 0 | 1 | 0 | 0 | 0 | 0 | 1 | 1 | 1 | 1 | 0 | 100% | #N/A
1986-10-15 | 10 | 15 | 2018 | 2018-10-15 | 1 | 0 | 1:00 | 1 | 56 | 45 | 60.98 | 66.2 | 50 | 51.08 | 57.2 | 55.4 | 64.4 | 43 | 51 | 55 | 46 | 32 | 60.08 | 0 | 0 | 1 | 0 | 0 | 0 | 0 | 1 | 1 | 1 | 1 | 0 | 100% | #N/A
1986-10-15 | 10 | 15 | 2018 | 2018-10-15 | 1 | 0 | 2:00 | 2 | 54 | 45 | 59 | 66.2 | 48.92 | 48.92 | 54.32 | 53.06 | 64.4 | 43 | 51 | 54 | 46 | 30 | 55.94 | 0 | 0 | 1 | 0 | 0 | 0 | 0 | 1 | 1 | 1 | 1 | 0 | 100% | #N/A
1986-10-15 | 10 | 15 | 2018 | 2018-10-15 | 1 | 0 | 3:00 | 3 | 52 | 45 | 59 | 65.3 | 46.94 | 48.02 | 52.88 | 51.8 | 64.4 | 43 | 51 | 57 | 46 | 30 | 53.06 | 0 | 0 | 1 | 0 | 0 | 0 | 0 | 1 | 1 | 1 | 1 | 0 | 100% | #N/A
1986-10-15 | 10 | 15 | 2018 | 2018-10-15 | 1 | 0 | 4:00 | 4 | 50 | 45 | 57.02 | 65.48 | 44.96 | 46.04 | 52.7 | 51.08 | 64.4 | 43 | 48 | 57 | 46 | 30 | 51.98 | 0 | 0 | 1 | 0 | 0 | 0 | 0 | 1 | 1 | 1 | 1 | 0 | 100% | #N/A
1986-10-15 | 10 | 15 | 2018 | 2018-10-15 | 1 | 0 | 5:00 | 5 | 48 | 45 | 55.94 | 64.58 | 42.08 | 46.04 | 51.8 | 50 | 64.4 | 43 | 47 | 59 | 46 | 30 | 50 | 0 | 0 | 1 | 0 | 0 | 0 | 0 | 1 | 1 | 1 | 1 | 0 | 100% | #N/A
1986-10-15 | 10 | 15 | 2018 | 2018-10-15 | 1 | 0 | 6:00 | 6 | 47 | 46 | 55.04 | 64.4 | 41 | 44.06 | 51.8 | 48.92 | 64.4 | 43 | 46 | 59 | 46 | 30 | 48.92 | 0 | 0 | 1 | 0 | 0 | 0 | 0 | 1 | 1 | 1 | 1 | 0 | 100% | #N/A
1986-10-15 | 10 | 15 | 2018 | 2018-10-15 | 1 | 0 | 7:00 | 7 | 46 | 46 | 55.94 | 64.76 | 44.06 | 44.96 | 51.44 | 50 | 66.2 | 43 | 41 | 57 | 46 | 34 | 48.02 | 0 | 0 | 1 | 0 | 0 | 0 | 0 | 1 | 1 | 1 | 1 | 0 | 100% | #N/A
1986-10-15 | 10 | 15 | 2018 | 2018-10-15 | 1 | 0 | 8:00 | 8 | 49 | 46 | 59 | 64.4 | 46.94 | 46.94 | 53.96 | 53.06 | 68 | 45 | 49 | 55 | 48 | 39 | 51.08 | 0 | 1 | 0 | 0 | 0 | 0 | 0 | 1 | 1 | 1 | 1 | 0 | 100% | #N/A
1986-10-15 | 10 | 15 | 2018 | 2018-10-15 | 1 | 0 | 9:00 | 9 | 51 | 47 | 60.98 | 65.3 | 50 | 50 | 56.3 | 55.04 | 69.8 | 45 | 52 | 55 | 48 | 45 | 53.06 | 0 | 1 | 0 | 0 | 0 | 0 | 0 | 1 | 1 | 1 | 1 | 0 | 100% | #N/A
1986-10-15 | 10 | 15 | 2018 | 2018-10-15 | 1 | 0 | 10:00 | 10 | 51 | 47 | 64.04 | 71.24 | 51.98 | 51.98 | 60.08 | 57.02 | 73.4 | 46 | 53 | 57 | 50 | 48 | 55.04 | 0 | 1 | 0 | 0 | 0 | 0 | 0 | 1 | 1 | 1 | 1 | 0 | 100% | #N/A
1986-10-15 | 10 | 15 | 2018 | 2018-10-15 | 1 | 0 | 11:00 | 11 | 56 | 48 | 64.04 | 74.12 | 53.96 | 53.96 | 60.26 | 59 | 75.2 | 46 | 55 | 55 | 50 | 50 | 57.92 | 0 | 1 | 0 | 0 | 0 | 0 | 0 | 1 | 1 | 1 | 1 | 0 | 100% | #N/A
1986-10-15 | 10 | 15 | 2018 | 2018-10-15 | 1 | 0 | 12:00 | 12 | 56 | 50 | 64.04 | 77.18 | 55.94 | 55.94 | 62.24 | 57.92 | 77 | 48 | 54 | 55 | 52 | 50 | 59 | 0 | 1 | 0 | 0 | 0 | 0 | 0 | 1 | 1 | 1 | 1 | 0 | 100% | #N/A
1986-10-15 | 10 | 15 | 2018 | 2018-10-15 | 1 | 0 | 13:00 | 13 | 57 | 51 | 66.02 | 78.62 | 57.02 | 57.92 | 60.8 | 57.92 | 75.2 | 48 | 55 | 55 | 52 | 50 | 59 | 0 | 1 | 0 | 0 | 0 | 0 | 0 | 1 | 1 | 1 | 1 | 0 | 100% | #N/A
1986-10-15 | 10 | 15 | 2018 | 2018-10-15 | 1 | 0 | 14:00 | 14 | 58 | 52 | 64.94 | 78.8 | 59 | 57.92 | 60.8 | 51.8 | 75.2 | 46 | 52 | 55 | 52 | 50 | 59 | 0 | 1 | 0 | 0 | 0 | 0 | 0 | 1 | 1 | 1 | 1 | 0 | 100% | #N/A
1986-10-15 | 10 | 15 | 2018 | 2018-10-15 | 1 | 0 | 15:00 | 15 | 57 | 52 | 64.94 | 79.52 | 59 | 59 | 55.4 | 53.06 | 75.2 | 48 | 55 | 54 | 54 | 50 | 59 | 0 | 1 | 0 | 0 | 0 | 0 | 0 | 1 | 1 | 1 | 1 | 0 | 100% | #N/A
1986-10-15 | 10 | 15 | 2018 | 2018-10-15 | 1 | 0 | 16:00 | 16 | 57 | 53 | 64.94 | 77.9 | 55.04 | 57.92 | 59.36 | 53.96 | 71.6 | 46 | 53 | 52 | 52 | 48 | 57.92 | 0 | 1 | 0 | 0 | 0 | 0 | 0 | 1 | 1 | 1 | 1 | 0 | 100% | #N/A
1986-10-15 | 10 | 15 | 2018 | 2018-10-15 | 1 | 0 | 17:00 | 17 | 54 | 50 | 62.96 | 76.64 | 50 | 53.96 | 58.46 | 53.96 | 69.8 | 45 | 51 | 48 | 50 | 45 | 55.04 | 0 | 1 | 0 | 0 | 0 | 0 | 0 | 1 | 1 | 1 | 1 | 0 | 100% | #N/A
1986-10-15 | 10 | 15 | 2018 | 2018-10-15 | 1 | 0 | 18:00 | 18 | 51 | 46 | 62.06 | 75.2 | 48.02 | 50 | 56.48 | 53.06 | 68 | 46 | 49 | 48 | 50 | 45 | 51.08 | 0 | 1 | 0 | 0 | 0 | 0 | 0 | 1 | 1 | 1 | 1 | 0 | 100% | #N/A
1986-10-15 | 10 | 15 | 2018 | 2018-10-15 | 1 | 0 | 19:00 | 19 | 49 | 43 | 60.08 | 74.12 | 42.08 | 48.02 | 55.22 | 51.98 | 68 | 45 | 49 | 48 | 50 | 45 | 51.08 | 0 | 1 | 0 | 0 | 0 | 0 | 0 | 1 | 1 | 1 | 1 | 0 | 100% | #N/A
1986-10-15 | 10 | 15 | 2018 | 2018-10-15 | 1 | 0 | 20:00 | 20 | 48 | 42 | 60.08 | 71.96 | 42.08 | 46.94 | 56.66 | 53.96 | 68 | 45 | 46 | 48 | 48 | 43 | 44.96 | 0 | 1 | 0 | 0 | 0 | 0 | 0 | 1 | 1 | 1 | 1 | 0 | 100% | #N/A
1986-10-15 | 10 | 15 | 2018 | 2018-10-15 | 1 | 0 | 21:00 | 21 | 47 | 40 | 60.08 | 70.88 | 39.92 | 44.96 | 55.4 | 53.06 | 68 | 45 | 40 | 48 | 48 | 43 | 44.96 | 0 | 1 | 0 | 0 | 0 | 0 | 0 | 1 | 1 | 1 | 1 | 0 | 100% | #N/A
1986-10-15 | 10 | 15 | 2018 | 2018-10-15 | 1 | 0 | 22:00 | 22 | 46 | 39 | 60.08 | 70.16 | 39.92 | 39.92 | 53.78 | 53.06 | 68 | 45 | 42 | 48 | 48 | 43 | 44.96 | 0 | 1 | 0 | 0 | 0 | 0 | 0 | 1 | 1 | 1 | 1 | 0 | 100% | #N/A
1986-10-15 | 10 | 15 | 2018 | 2018-10-15 | 1 | 0 | 23:00 | 23 | 46 | 39 | 59 | 69.44 | 37.04 | 41 | 55.4 | 53.06 | 68 | 43 | 34 | 48 | 48 | 39 | 44.06 | 0 | 1 | 0 | 0 | 0 | 0 | 0 | 1 | 1 | 1 | 1 | 0 | 100% | #N/A
1986-10-15 | 10 | 15 | 2018 | 2018-10-15 | 1 | 0 | 24:00 | 24 | 45 | 39 | 57.02 | 68.9 | 35.06 | 39.02 | 55.76 | 53.06 | 68 | 43 | 32 | 48 | 48 | 41 | 44.06 | 0 | 0 | 1 | 0 | 0 | 0 | 0 | 1 | 1 | 1 | 1 | 0 | 100% | #N/A
1986-10-16 | 10 | 16 | 2018 | 2018-10-16 | 2 | 0 | 1:00 | 1 | 45 | 39 | 55.94 | 68.9 | 35.06 | 39.02 | 55.04 | 53.06 | 68 | 43 | 31 | 46 | 48 | 43 | 42.98 | 0 | 0 | 1 | 0 | 0 | 0 | 0 | 1 | 1 | 1 | 1 | 0 | 100% | #N/A
1986-10-16 | 10 | 16 | 2018 | 2018-10-16 | 2 | 0 | 2:00 | 2 | 44 | 38 | 55.94 | 69.08 | 33.08 | 39.02 | 55.94 | 51.98 | 68 | 43 | 31 | 45 | 48 | 45 | 42.08 | 0 | 0 | 1 | 0 | 0 | 0 | 0 | 1 | 1 | 1 | 1 | 0 | 100% | #N/A
1986-10-16 | 10 | 16 | 2018 | 2018-10-16 | 2 | 0 | 3:00 | 3 | 43 | 38 | 55.94 | 69.44 | 37.94 | 39.02 | 52.52 | 53.06 | 66.2 | 43 | 30 | 43 | 48 | 48 | 41 | 0 | 0 | 1 | 0 | 0 | 0 | 0 | 1 | 1 | 1 | 1 | 0 | 100% | #N/A
1986-10-16 | 10 | 16 | 2018 | 2018-10-16 | 2 | 0 | 4:00 | 4 | 43 | 37 | 55.04 | 69.44 | 37.04 | 37.04 | 50.9 | 51.08 | 68 | 43 | 29 | 39 | 48 | 48 | 41 | 0 | 0 | 1 | 0 | 0 | 0 | 0 | 1 | 1 | 1 | 1 | 0 | 100% | #N/A
1986-10-16 | 10 | 16 | 2018 | 2018-10-16 | 2 | 0 | 5:00 | 5 | 42 | 38 | 53.96 | 69.98 | 35.96 | 35.96 | 46.22 | 50 | 68 | 43 | 30 | 36 | 48 | 50 | 39.02 | 0 | 0 | 1 | 0 | 0 | 0 | 0 | 1 | 1 | 1 | 1 | 0 | 100% | #N/A
1986-10-16 | 10 | 16 | 2018 | 2018-10-16 | 2 | 0 | 6:00 | 6 | 42 | 39 | 53.96 | 70.16 | 35.96 | 35.96 | 48.02 | 48.92 | 68 | 43 | 30 | 36 | 48 | 50 | 39.92 | 0 | 0 | 1 | 0 | 0 | 0 | 0 | 1 | 1 | 1 | 1 | 0 | 100% | #N/A
1986-10-16 | 10 | 16 | 2018 | 2018-10-16 | 2 | 0 | 7:00 | 7 | 42 | 40 | 55.04 | 69.8 | 37.94 | 37.94 | 49.28 | 51.08 | 68 | 45 | 30 | 39 | 48 | 52 | 39.92 | 0 | 0 | 1 | 0 | 0 | 0 | 0 | 1 | 1 | 1 | 1 | 0 | 100% | #N/A
1986-10-16 | 10 | 16 | 2018 | 2018-10-16 | 2 | 0 | 8:00 | 8 | 45 | 42 | 57.92 | 64.58 | 44.06 | 44.06 | 54.14 | 51.98 | 68 | 45 | 32 | 46 | 50 | 52 | 42.98 | 0 | 1 | 0 | 0 | 0 | 0 | 0 | 1 | 1 | 1 | 1 | 0 | 100% | #N/A
1986-10-16 | 10 | 16 | 2018 | 2018-10-16 | 2 | 0 | 9:00 | 9 | 50 | 45 | 60.08 | 64.76 | 50 | 48.92 | 57.38 | 55.04 | 73.4 | 45 | 40 | 50 | 48 | 50 | 48.02 | 0 | 1 | 0 | 0 | 0 | 0 | 0 | 1 | 1 | 1 | 1 | 0 | 100% | #N/A
1986-10-16 | 10 | 16 | 2018 | 2018-10-16 | 2 | 0 | 10:00 | 10 | 53 | 47 | 60.98 | 64.76 | 53.06 | 53.06 | 60.08 | 55.94 | 73.4 | 45 | 47 | 52 | 48 | 48 | 53.06 | 0 | 1 | 0 | 0 | 0 | 0 | 0 | 1 | 1 | 1 | 1 | 0 | 100% | #N/A
1986-10-16 | 10 | 16 | 2018 | 2018-10-16 | 2 | 0 | 11:00 | 11 | 55 | 53 | 62.96 | 66.92 | 53.06 | 53.96 | 60.8 | 55.94 | 71.6 | 45 | 52 | 54 | 52 | 48 | 55.04 | 0 | 1 | 0 | 0 | 0 | 0 | 0 | 1 | 1 | 1 | 1 | 0 | 100% | #N/A
1986-10-16 | 10 | 16 | 2018 | 2018-10-16 | 2 | 0 | 12:00 | 12 | 55 | 59 | 62.96 | 71.06 | 53.96 | 57.02 | 62.42 | 59 | 71.6 | 46 | 53 | 54 | 54 | 50 | 55.94 | 0 | 1 | 0 | 0 | 0 | 0 | 0 | 1 | 1 | 1 | 1 | 0 | 100% | #N/A
1986-10-16 | 10 | 16 | 2018 | 2018-10-16 | 2 | 0 | 13:00 | 13 | 56 | 65 | 64.94 | 71.96 | 55.04 | 59 | 64.58 | 57.92 | 69.8 | 46 | 52 | 55 | 55 | 52 | 57.02 | 0 | 1 | 0 | 0 | 0 | 0 | 0 | 1 | 1 | 1 | 1 | 0 | 100% | #N/A
1986-10-16 | 10 | 16 | 2018 | 2018-10-16 | 2 | 0 | 14:00 | 14 | 58 | 63 | 66.02 | 69.98 | 55.04 | 59 | 61.88 | 59 | 71.6 | 46 | 52 | 54 | 57 | 52 | 59 | 0 | 1 | 0 | 0 | 0 | 0 | 0 | 1 | 1 | 1 | 1 | 0 | 100% | #N/A
1986-10-16 | 10 | 16 | 2018 | 2018-10-16 | 2 | 0 | 15:00 | 15 | 57 | 60 | 62.96 | 72.14 | 53.96 | 57.02 | 62.78 | 57.92 | 69.8 | 46 | 53 | 54 | 55 | 50 | 55.94 | 0 | 1 | 0 | 0 | 0 | 0 | 0 | 1 | 1 | 1 | 1 | 0 | 100% | #N/A
1986-10-16 | 10 | 16 | 2018 | 2018-10-16 | 2 | 0 | 16:00 | 16 | 57 | 58 | 62.96 | 69.26 | 51.98 | 55.04 | 61.34 | 57.92 | 68 | 46 | 52 | 54 | 54 | 50 | 55.04 | 0 | 1 | 0 | 0 | 0 | 0 | 0 | 1 | 1 | 1 | 1 | 0 | 100% | #N/A
1986-10-16 | 10 | 16 | 2018 | 2018-10-16 | 2 | 0 | 17:00 | 17 | 56 | 58 | 60.08 | 68.72 | 50 | 51.08 | 59.9 | 55.04 | 68 | 46 | 50 | 52 | 52 | 54 | 51.98 | 0 | 1 | 0 | 0 | 0 | 0 | 0 | 1 | 1 | 1 | 1 | 0 | 100% | #N/A
1986-10-16 | 10 | 16 | 2018 | 2018-10-16 | 2 | 0 | 18:00 | 18 | 54 | 57 | 57.92 | 68.18 | 46.94 | 50 | 59.36 | 55.04 | 66.2 | 46 | 49 | 45 | 48 | 54 | 51.08 | 0 | 1 | 0 | 0 | 0 | 0 | 0 | 1 | 1 | 1 | 1 | 0 | 100% | #N/A
1986-10-16 | 10 | 16 | 2018 | 2018-10-16 | 2 | 0 | 19:00 | 19 | 54 | 57 | 57.92 | 66.56 | 44.06 | 46.04 | 59 | 53.96 | 66.2 | 46 | 49 | 39 | 45 | 54 | 50 | 0 | 1 | 0 | 0 | 0 | 0 | 0 | 1 | 1 | 1 | 1 | 0 | 100% | #N/A
1986-10-16 | 10 | 16 | 2018 | 2018-10-16 | 2 | 0 | 20:00 | 20 | 52 | 58 | 60.08 | 67.1 | 41 | 46.94 | 55.58 | 53.06 | 66.2 | 45 | 48 | 37 | 39 | 55 | 46.04 | 0 | 1 | 0 | 0 | 0 | 0 | 0 | 1 | 1 | 1 | 1 | 0 | 100% | #N/A
1986-10-16 | 10 | 16 | 2018 | 2018-10-16 | 2 | 0 | 21:00 | 21 | 50 | 59 | 60.08 | 65.66 | 48.02 | 44.06 | 57.2 | 53.96 | 62.6 | 43 | 47 | 36 | 37 | 57 | 44.06 | 0 | 1 | 0 | 0 | 0 | 0 | 0 | 1 | 1 | 1 | 1 | 0 | 100% | #N/A
1986-10-16 | 10 | 16 | 2018 | 2018-10-16 | 2 | 0 | 22:00 | 22 | 50 | 60 | 60.98 | 65.3 | 48.02 | 44.96 | 59.72 | 55.04 | 60.8 | 39 | 45 | 36 | 36 | 61 | 42.98 | 0 | 1 | 0 | 0 | 0 | 0 | 0 | 1 | 1 | 1 | 1 | 0 | 100% | #N/A
1986-10-16 | 10 | 16 | 2018 | 2018-10-16 | 2 | 0 | 23:00 | 23 | 50 | 58 | 62.06 | 63.86 | 46.94 | 44.96 | 59 | 55.04 | 60.8 | 36 | 43 | 34 | 36 | 61 | 41 | 0 | 1 | 0 | 0 | 0 | 0 | 0 | 1 | 1 | 1 | 1 | 0 | 100% | #N/A
1986-10-16 | 10 | 16 | 2018 | 2018-10-16 | 2 | 0 | 24:00 | 24 | 49 | 57 | 62.96 | 63.68 | 46.04 | 42.98 | 59 | 55.94 | 60.8 | 32 | 40 | 30 | 34 | 59 | 41 | 0 | 0 | 1 | 0 | 0 | 0 | 0 | 1 | 1 | 1 | 1 | 0 | 100% | #N/A
1986-10-17 | 10 | 17 | 2018 | 2018-10-17 | 3 | 0 | 1:00 | 1 | 49 | 55 | 62.96 | 63.5 | 44.6 | 42.98 | 59 | 53.96 | 60.8 | 30 | 38 | 30 | 34 | 57 | 39.02 | 0 | 0 | 1 | 0 | 0 | 0 | 0 | 1 | 1 | 1 | 1 | 0 | 100% | #N/A
1986-10-17 | 10 | 17 | 2018 | 2018-10-17 | 3 | 0 | 2:00 | 2 | 49 | 54 | 62.06 | 62.78 | 41 | 42.08 | 59 | 53.96 | 60.8 | 28 | 39 | 30 | 34 | 50 | 37.94 | 0 | 0 | 1 | 0 | 0 | 0 | 0 | 1 | 1 | 1 | 1 | 0 | 100% | #N/A
1986-10-17 | 10 | 17 | 2018 | 2018-10-17 | 3 | 0 | 3:00 | 3 | 49 | 52 | 60.98 | 62.6 | 42.98 | 44.06 | 59 | 53.96 | 60.8 | 30 | 40 | 30 | 34 | 46 | 39.02 | 0 | 0 | 1 | 0 | 0 | 0 | 0 | 1 | 1 | 1 | 1 | 0 | 100% | #N/A
1986-10-17 | 10 | 17 | 2018 | 2018-10-17 | 3 | 0 | 4:00 | 4 | 48 | 51 | 60.08 | 62.42 | 42.98 | 44.06 | 54.68 | 53.96 | 60.8 | 28 | 41 | 28 | 36 | 46 | 37.94 | 0 | 0 | 1 | 0 | 0 | 0 | 0 | 1 | 1 | 1 | 1 | 0 | 100% | #N/A
1986-10-17 | 10 | 17 | 2018 | 2018-10-17 | 3 | 0 | 5:00 | 5 | 48 | 50 | 59 | 62.24 | 44.06 | 44.96 | 53.6 | 51.98 | 59 | 30 | 41 | 28 | 36 | 46 | 37.04 | 0 | 0 | 1 | 0 | 0 | 0 | 0 | 1 | 1 | 1 | 1 | 0 | 100% | #N/A
1986-10-17 | 10 | 17 | 2018 | 2018-10-17 | 3 | 0 | 6:00 | 6 | 47 | 48 | 57.02 | 62.24 | 42.98 | 46.94 | 48.02 | 48.02 | 60.8 | 30 | 42 | 28 | 36 | 45 | 39.92 | 0 | 0 | 1 | 0 | 0 | 0 | 0 | 1 | 1 | 1 | 1 | 0 | 100% | #N/A
1986-10-17 | 10 | 17 | 2018 | 2018-10-17 | 3 | 0 | 7:00 | 7 | 48 | 47 | 55.04 | 61.7 | 50 | 48.02 | 46.94 | 46.94 | 59 | 32 | 44 | 28 | 36 | 45 | 42.98 | 0 | 0 | 1 | 0 | 0 | 0 | 0 | 1 | 1 | 1 | 1 | 0 | 100% | #N/A
1986-10-17 | 10 | 17 | 2018 | 2018-10-17 | 3 | 0 | 8:00 | 8 | 51 | 47 | 55.94 | 61.52 | 55.04 | 51.08 | 54.5 | 50 | 62.6 | 36 | 46 | 32 | 36 | 48 | 46.94 | 0 | 1 | 0 | 0 | 0 | 0 | 0 | 1 | 1 | 1 | 1 | 0 | 100% | #N/A
1986-10-17 | 10 | 17 | 2018 | 2018-10-17 | 3 | 0 | 9:00 | 9 | 54 | 48 | 60.08 | 62.6 | 57.92 | 55.94 | 57.38 | 53.06 | 62.6 | 39 | 46 | 43 | 37 | 50 | 50 | 0 | 1 | 0 | 0 | 0 | 0 | 0 | 1 | 1 | 1 | 1 | 0 | 100% | #N/A
1986-10-17 | 10 | 17 | 2018 | 2018-10-17 | 3 | 0 | 10:00 | 10 | 56 | 48 | 62.06 | 64.04 | 62.96 | 60.08 | 59.9 | 55.94 | 64.4 | 45 | 47 | 50 | 39 | 54 | 53.06 | 0 | 1 | 0 | 0 | 0 | 0 | 0 | 1 | 1 | 1 | 1 | 0 | 100% | #N/A
1986-10-17 | 10 | 17 | 2018 | 2018-10-17 | 3 | 0 | 11:00 | 11 | 57 | 48 | 62.96 | 65.3 | 64.94 | 62.96 | 61.7 | 57.02 | 66.2 | 48 | 47 | 50 | 48 | 55 | 55.94 | 0 | 1 | 0 | 0 | 0 | 0 | 0 | 1 | 1 | 1 | 1 | 0 | 100% | #N/A
1986-10-17 | 10 | 17 | 2018 | 2018-10-17 | 3 | 0 | 12:00 | 12 | 58 | 47 | 64.04 | 68.72 | 69.08 | 66.02 | 63.68 | 57.92 | 68 | 54 | 47 | 52 | 54 | 57 | 53.96 | 0 | 1 | 0 | 0 | 0 | 0 | 0 | 1 | 1 | 1 | 1 | 0 | 100% | #N/A
1986-10-17 | 10 | 17 | 2018 | 2018-10-17 | 3 | 0 | 13:00 | 13 | 58 | 47 | 64.94 | 70.52 | 69.98 | 69.98 | 63.5 | 59 | 68 | 55 | 47 | 54 | 57 | 59 | 50 | 0 | 1 | 0 | 0 | 0 | 0 | 0 | 1 | 1 | 1 | 1 | 0 | 100% | #N/A
1986-10-17 | 10 | 17 | 2018 | 2018-10-17 | 3 | 0 | 14:00 | 14 | 58 | 47 | 64.94 | 71.96 | 69.98 | 69.98 | 64.22 | 59 | 68 | 57 | 47 | 54 | 61 | 61 | 46.94 | 0 | 1 | 0 | 0 | 0 | 0 | 0 | 1 | 1 | 1 | 1 | 0 | 100% | #N/A
1986-10-17 | 10 | 17 | 2018 | 2018-10-17 | 3 | 0 | 15:00 | 15 | 57 | 47 | 64.94 | 72.68 | 69.08 | 69.98 | 64.4 | 59 | 68 | 57 | 47 | 52 | 61 | 59 | 46.04 | 0 | 1 | 0 | 0 | 0 | 0 | 0 | 1 | 1 | 1 | 1 | 0 | 100% | #N/A
1986-10-17 | 10 | 17 | 2018 | 2018-10-17 | 3 | 0 | 16:00 | 16 | 56 | 47 | 64.04 | 71.6 | 69.08 | 68 | 63.68 | 59 | 66.2 | 55 | 46 | 52 | 61 | 59 | 46.94 | 0 | 1 | 0 | 0 | 0 | 0 | 0 | 1 | 1 | 1 | 1 | 0 | 100% | #N/A
1986-10-17 | 10 | 17 | 2018 | 2018-10-17 | 3 | 0 | 17:00 | 17 | 54 | 46 | 60.98 | 73.22 | 66.02 | 66.92 | 60.08 | 53.96 | 64.4 | 52 | 46 | 46 | 54 | 57 | 46.94 | 0 | 1 | 0 | 0 | 0 | 0 | 0 | 1 | 1 | 1 | 1 | 0 | 100% | #N/A
1986-10-17 | 10 | 17 | 2018 | 2018-10-17 | 3 | 0 | 18:00 | 18 | 53 | 46 | 51.98 | 70.52 | 66.02 | 66.02 | 55.4 | 53.96 | 62.6 | 46 | 45 | 43 | 54 | 50 | 46.94 | 0 | 1 | 0 | 0 | 0 | 0 | 0 | 1 | 1 | 1 | 1 | 0 | 100% | #N/A
1986-10-17 | 10 | 17 | 2018 | 2018-10-17 | 3 | 0 | 19:00 | 19 | 52 | 45 | 51.08 | 68.9 | 64.04 | 64.94 | 52.16 | 51.08 | 60.8 | 43 | 45 | 39 | 52 | 50 | 46.94 | 0 | 1 | 0 | 0 | 0 | 0 | 0 | 1 | 1 | 1 | 1 | 0 | 100% | #N/A
1986-10-17 | 10 | 17 | 2018 | 2018-10-17 | 3 | 0 | 20:00 | 20 | 51 | 45 | 55.94 | 65.84 | 62.96 | 64.04 | 53.96 | 51.08 | 60.8 | 45 | 45 | 41 | 52 | 48 | 46.04 | 0 | 1 | 0 | 0 | 0 | 0 | 0 | 1 | 1 | 1 | 1 | 0 | 100% | #N/A
1986-10-17 | 10 | 17 | 2018 | 2018-10-17 | 3 | 0 | 21:00 | 21 | 50 | 46 | 55.04 | 64.4 | 62.06 | 62.96 | 51.44 | 51.98 | 60.8 | 46 | 44 | 39 | 52 | 49 | 44.96 | 0 | 1 | 0 | 0 | 0 | 0 | 0 | 1 | 1 | 1 | 1 | 0 | 100% | #N/A
1986-10-17 | 10 | 17 | 2018 | 2018-10-17 | 3 | 0 | 22:00 | 22 | 49 | 46 | 53.96 | 62.78 | 60.98 | 62.06 | 50.54 | 53.06 | 60.8 | 46 | 44 | 41 | 52 | 50 | 44.06 | 0 | 1 | 0 | 0 | 0 | 0 | 0 | 1 | 1 | 1 | 1 | 0 | 100% | #N/A
1986-10-17 | 10 | 17 | 2018 | 2018-10-17 | 3 | 0 | 23:00 | 23 | 49 | 47 | 55.94 | 62.06 | 62.06 | 62.06 | 49.82 | 53.06 | 60.8 | 46 | 44 | 39 | 52 | 50 | 44.06 | 0 | 1 | 0 | 0 | 0 | 0 | 0 | 1 | 1 | 1 | 1 | 0 | 100% | #N/A
1986-10-17 | 10 | 17 | 2018 | 2018-10-17 | 3 | 0 | 24:00 | 24 | 48 | 47 | 55.94 | 61.34 | 62.06 | 60.98 | 48.2 | 53.96 | 59 | 46 | 43 | 39 | 52 | 48 | 42.98 | 0 | 0 | 1 | 0 | 0 | 0 | 0 | 1 | 1 | 1 | 1 | 0 | 100% | #N/A
1986-10-18 | 10 | 18 | 2018 | 2018-10-18 | 4 | 0 | 1:00 | 1 | 47 | 48 | 53.06 | 61.34 | 60.98 | 60.08 | 49.82 | 53.06 | 59 | 46 | 42 | 37 | 52 | 48 | 42.98 | 0 | 0 | 1 | 0 | 0 | 0 | 0 | 1 | 1 | 1 | 1 | 0 | 100% | #N/A
1986-10-18 | 10 | 18 | 2018 | 2018-10-18 | 4 | 0 | 2:00 | 2 | 46 | 47 | 51.98 | 61.34 | 60.98 | 60.08 | 46.4 | 50 | 59 | 46 | 41 | 37 | 52 | 48 | 42.98 | 0 | 0 | 1 | 0 | 0 | 0 | 0 | 1 | 1 | 1 | 1 | 0 | 100% | #N/A
1986-10-18 | 10 | 18 | 2018 | 2018-10-18 | 4 | 0 | 3:00 | 3 | 46 | 46 | 44.06 | 60.98 | 60.98 | 59 | 42.44 | 48.92 | 59 | 46 | 37 | 36 | 50 | 46 | 42.98 | 0 | 0 | 1 | 0 | 0 | 0 | 0 | 1 | 1 | 1 | 1 | 0 | 100% | #N/A
1986-10-18 | 10 | 18 | 2018 | 2018-10-18 | 4 | 0 | 4:00 | 4 | 45 | 45 | 46.94 | 59.9 | 60.08 | 60.08 | 41.9 | 48.92 | 57.2 | 46 | 37 | 36 | 48 | 46 | 42.98 | 0 | 0 | 1 | 0 | 0 | 0 | 0 | 1 | 1 | 1 | 1 | 0 | 100% | #N/A
1986-10-18 | 10 | 18 | 2018 | 2018-10-18 | 4 | 0 | 5:00 | 5 | 44 | 43 | 46.94 | 59.9 | 60.08 | 59 | 44.6 | 44.96 | 59 | 46 | 35 | 36 | 45 | 46 | 41 | 0 | 0 | 1 | 0 | 0 | 0 | 0 | 1 | 1 | 1 | 1 | 0 | 100% | #N/A
1986-10-18 | 10 | 18 | 2018 | 2018-10-18 | 4 | 0 | 6:00 | 6 | 43 | 41 | 48.02 | 59.9 | 57.92 | 57.92 | 44.6 | 48.92 | 57.2 | 39 | 31 | 34 | 43 | 45 | 42.98 | 0 | 0 | 1 | 0 | 0 | 0 | 0 | 1 | 1 | 1 | 1 | 0 | 100% | #N/A
1986-10-18 | 10 | 18 | 2018 | 2018-10-18 | 4 | 0 | 7:00 | 7 | 44 | 39 | 53.96 | 60.8 | 57.92 | 57.92 | 46.4 | 50 | 57.2 | 43 | 31 | 35 | 46 | 46 | 42.98 | 0 | 0 | 1 | 0 | 0 | 0 | 0 | 1 | 1 | 1 | 1 | 0 | 100% | #N/A
1986-10-18 | 10 | 18 | 2018 | 2018-10-18 | 4 | 0 | 8:00 | 8 | 48 | 44 | 55.94 | 60.8 | 64.94 | 62.96 | 49.28 | 51.08 | 60.8 | 46 | 36 | 39 | 52 | 48 | 44.06 | 0 | 1 | 0 | 0 | 0 | 0 | 0 | 1 | 1 | 1 | 1 | 0 | 100% | #N/A
1986-10-18 | 10 | 18 | 2018 | 2018-10-18 | 4 | 0 | 9:00 | 9 | 50 | 49 | 57.92 | 62.6 | 69.08 | 68 | 51.62 | 55.04 | 64.4 | 54 | 43 | 43 | 55 | 50 | 48.02 | 0 | 1 | 0 | 0 | 0 | 0 | 0 | 1 | 1 | 1 | 1 | 0 | 100% | #N/A
1986-10-18 | 10 | 18 | 2018 | 2018-10-18 | 4 | 0 | 10:00 | 10 | 52 | 54 | 59 | 64.4 | 69.98 | 69.98 | 57.02 | 57.92 | 68 | 59 | 48 | 46 | 61 | 54 | 50 | 0 | 1 | 0 | 0 | 0 | 0 | 0 | 1 | 1 | 1 | 1 | 0 | 100% | #N/A
1986-10-18 | 10 | 18 | 2018 | 2018-10-18 | 4 | 0 | 11:00 | 11 | 54 | 56 | 62.06 | 67.82 | 73.04 | 71.06 | 59.36 | 57.92 | 69.8 | 64 | 47 | 52 | 66 | 54 | 51.98 | 0 | 1 | 0 | 0 | 0 | 0 | 0 | 1 | 1 | 1 | 1 | 0 | 100% | #N/A
1986-10-18 | 10 | 18 | 2018 | 2018-10-18 | 4 | 0 | 12:00 | 12 | 55 | 58 | 66.02 | 69.44 | 71.96 | 73.04 | 59.72 | 59 | 69.8 | 68 | 48 | 50 | 72 | 54 | 51.98 | 0 | 1 | 0 | 0 | 0 | 0 | 0 | 1 | 1 | 1 | 1 | 0 | 100% | #N/A
1986-10-18 | 10 | 18 | 2018 | 2018-10-18 | 4 | 0 | 13:00 | 13 | 54 | 60 | 66.02 | 70.34 | 75.02 | 73.94 | 61.52 | 59 | 69.8 | 73 | 49 | 50 | 73 | 54 | 51.98 | 0 | 1 | 0 | 0 | 0 | 0 | 0 | 1 | 1 | 1 | 1 | 0 | 100% | #N/A
1986-10-18 | 10 | 18 | 2018 | 2018-10-18 | 4 | 0 | 14:00 | 14 | 56 | 60 | 68 | 69.98 | 75.92 | 75.92 | 64.22 | 60.98 | 69.8 | 77 | 50 | 50 | 75 | 54 | 51.98 | 0 | 1 | 0 | 0 | 0 | 0 | 0 | 1 | 1 | 1 | 1 | 0 | 100% | #N/A
1986-10-18 | 10 | 18 | 2018 | 2018-10-18 | 4 | 0 | 15:00 | 15 | 56 | 59 | 69.08 | 69.8 | 71.96 | 75.92 | 66.92 | 62.06 | 68 | 77 | 52 | 50 | 73 | 54 | 51.98 | 0 | 1 | 0 | 0 | 0 | 0 | 0 | 1 | 1 | 1 | 1 | 0 | 100% | #N/A
1986-10-18 | 10 | 18 | 2018 | 2018-10-18 | 4 | 0 | 16:00 | 16 | 55 | 59 | 68 | 68.18 | 68 | 73.94 | 66.2 | 62.06 | 68 | 73 | 50 | 48 | 72 | 54 | 50 | 0 | 1 | 0 | 0 | 0 | 0 | 0 | 1 | 1 | 1 | 1 | 0 | 100% | #N/A
1986-10-18 | 10 | 18 | 2018 | 2018-10-18 | 4 | 0 | 17:00 | 17 | 53 | 56 | 60.98 | 68 | 66.92 | 71.96 | 60.26 | 59 | 66.2 | 72 | 47 | 46 | 70 | 50 | 48.02 | 0 | 1 | 0 | 0 | 0 | 0 | 0 | 1 | 1 | 1 | 1 | 0 | 100% | #N/A
1986-10-18 | 10 | 18 | 2018 | 2018-10-18 | 4 | 0 | 18:00 | 18 | 49 | 53 | 55.94 | 68.18 | 64.94 | 69.08 | 54.86 | 55.94 | 62.6 | 70 | 43 | 41 | 68 | 45 | 44.96 | 0 | 1 | 0 | 0 | 0 | 0 | 0 | 1 | 1 | 1 | 1 | 0 | 100% | #N/A
1986-10-18 | 10 | 18 | 2018 | 2018-10-18 | 4 | 0 | 19:00 | 19 | 47 | 50 | 50 | 65.3 | 62.96 | 66.92 | 48.56 | 57.02 | 60.8 | 72 | 35 | 39 | 68 | 41 | 42.98 | 0 | 1 | 0 | 0 | 0 | 0 | 0 | 1 | 1 | 1 | 1 | 0 | 100% | #N/A
1986-10-18 | 10 | 18 | 2018 | 2018-10-18 | 4 | 0 | 20:00 | 20 | 46 | 50 | 48.92 | 63.32 | 64.04 | 66.02 | 47.3 | 53.06 | 60.8 | 70 | 30 | 37 | 66 | 41 | 42.98 | 0 | 1 | 0 | 0 | 0 | 0 | 0 | 1 | 1 | 1 | 1 | 0 | 100% | #N/A
1986-10-18 | 10 | 18 | 2018 | 2018-10-18 | 4 | 0 | 21:00 | 21 | 47 | 49 | 46.94 | 62.6 | 64.04 | 64.04 | 48.74 | 53.06 | 60.8 | 70 | 28 | 36 | 66 | 39 | 39.92 | 0 | 1 | 0 | 0 | 0 | 0 | 0 | 1 | 1 | 1 | 1 | 0 | 100% | #N/A
1986-10-18 | 10 | 18 | 2018 | 2018-10-18 | 4 | 0 | 22:00 | 22 | 45 | 49 | 46.94 | 61.16 | 64.04 | 64.04 | 45.86 | 53.96 | 57.2 | 68 | 27 | 34 | 64 | 37 | 37.94 | 0 | 1 | 0 | 0 | 0 | 0 | 0 | 1 | 1 | 1 | 1 | 0 | 100% | #N/A
1986-10-18 | 10 | 18 | 2018 | 2018-10-18 | 4 | 0 | 23:00 | 23 | 44 | 49 | 48.02 | 60.08 | 60.98 | 64.04 | 44.6 | 53.96 | 57.2 | 72 | 26 | 30 | 64 | 37 | 35.96 | 0 | 1 | 0 | 0 | 0 | 0 | 0 | 1 | 1 | 1 | 1 | 0 | 100% | #N/A
1986-10-18 | 10 | 18 | 2018 | 2018-10-18 | 4 | 0 | 24:00 | 24 | 42 | 49 | 46.94 | 59.54 | 60.98 | 64.04 | 45.14 | 53.06 | 57.2 | 70 | 26 | 32 | 64 | 36 | 35.96 | 0 | 0 | 1 | 0 | 0 | 0 | 0 | 1 | 1 | 1 | 1 | 0 | 100% | #N/A
1986-10-19 | 10 | 19 | 2018 | 2018-10-19 | 5 | 0 | 1:00 | 1 | 41 | 49 | 48.02 | 58.28 | 62.06 | 62.96 | 45.86 | 53.96 | 57.2 | 66 | 25 | 32 | 64 | 37 | 33.98 | 0 | 0 | 1 | 0 | 0 | 0 | 0 | 1 | 1 | 1 | 1 | 0 | 100% | #N/A
1986-10-19 | 10 | 19 | 2018 | 2018-10-19 | 5 | 0 | 2:00 | 2 | 39 | 48 | 46.94 | 57.74 | 60.08 | 60.08 | 46.58 | 51.08 | 57.2 | 63 | 25 | 30 | 64 | 36 | 35.06 | 0 | 0 | 1 | 0 | 0 | 0 | 0 | 1 | 1 | 1 | 1 | 0 | 100% | #N/A
1986-10-19 | 10 | 19 | 2018 | 2018-10-19 | 5 | 0 | 3:00 | 3 | 37 | 47 | 48.92 | 57.56 | 60.08 | 60.08 | 46.22 | 51.08 | 55.4 | 61 | 24 | 30 | 63 | 36 | 33.98 | 0 | 0 | 1 | 0 | 0 | 0 | 0 | 1 | 1 | 1 | 1 | 0 | 100% | #N/A
1986-10-19 | 10 | 19 | 2018 | 2018-10-19 | 5 | 0 | 4:00 | 4 | 36 | 46 | 50 | 56.84 | 57.92 | 57.02 | 47.66 | 50 | 55.4 | 63 | 23 | 32 | 63 | 34 | 33.98 | 0 | 0 | 1 | 0 | 0 | 0 | 0 | 1 | 1 | 1 | 1 | 0 | 100% | #N/A
1986-10-19 | 10 | 19 | 2018 | 2018-10-19 | 5 | 0 | 5:00 | 5 | 34 | 46 | 50 | 55.94 | 57.02 | 57.02 | 47.48 | 48.92 | 53.6 | 63 | 23 | 34 | 63 | 36 | 33.08 | 0 | 0 | 1 | 0 | 0 | 0 | 0 | 1 | 1 | 1 | 1 | 0 | 100% | #N/A
1986-10-19 | 10 | 19 | 2018 | 2018-10-19 | 5 | 0 | 6:00 | 6 | 34 | 47 | 51.08 | 54.5 | 57.02 | 55.04 | 48.2 | 48.92 | 53.6 | 61 | 22 | 34 | 63 | 37 | 33.08 | 0 | 0 | 1 | 0 | 0 | 0 | 0 | 1 | 1 | 1 | 1 | 0 | 100% | #N/A
1986-10-19 | 10 | 19 | 2018 | 2018-10-19 | 5 | 0 | 7:00 | 7 | 35 | 47 | 53.6 | 53.24 | 57.2 | 55.94 | 50 | 50 | 53.6 | 57 | 26 | 34 | 61 | 39 | 35.06 | 0 | 0 | 1 | 0 | 0 | 0 | 0 | 1 | 1 | 1 | 1 | 0 | 100% | #N/A
1986-10-19 | 10 | 19 | 2018 | 2018-10-19 | 5 | 0 | 8:00 | 8 | 42 | 49 | 57.2 | 51.8 | 57.02 | 55.94 | 50 | 50 | 55.4 | 55 | 31 | 34 | 57 | 45 | 41 | 0 | 1 | 0 | 0 | 0 | 0 | 0 | 1 | 1 | 1 | 1 | 0 | 100% | #N/A
1986-10-19 | 10 | 19 | 2018 | 2018-10-19 | 5 | 0 | 9:00 | 9 | 47 | 50 | 57.2 | 50.72 | 57.92 | 57.02 | 51.8 | 50 | 53.6 | 54 | 40 | 36 | 57 | 48 | 46.04 | 0 | 1 | 0 | 0 | 0 | 0 | 0 | 1 | 1 | 1 | 1 | 0 | 100% | #N/A
1986-10-19 | 10 | 19 | 2018 | 2018-10-19 | 5 | 0 | 10:00 | 10 | 51 | 52 | 57.2 | 50.9 | 57.2 | 57.02 | 55.4 | 51.8 | 53.6 | 54 | 46 | 37 | 59 | 54 | 50 | 0 | 1 | 0 | 0 | 0 | 0 | 0 | 1 | 1 | 1 | 1 | 0 | 100% | #N/A
1986-10-19 | 10 | 19 | 2018 | 2018-10-19 | 5 | 0 | 11:00 | 11 | 54 | 54 | 59 | 51.08 | 59 | 57.02 | 55.4 | 51.8 | 51.8 | 55 | 54 | 39 | 61 | 57 | 53.06 | 0 | 1 | 0 | 0 | 0 | 0 | 0 | 1 | 1 | 1 | 1 | 0 | 100% | #N/A
1986-10-19 | 10 | 19 | 2018 | 2018-10-19 | 5 | 0 | 12:00 | 12 | 58 | 57 | 59 | 52.52 | 60.08 | 57.2 | 53.6 | 51.8 | 53.6 | 56 | 57 | 43 | 61 | 59 | 55.94 | 0 | 1 | 0 | 0 | 0 | 0 | 0 | 1 | 1 | 1 | 1 | 0 | 100% | #N/A
1986-10-19 | 10 | 19 | 2018 | 2018-10-19 | 5 | 0 | 13:00 | 13 | 59 | 59 | 59 | 53.78 | 60.08 | 59 | 55.4 | 51.8 | 53.6 | 55 | 61 | 45 | 63 | 59 | 57.92 | 0 | 1 | 0 | 0 | 0 | 0 | 0 | 1 | 1 | 1 | 1 | 0 | 100% | #N/A
1986-10-19 | 10 | 19 | 2018 | 2018-10-19 | 5 | 0 | 14:00 | 14 | 57 | 57 | 59 | 53.42 | 60.8 | 60.8 | 55.4 | 51.8 | 55.4 | 55 | 62 | 45 | 63 | 59 | 60.08 | 0 | 1 | 0 | 0 | 0 | 0 | 0 | 1 | 1 | 1 | 1 | 0 | 100% | #N/A
1986-10-19 | 10 | 19 | 2018 | 2018-10-19 | 5 | 0 | 15:00 | 15 | 59 | 56 | 57.2 | 52.88 | 60.98 | 62.06 | 55.4 | 51.8 | 53.6 | 55 | 64 | 46 | 63 | 59 | 60.98 | 0 | 1 | 0 | 0 | 0 | 0 | 0 | 1 | 1 | 1 | 1 | 0 | 100% | #N/A
1986-10-19 | 10 | 19 | 2018 | 2018-10-19 | 5 | 0 | 16:00 | 16 | 62 | 54 | 57.2 | 52.7 | 62.6 | 62.06 | 55.58 | 51.8 | 53.6 | 55 | 62 | 46 | 61 | 59 | 57.92 | 0 | 1 | 0 | 0 | 0 | 0 | 0 | 1 | 1 | 1 | 1 | 0 | 100% | #N/A
1986-10-19 | 10 | 19 | 2018 | 2018-10-19 | 5 | 0 | 17:00 | 17 | 59 | 53 | 57.92 | 52.16 | 60.08 | 60.98 | 55.4 | 51.8 | 51.8 | 52 | 58 | 45 | 59 | 59 | 53.06 | 0 | 1 | 0 | 0 | 0 | 0 | 0 | 1 | 1 | 1 | 1 | 0 | 100% | #N/A
1986-10-19 | 10 | 19 | 2018 | 2018-10-19 | 5 | 0 | 18:00 | 18 | 56 | 52 | 57.2 | 51.08 | 57.92 | 60.08 | 55.4 | 51.8 | 50 | 52 | 50 | 43 | 57 | 55 | 48.02 | 0 | 1 | 0 | 0 | 0 | 0 | 0 | 1 | 1 | 1 | 1 | 0 | 100% | #N/A
1986-10-19 | 10 | 19 | 2018 | 2018-10-19 | 5 | 0 | 19:00 | 19 | 53 | 51 | 57.2 | 48.92 | 59 | 60.08 | 54.86 | 51.98 | 50 | 50 | 41 | 39 | 57 | 55 | 48.02 | 0 | 1 | 0 | 0 | 0 | 0 | 0 | 1 | 1 | 1 | 1 | 0 | 100% | #N/A
1986-10-19 | 10 | 19 | 2018 | 2018-10-19 | 5 | 0 | 20:00 | 20 | 49 | 51 | 59 | 48.38 | 66.02 | 59 | 55.4 | 51.8 | 48.2 | 39 | 40 | 36 | 55 | 55 | 46.94 | 0 | 1 | 0 | 0 | 0 | 0 | 0 | 1 | 1 | 1 | 1 | 0 | 100% | #N/A
1986-10-19 | 10 | 19 | 2018 | 2018-10-19 | 5 | 0 | 21:00 | 21 | 49 | 51 | 59 | 48.2 | 66.92 | 59 | 55.94 | 51.8 | 46.4 | 36 | 38 | 32 | 50 | 54 | 44.06 | 0 | 1 | 0 | 0 | 0 | 0 | 0 | 1 | 1 | 1 | 1 | 0 | 100% | #N/A
1986-10-19 | 10 | 19 | 2018 | 2018-10-19 | 5 | 0 | 22:00 | 22 | 48 | 51 | 59 | 47.12 | 69.08 | 62.06 | 56.12 | 53.6 | 46.4 | 37 | 36 | 30 | 48 | 55 | 46.94 | 0 | 1 | 0 | 0 | 0 | 0 | 0 | 1 | 1 | 1 | 1 | 0 | 100% | #N/A
1986-10-19 | 10 | 19 | 2018 | 2018-10-19 | 5 | 0 | 23:00 | 23 | 47 | 51 | 57.2 | 45.86 | 69.08 | 64.04 | 57.2 | 53.6 | 46.4 | 37 | 34 | 28 | 50 | 54 | 44.06 | 0 | 1 | 0 | 0 | 0 | 0 | 0 | 1 | 1 | 1 | 1 | 0 | 100% | #N/A
1986-10-19 | 10 | 19 | 2018 | 2018-10-19 | 5 | 0 | 24:00 | 24 | 47 | 50 | 57.2 | 44.96 | 69.08 | 66.92 | 57.2 | 53.6 | 42.8 | 36 | 35 | 27 | 43 | 52 | 44.96 | 0 | 0 | 1 | 0 | 0 | 0 | 0 | 1 | 1 | 1 | 1 | 0 | 100% | #N/A
1986-10-20 | 10 | 20 | 2018 | 2018-10-20 | 6 | 0 | 1:00 | 1 | 46 | 50 | 57.2 | 44.78 | 68 | 66.92 | 55.4 | 53.06 | 44.6 | 37 | 32 | 27 | 43 | 50 | 48.02 | 0 | 0 | 1 | 0 | 0 | 0 | 0 | 1 | 1 | 1 | 1 | 0 | 100% | #N/A
1986-10-20 | 10 | 20 | 2018 | 2018-10-20 | 6 | 0 | 2:00 | 2 | 45 | 50 | 57.2 | 43.52 | 66.92 | 66.92 | 55.4 | 53.06 | 41 | 43 | 32 | 27 | 41 | 48 | 48.92 | 0 | 0 | 1 | 0 | 0 | 0 | 0 | 1 | 1 | 1 | 1 | 0 | 100% | #N/A
1986-10-20 | 10 | 20 | 2018 | 2018-10-20 | 6 | 0 | 3:00 | 3 | 44 | 50 | 57.02 | 42.98 | 66.92 | 66.92 | 55.4 | 51.8 | 39.2 | 48 | 31 | 25 | 39 | 48 | 48.02 | 0 | 0 | 1 | 0 | 0 | 0 | 0 | 1 | 1 | 1 | 1 | 0 | 100% | #N/A
1986-10-20 | 10 | 20 | 2018 | 2018-10-20 | 6 | 0 | 4:00 | 4 | 44 | 50 | 57.02 | 42.44 | 66.92 | 66.02 | 55.4 | 51.8 | 39.2 | 48 | 29 | 25 | 37 | 48 | 46.04 | 0 | 0 | 1 | 0 | 0 | 0 | 0 | 1 | 1 | 1 | 1 | 0 | 100% | #N/A
1986-10-20 | 10 | 20 | 2018 | 2018-10-20 | 6 | 0 | 5:00 | 5 | 43 | 50 | 57.02 | 41.54 | 66.92 | 68 | 55.4 | 51.8 | 37.4 | 37 | 34 | 25 | 36 | 45 | 44.06 | 0 | 0 | 1 | 0 | 0 | 0 | 0 | 1 | 1 | 1 | 1 | 0 | 100% | #N/A
1986-10-20 | 10 | 20 | 2018 | 2018-10-20 | 6 | 0 | 6:00 | 6 | 43 | 50 | 57.92 | 41.18 | 68 | 66.92 | 55.4 | 51.8 | 35.6 | 37 | 36 | 25 | 39 | 43 | 44.96 | 0 | 0 | 1 | 0 | 0 | 0 | 0 | 1 | 1 | 1 | 1 | 0 | 100% | #N/A
1986-10-20 | 10 | 20 | 2018 | 2018-10-20 | 6 | 0 | 7:00 | 7 | 45 | 50 | 57.92 | 41 | 69.08 | 66.92 | 55.4 | 51.98 | 33.8 | 39 | 37 | 23 | 39 | 45 | 46.94 | 0 | 0 | 1 | 0 | 0 | 0 | 0 | 1 | 1 | 1 | 1 | 0 | 100% | #N/A
1986-10-20 | 10 | 20 | 2018 | 2018-10-20 | 6 | 0 | 8:00 | 8 | 51 | 50 | 57.92 | 40.64 | 71.06 | 69.98 | 57.74 | 53.6 | 41 | 52 | 41 | 28 | 50 | 48 | 51.98 | 0 | 0 | 1 | 0 | 0 | 0 | 0 | 1 | 1 | 1 | 1 | 0 | 100% | #N/A
1986-10-20 | 10 | 20 | 2018 | 2018-10-20 | 6 | 0 | 9:00 | 9 | 57 | 50 | 60.08 | 44.24 | 73.94 | 73.04 | 59 | 53.96 | 44.6 | 52 | 47 | 34 | 55 | 52 | 55.04 | 0 | 0 | 1 | 0 | 0 | 0 | 0 | 1 | 1 | 1 | 1 | 0 | 100% | #N/A
1986-10-20 | 10 | 20 | 2018 | 2018-10-20 | 6 | 0 | 10:00 | 10 | 59 | 50 | 60.8 | 45.86 | 75.92 | 75.02 | 60.8 | 55.04 | 46.4 | 48 | 51 | 41 | 55 | 52 | 57.02 | 0 | 0 | 1 | 0 | 0 | 0 | 0 | 1 | 1 | 1 | 1 | 0 | 100% | #N/A
1986-10-20 | 10 | 20 | 2018 | 2018-10-20 | 6 | 0 | 11:00 | 11 | 61 | 50 | 64.4 | 48.38 | 78.08 | 78.08 | 64.4 | 57.02 | 48.2 | 54 | 53 | 46 | 57 | 55 | 60.08 | 0 | 0 | 1 | 0 | 0 | 0 | 0 | 1 | 1 | 1 | 1 | 0 | 100% | #N/A
1986-10-20 | 10 | 20 | 2018 | 2018-10-20 | 6 | 0 | 12:00 | 12 | 60 | 51 | 66.2 | 54.5 | 78.98 | 78.98 | 68.9 | 59 | 50 | 52 | 56 | 48 | 57 | 54 | 62.06 | 0 | 0 | 1 | 0 | 0 | 0 | 0 | 1 | 1 | 1 | 1 | 0 | 100% | #N/A
1986-10-20 | 10 | 20 | 2018 | 2018-10-20 | 6 | 0 | 13:00 | 13 | 61 | 51 | 69.98 | 55.58 | 80.06 | 78.08 | 66.56 | 64.04 | 51.8 | 50 | 59 | 50 | 57 | 57 | 62.06 | 0 | 0 | 1 | 0 | 0 | 0 | 0 | 1 | 1 | 1 | 1 | 0 | 100% | #N/A
1986-10-20 | 10 | 20 | 2018 | 2018-10-20 | 6 | 0 | 14:00 | 14 | 61 | 51 | 68 | 55.4 | 80.06 | 78.98 | 66.02 | 64.04 | 53.6 | 48 | 60 | 52 | 57 | 55 | 62.06 | 0 | 0 | 1 | 0 | 0 | 0 | 0 | 1 | 1 | 1 | 1 | 0 | 100% | #N/A
1986-10-20 | 10 | 20 | 2018 | 2018-10-20 | 6 | 0 | 15:00 | 15 | 61 | 52 | 66.92 | 57.38 | 78.98 | 77 | 65.12 | 62.06 | 53.6 | 48 | 60 | 52 | 55 | 54 | 60.98 | 0 | 0 | 1 | 0 | 0 | 0 | 0 | 1 | 1 | 1 | 1 | 0 | 100% | #N/A
1986-10-20 | 10 | 20 | 2018 | 2018-10-20 | 6 | 0 | 16:00 | 16 | 61 | 52 | 64.94 | 57.2 | 75.92 | 75.02 | 63.86 | 60.08 | 53.6 | 48 | 59 | 52 | 55 | 54 | 60.08 | 0 | 0 | 1 | 0 | 0 | 0 | 0 | 1 | 1 | 1 | 1 | 0 | 100% | #N/A
1986-10-20 | 10 | 20 | 2018 | 2018-10-20 | 6 | 0 | 17:00 | 17 | 58 | 52 | 62.96 | 57.38 | 69.98 | 71.96 | 60.62 | 57.92 | 53.6 | 45 | 54 | 46 | 54 | 50 | 55.94 | 0 | 0 | 1 | 0 | 0 | 0 | 0 | 1 | 1 | 1 | 1 | 0 | 100% | #N/A
1986-10-20 | 10 | 20 | 2018 | 2018-10-20 | 6 | 0 | 18:00 | 18 | 56 | 52 | 60.98 | 56.48 | 66.02 | 69.98 | 59.54 | 55.04 | 51.8 | 41 | 50 | 39 | 52 | 45 | 51.98 | 0 | 0 | 1 | 0 | 0 | 0 | 0 | 1 | 1 | 1 | 1 | 0 | 100% | #N/A
1986-10-20 | 10 | 20 | 2018 | 2018-10-20 | 6 | 0 | 19:00 | 19 | 57 | 52 | 60.08 | 55.94 | 59 | 66.02 | 57.38 | 53.96 | 51.8 | 39 | 47 | 39 | 52 | 43 | 50 | 0 | 0 | 1 | 0 | 0 | 0 | 0 | 1 | 1 | 1 | 1 | 0 | 100% | #N/A
1986-10-20 | 10 | 20 | 2018 | 2018-10-20 | 6 | 0 | 20:00 | 20 | 55 | 52 | 59 | 54.68 | 57.02 | 62.06 | 57.38 | 53.96 | 48.2 | 43 | 45 | 39 | 46 | 41 | 44.96 | 0 | 0 | 1 | 0 | 0 | 0 | 0 | 1 | 1 | 1 | 1 | 0 | 100% | #N/A
1986-10-20 | 10 | 20 | 2018 | 2018-10-20 | 6 | 0 | 21:00 | 21 | 50 | 52 | 59 | 53.78 | 53.96 | 57.92 | 57.2 | 53.06 | 44.6 | 41 | 43 | 37 | 46 | 41 | 46.94 | 0 | 0 | 1 | 0 | 0 | 0 | 0 | 1 | 1 | 1 | 1 | 0 | 100% | #N/A
1986-10-20 | 10 | 20 | 2018 | 2018-10-20 | 6 | 0 | 22:00 | 22 | 49 | 52 | 59 | 52.88 | 51.98 | 57.02 | 55.4 | 53.96 | 48.2 | 43 | 41 | 37 | 46 | 37 | 44.06 | 0 | 0 | 1 | 0 | 0 | 0 | 0 | 1 | 1 | 1 | 1 | 0 | 100% | #N/A
1986-10-20 | 10 | 20 | 2018 | 2018-10-20 | 6 | 0 | 23:00 | 23 | 48 | 51 | 57.02 | 52.34 | 50 | 53.96 | 52.7 | 51.98 | 48.2 | 43 | 43 | 37 | 46 | 37 | 42.08 | 0 | 0 | 1 | 0 | 0 | 0 | 0 | 1 | 1 | 1 | 1 | 0 | 100% | #N/A
1986-10-20 | 10 | 20 | 2018 | 2018-10-20 | 6 | 0 | 24:00 | 24 | 47 | 51 | 55.94 | 52.16 | 50 | 53.06 | 52.52 | 51.08 | 48.2 | 43 | 44 | 43 | 46 | 36 | 42.08 | 0 | 0 | 1 | 0 | 0 | 0 | 0 | 1 | 1 | 1 | 1 | 0 | 100% | #N/A
1986-10-21 | 10 | 21 | 2018 | 2018-10-21 | 7 | 0 | 1:00 | 1 | 46 | 50 | 53.06 | 52.16 | 55.04 | 51.98 | 51.26 | 48.92 | 46.4 | 39 | 45 | 46 | 45 | 36 | 41 | 0 | 0 | 1 | 0 | 0 | 0 | 0 | 1 | 1 | 1 | 1 | 0 | 100% | #N/A
1986-10-21 | 10 | 21 | 2018 | 2018-10-21 | 7 | 0 | 2:00 | 2 | 45 | 48 | 53.06 | 51.62 | 53.96 | 48.92 | 51.26 | 48.92 | 48.2 | 39 | 44 | 43 | 39 | 36 | 39.92 | 0 | 0 | 1 | 0 | 0 | 0 | 0 | 1 | 1 | 1 | 1 | 0 | 100% | #N/A
1986-10-21 | 10 | 21 | 2018 | 2018-10-21 | 7 | 0 | 3:00 | 3 | 44 | 46 | 51.98 | 51.98 | 46.94 | 51.08 | 48.74 | 48.02 | 48.2 | 39 | 44 | 45 | 39 | 34 | 39.02 | 0 | 0 | 1 | 0 | 0 | 0 | 0 | 1 | 1 | 1 | 1 | 0 | 100% | #N/A
1986-10-21 | 10 | 21 | 2018 | 2018-10-21 | 7 | 0 | 4:00 | 4 | 43 | 44 | 50 | 51.8 | 51.08 | 48.92 | 47.48 | 48.02 | 50 | 39 | 40 | 48 | 37 | 34 | 37.94 | 0 | 0 | 1 | 0 | 0 | 0 | 0 | 1 | 1 | 1 | 1 | 0 | 100% | #N/A
1986-10-21 | 10 | 21 | 2018 | 2018-10-21 | 7 | 0 | 5:00 | 5 | 42 | 42 | 51.98 | 52.16 | 44.96 | 46.94 | 48.2 | 46.94 | 48.2 | 37 | 41 | 52 | 34 | 34 | 37.04 | 0 | 0 | 1 | 0 | 0 | 0 | 0 | 1 | 1 | 1 | 1 | 0 | 100% | #N/A
1986-10-21 | 10 | 21 | 2018 | 2018-10-21 | 7 | 0 | 6:00 | 6 | 42 | 41 | 51.98 | 53.06 | 48.02 | 46.94 | 47.48 | 46.04 | 50 | 37 | 40 | 54 | 32 | 36 | 35.96 | 0 | 0 | 1 | 0 | 0 | 0 | 0 | 1 | 1 | 1 | 1 | 0 | 100% | #N/A
1986-10-21 | 10 | 21 | 2018 | 2018-10-21 | 7 | 0 | 7:00 | 7 | 41 | 39 | 51.98 | 53.78 | 51.08 | 48.92 | 49.1 | 46.94 | 53.6 | 39 | 40 | 54 | 43 | 41 | 42.08 | 0 | 0 | 1 | 0 | 0 | 0 | 0 | 1 | 1 | 1 | 1 | 0 | 100% | #N/A
1986-10-21 | 10 | 21 | 2018 | 2018-10-21 | 7 | 0 | 8:00 | 8 | 47 | 46 | 55.04 | 55.94 | 57.92 | 55.04 | 51.62 | 50 | 57.2 | 39 | 40 | 55 | 43 | 41 | 48.92 | 0 | 0 | 1 | 0 | 0 | 0 | 0 | 1 | 1 | 1 | 1 | 0 | 100% | #N/A
1986-10-21 | 10 | 21 | 2018 | 2018-10-21 | 7 | 0 | 9:00 | 9 | 54 | 52 | 57.92 | 56.66 | 60.08 | 60.98 | 54.86 | 51.98 | 59 | 39 | 42 | 55 | 45 | 46 | 55.94 | 0 | 0 | 1 | 0 | 0 | 0 | 0 | 1 | 1 | 1 | 1 | 0 | 100% | #N/A
1986-10-21 | 10 | 21 | 2018 | 2018-10-21 | 7 | 0 | 10:00 | 10 | 57 | 59 | 59 | 58.28 | 62.06 | 62.96 | 58.46 | 53.06 | 60.8 | 39 | 45 | 55 | 48 | 50 | 60.08 | 0 | 0 | 1 | 0 | 0 | 0 | 0 | 1 | 1 | 1 | 1 | 0 | 100% | #N/A
1986-10-21 | 10 | 21 | 2018 | 2018-10-21 | 7 | 0 | 11:00 | 11 | 61 | 61 | 60.08 | 58.64 | 62.6 | 62.96 | 60.98 | 55.04 | 60.8 | 43 | 57 | 59 | 48 | 50 | 60.98 | 0 | 0 | 1 | 0 | 0 | 0 | 0 | 1 | 1 | 1 | 1 | 0 | 100% | #N/A
1986-10-21 | 10 | 21 | 2018 | 2018-10-21 | 7 | 0 | 12:00 | 12 | 64 | 63 | 62.06 | 58.1 | 60.08 | 62.96 | 59.36 | 57.02 | 60.8 | 43 | 64 | 63 | 48 | 52 | 64.04 | 0 | 0 | 1 | 0 | 0 | 0 | 0 | 1 | 1 | 1 | 1 | 0 | 100% | #N/A
1986-10-21 | 10 | 21 | 2018 | 2018-10-21 | 7 | 0 | 13:00 | 13 | 65 | 65 | 62.96 | 59.36 | 60.8 | 62.06 | 59.54 | 57.02 | 60.8 | 45 | 67 | 66 | 48 | 52 | 66.02 | 0 | 0 | 1 | 0 | 0 | 0 | 0 | 1 | 1 | 1 | 1 | 0 | 100% | #N/A
1986-10-21 | 10 | 21 | 2018 | 2018-10-21 | 7 | 0 | 14:00 | 14 | 65 | 66 | 64.04 | 59.54 | 60.08 | 62.06 | 59.36 | 57.02 | 62.6 | 45 | 66 | 66 | 50 | 50 | 66.92 | 0 | 0 | 1 | 0 | 0 | 0 | 0 | 1 | 1 | 1 | 1 | 0 | 100% | #N/A
1986-10-21 | 10 | 21 | 2018 | 2018-10-21 | 7 | 0 | 15:00 | 15 | 66 | 66 | 60.98 | 59.72 | 60.08 | 62.06 | 59.36 | 55.94 | 60.8 | 45 | 65 | 66 | 48 | 48 | 66.02 | 0 | 0 | 1 | 0 | 0 | 0 | 0 | 1 | 1 | 1 | 1 | 0 | 100% | #N/A
1986-10-21 | 10 | 21 | 2018 | 2018-10-21 | 7 | 0 | 16:00 | 16 | 65 | 67 | 60.98 | 57.92 | 59 | 60.08 | 58.1 | 55.04 | 60.8 | 43 | 63 | 61 | 48 | 46 | 64.04 | 0 | 0 | 1 | 0 | 0 | 0 | 0 | 1 | 1 | 1 | 1 | 0 | 100% | #N/A
1986-10-21 | 10 | 21 | 2018 | 2018-10-21 | 7 | 0 | 17:00 | 17 | 62 | 63 | 57.92 | 57.02 | 57.02 | 57.92 | 56.84 | 53.96 | 60.8 | 43 | 56 | 61 | 46 | 43 | 60.08 | 0 | 0 | 1 | 0 | 0 | 0 | 0 | 1 | 1 | 1 | 1 | 0 | 100% | #N/A
1986-10-21 | 10 | 21 | 2018 | 2018-10-21 | 7 | 0 | 18:00 | 18 | 61 | 59 | 57.02 | 57.2 | 55.94 | 57.92 | 54.68 | 53.06 | 59 | 41 | 55 | 57 | 46 | 39 | 57.02 | 0 | 0 | 1 | 0 | 0 | 0 | 0 | 1 | 1 | 1 | 1 | 0 | 100% | #N/A
1986-10-21 | 10 | 21 | 2018 | 2018-10-21 | 7 | 0 | 19:00 | 19 | 60 | 55 | 51.98 | 57.74 | 55.94 | 57.02 | 53.06 | 51.08 | 57.2 | 39 | 53 | 52 | 45 | 37 | 57.02 | 0 | 0 | 1 | 0 | 0 | 0 | 0 | 1 | 1 | 1 | 1 | 0 | 100% | #N/A
1986-10-21 | 10 | 21 | 2018 | 2018-10-21 | 7 | 0 | 20:00 | 20 | 59 | 52 | 51.98 | 58.1 | 57.02 | 57.02 | 52.34 | 48.92 | 57.2 | 39 | 52 | 50 | 43 | 37 | 57.92 | 0 | 0 | 1 | 0 | 0 | 0 | 0 | 1 | 1 | 1 | 1 | 0 | 100% | #N/A
1986-10-21 | 10 | 21 | 2018 | 2018-10-21 | 7 | 0 | 21:00 | 21 | 59 | 48 | 51.98 | 57.74 | 57.92 | 57.2 | 51.44 | 48.02 | 59 | 39 | 51 | 48 | 43 | 36 | 57.92 | 0 | 0 | 1 | 0 | 0 | 0 | 0 | 1 | 1 | 1 | 1 | 0 | 100% | #N/A
1986-10-21 | 10 | 21 | 2018 | 2018-10-21 | 7 | 0 | 22:00 | 22 | 58 | 45 | 51.08 | 57.2 | 57.92 | 57.92 | 50.72 | 46.94 | 57.2 | 37 | 52 | 46 | 43 | 32 | 57.02 | 0 | 0 | 1 | 0 | 0 | 0 | 0 | 1 | 1 | 1 | 1 | 0 | 100% | #N/A
1986-10-21 | 10 | 21 | 2018 | 2018-10-21 | 7 | 0 | 23:00 | 23 | 56 | 44 | 48.02 | 55.04 | 57.02 | 57.02 | 49.64 | 48.02 | 57.2 | 37 | 46 | 45 | 41 | 30 | 55.04 | 0 | 0 | 1 | 0 | 0 | 0 | 0 | 1 | 1 | 1 | 1 | 0 | 100% | #N/A
1986-10-21 | 10 | 21 | 2018 | 2018-10-21 | 7 | 0 | 24:00 | 24 | 54 | 44 | 46.94 | 53.96 | 57.02 | 57.02 | 49.46 | 48.02 | 57.2 | 37 | 48 | 44 | 39 | 30 | 53.96 | 0 | 0 | 1 | 0 | 0 | 0 | 0 | 1 | 1 | 1 | 1 | 0 | 100% | #N/A
1986-10-22 | 10 | 22 | 2018 | 2018-10-22 | 1 | 0 | 1:00 | 1 | 53 | 43 | 46.94 | 53.42 | 57.92 | 57.02 | 48.92 | 48.02 | 57.2 | 37 | 47 | 43 | 39 | 28 | 55.94 | 0 | 0 | 1 | 0 | 0 | 0 | 0 | 1 | 1 | 1 | 1 | 0 | 100% | #N/A
1986-10-22 | 10 | 22 | 2018 | 2018-10-22 | 1 | 0 | 2:00 | 2 | 51 | 42 | 48.02 | 52.52 | 59 | 57.92 | 48.74 | 48.02 | 55.4 | 37 | 43 | 41 | 39 | 28 | 53.96 | 0 | 0 | 1 | 0 | 0 | 0 | 0 | 1 | 1 | 1 | 1 | 0 | 100% | #N/A
1986-10-22 | 10 | 22 | 2018 | 2018-10-22 | 1 | 0 | 3:00 | 3 | 50 | 42 | 48.92 | 51.44 | 60.08 | 59 | 48.56 | 48.02 | 55.4 | 37 | 38 | 39 | 37 | 28 | 53.06 | 0 | 0 | 1 | 0 | 0 | 0 | 0 | 1 | 1 | 1 | 1 | 0 | 100% | #N/A
1986-10-22 | 10 | 22 | 2018 | 2018-10-22 | 1 | 0 | 4:00 | 4 | 49 | 41 | 50 | 51.08 | 60.98 | 59 | 48.2 | 48.02 | 57.2 | 36 | 37 | 39 | 37 | 28 | 51.08 | 0 | 0 | 1 | 0 | 0 | 0 | 0 | 1 | 1 | 1 | 1 | 0 | 100% | #N/A
1986-10-22 | 10 | 22 | 2018 | 2018-10-22 | 1 | 0 | 5:00 | 5 | 47 | 42 | 50 | 51.62 | 60.98 | 59 | 48.2 | 46.94 | 57.2 | 36 | 37 | 39 | 37 | 28 | 46.04 | 0 | 0 | 1 | 0 | 0 | 0 | 0 | 1 | 1 | 1 | 1 | 0 | 100% | #N/A
1986-10-22 | 10 | 22 | 2018 | 2018-10-22 | 1 | 0 | 6:00 | 6 | 48 | 44 | 48.92 | 52.7 | 60.8 | 60.08 | 47.48 | 46.04 | 57.2 | 36 | 35 | 37 | 36 | 28 | 44.96 | 0 | 0 | 1 | 0 | 0 | 0 | 0 | 1 | 1 | 1 | 1 | 0 | 100% | #N/A
1986-10-22 | 10 | 22 | 2018 | 2018-10-22 | 1 | 0 | 7:00 | 7 | 48 | 45 | 50 | 54.32 | 62.96 | 60.08 | 47.48 | 46.94 | 57.2 | 36 | 36 | 37 | 37 | 30 | 44.96 | 0 | 0 | 1 | 0 | 0 | 0 | 0 | 1 | 1 | 1 | 1 | 0 | 100% | #N/A
1986-10-22 | 10 | 22 | 2018 | 2018-10-22 | 1 | 0 | 8:00 | 8 | 54 | 51 | 51.98 | 55.4 | 62.96 | 60.98 | 49.64 | 48.02 | 57.2 | 36 | 42 | 37 | 39 | 32 | 53.06 | 0 | 1 | 0 | 0 | 0 | 0 | 0 | 1 | 1 | 1 | 1 | 0 | 100% | #N/A
1986-10-22 | 10 | 22 | 2018 | 2018-10-22 | 1 | 0 | 9:00 | 9 | 59 | 56 | 55.94 | 55.4 | 62.96 | 62.96 | 52.52 | 48.92 | 57.2 | 37 | 50 | 37 | 43 | 37 | 60.08 | 0 | 1 | 0 | 0 | 0 | 0 | 0 | 1 | 1 | 1 | 1 | 0 | 100% | #N/A
1986-10-22 | 10 | 22 | 2018 | 2018-10-22 | 1 | 0 | 10:00 | 10 | 62 | 62 | 60.08 | 53.96 | 62.96 | 64.94 | 54.14 | 51.08 | 57.2 | 39 | 57 | 37 | 45 | 41 | 62.06 | 0 | 1 | 0 | 0 | 0 | 0 | 0 | 1 | 1 | 1 | 1 | 0 | 100% | #N/A
1986-10-22 | 10 | 22 | 2018 | 2018-10-22 | 1 | 0 | 11:00 | 11 | 63 | 65 | 60.98 | 53.06 | 64.04 | 68 | 56.48 | 53.06 | 57.2 | 39 | 61 | 37 | 46 | 45 | 64.04 | 0 | 1 | 0 | 0 | 0 | 0 | 0 | 1 | 1 | 1 | 1 | 0 | 100% | #N/A
1986-10-22 | 10 | 22 | 2018 | 2018-10-22 | 1 | 0 | 12:00 | 12 | 62 | 68 | 62.06 | 52.52 | 66.02 | 73.04 | 56.3 | 53.06 | 57.2 | 39 | 66 | 37 | 46 | 48 | 64.04 | 0 | 1 | 0 | 0 | 0 | 0 | 0 | 1 | 1 | 1 | 1 | 0 | 100% | #N/A
1986-10-22 | 10 | 22 | 2018 | 2018-10-22 | 1 | 0 | 13:00 | 13 | 63 | 71 | 62.96 | 51.98 | 66.2 | 73.94 | 56.12 | 53.96 | 57.2 | 39 | 68 | 37 | 45 | 50 | 64.04 | 0 | 1 | 0 | 0 | 0 | 0 | 0 | 1 | 1 | 1 | 1 | 0 | 100% | #N/A
1986-10-22 | 10 | 22 | 2018 | 2018-10-22 | 1 | 0 | 14:00 | 14 | 64 | 69 | 60.08 | 51.98 | 68 | 73.04 | 58.1 | 51.98 | 55.4 | 39 | 68 | 37 | 45 | 52 | 62.96 | 0 | 1 | 0 | 0 | 0 | 0 | 0 | 1 | 1 | 1 | 1 | 0 | 100% | #N/A
1986-10-22 | 10 | 22 | 2018 | 2018-10-22 | 1 | 0 | 15:00 | 15 | 65 | 66 | 59 | 52.34 | 68 | 71.96 | 55.4 | 51.98 | 53.6 | 41 | 69 | 36 | 45 | 50 | 66.02 | 0 | 1 | 0 | 0 | 0 | 0 | 0 | 1 | 1 | 1 | 1 | 0 | 100% | #N/A
1986-10-22 | 10 | 22 | 2018 | 2018-10-22 | 1 | 0 | 16:00 | 16 | 64 | 64 | 57.92 | 51.98 | 66.92 | 71.06 | 55.58 | 51.08 | 53.6 | 43 | 68 | 36 | 46 | 48 | 64.04 | 0 | 1 | 0 | 0 | 0 | 0 | 0 | 1 | 1 | 1 | 1 | 0 | 100% | #N/A
1986-10-22 | 10 | 22 | 2018 | 2018-10-22 | 1 | 0 | 17:00 | 17 | 62 | 62 | 55.94 | 50.9 | 66.02 | 68 | 51.44 | 48.92 | 55.4 | 41 | 63 | 36 | 45 | 43 | 60.08 | 0 | 1 | 0 | 0 | 0 | 0 | 0 | 1 | 1 | 1 | 1 | 0 | 100% | #N/A
1986-10-22 | 10 | 22 | 2018 | 2018-10-22 | 1 | 0 | 18:00 | 18 | 60 | 59 | 55.04 | 51.26 | 64.04 | 68 | 50.9 | 46.94 | 59 | 43 | 55 | 36 | 45 | 43 | 55.94 | 0 | 1 | 0 | 0 | 0 | 0 | 0 | 1 | 1 | 1 | 1 | 0 | 100% | #N/A
1986-10-22 | 10 | 22 | 2018 | 2018-10-22 | 1 | 0 | 19:00 | 19 | 59 | 57 | 51.98 | 52.52 | 64.94 | 66.92 | 49.64 | 44.96 | 57.2 | 41 | 50 | 36 | 45 | 41 | 55.04 | 0 | 1 | 0 | 0 | 0 | 0 | 0 | 1 | 1 | 1 | 1 | 0 | 100% | #N/A
1986-10-22 | 10 | 22 | 2018 | 2018-10-22 | 1 | 0 | 20:00 | 20 | 58 | 55 | 48.92 | 52.7 | 64.04 | 64.94 | 47.66 | 44.06 | 57.2 | 41 | 48 | 36 | 45 | 36 | 51.98 | 0 | 1 | 0 | 0 | 0 | 0 | 0 | 1 | 1 | 1 | 1 | 0 | 100% | #N/A
1986-10-22 | 10 | 22 | 2018 | 2018-10-22 | 1 | 0 | 21:00 | 21 | 57 | 54 | 44.96 | 52.34 | 64.04 | 64.94 | 43.34 | 44.06 | 57.2 | 43 | 46 | 34 | 45 | 36 | 53.06 | 0 | 1 | 0 | 0 | 0 | 0 | 0 | 1 | 1 | 1 | 1 | 0 | 100% | #N/A
1986-10-22 | 10 | 22 | 2018 | 2018-10-22 | 1 | 0 | 22:00 | 22 | 56 | 52 | 44.06 | 51.98 | 64.94 | 64.94 | 40.82 | 44.06 | 57.2 | 41 | 44 | 34 | 45 | 34 | 51.08 | 0 | 1 | 0 | 0 | 0 | 0 | 0 | 1 | 1 | 1 | 1 | 0 | 100% | #N/A
1986-10-22 | 10 | 22 | 2018 | 2018-10-22 | 1 | 0 | 23:00 | 23 | 56 | 48 | 42.98 | 51.98 | 64.94 | 64.94 | 38.12 | 42.98 | 57.2 | 41 | 44 | 34 | 43 | 36 | 48.02 | 0 | 1 | 0 | 0 | 0 | 0 | 0 | 1 | 1 | 1 | 1 | 0 | 100% | #N/A
1986-10-22 | 10 | 22 | 2018 | 2018-10-22 | 1 | 0 | 24:00 | 24 | 55 | 45 | 42.98 | 51.98 | 66.02 | 64.04 | 37.22 | 42.98 | 57.2 | 39 | 42 | 34 | 37 | 37 | 51.08 | 0 | 0 | 1 | 0 | 0 | 0 | 0 | 1 | 1 | 1 | 1 | 0 | 100% | #N/A
1986-10-23 | 10 | 23 | 2018 | 2018-10-23 | 2 | 0 | 1:00 | 1 | 55 | 41 | 39.92 | 51.62 | 64.94 | 64.04 | 33.8 | 42.98 | 57.2 | 37 | 43 | 34 | 36 | 37 | 48.92 | 0 | 0 | 1 | 0 | 0 | 0 | 0 | 1 | 1 | 1 | 1 | 0 | 100% | #N/A
1986-10-23 | 10 | 23 | 2018 | 2018-10-23 | 2 | 0 | 2:00 | 2 | 54 | 40 | 41 | 51.62 | 64.04 | 64.04 | 33.8 | 42.08 | 59 | 37 | 46 | 34 | 30 | 37 | 50 | 0 | 0 | 1 | 0 | 0 | 0 | 0 | 1 | 1 | 1 | 1 | 0 | 100% | #N/A
1986-10-23 | 10 | 23 | 2018 | 2018-10-23 | 2 | 0 | 3:00 | 3 | 53 | 38 | 39.02 | 51.62 | 64.04 | 62.96 | 33.8 | 42.08 | 57.2 | 37 | 48 | 34 | 30 | 36 | 48.92 | 0 | 0 | 1 | 0 | 0 | 0 | 0 | 1 | 1 | 1 | 1 | 0 | 100% | #N/A
1986-10-23 | 10 | 23 | 2018 | 2018-10-23 | 2 | 0 | 4:00 | 4 | 53 | 37 | 37.04 | 50.54 | 62.96 | 62.96 | 33.8 | 42.08 | 59 | 37 | 48 | 34 | 28 | 37 | 51.08 | 0 | 0 | 1 | 0 | 0 | 0 | 0 | 1 | 1 | 1 | 1 | 0 | 100% | #N/A
1986-10-23 | 10 | 23 | 2018 | 2018-10-23 | 2 | 0 | 5:00 | 5 | 52 | 36 | 37.4 | 51.26 | 62.96 | 62.96 | 33.8 | 41 | 59 | 34 | 47 | 32 | 30 | 36 | 51.08 | 0 | 0 | 1 | 0 | 0 | 0 | 0 | 1 | 1 | 1 | 1 | 0 | 100% | #N/A
1986-10-23 | 10 | 23 | 2018 | 2018-10-23 | 2 | 0 | 6:00 | 6 | 53 | 36 | 37.4 | 52.52 | 62.06 | 62.96 | 33.8 | 39.92 | 59 | 28 | 44 | 32 | 30 | 34 | 51.08 | 0 | 0 | 1 | 0 | 0 | 0 | 0 | 1 | 1 | 1 | 1 | 0 | 100% | #N/A
1986-10-23 | 10 | 23 | 2018 | 2018-10-23 | 2 | 0 | 7:00 | 7 | 54 | 35 | 39.02 | 52.16 | 62.06 | 62.96 | 37.22 | 42.08 | 57.2 | 28 | 45 | 32 | 30 | 32 | 53.06 | 0 | 0 | 1 | 0 | 0 | 0 | 0 | 1 | 1 | 1 | 1 | 0 | 100% | #N/A
1986-10-23 | 10 | 23 | 2018 | 2018-10-23 | 2 | 0 | 8:00 | 8 | 57 | 39 | 46.04 | 51.26 | 62.06 | 62.96 | 40.82 | 44.06 | 57.2 | 37 | 52 | 34 | 36 | 32 | 57.92 | 0 | 1 | 0 | 0 | 0 | 0 | 0 | 1 | 1 | 1 | 1 | 0 | 100% | #N/A
1986-10-23 | 10 | 23 | 2018 | 2018-10-23 | 2 | 0 | 9:00 | 9 | 60 | 44 | 53.06 | 51.62 | 62.06 | 64.04 | 43.7 | 48.02 | 57.2 | 43 | 60 | 34 | 41 | 34 | 62.06 | 0 | 1 | 0 | 0 | 0 | 0 | 0 | 1 | 1 | 1 | 1 | 0 | 100% | #N/A
1986-10-23 | 10 | 23 | 2018 | 2018-10-23 | 2 | 0 | 10:00 | 10 | 62 | 48 | 55.04 | 51.98 | 62.96 | 64.04 | 46.76 | 48.92 | 59 | 45 | 65 | 36 | 46 | 36 | 66.02 | 0 | 1 | 0 | 0 | 0 | 0 | 0 | 1 | 1 | 1 | 1 | 0 | 100% | #N/A
1986-10-23 | 10 | 23 | 2018 | 2018-10-23 | 2 | 0 | 11:00 | 11 | 64 | 51 | 55.04 | 53.42 | 62.6 | 60.08 | 50.18 | 48.02 | 57.2 | 46 | 67 | 37 | 50 | 39 | 69.98 | 0 | 1 | 0 | 0 | 0 | 0 | 0 | 1 | 1 | 1 | 1 | 0 | 100% | #N/A
1986-10-23 | 10 | 23 | 2018 | 2018-10-23 | 2 | 0 | 12:00 | 12 | 66 | 53 | 53.96 | 54.5 | 59 | 57.02 | 52.7 | 48.92 | 60.8 | 48 | 69 | 37 | 54 | 43 | 69.98 | 0 | 1 | 0 | 0 | 0 | 0 | 0 | 1 | 1 | 1 | 1 | 0 | 100% | #N/A
1986-10-23 | 10 | 23 | 2018 | 2018-10-23 | 2 | 0 | 13:00 | 13 | 69 | 56 | 55.94 | 54.86 | 57.2 | 55.4 | 53.24 | 50 | 64.4 | 52 | 70 | 39 | 54 | 43 | 73.94 | 0 | 1 | 0 | 0 | 0 | 0 | 0 | 1 | 1 | 1 | 1 | 0 | 100% | #N/A
1986-10-23 | 10 | 23 | 2018 | 2018-10-23 | 2 | 0 | 14:00 | 14 | 68 | 56 | 55.04 | 54.5 | 57.02 | 55.04 | 53.42 | 50 | 62.6 | 54 | 71 | 39 | 55 | 45 | 73.04 | 0 | 1 | 0 | 0 | 0 | 0 | 0 | 1 | 1 | 1 | 1 | 0 | 100% | #N/A
1986-10-23 | 10 | 23 | 2018 | 2018-10-23 | 2 | 0 | 15:00 | 15 | 64 | 55 | 55.04 | 54.5 | 57.02 | 53.96 | 55.58 | 50 | 59 | 55 | 64 | 39 | 57 | 46 | 71.06 | 0 | 1 | 0 | 0 | 0 | 0 | 0 | 1 | 1 | 1 | 1 | 0 | 100% | #N/A
1986-10-23 | 10 | 23 | 2018 | 2018-10-23 | 2 | 0 | 16:00 | 16 | 63 | 55 | 53.96 | 54.32 | 53.96 | 51.98 | 54.5 | 50 | 59 | 55 | 64 | 37 | 55 | 46 | 66.92 | 0 | 1 | 0 | 0 | 0 | 0 | 0 | 1 | 1 | 1 | 1 | 0 | 100% | #N/A
1986-10-23 | 10 | 23 | 2018 | 2018-10-23 | 2 | 0 | 17:00 | 17 | 64 | 51 | 51.98 | 53.96 | 51.08 | 51.98 | 50.54 | 48.02 | 57.2 | 50 | 62 | 37 | 54 | 41 | 60.08 | 0 | 1 | 0 | 0 | 0 | 0 | 0 | 1 | 1 | 1 | 1 | 0 | 100% | #N/A
1986-10-23 | 10 | 23 | 2018 | 2018-10-23 | 2 | 0 | 18:00 | 18 | 63 | 47 | 46.94 | 53.42 | 48.2 | 48.92 | 43.88 | 42.08 | 57.2 | 48 | 59 | 34 | 50 | 39 | 62.06 | 0 | 1 | 0 | 0 | 0 | 0 | 0 | 1 | 1 | 1 | 1 | 0 | 100% | #N/A
1986-10-23 | 10 | 23 | 2018 | 2018-10-23 | 2 | 0 | 19:00 | 19 | 62 | 43 | 44.06 | 52.88 | 48.02 | 48.92 | 40.1 | 42.98 | 57.2 | 46 | 56 | 34 | 48 | 37 | 60.08 | 0 | 1 | 0 | 0 | 0 | 0 | 0 | 1 | 1 | 1 | 1 | 0 | 100% | #N/A
1986-10-23 | 10 | 23 | 2018 | 2018-10-23 | 2 | 0 | 20:00 | 20 | 61 | 41 | 41 | 52.7 | 44.06 | 44.96 | 38.66 | 42.08 | 57.2 | 43 | 52 | 36 | 46 | 36 | 57.02 | 0 | 1 | 0 | 0 | 0 | 0 | 0 | 1 | 1 | 1 | 1 | 0 | 100% | #N/A
1986-10-23 | 10 | 23 | 2018 | 2018-10-23 | 2 | 0 | 21:00 | 21 | 60 | 39 | 39.92 | 52.34 | 44.06 | 44.06 | 37.22 | 42.08 | 55.4 | 39 | 50 | 36 | 48 | 34 | 60.08 | 0 | 1 | 0 | 0 | 0 | 0 | 0 | 1 | 1 | 1 | 1 | 0 | 100% | #N/A
1986-10-23 | 10 | 23 | 2018 | 2018-10-23 | 2 | 0 | 22:00 | 22 | 59 | 37 | 39.2 | 51.8 | 42.98 | 44.06 | 34.7 | 42.08 | 55.4 | 36 | 48 | 36 | 50 | 30 | 57.02 | 0 | 1 | 0 | 0 | 0 | 0 | 0 | 1 | 1 | 1 | 1 | 0 | 100% | #N/A
1986-10-23 | 10 | 23 | 2018 | 2018-10-23 | 2 | 0 | 23:00 | 23 | 58 | 35 | 37.4 | 51.44 | 42.98 | 42.98 | 33.8 | 42.08 | 53.6 | 39 | 48 | 34 | 43 | 30 | 55.04 | 0 | 1 | 0 | 0 | 0 | 0 | 0 | 1 | 1 | 1 | 1 | 0 | 100% | #N/A
1986-10-23 | 10 | 23 | 2018 | 2018-10-23 | 2 | 0 | 24:00 | 24 | 56 | 32 | 37.4 | 50.9 | 42.98 | 44.06 | 33.8 | 42.98 | 53.6 | 39 | 47 | 36 | 39 | 30 | 53.96 | 0 | 0 | 1 | 0 | 0 | 0 | 0 | 1 | 1 | 1 | 1 | 0 | 100% | #N/A
1986-10-24 | 10 | 24 | 2018 | 2018-10-24 | 3 | 0 | 1:00 | 1 | 55 | 30 | 35.6 | 50.36 | 44.06 | 44.06 | 32 | 42.98 | 51.8 | 41 | 46 | 36 | 37 | 30 | 51.08 | 0 | 0 | 1 | 0 | 0 | 0 | 0 | 1 | 1 | 1 | 1 | 0 | 100% | #N/A
1986-10-24 | 10 | 24 | 2018 | 2018-10-24 | 3 | 0 | 2:00 | 2 | 54 | 29 | 35.6 | 50.18 | 42.98 | 44.06 | 33.8 | 39.92 | 51.8 | 45 | 46 | 36 | 36 | 30 | 48.92 | 0 | 0 | 1 | 0 | 0 | 0 | 0 | 1 | 1 | 1 | 1 | 0 | 100% | #N/A
1986-10-24 | 10 | 24 | 2018 | 2018-10-24 | 3 | 0 | 3:00 | 3 | 53 | 27 | 35.6 | 49.82 | 44.06 | 44.06 | 33.8 | 41 | 50 | 39 | 45 | 36 | 34 | 28 | 48.02 | 0 | 0 | 1 | 0 | 0 | 0 | 0 | 1 | 1 | 1 | 1 | 0 | 100% | #N/A
1986-10-24 | 10 | 24 | 2018 | 2018-10-24 | 3 | 0 | 4:00 | 4 | 51 | 26 | 33.8 | 49.64 | 44.96 | 44.96 | 32 | 39.92 | 50 | 36 | 43 | 36 | 34 | 28 | 46.94 | 0 | 0 | 1 | 0 | 0 | 0 | 0 | 1 | 1 | 1 | 1 | 0 | 100% | #N/A
1986-10-24 | 10 | 24 | 2018 | 2018-10-24 | 3 | 0 | 5:00 | 5 | 50 | 26 | 33.98 | 49.82 | 46.04 | 46.04 | 32 | 39.92 | 50 | 34 | 41 | 34 | 34 | 28 | 46.04 | 0 | 0 | 1 | 0 | 0 | 0 | 0 | 1 | 1 | 1 | 1 | 0 | 100% | #N/A
1986-10-24 | 10 | 24 | 2018 | 2018-10-24 | 3 | 0 | 6:00 | 6 | 50 | 27 | 33.98 | 49.82 | 46.04 | 46.04 | 32 | 42.08 | 50 | 32 | 38 | 32 | 34 | 27 | 44.96 | 0 | 0 | 1 | 0 | 0 | 0 | 0 | 1 | 1 | 1 | 1 | 0 | 100% | #N/A
1986-10-24 | 10 | 24 | 2018 | 2018-10-24 | 3 | 0 | 7:00 | 7 | 48 | 27 | 37.04 | 50.36 | 46.04 | 46.04 | 32 | 42.08 | 50 | 30 | 38 | 28 | 34 | 30 | 46.04 | 0 | 0 | 1 | 0 | 0 | 0 | 0 | 1 | 1 | 1 | 1 | 0 | 100% | #N/A
1986-10-24 | 10 | 24 | 2018 | 2018-10-24 | 3 | 0 | 8:00 | 8 | 51 | 32 | 42.98 | 50.36 | 46.04 | 46.94 | 37.94 | 46.04 | 50 | 39 | 42 | 36 | 41 | 36 | 48.92 | 0 | 1 | 0 | 0 | 0 | 0 | 0 | 1 | 1 | 1 | 1 | 0 | 100% | #N/A
1986-10-24 | 10 | 24 | 2018 | 2018-10-24 | 3 | 0 | 9:00 | 9 | 53 | 38 | 51.98 | 50.54 | 48.02 | 48.02 | 43.16 | 48.92 | 50 | 50 | 46 | 39 | 46 | 39 | 51.08 | 0 | 1 | 0 | 0 | 0 | 0 | 0 | 1 | 1 | 1 | 1 | 0 | 100% | #N/A
1986-10-24 | 10 | 24 | 2018 | 2018-10-24 | 3 | 0 | 10:00 | 10 | 55 | 43 | 57.92 | 50.36 | 51.08 | 50 | 46.94 | 53.96 | 50 | 57 | 48 | 39 | 57 | 45 | 51.98 | 0 | 1 | 0 | 0 | 0 | 0 | 0 | 1 | 1 | 1 | 1 | 0 | 100% | #N/A
1986-10-24 | 10 | 24 | 2018 | 2018-10-24 | 3 | 0 | 11:00 | 11 | 57 | 48 | 60.08 | 50.72 | 53.06 | 51.98 | 51.44 | 55.94 | 51.8 | 61 | 51 | 41 | 64 | 46 | 53.96 | 0 | 1 | 0 | 0 | 0 | 0 | 0 | 1 | 1 | 1 | 1 | 0 | 100% | #N/A
1986-10-24 | 10 | 24 | 2018 | 2018-10-24 | 3 | 0 | 12:00 | 12 | 58 | 54 | 62.06 | 51.62 | 55.04 | 55.04 | 55.4 | 55.94 | 51.8 | 63 | 52 | 41 | 68 | 48 | 55.04 | 0 | 1 | 0 | 0 | 0 | 0 | 0 | 1 | 1 | 1 | 1 | 0 | 100% | #N/A
1986-10-24 | 10 | 24 | 2018 | 2018-10-24 | 3 | 0 | 13:00 | 13 | 59 | 59 | 60.98 | 52.7 | 57.02 | 55.94 | 58.1 | 55.94 | 51.8 | 64 | 52 | 41 | 70 | 48 | 57.92 | 0 | 1 | 0 | 0 | 0 | 0 | 0 | 1 | 1 | 1 | 1 | 0 | 100% | #N/A
1986-10-24 | 10 | 24 | 2018 | 2018-10-24 | 3 | 0 | 14:00 | 14 | 60 | 59 | 60.98 | 52.52 | 57.02 | 57.02 | 59 | 55.94 | 51.8 | 66 | 53 | 43 | 70 | 48 | 59 | 0 | 1 | 0 | 0 | 0 | 0 | 0 | 1 | 1 | 1 | 1 | 0 | 100% | #N/A
1986-10-24 | 10 | 24 | 2018 | 2018-10-24 | 3 | 0 | 15:00 | 15 | 60 | 60 | 62.06 | 52.88 | 57.02 | 57.92 | 58.46 | 55.04 | 51.8 | 68 | 51 | 43 | 68 | 48 | 59 | 0 | 1 | 0 | 0 | 0 | 0 | 0 | 1 | 1 | 1 | 1 | 0 | 100% | #N/A
1986-10-24 | 10 | 24 | 2018 | 2018-10-24 | 3 | 0 | 16:00 | 16 | 59 | 60 | 59 | 53.6 | 57.02 | 57.02 | 57.2 | 55.04 | 51.8 | 66 | 50 | 45 | 66 | 45 | 57.92 | 0 | 1 | 0 | 0 | 0 | 0 | 0 | 1 | 1 | 1 | 1 | 0 | 100% | #N/A
1986-10-24 | 10 | 24 | 2018 | 2018-10-24 | 3 | 0 | 17:00 | 17 | 56 | 57 | 57.02 | 53.42 | 53.96 | 55.04 | 57.2 | 53.06 | 51.8 | 63 | 47 | 41 | 64 | 41 | 53.96 | 0 | 1 | 0 | 0 | 0 | 0 | 0 | 1 | 1 | 1 | 1 | 0 | 100% | #N/A
1986-10-24 | 10 | 24 | 2018 | 2018-10-24 | 3 | 0 | 18:00 | 18 | 53 | 54 | 55.94 | 53.24 | 51.98 | 53.06 | 55.22 | 53.06 | 51.8 | 63 | 43 | 34 | 63 | 39 | 51.08 | 0 | 1 | 0 | 0 | 0 | 0 | 0 | 1 | 1 | 1 | 1 | 0 | 100% | #N/A
1986-10-24 | 10 | 24 | 2018 | 2018-10-24 | 3 | 0 | 19:00 | 19 | 52 | 51 | 55.04 | 52.7 | 51.98 | 53.06 | 54.32 | 51.98 | 51.8 | 55 | 42 | 30 | 63 | 39 | 50 | 0 | 1 | 0 | 0 | 0 | 0 | 0 | 1 | 1 | 1 | 1 | 0 | 100% | #N/A
1986-10-24 | 10 | 24 | 2018 | 2018-10-24 | 3 | 0 | 20:00 | 20 | 51 | 50 | 53.96 | 52.34 | 51.98 | 53.06 | 53.96 | 51.08 | 51.8 | 61 | 39 | 28 | 63 | 39 | 48.02 | 0 | 1 | 0 | 0 | 0 | 0 | 0 | 1 | 1 | 1 | 1 | 0 | 100% | #N/A
1986-10-24 | 10 | 24 | 2018 | 2018-10-24 | 3 | 0 | 21:00 | 21 | 49 | 50 | 51.98 | 50.9 | 51.08 | 51.98 | 53.6 | 50 | 50 | 60 | 37 | 27 | 62 | 36 | 44.96 | 0 | 1 | 0 | 0 | 0 | 0 | 0 | 1 | 1 | 1 | 1 | 0 | 100% | #N/A
1986-10-24 | 10 | 24 | 2018 | 2018-10-24 | 3 | 0 | 22:00 | 22 | 48 | 49 | 51.98 | 50.54 | 51.08 | 51.08 | 51.8 | 50 | 50 | 59 | 30 | 27 | 61 | 34 | 44.06 | 0 | 1 | 0 | 0 | 0 | 0 | 0 | 1 | 1 | 1 | 1 | 0 | 100% | #N/A
1986-10-24 | 10 | 24 | 2018 | 2018-10-24 | 3 | 0 | 23:00 | 23 | 46 | 47 | 51.98 | 49.46 | 51.08 | 51.08 | 51.8 | 50 | 50 | 57 | 28 | 25 | 52 | 32 | 42.98 | 0 | 1 | 0 | 0 | 0 | 0 | 0 | 1 | 1 | 1 | 1 | 0 | 100% | #N/A
1986-10-24 | 10 | 24 | 2018 | 2018-10-24 | 3 | 0 | 24:00 | 24 | 45 | 46 | 53.6 | 48.92 | 48.02 | 50 | 49.28 | 48.92 | 48.2 | 57 | 28 | 25 | 55 | 30 | 39.92 | 0 | 0 | 1 | 0 | 0 | 0 | 0 | 1 | 1 | 1 | 1 | 0 | 100% | #N/A
1986-10-25 | 10 | 25 | 2018 | 2018-10-25 | 4 | 0 | 1:00 | 1 | 44 | 44 | 53.6 | 48.56 | 46.94 | 48.92 | 50 | 48.92 | 48.2 | 57 | 25 | 25 | 48 | 28 | 39.02 | 0 | 0 | 1 | 0 | 0 | 0 | 0 | 1 | 1 | 1 | 1 | 0 | 100% | #N/A
1986-10-25 | 10 | 25 | 2018 | 2018-10-25 | 4 | 0 | 2:00 | 2 | 42 | 42 | 51.98 | 48.92 | 48.02 | 48.92 | 46.4 | 48.02 | 48.2 | 57 | 26 | 25 | 48 | 30 | 37.04 | 0 | 0 | 1 | 0 | 0 | 0 | 0 | 1 | 1 | 1 | 1 | 0 | 100% | #N/A
1986-10-25 | 10 | 25 | 2018 | 2018-10-25 | 4 | 0 | 3:00 | 3 | 41 | 41 | 50 | 49.1 | 50 | 50 | 42.98 | 46.04 | 44.6 | 55 | 24 | 25 | 46 | 28 | 35.96 | 0 | 0 | 1 | 0 | 0 | 0 | 0 | 1 | 1 | 1 | 1 | 0 | 100% | #N/A
1986-10-25 | 10 | 25 | 2018 | 2018-10-25 | 4 | 0 | 4:00 | 4 | 39 | 39 | 48.92 | 49.46 | 50 | 50 | 42.62 | 44.96 | 44.6 | 55 | 23 | 27 | 45 | 28 | 35.06 | 0 | 0 | 1 | 0 | 0 | 0 | 0 | 1 | 1 | 1 | 1 | 0 | 100% | #N/A
1986-10-25 | 10 | 25 | 2018 | 2018-10-25 | 4 | 0 | 5:00 | 5 | 38 | 39 | 44.6 | 50.36 | 51.08 | 48.92 | 41 | 44.96 | 44.6 | 54 | 22 | 25 | 39 | 28 | 33.98 | 0 | 0 | 1 | 0 | 0 | 0 | 0 | 1 | 1 | 1 | 1 | 0 | 100% | #N/A
1986-10-25 | 10 | 25 | 2018 | 2018-10-25 | 4 | 0 | 6:00 | 6 | 37 | 39 | 41 | 49.64 | 50 | 48.02 | 37.4 | 44.06 | 42.8 | 54 | 23 | 25 | 39 | 27 | 33.98 | 0 | 0 | 1 | 0 | 0 | 0 | 0 | 1 | 1 | 1 | 1 | 0 | 100% | #N/A
1986-10-25 | 10 | 25 | 2018 | 2018-10-25 | 4 | 0 | 7:00 | 7 | 35 | 39 | 46.94 | 49.28 | 48.92 | 50 | 36.86 | 44.96 | 42.8 | 54 | 24 | 25 | 39 | 30 | 35.96 | 0 | 0 | 1 | 0 | 0 | 0 | 0 | 1 | 1 | 1 | 1 | 0 | 100% | #N/A
1986-10-25 | 10 | 25 | 2018 | 2018-10-25 | 4 | 0 | 8:00 | 8 | 41 | 45 | 51.98 | 49.82 | 51.98 | 51.98 | 49.46 | 46.94 | 48.2 | 52 | 31 | 28 | 46 | 36 | 41 | 0 | 1 | 0 | 0 | 0 | 0 | 0 | 1 | 1 | 1 | 1 | 0 | 100% | #N/A
1986-10-25 | 10 | 25 | 2018 | 2018-10-25 | 4 | 0 | 9:00 | 9 | 45 | 50 | 55.94 | 50.18 | 53.96 | 53.96 | 52.16 | 50 | 53.6 | 48 | 40 | 34 | 55 | 41 | 46.04 | 0 | 1 | 0 | 0 | 0 | 0 | 0 | 1 | 1 | 1 | 1 | 0 | 100% | #N/A
1986-10-25 | 10 | 25 | 2018 | 2018-10-25 | 4 | 0 | 10:00 | 10 | 48 | 56 | 57.92 | 52.34 | 55.94 | 55.94 | 53.42 | 51.08 | 55.4 | 48 | 46 | 39 | 57 | 45 | 50 | 0 | 1 | 0 | 0 | 0 | 0 | 0 | 1 | 1 | 1 | 1 | 0 | 100% | #N/A
1986-10-25 | 10 | 25 | 2018 | 2018-10-25 | 4 | 0 | 11:00 | 11 | 50 | 60 | 57.02 | 56.84 | 57.92 | 57.02 | 54.86 | 51.98 | 59 | 50 | 52 | 45 | 61 | 46 | 53.06 | 0 | 1 | 0 | 0 | 0 | 0 | 0 | 1 | 1 | 1 | 1 | 0 | 100% | #N/A
1986-10-25 | 10 | 25 | 2018 | 2018-10-25 | 4 | 0 | 12:00 | 12 | 51 | 63 | 60.08 | 60.62 | 59 | 57.92 | 56.84 | 53.06 | 60.8 | 54 | 55 | 50 | 63 | 48 | 53.96 | 0 | 1 | 0 | 0 | 0 | 0 | 0 | 1 | 1 | 1 | 1 | 0 | 100% | #N/A
1986-10-25 | 10 | 25 | 2018 | 2018-10-25 | 4 | 0 | 13:00 | 13 | 51 | 67 | 60.08 | 63.32 | 60.98 | 60.08 | 57.92 | 53.06 | 62.6 | 54 | 57 | 52 | 61 | 48 | 55.04 | 0 | 1 | 0 | 0 | 0 | 0 | 0 | 1 | 1 | 1 | 1 | 0 | 100% | #N/A
1986-10-25 | 10 | 25 | 2018 | 2018-10-25 | 4 | 0 | 14:00 | 14 | 53 | 67 | 60.08 | 65.3 | 59 | 59 | 58.1 | 53.96 | 62.6 | 54 | 59 | 54 | 61 | 48 | 55.94 | 0 | 1 | 0 | 0 | 0 | 0 | 0 | 1 | 1 | 1 | 1 | 0 | 100% | #N/A
1986-10-25 | 10 | 25 | 2018 | 2018-10-25 | 4 | 0 | 15:00 | 15 | 53 | 67 | 60.08 | 64.4 | 57.92 | 57.02 | 57.02 | 53.96 | 60.8 | 54 | 59 | 55 | 61 | 48 | 57.02 | 0 | 1 | 0 | 0 | 0 | 0 | 0 | 1 | 1 | 1 | 1 | 0 | 100% | #N/A
1986-10-25 | 10 | 25 | 2018 | 2018-10-25 | 4 | 0 | 16:00 | 16 | 54 | 67 | 59 | 64.4 | 55.94 | 55.94 | 55.4 | 51.98 | 62.6 | 52 | 57 | 54 | 61 | 46 | 55.04 | 0 | 1 | 0 | 0 | 0 | 0 | 0 | 1 | 1 | 1 | 1 | 0 | 100% | #N/A
1986-10-25 | 10 | 25 | 2018 | 2018-10-25 | 4 | 0 | 17:00 | 17 | 54 | 64 | 55.94 | 64.04 | 53.96 | 53.96 | 53.06 | 50 | 59 | 46 | 50 | 52 | 55 | 41 | 48.92 | 0 | 1 | 0 | 0 | 0 | 0 | 0 | 1 | 1 | 1 | 1 | 0 | 100% | #N/A
1986-10-25 | 10 | 25 | 2018 | 2018-10-25 | 4 | 0 | 18:00 | 18 | 50 | 61 | 53.96 | 62.6 | 51.98 | 51.98 | 50.72 | 48.92 | 57.2 | 34 | 42 | 50 | 54 | 41 | 46.94 | 0 | 1 | 0 | 0 | 0 | 0 | 0 | 1 | 1 | 1 | 1 | 0 | 100% | #N/A
1986-10-25 | 10 | 25 | 2018 | 2018-10-25 | 4 | 0 | 19:00 | 19 | 50 | 58 | 51.08 | 61.88 | 50 | 51.08 | 49.82 | 48.02 | 57.2 | 34 | 40 | 50 | 50 | 39 | 48.02 | 0 | 1 | 0 | 0 | 0 | 0 | 0 | 1 | 1 | 1 | 1 | 0 | 100% | #N/A
1986-10-25 | 10 | 25 | 2018 | 2018-10-25 | 4 | 0 | 20:00 | 20 | 50 | 57 | 50 | 60.62 | 50 | 50 | 48.38 | 46.04 | 55.4 | 34 | 38 | 49 | 45 | 39 | 46.94 | 0 | 1 | 0 | 0 | 0 | 0 | 0 | 1 | 1 | 1 | 1 | 0 | 100% | #N/A
1986-10-25 | 10 | 25 | 2018 | 2018-10-25 | 4 | 0 | 21:00 | 21 | 50 | 55 | 46.04 | 60.08 | 48.02 | 50 | 45.14 | 42.98 | 55.4 | 30 | 38 | 48 | 39 | 38 | 46.94 | 0 | 1 | 0 | 0 | 0 | 0 | 0 | 1 | 1 | 1 | 1 | 0 | 100% | #N/A
1986-10-25 | 10 | 25 | 2018 | 2018-10-25 | 4 | 0 | 22:00 | 22 | 50 | 54 | 39.92 | 58.28 | 48.02 | 46.94 | 43.88 | 41 | 57.2 | 25 | 35 | 50 | 36 | 36 | 46.04 | 0 | 1 | 0 | 0 | 0 | 0 | 0 | 1 | 1 | 1 | 1 | 0 | 100% | #N/A
1986-10-25 | 10 | 25 | 2018 | 2018-10-25 | 4 | 0 | 23:00 | 23 | 50 | 53 | 39.92 | 57.74 | 46.04 | 46.94 | 38.66 | 39.02 | 57.2 | 27 | 35 | 50 | 36 | 36 | 46.94 | 0 | 1 | 0 | 0 | 0 | 0 | 0 | 1 | 1 | 1 | 1 | 0 | 100% | #N/A
1986-10-25 | 10 | 25 | 2018 | 2018-10-25 | 4 | 0 | 24:00 | 24 | 49 | 51 | 37.94 | 57.2 | 44.96 | 44.96 | 42.08 | 39.02 | 59 | 25 | 35 | 48 | 32 | 35 | 46.94 | 0 | 0 | 1 | 0 | 0 | 0 | 0 | 1 | 1 | 1 | 1 | 0 | 100% | #N/A
1986-10-26 | 10 | 26 | 2018 | 2018-10-26 | 5 | 0 | 1:00 | 1 | 49 | 50 | 39.02 | 58.28 | 42.08 | 44.06 | 41.54 | 39.02 | 60.8 | 23 | 37 | 48 | 32 | 33 | 48.02 | 0 | 0 | 1 | 0 | 0 | 0 | 0 | 1 | 1 | 1 | 1 | 0 | 100% | #N/A
1986-10-26 | 10 | 26 | 2018 | 2018-10-26 | 5 | 0 | 2:00 | 2 | 49 | 50 | 37.94 | 58.1 | 39.92 | 41 | 42.26 | 39.92 | 60.8 | 21 | 35 | 46 | 28 | 33 | 48.02 | 0 | 0 | 1 | 0 | 0 | 0 | 0 | 1 | 1 | 1 | 1 | 0 | 100% | #N/A
1986-10-26 | 10 | 26 | 2018 | 2018-10-26 | 5 | 0 | 3:00 | 3 | 49 | 51 | 42.08 | 57.38 | 37.94 | 39.92 | 43.34 | 39.92 | 59 | 21 | 34 | 46 | 27 | 32 | 48.02 | 0 | 0 | 1 | 0 | 0 | 0 | 0 | 1 | 1 | 1 | 1 | 0 | 100% | #N/A
1986-10-26 | 10 | 26 | 2018 | 2018-10-26 | 5 | 0 | 4:00 | 4 | 49 | 51 | 41 | 55.94 | 37.04 | 39.92 | 43.34 | 41 | 57.2 | 21 | 35 | 48 | 28 | 33 | 44.96 | 0 | 0 | 1 | 0 | 0 | 0 | 0 | 1 | 1 | 1 | 1 | 0 | 100% | #N/A
1986-10-26 | 10 | 26 | 2018 | 2018-10-26 | 5 | 0 | 5:00 | 5 | 49 | 51 | 44.06 | 56.3 | 39.92 | 39.92 | 42.8 | 41 | 55.4 | 19 | 33 | 46 | 28 | 32 | 46.04 | 0 | 0 | 1 | 0 | 0 | 0 | 0 | 1 | 1 | 1 | 1 | 0 | 100% | #N/A
1986-10-26 | 10 | 26 | 2018 | 2018-10-26 | 5 | 0 | 6:00 | 6 | 49 | 50 | 44.06 | 56.3 | 37.94 | 39.92 | 42.8 | 41 | 53.6 | 19 | 33 | 48 | 27 | 31 | 44.96 | 0 | 0 | 1 | 0 | 0 | 0 | 0 | 1 | 1 | 1 | 1 | 0 | 100% | #N/A
1986-10-26 | 10 | 26 | 2018 | 2018-10-26 | 5 | 0 | 7:00 | 7 | 49 | 50 | 46.04 | 55.04 | 39.02 | 39.92 | 43.52 | 41 | 53.6 | 21 | 34 | 52 | 30 | 34 | 46.94 | 0 | 0 | 1 | 0 | 0 | 0 | 0 | 1 | 1 | 1 | 1 | 0 | 100% | #N/A
1986-10-26 | 10 | 26 | 2018 | 2018-10-26 | 5 | 0 | 8:00 | 8 | 50 | 53 | 46.04 | 54.32 | 42.98 | 42.98 | 44.6 | 42.08 | 55.4 | 28 | 38 | 52 | 30 | 39 | 48.02 | 0 | 1 | 0 | 0 | 0 | 0 | 0 | 1 | 1 | 1 | 1 | 0 | 100% | #N/A
1986-10-26 | 10 | 26 | 2018 | 2018-10-26 | 5 | 0 | 9:00 | 9 | 51 | 55 | 46.94 | 54.68 | 44.96 | 44.06 | 44.6 | 42.98 | 55.4 | 34 | 41 | 57 | 32 | 43 | 50 | 0 | 1 | 0 | 0 | 0 | 0 | 0 | 1 | 1 | 1 | 1 | 0 | 100% | #N/A
1986-10-26 | 10 | 26 | 2018 | 2018-10-26 | 5 | 0 | 10:00 | 10 | 51 | 58 | 46.94 | 55.94 | 44.96 | 44.96 | 44.6 | 44.06 | 57.2 | 43 | 44 | 59 | 39 | 46 | 51.08 | 0 | 1 | 0 | 0 | 0 | 0 | 0 | 1 | 1 | 1 | 1 | 0 | 100% | #N/A
1986-10-26 | 10 | 26 | 2018 | 2018-10-26 | 5 | 0 | 11:00 | 11 | 52 | 57 | 48.02 | 57.56 | 46.04 | 46.04 | 46.22 | 44.96 | 57.2 | 45 | 47 | 61 | 45 | 48 | 51.98 | 0 | 1 | 0 | 0 | 0 | 0 | 0 | 1 | 1 | 1 | 1 | 0 | 100% | #N/A
1986-10-26 | 10 | 26 | 2018 | 2018-10-26 | 5 | 0 | 12:00 | 12 | 53 | 57 | 48.92 | 56.48 | 46.94 | 46.04 | 46.94 | 44.96 | 57.2 | 48 | 49 | 63 | 46 | 50 | 53.06 | 0 | 1 | 0 | 0 | 0 | 0 | 0 | 1 | 1 | 1 | 1 | 0 | 100% | #N/A
1986-10-26 | 10 | 26 | 2018 | 2018-10-26 | 5 | 0 | 13:00 | 13 | 52 | 56 | 50 | 56.3 | 46.94 | 46.04 | 46.4 | 44.6 | 57.2 | 52 | 52 | 63 | 52 | 52 | 53.96 | 0 | 1 | 0 | 0 | 0 | 0 | 0 | 1 | 1 | 1 | 1 | 0 | 100% | #N/A
1986-10-26 | 10 | 26 | 2018 | 2018-10-26 | 5 | 0 | 14:00 | 14 | 52 | 56 | 50 | 57.38 | 46.04 | 46.94 | 48.2 | 46.04 | 55.4 | 54 | 51 | 64 | 54 | 50 | 53.06 | 0 | 1 | 0 | 0 | 0 | 0 | 0 | 1 | 1 | 1 | 1 | 0 | 100% | #N/A
1986-10-26 | 10 | 26 | 2018 | 2018-10-26 | 5 | 0 | 15:00 | 15 | 51 | 57 | 50 | 57.02 | 46.04 | 46.04 | 50 | 46.04 | 57.2 | 54 | 49 | 64 | 54 | 50 | 53.06 | 0 | 1 | 0 | 0 | 0 | 0 | 0 | 1 | 1 | 1 | 1 | 0 | 100% | #N/A
1986-10-26 | 10 | 26 | 2018 | 2018-10-26 | 5 | 0 | 16:00 | 16 | 51 | 57 | 48.92 | 57.56 | 46.04 | 44.96 | 50 | 46.4 | 57.2 | 54 | 46 | 63 | 55 | 50 | 51.08 | 0 | 1 | 0 | 0 | 0 | 0 | 0 | 1 | 1 | 1 | 1 | 0 | 100% | #N/A
1986-10-26 | 10 | 26 | 2018 | 2018-10-26 | 5 | 0 | 17:00 | 17 | 51 | 57 | 48.92 | 57.02 | 44.06 | 44.96 | 48.2 | 44.6 | 55.4 | 41 | 46 | 63 | 43 | 52 | 48.92 | 0 | 1 | 0 | 0 | 0 | 0 | 0 | 1 | 1 | 1 | 1 | 0 | 100% | #N/A
1986-10-26 | 10 | 26 | 2018 | 2018-10-26 | 5 | 0 | 18:00 | 18 | 51 | 57 | 48.92 | 55.04 | 42.98 | 42.98 | 48.2 | 44.96 | 53.6 | 34 | 46 | 62 | 36 | 50 | 48.02 | 0 | 1 | 0 | 0 | 0 | 0 | 0 | 1 | 1 | 1 | 1 | 0 | 100% | #N/A
1986-10-26 | 10 | 26 | 2018 | 2018-10-26 | 5 | 0 | 19:00 | 19 | 49 | 57 | 48.92 | 54.14 | 42.08 | 41 | 46.94 | 44.96 | 51.8 | 30 | 45 | 63 | 34 | 48 | 46.94 | 0 | 1 | 0 | 0 | 0 | 0 | 0 | 1 | 1 | 1 | 1 | 0 | 100% | #N/A
1986-10-26 | 10 | 26 | 2018 | 2018-10-26 | 5 | 0 | 20:00 | 20 | 50 | 57 | 48.02 | 52.88 | 39.02 | 39.92 | 46.94 | 44.96 | 50 | 27 | 45 | 61 | 30 | 48 | 46.94 | 0 | 1 | 0 | 0 | 0 | 0 | 0 | 1 | 1 | 1 | 1 | 0 | 100% | #N/A
1986-10-26 | 10 | 26 | 2018 | 2018-10-26 | 5 | 0 | 21:00 | 21 | 50 | 57 | 48.02 | 51.8 | 37.94 | 39.02 | 46.76 | 44.96 | 48.2 | 27 | 45 | 61 | 30 | 48 | 46.94 | 0 | 1 | 0 | 0 | 0 | 0 | 0 | 1 | 1 | 1 | 1 | 0 | 100% | #N/A
1986-10-26 | 10 | 26 | 2018 | 2018-10-26 | 5 | 0 | 22:00 | 22 | 49 | 57 | 48.02 | 51.26 | 37.94 | 37.94 | 46.58 | 44.6 | 48.2 | 27 | 45 | 63 | 28 | 46 | 46.94 | 0 | 1 | 0 | 0 | 0 | 0 | 0 | 1 | 1 | 1 | 1 | 0 | 100% | #N/A
1986-10-26 | 10 | 26 | 2018 | 2018-10-26 | 5 | 0 | 23:00 | 23 | 49 | 57 | 48.02 | 49.46 | 37.04 | 37.04 | 46.4 | 44.06 | 48.2 | 23 | 44 | 63 | 28 | 46 | 46.04 | 0 | 1 | 0 | 0 | 0 | 0 | 0 | 1 | 1 | 1 | 1 | 0 | 100% | #N/A
1986-10-26 | 10 | 26 | 2018 | 2018-10-26 | 5 | 0 | 24:00 | 24 | 49 | 57 | 48.02 | 49.28 | 35.96 | 37.04 | 46.4 | 44.6 | 48.2 | 25 | 44 | 63 | 28 | 46 | 46.94 | 0 | 0 | 1 | 0 | 0 | 0 | 0 | 1 | 1 | 1 | 1 | 0 | 100% | #N/A
1986-10-27 | 10 | 27 | 2018 | 2018-10-27 | 6 | 0 | 1:00 | 1 | 49 | 57 | 48.2 | 49.46 | 35.96 | 37.04 | 46.4 | 44.6 | 48.2 | 23 | 44 | 63 | 28 | 43 | 46.94 | 0 | 0 | 1 | 0 | 0 | 0 | 0 | 1 | 1 | 1 | 1 | 0 | 100% | #N/A
1986-10-27 | 10 | 27 | 2018 | 2018-10-27 | 6 | 0 | 2:00 | 2 | 48.0584 | 57 | 48.2 | 48.74 | 35.06 | 37.04 | 46.4 | 44.6 | 48.2 | 21 | 44 | 63 | 28 | 41 | 48.02 | 0 | 0 | 1 | 0 | 0 | 0 | 0 | 1 | 1 | 1 | 1 | 0 | 100% | #N/A
1986-10-27 | 10 | 27 | 2018 | 2018-10-27 | 6 | 0 | 3:00 | 3 | 48.0584 | 56 | 48.02 | 46.4 | 35.96 | 35.96 | 46.4 | 44.6 | 48.2 | 19 | 45 | 61 | 32 | 41 | 48.02 | 0 | 0 | 1 | 0 | 0 | 0 | 0 | 1 | 1 | 1 | 1 | 0 | 100% | #N/A
1986-10-27 | 10 | 27 | 2018 | 2018-10-27 | 6 | 0 | 4:00 | 4 | 48 | 56 | 48.2 | 48.56 | 35.06 | 35.06 | 44.6 | 42.8 | 48.2 | 19 | 45 | 61 | 34 | 41 | 48.92 | 0 | 0 | 1 | 0 | 0 | 0 | 0 | 1 | 1 | 1 | 1 | 0 | 100% | #N/A
1986-10-27 | 10 | 27 | 2018 | 2018-10-27 | 6 | 0 | 5:00 | 5 | 48 | 55 | 46.4 | 49.46 | 35.06 | 35.06 | 44.6 | 42.8 | 48.2 | 19 | 45 | 61 | 36 | 39 | 48.92 | 0 | 0 | 1 | 0 | 0 | 0 | 0 | 1 | 1 | 1 | 1 | 0 | 100% | #N/A
1986-10-27 | 10 | 27 | 2018 | 2018-10-27 | 6 | 0 | 6:00 | 6 | 48 | 55 | 46.4 | 50.18 | 33.98 | 35.06 | 42.8 | 39.2 | 48.2 | 19 | 45 | 61 | 36 | 39 | 48.92 | 0 | 0 | 1 | 0 | 0 | 0 | 0 | 1 | 1 | 1 | 1 | 0 | 100% | #N/A
1986-10-27 | 10 | 27 | 2018 | 2018-10-27 | 6 | 0 | 7:00 | 7 | 48 | 54 | 44.6 | 49.82 | 35.06 | 35.96 | 42.8 | 39.2 | 48.2 | 19 | 45 | 61 | 37 | 41 | 50 | 0 | 0 | 1 | 0 | 0 | 0 | 0 | 1 | 1 | 1 | 1 | 0 | 100% | #N/A
1986-10-27 | 10 | 27 | 2018 | 2018-10-27 | 6 | 0 | 8:00 | 8 | 49 | 56 | 46.94 | 50 | 39.92 | 39.92 | 42.8 | 39.2 | 50 | 27 | 46 | 61 | 39 | 45 | 50 | 0 | 0 | 1 | 0 | 0 | 0 | 0 | 1 | 1 | 1 | 1 | 0 | 100% | #N/A
1986-10-27 | 10 | 27 | 2018 | 2018-10-27 | 6 | 0 | 9:00 | 9 | 50 | 58 | 48.2 | 52.16 | 42.98 | 42.98 | 42.8 | 39.02 | 53.6 | 34 | 47 | 61 | 41 | 46 | 51.08 | 0 | 0 | 1 | 0 | 0 | 0 | 0 | 1 | 1 | 1 | 1 | 0 | 100% | #N/A
1986-10-27 | 10 | 27 | 2018 | 2018-10-27 | 6 | 0 | 10:00 | 10 | 49 | 60 | 46.4 | 53.24 | 44.96 | 44.06 | 42.8 | 39.2 | 55.4 | 39 | 47 | 61 | 46 | 48 | 51.08 | 0 | 0 | 1 | 0 | 0 | 0 | 0 | 1 | 1 | 1 | 1 | 0 | 100% | #N/A
1986-10-27 | 10 | 27 | 2018 | 2018-10-27 | 6 | 0 | 11:00 | 11 | 50 | 65 | 46.4 | 55.76 | 46.94 | 44.96 | 33.8 | 37.94 | 57.2 | 45 | 48 | 63 | 48 | 50 | 51.98 | 0 | 0 | 1 | 0 | 0 | 0 | 0 | 1 | 1 | 1 | 1 | 0 | 100% | #N/A
1986-10-27 | 10 | 27 | 2018 | 2018-10-27 | 6 | 0 | 12:00 | 12 | 51 | 69 | 44.96 | 58.46 | 48.02 | 46.94 | 42.8 | 37.4 | 59 | 48 | 48 | 63 | 50 | 52 | 51.98 | 0 | 0 | 1 | 0 | 0 | 0 | 0 | 1 | 1 | 1 | 1 | 0 | 100% | #N/A
1986-10-27 | 10 | 27 | 2018 | 2018-10-27 | 6 | 0 | 13:00 | 13 | 51 | 74 | 46.4 | 60.62 | 48.92 | 46.94 | 42.8 | 37.4 | 60.8 | 50 | 48 | 64 | 52 | 54 | 51.98 | 0 | 0 | 1 | 0 | 0 | 0 | 0 | 1 | 1 | 1 | 1 | 0 | 100% | #N/A
1986-10-27 | 10 | 27 | 2018 | 2018-10-27 | 6 | 0 | 14:00 | 14 | 51 | 74 | 44.6 | 62.24 | 46.94 | 48.92 | 41 | 35.6 | 62.6 | 52 | 49 | 63 | 54 | 55 | 51.98 | 0 | 0 | 1 | 0 | 0 | 0 | 0 | 1 | 1 | 1 | 1 | 0 | 100% | #N/A
1986-10-27 | 10 | 27 | 2018 | 2018-10-27 | 6 | 0 | 15:00 | 15 | 52 | 75 | 44.6 | 62.78 | 46.94 | 46.94 | 39.2 | 35.6 | 62.6 | 48 | 49 | 63 | 54 | 54 | 51.98 | 0 | 0 | 1 | 0 | 0 | 0 | 0 | 1 | 1 | 1 | 1 | 0 | 100% | #N/A
1986-10-27 | 10 | 27 | 2018 | 2018-10-27 | 6 | 0 | 16:00 | 16 | 52 | 75 | 41 | 61.88 | 48.02 | 46.04 | 37.4 | 33.98 | 62.6 | 48 | 48 | 63 | 54 | 52 | 53.06 | 0 | 0 | 1 | 0 | 0 | 0 | 0 | 1 | 1 | 1 | 1 | 0 | 100% | #N/A
1986-10-27 | 10 | 27 | 2018 | 2018-10-27 | 6 | 0 | 17:00 | 17 | 52 | 72 | 39.2 | 60.98 | 44.96 | 44.06 | 35.6 | 33.08 | 59 | 46 | 48 | 63 | 46 | 50 | 51.98 | 0 | 0 | 1 | 0 | 0 | 0 | 0 | 1 | 1 | 1 | 1 | 0 | 100% | #N/A
1986-10-27 | 10 | 27 | 2018 | 2018-10-27 | 6 | 0 | 18:00 | 18 | 52 | 69 | 37.94 | 60.26 | 42.08 | 42.08 | 35.6 | 33.8 | 53.6 | 43 | 47 | 61 | 39 | 46 | 53.06 | 0 | 0 | 1 | 0 | 0 | 0 | 0 | 1 | 1 | 1 | 1 | 0 | 100% | #N/A
1986-10-27 | 10 | 27 | 2018 | 2018-10-27 | 6 | 0 | 19:00 | 19 | 52 | 66 | 37.4 | 60.08 | 39.02 | 39.92 | 33.8 | 33.8 | 48.2 | 37 | 47 | 57 | 37 | 46 | 51.98 | 0 | 0 | 1 | 0 | 0 | 0 | 0 | 1 | 1 | 1 | 1 | 0 | 100% | #N/A
1986-10-27 | 10 | 27 | 2018 | 2018-10-27 | 6 | 0 | 20:00 | 20 | 52 | 65 | 35.6 | 58.28 | 39.92 | 39.02 | 33.8 | 33.8 | 46.4 | 36 | 47 | 55 | 36 | 43 | 51.98 | 0 | 0 | 1 | 0 | 0 | 0 | 0 | 1 | 1 | 1 | 1 | 0 | 100% | #N/A
1986-10-27 | 10 | 27 | 2018 | 2018-10-27 | 6 | 0 | 21:00 | 21 | 53 | 64 | 33.8 | 56.66 | 35.96 | 37.04 | 35.6 | 33.8 | 46.4 | 30 | 47 | 55 | 36 | 45 | 51.98 | 0 | 0 | 1 | 0 | 0 | 0 | 0 | 1 | 1 | 1 | 1 | 0 | 100% | #N/A
1986-10-27 | 10 | 27 | 2018 | 2018-10-27 | 6 | 0 | 22:00 | 22 | 53 | 63 | 33.8 | 55.4 | 37.04 | 35.96 | 35.6 | 33.8 | 42.8 | 30 | 47 | 55 | 46 | 43 | 51.98 | 0 | 0 | 1 | 0 | 0 | 0 | 0 | 1 | 1 | 1 | 1 | 0 | 100% | #N/A
1986-10-27 | 10 | 27 | 2018 | 2018-10-27 | 6 | 0 | 23:00 | 23 | 53 | 62 | 35.6 | 54.5 | 35.96 | 35.96 | 35.6 | 33.8 | 42.8 | 28 | 47 | 52 | 43 | 45 | 51.98 | 0 | 0 | 1 | 0 | 0 | 0 | 0 | 1 | 1 | 1 | 1 | 0 | 100% | #N/A
1986-10-27 | 10 | 27 | 2018 | 2018-10-27 | 6 | 0 | 24:00 | 24 | 53 | 62 | 35.96 | 53.6 | 33.08 | 33.98 | 33.62 | 33.08 | 42.8 | 30 | 47 | 48 | 39 | 43 | 51.98 | 0 | 0 | 1 | 0 | 0 | 0 | 0 | 1 | 1 | 1 | 1 | 0 | 100% | #N/A
1986-10-28 | 10 | 28 | 2018 | 2018-10-28 | 7 | 0 | 1:00 | 1 | 53 | 61 | 35.6 | 52.34 | 33.08 | 35.06 | 31.28 | 32 | 42.8 | 28 | 46 | 48 | 39 | 43 | 51.98 | 0 | 0 | 1 | 0 | 0 | 0 | 0 | 1 | 1 | 1 | 1 | 0 | 100% | #N/A
1986-10-28 | 10 | 28 | 2018 | 2018-10-28 | 7 | 0 | 2:00 | 2 | 52 | 60 | 35.06 | 52.34 | 30.92 | 33.08 | 30.2 | 32 | 39.2 | 30 | 44 | 46 | 39 | 41 | 51.98 | 0 | 0 | 1 | 0 | 0 | 0 | 0 | 1 | 1 | 1 | 1 | 0 | 100% | #N/A
1986-10-28 | 10 | 28 | 2018 | 2018-10-28 | 7 | 0 | 3:00 | 3 | 52 | 58 | 33.98 | 50.54 | 30.02 | 33.08 | 29.66 | 30.92 | 37.4 | 28 | 46 | 45 | 39 | 41 | 51.98 | 0 | 0 | 1 | 0 | 0 | 0 | 0 | 1 | 1 | 1 | 1 | 0 | 100% | #N/A
1986-10-28 | 10 | 28 | 2018 | 2018-10-28 | 7 | 0 | 4:00 | 4 | 52 | 57 | 33.08 | 49.82 | 30.02 | 33.08 | 29.3 | 30.02 | 37.4 | 27 | 47 | 45 | 36 | 41 | 51.98 | 0 | 0 | 1 | 0 | 0 | 0 | 0 | 1 | 1 | 1 | 1 | 0 | 100% | #N/A
1986-10-28 | 10 | 28 | 2018 | 2018-10-28 | 7 | 0 | 5:00 | 5 | 52 | 57 | 33.08 | 48.74 | 30.02 | 30.92 | 28.4 | 30.02 | 35.6 | 28 | 47 | 43 | 36 | 39 | 51.98 | 0 | 0 | 1 | 0 | 0 | 0 | 0 | 1 | 1 | 1 | 1 | 0 | 100% | #N/A
1986-10-28 | 10 | 28 | 2018 | 2018-10-28 | 7 | 0 | 6:00 | 6 | 52 | 56 | 30.92 | 48.38 | 28.94 | 30.92 | 29.3 | 28.94 | 35.6 | 25 | 47 | 41 | 39 | 37 | 51.08 | 0 | 0 | 1 | 0 | 0 | 0 | 0 | 1 | 1 | 1 | 1 | 0 | 100% | #N/A
1986-10-28 | 10 | 28 | 2018 | 2018-10-28 | 7 | 0 | 7:00 | 7 | 52 | 56 | 33.98 | 48.2 | 30.92 | 30.92 | 27.68 | 28.94 | 35.6 | 30 | 48 | 39 | 45 | 39 | 51.08 | 0 | 0 | 1 | 0 | 0 | 0 | 0 | 1 | 1 | 1 | 1 | 0 | 100% | #N/A
1986-10-28 | 10 | 28 | 2018 | 2018-10-28 | 7 | 0 | 8:00 | 8 | 54 | 59 | 37.04 | 48.56 | 35.96 | 35.96 | 33.08 | 30.92 | 44.6 | 34 | 48 | 41 | 46 | 41 | 51.98 | 0 | 0 | 1 | 0 | 0 | 0 | 0 | 1 | 1 | 1 | 1 | 0 | 100% | #N/A
1986-10-28 | 10 | 28 | 2018 | 2018-10-28 | 7 | 0 | 9:00 | 9 | 56 | 62 | 39.92 | 51.08 | 41 | 39.92 | 37.22 | 33.08 | 55.4 | 36 | 50 | 46 | 48 | 45 | 53.06 | 0 | 0 | 1 | 0 | 0 | 0 | 0 | 1 | 1 | 1 | 1 | 0 | 100% | #N/A
1986-10-28 | 10 | 28 | 2018 | 2018-10-28 | 7 | 0 | 10:00 | 10 | 61 | 65 | 42.98 | 52.34 | 46.04 | 42.98 | 39.74 | 35.06 | 60.8 | 43 | 51 | 48 | 50 | 48 | 55.04 | 0 | 0 | 1 | 0 | 0 | 0 | 0 | 1 | 1 | 1 | 1 | 0 | 100% | #N/A
1986-10-28 | 10 | 28 | 2018 | 2018-10-28 | 7 | 0 | 11:00 | 11 | 64 | 66 | 44.96 | 52.52 | 48.02 | 44.96 | 42.8 | 35.96 | 62.6 | 48 | 55 | 52 | 52 | 48 | 59 | 0 | 0 | 1 | 0 | 0 | 0 | 0 | 1 | 1 | 1 | 1 | 0 | 100% | #N/A
1986-10-28 | 10 | 28 | 2018 | 2018-10-28 | 7 | 0 | 12:00 | 12 | 65 | 68 | 46.94 | 55.04 | 48.92 | 48.02 | 44.6 | 37.94 | 68 | 52 | 59 | 54 | 52 | 50 | 62.96 | 0 | 0 | 1 | 0 | 0 | 0 | 0 | 1 | 1 | 1 | 1 | 0 | 100% | #N/A
1986-10-28 | 10 | 28 | 2018 | 2018-10-28 | 7 | 0 | 13:00 | 13 | 67 | 69 | 48.02 | 56.48 | 48.92 | 48.92 | 45.86 | 39.92 | 68 | 48 | 61 | 55 | 52 | 50 | 62.06 | 0 | 0 | 1 | 0 | 0 | 0 | 0 | 1 | 1 | 1 | 1 | 0 | 100% | #N/A
1986-10-28 | 10 | 28 | 2018 | 2018-10-28 | 7 | 0 | 14:00 | 14 | 67 | 68 | 48.02 | 58.82 | 46.94 | 46.94 | 46.22 | 41 | 66.2 | 48 | 61 | 57 | 54 | 52 | 62.06 | 0 | 0 | 1 | 0 | 0 | 0 | 0 | 1 | 1 | 1 | 1 | 0 | 100% | #N/A
1986-10-28 | 10 | 28 | 2018 | 2018-10-28 | 7 | 0 | 15:00 | 15 | 67 | 68 | 46.94 | 59 | 46.04 | 46.04 | 44.42 | 42.08 | 66.2 | 48 | 62 | 57 | 52 | 48 | 62.06 | 0 | 0 | 1 | 0 | 0 | 0 | 0 | 1 | 1 | 1 | 1 | 0 | 100% | #N/A
1986-10-28 | 10 | 28 | 2018 | 2018-10-28 | 7 | 0 | 16:00 | 16 | 65 | 67 | 46.04 | 58.46 | 44.6 | 44.96 | 41.72 | 39.92 | 64.4 | 48 | 60 | 54 | 52 | 46 | 60.98 | 0 | 0 | 1 | 0 | 0 | 0 | 0 | 1 | 1 | 1 | 1 | 0 | 100% | #N/A
1986-10-28 | 10 | 28 | 2018 | 2018-10-28 | 7 | 0 | 17:00 | 17 | 61 | 64 | 42.08 | 57.74 | 44.96 | 44.06 | 40.28 | 37.04 | 62.6 | 48 | 57 | 48 | 52 | 43 | 59 | 0 | 0 | 1 | 0 | 0 | 0 | 0 | 1 | 1 | 1 | 1 | 0 | 100% | #N/A
1986-10-28 | 10 | 28 | 2018 | 2018-10-28 | 7 | 0 | 18:00 | 18 | 58 | 62 | 39.92 | 57.92 | 44.96 | 44.06 | 36.68 | 35.06 | 62.6 | 48 | 54 | 45 | 52 | 39 | 57.02 | 0 | 0 | 1 | 0 | 0 | 0 | 0 | 1 | 1 | 1 | 1 | 0 | 100% | #N/A
1986-10-28 | 10 | 28 | 2018 | 2018-10-28 | 7 | 0 | 19:00 | 19 | 57 | 59 | 39.92 | 57.92 | 44.06 | 44.06 | 36.5 | 33.98 | 60.8 | 48 | 53 | 45 | 52 | 39 | 55.94 | 0 | 0 | 1 | 0 | 0 | 0 | 0 | 1 | 1 | 1 | 1 | 0 | 100% | #N/A
1986-10-28 | 10 | 28 | 2018 | 2018-10-28 | 7 | 0 | 20:00 | 20 | 54 | 57 | 37.04 | 57.74 | 44.96 | 44.96 | 35.78 | 35.06 | 60.8 | 48 | 51 | 43 | 52 | 37 | 55.04 | 0 | 0 | 1 | 0 | 0 | 0 | 0 | 1 | 1 | 1 | 1 | 0 | 100% | #N/A
1986-10-28 | 10 | 28 | 2018 | 2018-10-28 | 7 | 0 | 21:00 | 21 | 52 | 55 | 37.94 | 57.74 | 44.96 | 44.96 | 34.16 | 35.96 | 60.8 | 48 | 49 | 43 | 52 | 37 | 53.06 | 0 | 0 | 1 | 0 | 0 | 0 | 0 | 1 | 1 | 1 | 1 | 0 | 100% | #N/A
1986-10-28 | 10 | 28 | 2018 | 2018-10-28 | 7 | 0 | 22:00 | 22 | 50 | 53 | 37.04 | 60.08 | 46.94 | 44.96 | 33.26 | 35.06 | 62.6 | 46 | 45 | 45 | 43 | 36 | 51.08 | 0 | 0 | 1 | 0 | 0 | 0 | 0 | 1 | 1 | 1 | 1 | 0 | 100% | #N/A
1986-10-28 | 10 | 28 | 2018 | 2018-10-28 | 7 | 0 | 23:00 | 23 | 49 | 51 | 35.96 | 56.12 | 46.94 | 44.96 | 32.9 | 33.98 | 60.8 | 46 | 40 | 45 | 43 | 36 | 50 | 0 | 0 | 1 | 0 | 0 | 0 | 0 | 1 | 1 | 1 | 1 | 0 | 100% | #N/A
1986-10-28 | 10 | 28 | 2018 | 2018-10-28 | 7 | 0 | 24:00 | 24 | 48 | 50 | 35.96 | 55.22 | 48.02 | 46.04 | 31.82 | 33.08 | 62.6 | 45 | 38 | 45 | 45 | 32 | 44.06 | 0 | 0 | 1 | 0 | 0 | 0 | 0 | 1 | 1 | 1 | 1 | 0 | 100% | #N/A
1986-10-29 | 10 | 29 | 2018 | 2018-10-29 | 1 | 0 | 1:00 | 1 | 47 | 48 | 33.08 | 54.14 | 48.92 | 48.02 | 32.18 | 35.06 | 64.4 | 45 | 37 | 45 | 46 | 30 | 44.06 | 0 | 0 | 1 | 0 | 0 | 0 | 0 | 1 | 1 | 1 | 1 | 0 | 100% | #N/A
1986-10-29 | 10 | 29 | 2018 | 2018-10-29 | 1 | 0 | 2:00 | 2 | 46 | 46 | 33.08 | 53.78 | 48.92 | 48.92 | 32.36 | 37.04 | 62.6 | 43 | 33 | 45 | 46 | 28 | 41 | 0 | 0 | 1 | 0 | 0 | 0 | 0 | 1 | 1 | 1 | 1 | 0 | 100% | #N/A
1986-10-29 | 10 | 29 | 2018 | 2018-10-29 | 1 | 0 | 3:00 | 3 | 45 | 45 | 33.98 | 53.42 | 50 | 48.92 | 31.82 | 35.96 | 64.4 | 41 | 33 | 45 | 46 | 28 | 44.96 | 0 | 0 | 1 | 0 | 0 | 0 | 0 | 1 | 1 | 1 | 1 | 0 | 100% | #N/A
1986-10-29 | 10 | 29 | 2018 | 2018-10-29 | 1 | 0 | 4:00 | 4 | 44 | 43 | 32 | 56.12 | 50 | 50 | 32.54 | 35.96 | 64.4 | 39 | 32 | 46 | 45 | 30 | 42.98 | 0 | 0 | 1 | 0 | 0 | 0 | 0 | 1 | 1 | 1 | 1 | 0 | 100% | #N/A
1986-10-29 | 10 | 29 | 2018 | 2018-10-29 | 1 | 0 | 5:00 | 5 | 43 | 43 | 33.08 | 54.5 | 51.08 | 51.08 | 32.54 | 35.96 | 62.6 | 37 | 33 | 48 | 45 | 27 | 44.06 | 0 | 0 | 1 | 0 | 0 | 0 | 0 | 1 | 1 | 1 | 1 | 0 | 100% | #N/A
1986-10-29 | 10 | 29 | 2018 | 2018-10-29 | 1 | 0 | 6:00 | 6 | 42.1984 | 42 | 33.98 | 53.78 | 53.06 | 51.08 | 32 | 35.06 | 64.4 | 37 | 32 | 48 | 43 | 27 | 44.06 | 0 | 0 | 1 | 0 | 0 | 0 | 0 | 1 | 1 | 1 | 1 | 0 | 100% | #N/A
1986-10-29 | 10 | 29 | 2018 | 2018-10-29 | 1 | 0 | 7:00 | 7 | 42.1984 | 42 | 35.06 | 53.78 | 55.04 | 51.98 | 31.64 | 33.98 | 64.4 | 37 | 32 | 48 | 43 | 28 | 42.98 | 0 | 0 | 1 | 0 | 0 | 0 | 0 | 1 | 1 | 1 | 1 | 0 | 100% | #N/A
1986-10-29 | 10 | 29 | 2018 | 2018-10-29 | 1 | 0 | 8:00 | 8 | 50 | 46 | 41 | 55.22 | 55.94 | 53.06 | 33.62 | 33.98 | 66.2 | 37 | 34 | 48 | 43 | 34 | 48.92 | 0 | 1 | 0 | 0 | 0 | 0 | 0 | 1 | 1 | 1 | 1 | 0 | 100% | #N/A
1986-10-29 | 10 | 29 | 2018 | 2018-10-29 | 1 | 0 | 9:00 | 9 | 55 | 51 | 44.06 | 55.04 | 55.94 | 53.96 | 35.6 | 35.06 | 68 | 39 | 40 | 48 | 45 | 37 | 55.04 | 0 | 1 | 0 | 0 | 0 | 0 | 0 | 1 | 1 | 1 | 1 | 0 | 100% | #N/A
1986-10-29 | 10 | 29 | 2018 | 2018-10-29 | 1 | 0 | 10:00 | 10 | 58 | 55 | 44.06 | 62.24 | 51.8 | 53.06 | 37.22 | 35.06 | 69.8 | 39 | 51 | 50 | 45 | 41 | 62.06 | 0 | 1 | 0 | 0 | 0 | 0 | 0 | 1 | 1 | 1 | 1 | 0 | 100% | #N/A
1986-10-29 | 10 | 29 | 2018 | 2018-10-29 | 1 | 0 | 11:00 | 11 | 61 | 58 | 48.02 | 65.3 | 50 | 50 | 38.12 | 35.96 | 69.8 | 41 | 59 | 52 | 45 | 43 | 64.04 | 0 | 1 | 0 | 0 | 0 | 0 | 0 | 1 | 1 | 1 | 1 | 0 | 100% | #N/A
1986-10-29 | 10 | 29 | 2018 | 2018-10-29 | 1 | 0 | 12:00 | 12 | 63 | 60 | 46.94 | 67.82 | 48.02 | 48.92 | 37.76 | 35.6 | 68 | 43 | 64 | 52 | 46 | 45 | 66.92 | 0 | 1 | 0 | 0 | 0 | 0 | 0 | 1 | 1 | 1 | 1 | 0 | 100% | #N/A
1986-10-29 | 10 | 29 | 2018 | 2018-10-29 | 1 | 0 | 13:00 | 13 | 64 | 63 | 44.6 | 70.88 | 46.94 | 44.96 | 37.4 | 35.6 | 69.8 | 43 | 68 | 50 | 46 | 46 | 68 | 0 | 1 | 0 | 0 | 0 | 0 | 0 | 1 | 1 | 1 | 1 | 0 | 100% | #N/A
1986-10-29 | 10 | 29 | 2018 | 2018-10-29 | 1 | 0 | 14:00 | 14 | 66 | 62 | 42.8 | 72.5 | 44.6 | 44.06 | 33.8 | 33.8 | 69.8 | 43 | 70 | 50 | 46 | 45 | 69.08 | 0 | 1 | 0 | 0 | 0 | 0 | 0 | 1 | 1 | 1 | 1 | 0 | 100% | #N/A
1986-10-29 | 10 | 29 | 2018 | 2018-10-29 | 1 | 0 | 15:00 | 15 | 65 | 62 | 41 | 73.22 | 46.04 | 44.96 | 32.72 | 32 | 66.2 | 43 | 69 | 52 | 46 | 45 | 68 | 0 | 1 | 0 | 0 | 0 | 0 | 0 | 1 | 1 | 1 | 1 | 0 | 100% | #N/A
1986-10-29 | 10 | 29 | 2018 | 2018-10-29 | 1 | 0 | 16:00 | 16 | 63 | 61 | 41 | 73.94 | 46.04 | 46.04 | 32.9 | 32 | 66.2 | 43 | 67 | 52 | 46 | 43 | 64.04 | 0 | 1 | 0 | 0 | 0 | 0 | 0 | 1 | 1 | 1 | 1 | 0 | 100% | #N/A
1986-10-29 | 10 | 29 | 2018 | 2018-10-29 | 1 | 0 | 17:00 | 17 | 61 | 58 | 37.4 | 66.38 | 44.06 | 44.06 | 32 | 32 | 64.4 | 43 | 61 | 51 | 46 | 39 | 60.08 | 0 | 1 | 0 | 0 | 0 | 0 | 0 | 1 | 1 | 1 | 1 | 0 | 100% | #N/A
1986-10-29 | 10 | 29 | 2018 | 2018-10-29 | 1 | 0 | 18:00 | 18 | 61 | 54 | 35.6 | 63.86 | 42.98 | 44.06 | 32.9 | 30.2 | 64.4 | 43 | 59 | 48 | 45 | 39 | 57.92 | 0 | 1 | 0 | 0 | 0 | 0 | 0 | 1 | 1 | 1 | 1 | 0 | 100% | #N/A
1986-10-29 | 10 | 29 | 2018 | 2018-10-29 | 1 | 0 | 19:00 | 19 | 60 | 51 | 35.6 | 63.32 | 42.98 | 44.96 | 32.54 | 30.2 | 62.6 | 43 | 61 | 48 | 45 | 37 | 55.94 | 0 | 1 | 0 | 0 | 0 | 0 | 0 | 1 | 1 | 1 | 1 | 0 | 100% | #N/A
1986-10-29 | 10 | 29 | 2018 | 2018-10-29 | 1 | 0 | 20:00 | 20 | 60 | 47 | 35.6 | 61.34 | 42.98 | 44.96 | 32.54 | 30.2 | 62.6 | 43 | 60 | 46 | 45 | 37 | 55.94 | 0 | 1 | 0 | 0 | 0 | 0 | 0 | 1 | 1 | 1 | 1 | 0 | 100% | #N/A
1986-10-29 | 10 | 29 | 2018 | 2018-10-29 | 1 | 0 | 21:00 | 21 | 59 | 42 | 33.98 | 56.84 | 42.98 | 44.06 | 32.36 | 30.2 | 59 | 43 | 58 | 48 | 45 | 39 | 55.94 | 0 | 1 | 0 | 0 | 0 | 0 | 0 | 1 | 1 | 1 | 1 | 0 | 100% | #N/A
1986-10-29 | 10 | 29 | 2018 | 2018-10-29 | 1 | 0 | 22:00 | 22 | 59 | 38 | 33.98 | 55.58 | 42.98 | 44.06 | 32.18 | 30.02 | 59 | 41 | 57 | 46 | 45 | 37 | 55.94 | 0 | 1 | 0 | 0 | 0 | 0 | 0 | 1 | 1 | 1 | 1 | 0 | 100% | #N/A
1986-10-29 | 10 | 29 | 2018 | 2018-10-29 | 1 | 0 | 23:00 | 23 | 58 | 38 | 33.98 | 55.4 | 42.98 | 44.96 | 32 | 30.2 | 53.6 | 41 | 55 | 46 | 43 | 37 | 57.02 | 0 | 1 | 0 | 0 | 0 | 0 | 0 | 1 | 1 | 1 | 1 | 0 | 100% | #N/A
1986-10-29 | 10 | 29 | 2018 | 2018-10-29 | 1 | 0 | 24:00 | 24 | 57 | 39 | 35.6 | 55.58 | 42.98 | 44.96 | 32 | 30.2 | 51.8 | 39 | 55 | 46 | 43 | 37 | 55.94 | 0 | 0 | 1 | 0 | 0 | 0 | 0 | 1 | 1 | 1 | 1 | 0 | 100% | #N/A
1986-10-30 | 10 | 30 | 2018 | 2018-10-30 | 2 | 0 | 1:00 | 1 | 56 | 39 | 33.8 | 54.5 | 42.08 | 44.96 | 32 | 30.2 | 51.8 | 39 | 55 | 45 | 42 | 36 | 55.94 | 0 | 0 | 1 | 0 | 0 | 0 | 0 | 1 | 1 | 1 | 1 | 0 | 100% | #N/A
1986-10-30 | 10 | 30 | 2018 | 2018-10-30 | 2 | 0 | 2:00 | 2 | 55 | 38 | 35.6 | 53.42 | 42.08 | 42.8 | 32 | 33.62 | 51.8 | 39 | 51 | 43 | 43 | 36 | 55.94 | 0 | 0 | 1 | 0 | 0 | 0 | 0 | 1 | 1 | 1 | 1 | 0 | 100% | #N/A
1986-10-30 | 10 | 30 | 2018 | 2018-10-30 | 2 | 0 | 3:00 | 3 | 55 | 37 | 35.6 | 51.44 | 39.92 | 44.06 | 33.8 | 32.54 | 51.8 | 39 | 52 | 43 | 43 | 36 | 53.96 | 0 | 0 | 1 | 0 | 0 | 0 | 0 | 1 | 1 | 1 | 1 | 0 | 100% | #N/A
1986-10-30 | 10 | 30 | 2018 | 2018-10-30 | 2 | 0 | 4:00 | 4 | 54 | 36 | 33.8 | 50.72 | 42.08 | 42.98 | 33.8 | 32.54 | 46.4 | 39 | 51 | 43 | 42 | 34 | 53.96 | 0 | 0 | 1 | 0 | 0 | 0 | 0 | 1 | 1 | 1 | 1 | 0 | 100% | #N/A
1986-10-30 | 10 | 30 | 2018 | 2018-10-30 | 2 | 0 | 5:00 | 5 | 53 | 36 | 33.8 | 49.82 | 41 | 41 | 33.8 | 33.08 | 46.4 | 39 | 50 | 43 | 42 | 34 | 53.06 | 0 | 0 | 1 | 0 | 0 | 0 | 0 | 1 | 1 | 1 | 1 | 0 | 100% | #N/A
1986-10-30 | 10 | 30 | 2018 | 2018-10-30 | 2 | 0 | 6:00 | 6 | 52 | 37 | 35.6 | 48.92 | 39.92 | 39.92 | 30.2 | 33.8 | 46.4 | 39 | 48 | 39 | 41 | 34 | 51.98 | 0 | 0 | 1 | 0 | 0 | 0 | 0 | 1 | 1 | 1 | 1 | 0 | 100% | #N/A
1986-10-30 | 10 | 30 | 2018 | 2018-10-30 | 2 | 0 | 7:00 | 7 | 52 | 37 | 35.96 | 49.28 | 41 | 42.08 | 32 | 33.98 | 44.6 | 37 | 49 | 41 | 41 | 34 | 51.98 | 0 | 0 | 1 | 0 | 0 | 0 | 0 | 1 | 1 | 1 | 1 | 0 | 100% | #N/A
1986-10-30 | 10 | 30 | 2018 | 2018-10-30 | 2 | 0 | 8:00 | 8 | 56 | 42 | 37.04 | 50 | 42.98 | 42.98 | 32 | 34.16 | 46.4 | 37 | 56 | 45 | 41 | 34 | 55.94 | 0 | 1 | 0 | 0 | 0 | 0 | 0 | 1 | 1 | 1 | 1 | 0 | 100% | #N/A
1986-10-30 | 10 | 30 | 2018 | 2018-10-30 | 2 | 0 | 9:00 | 9 | 60 | 46 | 39.02 | 50.54 | 42.98 | 44.06 | 33.98 | 34.7 | 51.8 | 37 | 56 | 46 | 43 | 36 | 60.98 | 0 | 1 | 0 | 0 | 0 | 0 | 0 | 1 | 1 | 1 | 1 | 0 | 100% | #N/A
1986-10-30 | 10 | 30 | 2018 | 2018-10-30 | 2 | 0 | 10:00 | 10 | 61 | 51 | 41 | 53.6 | 46.04 | 46.04 | 35.6 | 36.5 | 55.4 | 37 | 55 | 48 | 45 | 39 | 64.04 | 0 | 1 | 0 | 0 | 0 | 0 | 0 | 1 | 1 | 1 | 1 | 0 | 100% | #N/A
1986-10-30 | 10 | 30 | 2018 | 2018-10-30 | 2 | 0 | 11:00 | 11 | 63 | 53 | 42.98 | 57.38 | 48.92 | 48.02 | 41 | 40.82 | 57.2 | 37 | 55 | 52 | 46 | 39 | 64.04 | 0 | 1 | 0 | 0 | 0 | 0 | 0 | 1 | 1 | 1 | 1 | 0 | 100% | #N/A
1986-10-30 | 10 | 30 | 2018 | 2018-10-30 | 2 | 0 | 12:00 | 12 | 64 | 55 | 44.06 | 56.48 | 48.92 | 48.92 | 42.62 | 41 | 59 | 39 | 55 | 54 | 46 | 43 | 64.94 | 0 | 1 | 0 | 0 | 0 | 0 | 0 | 1 | 1 | 1 | 1 | 0 | 100% | #N/A
1986-10-30 | 10 | 30 | 2018 | 2018-10-30 | 2 | 0 | 13:00 | 13 | 63 | 57 | 44.96 | 58.1 | 48.92 | 48.02 | 43.52 | 42.62 | 60.8 | 39 | 53 | 54 | 48 | 41 | 66.02 | 0 | 1 | 0 | 0 | 0 | 0 | 0 | 1 | 1 | 1 | 1 | 0 | 100% | #N/A
1986-10-30 | 10 | 30 | 2018 | 2018-10-30 | 2 | 0 | 14:00 | 14 | 63 | 57 | 46.94 | 57.02 | 48.02 | 48.02 | 42.26 | 44.6 | 60.8 | 39 | 53 | 55 | 48 | 43 | 64.94 | 0 | 1 | 0 | 0 | 0 | 0 | 0 | 1 | 1 | 1 | 1 | 0 | 100% | #N/A
1986-10-30 | 10 | 30 | 2018 | 2018-10-30 | 2 | 0 | 15:00 | 15 | 62 | 56 | 46.04 | 55.94 | 48.92 | 48.92 | 42.8 | 44.24 | 59 | 39 | 51 | 54 | 46 | 43 | 62.96 | 0 | 1 | 0 | 0 | 0 | 0 | 0 | 1 | 1 | 1 | 1 | 0 | 100% | #N/A
1986-10-30 | 10 | 30 | 2018 | 2018-10-30 | 2 | 0 | 16:00 | 16 | 61 | 56 | 44.96 | 57.56 | 50 | 48.92 | 43.88 | 44.42 | 55.4 | 37 | 47 | 52 | 45 | 43 | 62.06 | 0 | 1 | 0 | 0 | 0 | 0 | 0 | 1 | 1 | 1 | 1 | 0 | 100% | #N/A
1986-10-30 | 10 | 30 | 2018 | 2018-10-30 | 2 | 0 | 17:00 | 17 | 51 | 53 | 42.08 | 56.48 | 51.08 | 48.92 | 40.46 | 43.34 | 53.6 | 37 | 43 | 48 | 46 | 39 | 59 | 0 | 1 | 0 | 0 | 0 | 0 | 0 | 1 | 1 | 1 | 1 | 0 | 100% | #N/A
1986-10-30 | 10 | 30 | 2018 | 2018-10-30 | 2 | 0 | 18:00 | 18 | 53 | 50 | 35.96 | 56.3 | 50 | 50 | 32.36 | 39.38 | 51.8 | 37 | 40 | 43 | 46 | 39 | 55.94 | 0 | 1 | 0 | 0 | 0 | 0 | 0 | 1 | 1 | 1 | 1 | 0 | 100% | #N/A
1986-10-30 | 10 | 30 | 2018 | 2018-10-30 | 2 | 0 | 19:00 | 19 | 51 | 47 | 33.08 | 54.68 | 51.98 | 48.92 | 31.28 | 38.12 | 46.4 | 37 | 38 | 41 | 46 | 36 | 53.06 | 0 | 1 | 0 | 0 | 0 | 0 | 0 | 1 | 1 | 1 | 1 | 0 | 100% | #N/A
1986-10-30 | 10 | 30 | 2018 | 2018-10-30 | 2 | 0 | 20:00 | 20 | 48 | 43 | 33.98 | 53.96 | 53.06 | 48.92 | 30.2 | 37.04 | 42.8 | 39 | 37 | 39 | 45 | 34 | 48.92 | 0 | 1 | 0 | 0 | 0 | 0 | 0 | 1 | 1 | 1 | 1 | 0 | 100% | #N/A
1986-10-30 | 10 | 30 | 2018 | 2018-10-30 | 2 | 0 | 21:00 | 21 | 47 | 40 | 32 | 52.7 | 53.96 | 51.08 | 28.4 | 36.32 | 46.4 | 39 | 37 | 37 | 45 | 32 | 44.96 | 0 | 1 | 0 | 0 | 0 | 0 | 0 | 1 | 1 | 1 | 1 | 0 | 100% | #N/A
1986-10-30 | 10 | 30 | 2018 | 2018-10-30 | 2 | 0 | 22:00 | 22 | 45 | 36 | 30.92 | 51.44 | 53.06 | 51.08 | 26.6 | 34.88 | 46.4 | 39 | 35 | 37 | 45 | 32 | 42.08 | 0 | 1 | 0 | 0 | 0 | 0 | 0 | 1 | 1 | 1 | 1 | 0 | 100% | #N/A
1986-10-30 | 10 | 30 | 2018 | 2018-10-30 | 2 | 0 | 23:00 | 23 | 44 | 36 | 30.02 | 50.36 | 53.06 | 51.98 | 26.6 | 33.8 | 44.6 | 39 | 29 | 36 | 45 | 32 | 41 | 0 | 1 | 0 | 0 | 0 | 0 | 0 | 1 | 1 | 1 | 1 | 0 | 100% | #N/A
1986-10-30 | 10 | 30 | 2018 | 2018-10-30 | 2 | 0 | 24:00 | 24 | 42 | 36 | 30.02 | 49.82 | 51.98 | 51.08 | 24.26 | 32 | 44.6 | 39 | 29 | 34 | 45 | 32 | 39.92 | 0 | 0 | 1 | 0 | 0 | 0 | 0 | 1 | 1 | 1 | 1 | 0 | 100% | #N/A
1986-10-31 | 10 | 31 | 2018 | 2018-10-31 | 3 | 0 | 1:00 | 1 | 41 | 36 | 28.94 | 49.1 | 53.96 | 51.98 | 23.72 | 32 | 44.6 | 41 | 27 | 34 | 43 | 32 | 37.94 | 0 | 0 | 1 | 0 | 0 | 0 | 0 | 1 | 1 | 1 | 1 | 0 | 100% | #N/A
1986-10-31 | 10 | 31 | 2018 | 2018-10-31 | 3 | 0 | 2:00 | 2 | 39 | 35 | 28.94 | 48.38 | 55.94 | 51.98 | 20.3 | 32 | 42.8 | 41 | 25 | 34 | 43 | 30 | 35.96 | 0 | 0 | 1 | 0 | 0 | 0 | 0 | 1 | 1 | 1 | 1 | 0 | 100% | #N/A
1986-10-31 | 10 | 31 | 2018 | 2018-10-31 | 3 | 0 | 3:00 | 3 | 38 | 33 | 28.94 | 47.48 | 55.94 | 51.08 | 21.38 | 32 | 46.4 | 41 | 25 | 33 | 45 | 27 | 35.06 | 0 | 0 | 1 | 0 | 0 | 0 | 0 | 1 | 1 | 1 | 1 | 0 | 100% | #N/A
1986-10-31 | 10 | 31 | 2018 | 2018-10-31 | 3 | 0 | 4:00 | 4 | 37 | 32 | 28.04 | 47.12 | 55.94 | 51.08 | 20.48 | 33.98 | 42.8 | 41 | 24 | 32 | 43 | 25 | 35.06 | 0 | 0 | 1 | 0 | 0 | 0 | 0 | 1 | 1 | 1 | 1 | 0 | 100% | #N/A
1986-10-31 | 10 | 31 | 2018 | 2018-10-31 | 3 | 0 | 5:00 | 5 | 35 | 31 | 28.04 | 46.94 | 55.04 | 50 | 20.12 | 33.08 | 50 | 43 | 22 | 32 | 45 | 27 | 33.98 | 0 | 0 | 1 | 0 | 0 | 0 | 0 | 1 | 1 | 1 | 1 | 0 | 100% | #N/A
1986-10-31 | 10 | 31 | 2018 | 2018-10-31 | 3 | 0 | 6:00 | 6 | 34 | 31 | 28.04 | 46.58 | 53.96 | 50 | 19.58 | 33.08 | 50 | 43 | 20 | 32 | 45 | 28 | 33.08 | 0 | 0 | 1 | 0 | 0 | 0 | 0 | 1 | 1 | 1 | 1 | 0 | 100% | #N/A
1986-10-31 | 10 | 31 | 2018 | 2018-10-31 | 3 | 0 | 7:00 | 7 | 34 | 30 | 28.94 | 46.76 | 51.98 | 50 | 19.4 | 33.98 | 50 | 41 | 23 | 32 | 45 | 27 | 33.98 | 0 | 0 | 1 | 0 | 0 | 0 | 0 | 1 | 1 | 1 | 1 | 0 | 100% | #N/A
1986-10-31 | 10 | 31 | 2018 | 2018-10-31 | 3 | 0 | 8:00 | 8 | 38 | 36 | 33.08 | 46.58 | 53.96 | 51.98 | 19.4 | 37.94 | 50 | 43 | 29 | 34 | 45 | 32 | 37.94 | 0 | 1 | 0 | 0 | 0 | 0 | 0 | 1 | 1 | 1 | 1 | 0 | 100% | #N/A
1986-10-31 | 10 | 31 | 2018 | 2018-10-31 | 3 | 0 | 9:00 | 9 | 41 | 42 | 39.92 | 47.66 | 55.94 | 53.96 | 28.4 | 42.98 | 51.8 | 45 | 36 | 37 | 46 | 37 | 42.08 | 0 | 1 | 0 | 0 | 0 | 0 | 0 | 1 | 1 | 1 | 1 | 0 | 100% | #N/A
1986-10-31 | 10 | 31 | 2018 | 2018-10-31 | 3 | 0 | 10:00 | 10 | 43 | 48 | 44.96 | 49.82 | 57.92 | 55.94 | 30.92 | 46.04 | 53.6 | 45 | 39 | 45 | 46 | 39 | 44.96 | 0 | 1 | 0 | 0 | 0 | 0 | 0 | 1 | 1 | 1 | 1 | 0 | 100% | #N/A
1986-10-31 | 10 | 31 | 2018 | 2018-10-31 | 3 | 0 | 11:00 | 11 | 45 | 51 | 50 | 50.18 | 59 | 57.02 | 36.86 | 44.96 | 53.6 | 45 | 40 | 54 | 46 | 43 | 46.94 | 0 | 1 | 0 | 0 | 0 | 0 | 0 | 1 | 1 | 1 | 1 | 0 | 100% | #N/A
1986-10-31 | 10 | 31 | 2018 | 2018-10-31 | 3 | 0 | 12:00 | 12 | 46 | 55 | 51.98 | 50.9 | 59 | 59 | 39.74 | 44.96 | 53.6 | 46 | 43 | 61 | 46 | 45 | 48.02 | 0 | 1 | 0 | 0 | 0 | 0 | 0 | 1 | 1 | 1 | 1 | 0 | 100% | #N/A
1986-10-31 | 10 | 31 | 2018 | 2018-10-31 | 3 | 0 | 13:00 | 13 | 47 | 58 | 53.06 | 50.36 | 60.08 | 57.92 | 42.08 | 44.96 | 53.6 | 46 | 45 | 64 | 48 | 46 | 48.92 | 0 | 1 | 0 | 0 | 0 | 0 | 0 | 1 | 1 | 1 | 1 | 0 | 100% | #N/A
1986-10-31 | 10 | 31 | 2018 | 2018-10-31 | 3 | 0 | 14:00 | 14 | 48 | 58 | 51.98 | 50.36 | 57.02 | 57.02 | 44.24 | 44.96 | 51.8 | 46 | 47 | 64 | 46 | 46 | 50 | 0 | 1 | 0 | 0 | 0 | 0 | 0 | 1 | 1 | 1 | 1 | 0 | 100% | #N/A
1986-10-31 | 10 | 31 | 2018 | 2018-10-31 | 3 | 0 | 15:00 | 15 | 48 | 57 | 53.06 | 50.36 | 57.02 | 55.94 | 45.32 | 44.96 | 51.8 | 46 | 46 | 66 | 46 | 48 | 48.92 | 0 | 1 | 0 | 0 | 0 | 0 | 0 | 1 | 1 | 1 | 1 | 0 | 100% | #N/A
1986-10-31 | 10 | 31 | 2018 | 2018-10-31 | 3 | 0 | 16:00 | 16 | 49 | 57 | 51.08 | 50.36 | 55.04 | 53.96 | 42.08 | 44.06 | 51.8 | 45 | 45 | 63 | 46 | 46 | 48.02 | 0 | 1 | 0 | 0 | 0 | 0 | 0 | 1 | 1 | 1 | 1 | 0 | 100% | #N/A
1986-10-31 | 10 | 31 | 2018 | 2018-10-31 | 3 | 0 | 17:00 | 17 | 49 | 54 | 48.02 | 50.18 | 51.98 | 51.08 | 39.02 | 44.06 | 50 | 45 | 41 | 61 | 46 | 39 | 44.96 | 0 | 1 | 0 | 0 | 0 | 0 | 0 | 1 | 1 | 1 | 1 | 0 | 100% | #N/A
1986-10-31 | 10 | 31 | 2018 | 2018-10-31 | 3 | 0 | 18:00 | 18 | 47 | 51 | 44.06 | 50 | 50 | 50 | 30.2 | 42.98 | 50 | 43 | 36 | 59 | 46 | 39 | 42.08 | 0 | 1 | 0 | 0 | 0 | 0 | 0 | 1 | 1 | 1 | 1 | 0 | 100% | #N/A
1986-10-31 | 10 | 31 | 2018 | 2018-10-31 | 3 | 0 | 19:00 | 19 | 47 | 48 | 39.02 | 50.18 | 47.84 | 47.66 | 26.78 | 39.74 | 50.9 | 43 | 36 | 55 | 45 | 39 | 41 | 0 | 1 | 0 | 0 | 0 | 0 | 0 | 1 | 1 | 1 | 1 | 0 | 100% | #N/A
1986-10-31 | 10 | 31 | 2018 | 2018-10-31 | 3 | 0 | 20:00 | 20 | 47 | 47 | 38.3 | 50.18 | 46.76 | 46.94 | 25.7 | 39.74 | 50.36 | 43 | 35 | 54 | 45 | 39 | 41 | 0 | 1 | 0 | 0 | 0 | 0 | 0 | 1 | 1 | 1 | 1 | 0 | 100% | #N/A
1986-10-31 | 10 | 31 | 2018 | 2018-10-31 | 3 | 0 | 21:00 | 21 | 47 | 47 | 37.22 | 49.82 | 45.86 | 46.58 | 24.8 | 39.92 | 50 | 41 | 30 | 55 | 45 | 39 | 39.02 | 0 | 1 | 0 | 0 | 0 | 0 | 0 | 1 | 1 | 1 | 1 | 0 | 100% | #N/A
1986-10-31 | 10 | 31 | 2018 | 2018-10-31 | 3 | 0 | 22:00 | 22 | 46 | 46 | 39.2 | 49.1 | 44.78 | 45.86 | 29.48 | 40.28 | 46.76 | 41 | 34 | 53 | 46 | 41 | 40.1 | 0 | 1 | 0 | 0 | 0 | 0 | 0 | 1 | 1 | 1 | 1 | 0 | 100% | #N/A
1986-10-31 | 10 | 31 | 2018 | 2018-10-31 | 3 | 0 | 23:00 | 23 | 45 | 45 | 40.82 | 47.84 | 44.24 | 44.96 | 34.16 | 39.92 | 42.8 | 42 | 38 | 51 | 47 | 43 | 41 | 0 | 1 | 0 | 0 | 0 | 0 | 0 | 1 | 1 | 1 | 1 | 0 | 100% | #N/A
1986-10-31 | 10 | 31 | 2018 | 2018-10-31 | 3 | 0 | 24:00 | 24 | 44 | 44 | 42.62 | 46.58 | 43.52 | 44.24 | 39.2 | 39.38 | 38.84 | 42 | 42 | 49 | 48 | 45 | 42.08 | 0 | 0 | 1 | 0 | 0 | 0 | 0 | 1 | 1 | 1 | 1 | 0 | 100% | #N/A
1978-11-01 | 11 | 1 | 2018 | 2018-11-01 | 4 | 0 | 1:00 | 1 | 43 | 42 | 44.24 | 45.32 | 43.16 | 43.52 | 44.06 | 38.84 | 34.16 | 42 | 46 | 48 | 49 | 46 | 42.98 | 0 | 0 | 1 | 0 | 0 | 0 | 0 | 1 | 1 | 1 | 0 | 1 | 100% | #N/A
1978-11-01 | 11 | 1 | 2018 | 2018-11-01 | 4 | 0 | 2:00 | 2 | 42 | 41 | 42.98 | 44.6 | 42.98 | 42.98 | 43.7 | 37.94 | 32.9 | 42 | 49 | 46 | 50 | 48 | 44.06 | 0 | 0 | 1 | 0 | 0 | 0 | 0 | 1 | 1 | 1 | 0 | 1 | 100% | #N/A
1978-11-01 | 11 | 1 | 2018 | 2018-11-01 | 4 | 0 | 3:00 | 3 | 42 | 40 | 41.72 | 44.24 | 41.9 | 41.72 | 42.8 | 36.86 | 32.36 | 43 | 53 | 44 | 51 | 50 | 44.96 | 0 | 0 | 1 | 0 | 0 | 0 | 0 | 1 | 1 | 1 | 0 | 1 | 100% | #N/A
1978-11-01 | 11 | 1 | 2018 | 2018-11-01 | 4 | 0 | 4:00 | 4 | 41 | 39 | 40.64 | 43.52 | 41 | 40.82 | 42.08 | 36.5 | 32 | 43 | 57 | 42 | 52 | 52 | 46.04 | 0 | 0 | 1 | 0 | 0 | 0 | 0 | 1 | 1 | 1 | 0 | 1 | 100% | #N/A
1978-11-01 | 11 | 1 | 2018 | 2018-11-01 | 4 | 0 | 5:00 | 5 | 40 | 41 | 41 | 43.16 | 40.82 | 40.82 | 41.9 | 36.5 | 32.36 | 43 | 57 | 39 | 52 | 52 | 45.68 | 0 | 0 | 1 | 0 | 0 | 0 | 0 | 1 | 1 | 1 | 0 | 1 | 100% | #N/A
1978-11-01 | 11 | 1 | 2018 | 2018-11-01 | 4 | 0 | 6:00 | 6 | 40 | 42 | 42.26 | 43.16 | 41.72 | 41.72 | 42.44 | 37.4 | 35.96 | 37 | 56 | 36 | 52 | 52 | 45.32 | 0 | 0 | 1 | 0 | 0 | 0 | 0 | 1 | 1 | 1 | 0 | 1 | 100% | #N/A
1978-11-01 | 11 | 1 | 2018 | 2018-11-01 | 4 | 0 | 7:00 | 7 | 40 | 43 | 39.92 | 42.44 | 39.02 | 39.02 | 41 | 35.96 | 32 | 36 | 55 | 36 | 52 | 54 | 44.96 | 0 | 0 | 1 | 0 | 0 | 0 | 0 | 1 | 1 | 1 | 0 | 1 | 100% | #N/A
1978-11-01 | 11 | 1 | 2018 | 2018-11-01 | 4 | 0 | 8:00 | 8 | 39 | 46 | 44.06 | 42.44 | 42.08 | 42.98 | 42.62 | 37.94 | 33.8 | 43 | 57 | 37 | 56 | 54 | 47.66 | 0 | 1 | 0 | 0 | 0 | 0 | 0 | 1 | 1 | 1 | 0 | 1 | 100% | #N/A
1978-11-01 | 11 | 1 | 2018 | 2018-11-01 | 4 | 0 | 9:00 | 9 | 41 | 48 | 46.04 | 44.06 | 46.04 | 46.04 | 45.5 | 41 | 46.4 | 50 | 58 | 45 | 56 | 55 | 50.36 | 0 | 1 | 0 | 0 | 0 | 0 | 0 | 1 | 1 | 1 | 0 | 1 | 100% | #N/A
1978-11-01 | 11 | 1 | 2018 | 2018-11-01 | 4 | 0 | 10:00 | 10 | 41 | 53 | 48.02 | 45.68 | 48.92 | 48.02 | 45.86 | 42.98 | 53.6 | 57 | 57 | 52 | 55 | 55 | 53.06 | 0 | 1 | 0 | 0 | 0 | 0 | 0 | 1 | 1 | 1 | 0 | 1 | 100% | #N/A
1978-11-01 | 11 | 1 | 2018 | 2018-11-01 | 4 | 0 | 11:00 | 11 | 42 | 56 | 50 | 47.48 | 51.08 | 50 | 49.1 | 42.98 | 55.4 | 63 | 57 | 57 | 55 | 55 | 53.42 | 0 | 1 | 0 | 0 | 0 | 0 | 0 | 1 | 1 | 1 | 0 | 1 | 100% | #N/A
1978-11-01 | 11 | 1 | 2018 | 2018-11-01 | 4 | 0 | 12:00 | 12 | 43 | 55 | 51.98 | 49.28 | 50 | 50 | 50.54 | 44.96 | 55.4 | 64 | 58 | 61 | 57 | 55 | 53.6 | 0 | 1 | 0 | 0 | 0 | 0 | 0 | 1 | 1 | 1 | 0 | 1 | 100% | #N/A
1978-11-01 | 11 | 1 | 2018 | 2018-11-01 | 4 | 0 | 13:00 | 13 | 44.0374 | 56 | 53.06 | 50 | 51.98 | 48.92 | 52.16 | 46.94 | 57.2 | 64 | 57 | 64 | 58 | 55 | 53.96 | 0 | 1 | 0 | 0 | 0 | 0 | 0 | 1 | 1 | 1 | 0 | 1 | 100% | #N/A
1978-11-01 | 11 | 1 | 2018 | 2018-11-01 | 4 | 0 | 14:00 | 14 | 44.0374 | 57 | 51.98 | 51.26 | 51.08 | 50 | 52.88 | 46.04 | 57.2 | 66 | 57 | 64 | 58 | 55 | 53.24 | 0 | 1 | 0 | 0 | 0 | 0 | 0 | 1 | 1 | 1 | 0 | 1 | 100% | #N/A
1978-11-01 | 11 | 1 | 2018 | 2018-11-01 | 4 | 0 | 15:00 | 15 | 46 | 57 | 51.98 | 50.18 | 50 | 48.92 | 52.16 | 46.94 | 55.4 | 64 | 57 | 64 | 58 | 55 | 52.7 | 0 | 1 | 0 | 0 | 0 | 0 | 0 | 1 | 1 | 1 | 0 | 1 | 100% | #N/A
1978-11-01 | 11 | 1 | 2018 | 2018-11-01 | 4 | 0 | 16:00 | 16 | 46 | 56 | 50 | 49.46 | 48.02 | 48.02 | 49.82 | 44.96 | 55.4 | 63 | 54 | 63 | 58 | 55 | 51.98 | 0 | 1 | 0 | 0 | 0 | 0 | 0 | 1 | 1 | 1 | 0 | 1 | 100% | #N/A
1978-11-01 | 11 | 1 | 2018 | 2018-11-01 | 4 | 0 | 17:00 | 17 | 47 | 56 | 46.94 | 48.92 | 42.98 | 44.96 | 44.42 | 42.98 | 53.6 | 55 | 51 | 55 | 59 | 55 | 49.28 | 0 | 1 | 0 | 0 | 0 | 0 | 0 | 1 | 1 | 1 | 0 | 1 | 100% | #N/A
1978-11-01 | 11 | 1 | 2018 | 2018-11-01 | 4 | 0 | 18:00 | 18 | 48 | 54 | 42.98 | 47.48 | 42.08 | 42.98 | 42.26 | 39.92 | 51.8 | 48 | 49 | 48 | 57 | 55 | 46.76 | 0 | 1 | 0 | 0 | 0 | 0 | 0 | 1 | 1 | 1 | 0 | 1 | 100% | #N/A
1978-11-01 | 11 | 1 | 2018 | 2018-11-01 | 4 | 0 | 19:00 | 19 | 48 | 53 | 39.02 | 46.22 | 37.94 | 39.92 | 34.52 | 37.94 | 50 | 43 | 48 | 46 | 59 | 55 | 44.06 | 0 | 1 | 0 | 0 | 0 | 0 | 0 | 1 | 1 | 1 | 0 | 1 | 100% | #N/A
1978-11-01 | 11 | 1 | 2018 | 2018-11-01 | 4 | 0 | 20:00 | 20 | 49 | 50 | 37.04 | 44.96 | 37.94 | 39.92 | 32.72 | 37.94 | 53.6 | 43 | 47 | 43 | 58 | 55 | 42.08 | 0 | 1 | 0 | 0 | 0 | 0 | 0 | 1 | 1 | 1 | 0 | 1 | 100% | #N/A
1978-11-01 | 11 | 1 | 2018 | 2018-11-01 | 4 | 0 | 21:00 | 21 | 48 | 48 | 33.98 | 43.52 | 33.98 | 37.94 | 33.08 | 35.96 | 51.8 | 54 | 47 | 41 | 60 | 55 | 39.92 | 0 | 1 | 0 | 0 | 0 | 0 | 0 | 1 | 1 | 1 | 0 | 1 | 100% | #N/A
1978-11-01 | 11 | 1 | 2018 | 2018-11-01 | 4 | 0 | 22:00 | 22 | 48 | 45 | 32 | 42.26 | 33.08 | 35.06 | 28.04 | 35.06 | 53.6 | 48 | 45 | 39 | 60 | 55 | 37.94 | 0 | 1 | 0 | 0 | 0 | 0 | 0 | 1 | 1 | 1 | 0 | 1 | 100% | #N/A
1978-11-01 | 11 | 1 | 2018 | 2018-11-01 | 4 | 0 | 23:00 | 23 | 47 | 43 | 30.02 | 40.82 | 33.98 | 33.98 | 30.38 | 33.98 | 53.6 | 46 | 45 | 37 | 61 | 55 | 37.04 | 0 | 1 | 0 | 0 | 0 | 0 | 0 | 1 | 1 | 1 | 0 | 1 | 100% | #N/A
1978-11-01 | 11 | 1 | 2018 | 2018-11-01 | 4 | 0 | 24:00 | 24 | 47 | 43 | 26.96 | 40.46 | 33.08 | 33.08 | 26.6 | 33.08 | 55.4 | 45 | 43 | 36 | 60 | 57 | 35.96 | 0 | 0 | 1 | 0 | 0 | 0 | 0 | 1 | 1 | 1 | 0 | 1 | 100% | #N/A
1978-11-02 | 11 | 2 | 2018 | 2018-11-02 | 5 | 0 | 1:00 | 1 | 46 | 43 | 26.96 | 39.92 | 30.92 | 33.08 | 26.6 | 33.08 | 53.6 | 45 | 39 | 36 | 58 | 57 | 35.06 | 0 | 0 | 1 | 0 | 0 | 0 | 0 | 1 | 1 | 1 | 0 | 1 | 100% | #N/A
1978-11-02 | 11 | 2 | 2018 | 2018-11-02 | 5 | 0 | 2:00 | 2 | 46 | 44 | 28.94 | 39.02 | 32 | 33.08 | 26.6 | 33.08 | 55.4 | 43 | 38 | 36 | 56 | 57 | 35.06 | 0 | 0 | 1 | 0 | 0 | 0 | 0 | 1 | 1 | 1 | 0 | 1 | 100% | #N/A
1978-11-02 | 11 | 2 | 2018 | 2018-11-02 | 5 | 0 | 3:00 | 3 | 45 | 41 | 28.94 | 38.12 | 28.94 | 32 | 24.8 | 32 | 55.4 | 43 | 37 | 37 | 55 | 59 | 35.06 | 0 | 0 | 1 | 0 | 0 | 0 | 0 | 1 | 1 | 1 | 0 | 1 | 100% | #N/A
1978-11-02 | 11 | 2 | 2018 | 2018-11-02 | 5 | 0 | 4:00 | 4 | 44 | 40 | 24.98 | 37.94 | 30.02 | 30.92 | 23 | 32 | 55.4 | 39 | 36 | 41 | 53 | 59 | 35.06 | 0 | 0 | 1 | 0 | 0 | 0 | 0 | 1 | 1 | 1 | 0 | 1 | 100% | #N/A
1978-11-02 | 11 | 2 | 2018 | 2018-11-02 | 5 | 0 | 5:00 | 5 | 44 | 38 | 26.96 | 37.4 | 30.02 | 30.02 | 23 | 32 | 55.4 | 37 | 33 | 41 | 52 | 57 | 34.7 | 0 | 0 | 1 | 0 | 0 | 0 | 0 | 1 | 1 | 1 | 0 | 1 | 100% | #N/A
1978-11-02 | 11 | 2 | 2018 | 2018-11-02 | 5 | 0 | 6:00 | 6 | 43 | 38 | 24.98 | 37.4 | 30.02 | 30.92 | 24.8 | 30.92 | 55.4 | 43 | 34 | 43 | 51 | 55 | 34.34 | 0 | 0 | 1 | 0 | 0 | 0 | 0 | 1 | 1 | 1 | 0 | 1 | 100% | #N/A
1978-11-02 | 11 | 2 | 2018 | 2018-11-02 | 5 | 0 | 7:00 | 7 | 44 | 38 | 24.98 | 36.5 | 32 | 30.92 | 23.72 | 32 | 57.2 | 41 | 32 | 45 | 54 | 57 | 33.98 | 0 | 0 | 1 | 0 | 0 | 0 | 0 | 1 | 1 | 1 | 0 | 1 | 100% | #N/A
1978-11-02 | 11 | 2 | 2018 | 2018-11-02 | 5 | 0 | 8:00 | 8 | 47 | 44 | 26.96 | 37.04 | 35.96 | 35.06 | 28.4 | 33.98 | 57.2 | 43 | 36 | 48 | 50 | 59 | 41 | 0 | 1 | 0 | 0 | 0 | 0 | 0 | 1 | 1 | 1 | 0 | 1 | 100% | #N/A
1978-11-02 | 11 | 2 | 2018 | 2018-11-02 | 5 | 0 | 9:00 | 9 | 48 | 46 | 41 | 39.2 | 42.98 | 41 | 35.96 | 37.94 | 59 | 43 | 44 | 54 | 50 | 63 | 48.02 | 0 | 1 | 0 | 0 | 0 | 0 | 0 | 1 | 1 | 1 | 0 | 1 | 100% | #N/A
1978-11-02 | 11 | 2 | 2018 | 2018-11-02 | 5 | 0 | 10:00 | 10 | 47 | 54 | 46.04 | 42.08 | 46.94 | 44.96 | 41.72 | 41 | 60.8 | 43 | 47 | 55 | 48 | 64 | 55.04 | 0 | 1 | 0 | 0 | 0 | 0 | 0 | 1 | 1 | 1 | 0 | 1 | 100% | #N/A
1978-11-02 | 11 | 2 | 2018 | 2018-11-02 | 5 | 0 | 11:00 | 11 | 47 | 61 | 50 | 44.96 | 48.92 | 50 | 44.78 | 44.06 | 62.6 | 39 | 50 | 57 | 47 | 63 | 57.74 | 0 | 1 | 0 | 0 | 0 | 0 | 0 | 1 | 1 | 1 | 0 | 1 | 100% | #N/A
1978-11-02 | 11 | 2 | 2018 | 2018-11-02 | 5 | 0 | 12:00 | 12 | 45 | 68 | 53.06 | 47.84 | 48.92 | 50 | 50.72 | 48.02 | 64.4 | 43 | 51 | 63 | 45 | 63 | 60.26 | 0 | 1 | 0 | 0 | 0 | 0 | 0 | 1 | 1 | 1 | 0 | 1 | 100% | #N/A
1978-11-02 | 11 | 2 | 2018 | 2018-11-02 | 5 | 0 | 13:00 | 13 | 45 | 69 | 55.04 | 49.28 | 51.8 | 51.08 | 52.52 | 50 | 66.2 | 41 | 51 | 61 | 45 | 61 | 62.96 | 0 | 1 | 0 | 0 | 0 | 0 | 0 | 1 | 1 | 1 | 0 | 1 | 100% | #N/A
1978-11-02 | 11 | 2 | 2018 | 2018-11-02 | 5 | 0 | 14:00 | 14 | 46 | 70 | 55.94 | 48.56 | 51.08 | 53.96 | 54.86 | 51.98 | 68 | 39 | 51 | 63 | 45 | 59 | 62.96 | 0 | 1 | 0 | 0 | 0 | 0 | 0 | 1 | 1 | 1 | 0 | 1 | 100% | #N/A
1978-11-02 | 11 | 2 | 2018 | 2018-11-02 | 5 | 0 | 15:00 | 15 | 45 | 70 | 55.94 | 48.92 | 50 | 53.96 | 55.58 | 51.08 | 66.2 | 41 | 50 | 63 | 46 | 59 | 62.96 | 0 | 1 | 0 | 0 | 0 | 0 | 0 | 1 | 1 | 1 | 0 | 1 | 100% | #N/A
1978-11-02 | 11 | 2 | 2018 | 2018-11-02 | 5 | 0 | 16:00 | 16 | 45 | 68 | 55.04 | 49.28 | 48.92 | 53.06 | 54.14 | 50 | 64.4 | 39 | 47 | 61 | 45 | 59 | 62.96 | 0 | 1 | 0 | 0 | 0 | 0 | 0 | 1 | 1 | 1 | 0 | 1 | 100% | #N/A
1978-11-02 | 11 | 2 | 2018 | 2018-11-02 | 5 | 0 | 17:00 | 17 | 45 | 65 | 48.92 | 50 | 46.04 | 48.92 | 48.74 | 46.94 | 64.4 | 37 | 45 | 63 | 45 | 59 | 59 | 0 | 1 | 0 | 0 | 0 | 0 | 0 | 1 | 1 | 1 | 0 | 1 | 100% | #N/A
1978-11-02 | 11 | 2 | 2018 | 2018-11-02 | 5 | 0 | 18:00 | 18 | 46 | 62 | 39.92 | 50 | 46.94 | 48.02 | 48.56 | 46.04 | 60.8 | 39 | 44 | 64 | 46 | 61 | 55.04 | 0 | 1 | 0 | 0 | 0 | 0 | 0 | 1 | 1 | 1 | 0 | 1 | 100% | #N/A
1978-11-02 | 11 | 2 | 2018 | 2018-11-02 | 5 | 0 | 19:00 | 19 | 46 | 60 | 42.08 | 49.64 | 42.98 | 44.96 | 46.22 | 42.08 | 59 | 39 | 44 | 64 | 46 | 59 | 51.08 | 0 | 1 | 0 | 0 | 0 | 0 | 0 | 1 | 1 | 1 | 0 | 1 | 100% | #N/A
1978-11-02 | 11 | 2 | 2018 | 2018-11-02 | 5 | 0 | 20:00 | 20 | 46 | 59 | 42.08 | 49.46 | 46.04 | 46.04 | 43.88 | 42.98 | 59 | 39 | 43 | 64 | 47 | 61 | 51.44 | 0 | 1 | 0 | 0 | 0 | 0 | 0 | 1 | 1 | 1 | 0 | 1 | 100% | #N/A
1978-11-02 | 11 | 2 | 2018 | 2018-11-02 | 5 | 0 | 21:00 | 21 | 47 | 57 | 37.04 | 49.46 | 44.06 | 46.04 | 42.8 | 42.08 | 59 | 39 | 43 | 66 | 47 | 61 | 51.62 | 0 | 1 | 0 | 0 | 0 | 0 | 0 | 1 | 1 | 1 | 0 | 1 | 100% | #N/A
1978-11-02 | 11 | 2 | 2018 | 2018-11-02 | 5 | 0 | 22:00 | 22 | 47 | 56 | 37.04 | 49.28 | 42.98 | 44.96 | 42.8 | 42.08 | 59 | 39 | 42 | 64 | 46 | 61 | 51.98 | 0 | 1 | 0 | 0 | 0 | 0 | 0 | 1 | 1 | 1 | 0 | 1 | 100% | #N/A
1978-11-02 | 11 | 2 | 2018 | 2018-11-02 | 5 | 0 | 23:00 | 23 | 46 | 55 | 37.04 | 48.56 | 46.04 | 48.02 | 45.68 | 42.98 | 59 | 37 | 42 | 64 | 45 | 61 | 50 | 0 | 1 | 0 | 0 | 0 | 0 | 0 | 1 | 1 | 1 | 0 | 1 | 100% | #N/A
1978-11-02 | 11 | 2 | 2018 | 2018-11-02 | 5 | 0 | 24:00 | 24 | 46 | 52 | 33.98 | 47.66 | 48.02 | 48.02 | 48.38 | 44.96 | 60.8 | 37 | 40 | 63 | 43 | 55 | 48.02 | 0 | 0 | 1 | 0 | 0 | 0 | 0 | 1 | 1 | 1 | 0 | 1 | 100% | #N/A
1978-11-03 | 11 | 3 | 2018 | 2018-11-03 | 6 | 0 | 1:00 | 1 | 46 | 50 | 41 | 47.48 | 46.04 | 46.94 | 49.64 | 46.04 | 57.2 | 37 | 41 | 63 | 41 | 52 | 46.04 | 0 | 0 | 1 | 0 | 0 | 0 | 0 | 1 | 1 | 1 | 0 | 1 | 100% | #N/A
1978-11-03 | 11 | 3 | 2018 | 2018-11-03 | 6 | 0 | 2:00 | 2 | 45 | 50 | 42.08 | 48.38 | 46.94 | 48.92 | 50 | 46.94 | 57.2 | 36 | 40 | 63 | 39 | 50 | 42.62 | 0 | 0 | 1 | 0 | 0 | 0 | 0 | 1 | 1 | 1 | 0 | 1 | 100% | #N/A
1978-11-03 | 11 | 3 | 2018 | 2018-11-03 | 6 | 0 | 3:00 | 3 | 44 | 47 | 44.06 | 49.46 | 48.92 | 50 | 51.8 | 48.02 | 53.6 | 32 | 41 | 62 | 37 | 48 | 39.38 | 0 | 0 | 1 | 0 | 0 | 0 | 0 | 1 | 1 | 1 | 0 | 1 | 100% | #N/A
1978-11-03 | 11 | 3 | 2018 | 2018-11-03 | 6 | 0 | 4:00 | 4 | 44 | 45 | 44.96 | 50.36 | 51.08 | 50 | 51.62 | 48.92 | 53.6 | 28 | 41 | 61 | 35 | 48 | 35.96 | 0 | 0 | 1 | 0 | 0 | 0 | 0 | 1 | 1 | 1 | 0 | 1 | 100% | #N/A
1978-11-03 | 11 | 3 | 2018 | 2018-11-03 | 6 | 0 | 5:00 | 5 | 44 | 43 | 51.08 | 51.98 | 51.08 | 50 | 50 | 50 | 57.2 | 30 | 41 | 61 | 33 | 46 | 37.22 | 0 | 0 | 1 | 0 | 0 | 0 | 0 | 1 | 1 | 1 | 0 | 1 | 100% | #N/A
1978-11-03 | 11 | 3 | 2018 | 2018-11-03 | 6 | 0 | 6:00 | 6 | 43 | 39 | 50 | 52.52 | 51.98 | 50 | 49.1 | 48.92 | 57.2 | 30 | 41 | 61 | 32 | 46 | 38.66 | 0 | 0 | 1 | 0 | 0 | 0 | 0 | 1 | 1 | 1 | 0 | 1 | 100% | #N/A
1978-11-03 | 11 | 3 | 2018 | 2018-11-03 | 6 | 0 | 7:00 | 7 | 42 | 45 | 50 | 52.7 | 51.98 | 48.92 | 47.3 | 48.92 | 57.2 | 32 | 41 | 61 | 33 | 46 | 39.92 | 0 | 0 | 1 | 0 | 0 | 0 | 0 | 1 | 1 | 1 | 0 | 1 | 100% | #N/A
1978-11-03 | 11 | 3 | 2018 | 2018-11-03 | 6 | 0 | 8:00 | 8 | 43 | 46 | 53.96 | 52.88 | 55.04 | 51.98 | 52.88 | 50 | 59 | 34 | 41 | 63 | 36 | 48 | 45.68 | 0 | 0 | 1 | 0 | 0 | 0 | 0 | 1 | 1 | 1 | 0 | 1 | 100% | #N/A
1978-11-03 | 11 | 3 | 2018 | 2018-11-03 | 6 | 0 | 9:00 | 9 | 46 | 50 | 57.92 | 54.14 | 57.02 | 55.94 | 55.58 | 53.06 | 59 | 37 | 42 | 63 | 46 | 52 | 51.26 | 0 | 0 | 1 | 0 | 0 | 0 | 0 | 1 | 1 | 1 | 0 | 1 | 100% | #N/A
1978-11-03 | 11 | 3 | 2018 | 2018-11-03 | 6 | 0 | 10:00 | 10 | 47 | 53 | 62.06 | 57.02 | 60.08 | 59 | 57.74 | 55.94 | 60.8 | 43 | 43 | 63 | 53 | 55 | 57.02 | 0 | 0 | 1 | 0 | 0 | 0 | 0 | 1 | 1 | 1 | 0 | 1 | 100% | #N/A
1978-11-03 | 11 | 3 | 2018 | 2018-11-03 | 6 | 0 | 11:00 | 11 | 50 | 56 | 64.94 | 60.26 | 62.06 | 60.98 | 60.98 | 60.98 | 60.8 | 46 | 44 | 61 | 54 | 59 | 58.28 | 0 | 0 | 1 | 0 | 0 | 0 | 0 | 1 | 1 | 1 | 0 | 1 | 100% | #N/A
1978-11-03 | 11 | 3 | 2018 | 2018-11-03 | 6 | 0 | 12:00 | 12 | 51 | 58 | 66.92 | 64.22 | 64.94 | 64.04 | 63.5 | 62.96 | 68 | 48 | 44 | 61 | 58 | 61 | 59.72 | 0 | 0 | 1 | 0 | 0 | 0 | 0 | 1 | 1 | 1 | 0 | 1 | 100% | #N/A
1978-11-03 | 11 | 3 | 2018 | 2018-11-03 | 6 | 0 | 13:00 | 13 | 53 | 60 | 69.98 | 66.02 | 66.02 | 66.02 | 65.3 | 66.02 | 68 | 54 | 43 | 57 | 62 | 61 | 60.98 | 0 | 0 | 1 | 0 | 0 | 0 | 0 | 1 | 1 | 1 | 0 | 1 | 100% | #N/A
1978-11-03 | 11 | 3 | 2018 | 2018-11-03 | 6 | 0 | 14:00 | 14 | 55 | 60 | 71.06 | 68.72 | 66.92 | 66.02 | 67.82 | 64.94 | 64.4 | 57 | 43 | 57 | 66 | 63 | 60.26 | 0 | 0 | 1 | 0 | 0 | 0 | 0 | 1 | 1 | 1 | 0 | 1 | 100% | #N/A
1978-11-03 | 11 | 3 | 2018 | 2018-11-03 | 6 | 0 | 15:00 | 15 | 55 | 60 | 71.06 | 68.36 | 66.92 | 66.92 | 69.8 | 66.02 | 62.6 | 57 | 43 | 54 | 65 | 57 | 59.72 | 0 | 0 | 1 | 0 | 0 | 0 | 0 | 1 | 1 | 1 | 0 | 1 | 100% | #N/A
1978-11-03 | 11 | 3 | 2018 | 2018-11-03 | 6 | 0 | 16:00 | 16 | 55 | 58 | 71.06 | 68.54 | 66.02 | 66.02 | 68.36 | 64.94 | 64.4 | 55 | 41 | 50 | 58 | 57 | 59 | 0 | 0 | 1 | 0 | 0 | 0 | 0 | 1 | 1 | 1 | 0 | 1 | 100% | #N/A
1978-11-03 | 11 | 3 | 2018 | 2018-11-03 | 6 | 0 | 17:00 | 17 | 52 | 54 | 62.06 | 68.18 | 64.04 | 62.96 | 63.5 | 62.06 | 62.6 | 54 | 39 | 48 | 48 | 54 | 55.04 | 0 | 0 | 1 | 0 | 0 | 0 | 0 | 1 | 1 | 1 | 0 | 1 | 100% | #N/A
1978-11-03 | 11 | 3 | 2018 | 2018-11-03 | 6 | 0 | 18:00 | 18 | 48 | 54 | 57.02 | 66.38 | 59 | 59 | 53.78 | 60.98 | 60.8 | 54 | 37 | 46 | 41 | 54 | 50.9 | 0 | 0 | 1 | 0 | 0 | 0 | 0 | 1 | 1 | 1 | 0 | 1 | 100% | #N/A
1978-11-03 | 11 | 3 | 2018 | 2018-11-03 | 6 | 0 | 19:00 | 19 | 49 | 49 | 57.02 | 64.76 | 55.04 | 59 | 51.98 | 60.98 | 62.6 | 57 | 37 | 46 | 41 | 52 | 46.94 | 0 | 0 | 1 | 0 | 0 | 0 | 0 | 1 | 1 | 1 | 0 | 1 | 100% | #N/A
1978-11-03 | 11 | 3 | 2018 | 2018-11-03 | 6 | 0 | 20:00 | 20 | 45 | 48 | 55.04 | 62.96 | 53.96 | 53.96 | 51.44 | 60.08 | 60.8 | 57 | 36 | 45 | 44 | 52 | 45.68 | 0 | 0 | 1 | 0 | 0 | 0 | 0 | 1 | 1 | 1 | 0 | 1 | 100% | #N/A
1978-11-03 | 11 | 3 | 2018 | 2018-11-03 | 6 | 0 | 21:00 | 21 | 46 | 46 | 53.06 | 61.34 | 51.98 | 51.98 | 51.08 | 60.98 | 59 | 55 | 35 | 45 | 44 | 52 | 44.24 | 0 | 0 | 1 | 0 | 0 | 0 | 0 | 1 | 1 | 1 | 0 | 1 | 100% | #N/A
1978-11-03 | 11 | 3 | 2018 | 2018-11-03 | 6 | 0 | 22:00 | 22 | 45 | 45 | 51.98 | 58.64 | 48.92 | 51.98 | 49.1 | 60.08 | 59 | 55 | 35 | 45 | 44 | 48 | 42.98 | 0 | 0 | 1 | 0 | 0 | 0 | 0 | 1 | 1 | 1 | 0 | 1 | 100% | #N/A
1978-11-03 | 11 | 3 | 2018 | 2018-11-03 | 6 | 0 | 23:00 | 23 | 44 | 41 | 51.08 | 57.38 | 48.92 | 51.08 | 50 | 59 | 57.2 | 54 | 34 | 43 | 44 | 48 | 41.36 | 0 | 0 | 1 | 0 | 0 | 0 | 0 | 1 | 1 | 1 | 0 | 1 | 100% | #N/A
1978-11-03 | 11 | 3 | 2018 | 2018-11-03 | 6 | 0 | 24:00 | 24 | 43 | 46 | 48.92 | 55.94 | 46.94 | 50 | 51.8 | 57.02 | 53.6 | 50 | 34 | 43 | 44 | 43 | 39.56 | 0 | 0 | 1 | 0 | 0 | 0 | 0 | 1 | 1 | 1 | 0 | 1 | 100% | #N/A
1978-11-04 | 11 | 4 | 2018 | 2018-11-04 | 7 | 0 | 1:00 | 1 | 42 | 46 | 48.02 | 55.58 | 46.04 | 48.92 | 51.26 | 57.02 | 51.8 | 48 | 32 | 41 | 44 | 45 | 37.94 | 0 | 0 | 1 | 0 | 0 | 0 | 0 | 1 | 1 | 1 | 0 | 1 | 100% | #N/A
1978-11-04 | 11 | 4 | 2018 | 2018-11-04 | 7 | 0 | 2:00 | 2 | 41 | 47 | 48.02 | 55.58 | 46.94 | 50 | 51.62 | 57.02 | 48.2 | 45 | 32 | 39 | 43 | 41 | 38.66 | 0 | 0 | 1 | 0 | 0 | 0 | 0 | 1 | 1 | 1 | 0 | 1 | 100% | #N/A
1978-11-04 | 11 | 4 | 2018 | 2018-11-04 | 7 | 0 | 3:00 | 3 | 40 | 38 | 51.08 | 55.58 | 48.02 | 50 | 50.9 | 57.02 | 46.4 | 45 | 31 | 39 | 43 | 41 | 39.2 | 0 | 0 | 1 | 0 | 0 | 0 | 0 | 1 | 1 | 1 | 0 | 1 | 100% | #N/A
1978-11-04 | 11 | 4 | 2018 | 2018-11-04 | 7 | 0 | 4:00 | 4 | 39 | 43 | 51.98 | 55.58 | 48.92 | 50 | 50.54 | 55.94 | 46.4 | 45 | 31 | 39 | 42 | 41 | 39.92 | 0 | 0 | 1 | 0 | 0 | 0 | 0 | 1 | 1 | 1 | 0 | 1 | 100% | #N/A
1978-11-04 | 11 | 4 | 2018 | 2018-11-04 | 7 | 0 | 5:00 | 5 | 38 | 37 | 53.06 | 54.68 | 50 | 51.08 | 48.2 | 53.06 | 44.6 | 43 | 30 | 39 | 42 | 41 | 40.28 | 0 | 0 | 1 | 0 | 0 | 0 | 0 | 1 | 1 | 1 | 0 | 1 | 100% | #N/A
1978-11-04 | 11 | 4 | 2018 | 2018-11-04 | 7 | 0 | 6:00 | 6 | 37 | 33 | 53.96 | 54.86 | 51.08 | 51.98 | 48.2 | 53.06 | 44.6 | 39 | 28 | 37 | 42 | 43 | 40.64 | 0 | 0 | 1 | 0 | 0 | 0 | 0 | 1 | 1 | 1 | 0 | 1 | 100% | #N/A
1978-11-04 | 11 | 4 | 2018 | 2018-11-04 | 7 | 0 | 7:00 | 7 | 37 | 38 | 53.06 | 54.5 | 51.08 | 53.06 | 49.28 | 51.98 | 41 | 39 | 28 | 37 | 42 | 43 | 41 | 0 | 0 | 1 | 0 | 0 | 0 | 0 | 1 | 1 | 1 | 0 | 1 | 100% | #N/A
1978-11-04 | 11 | 4 | 2018 | 2018-11-04 | 7 | 0 | 8:00 | 8 | 41 | 45 | 55.94 | 54.68 | 53.06 | 53.96 | 50 | 53.06 | 42.8 | 39 | 29 | 40 | 49 | 43 | 44.42 | 0 | 0 | 1 | 0 | 0 | 0 | 0 | 1 | 1 | 1 | 0 | 1 | 100% | #N/A
1978-11-04 | 11 | 4 | 2018 | 2018-11-04 | 7 | 0 | 9:00 | 9 | 46 | 52 | 57.02 | 54.86 | 55.04 | 55.04 | 53.96 | 53.06 | 46.4 | 41 | 31 | 43 | 52 | 45 | 47.66 | 0 | 0 | 1 | 0 | 0 | 0 | 0 | 1 | 1 | 1 | 0 | 1 | 100% | #N/A
1978-11-04 | 11 | 4 | 2018 | 2018-11-04 | 7 | 0 | 10:00 | 10 | 54 | 58 | 60.98 | 55.76 | 55.04 | 55.94 | 57.74 | 57.92 | 50 | 43 | 32 | 43 | 57 | 50 | 51.08 | 0 | 0 | 1 | 0 | 0 | 0 | 0 | 1 | 1 | 1 | 0 | 1 | 100% | #N/A
1978-11-04 | 11 | 4 | 2018 | 2018-11-04 | 7 | 0 | 11:00 | 11 | 56 | 60 | 62.96 | 55.94 | 57.02 | 57.2 | 60.62 | 60.98 | 51.8 | 46 | 34 | 46 | 60 | 52 | 52.7 | 0 | 0 | 1 | 0 | 0 | 0 | 0 | 1 | 1 | 1 | 0 | 1 | 100% | #N/A
1978-11-04 | 11 | 4 | 2018 | 2018-11-04 | 7 | 0 | 12:00 | 12 | 60 | 62 | 64.94 | 56.48 | 57.02 | 57.92 | 59 | 60.98 | 53.6 | 50 | 36 | 46 | 62 | 55 | 54.32 | 0 | 0 | 1 | 0 | 0 | 0 | 0 | 1 | 1 | 1 | 0 | 1 | 100% | #N/A
1978-11-04 | 11 | 4 | 2018 | 2018-11-04 | 7 | 0 | 13:00 | 13 | 61 | 63 | 64.04 | 59.9 | 57.02 | 57.92 | 60.8 | 60.08 | 53.6 | 46 | 38 | 46 | 66 | 59 | 55.94 | 0 | 0 | 1 | 0 | 0 | 0 | 0 | 1 | 1 | 1 | 0 | 1 | 100% | #N/A
1978-11-04 | 11 | 4 | 2018 | 2018-11-04 | 7 | 0 | 14:00 | 14 | 61 | 64 | 66.92 | 62.96 | 57.92 | 57.92 | 61.34 | 60.8 | 51.8 | 46 | 38 | 46 | 68 | 59 | 56.3 | 0 | 0 | 1 | 0 | 0 | 0 | 0 | 1 | 1 | 1 | 0 | 1 | 100% | #N/A
1978-11-04 | 11 | 4 | 2018 | 2018-11-04 | 7 | 0 | 15:00 | 15 | 60 | 64 | 68 | 62.96 | 59 | 57.02 | 66.2 | 60.98 | 51.8 | 46 | 37 | 46 | 66 | 57 | 56.66 | 0 | 0 | 1 | 0 | 0 | 0 | 0 | 1 | 1 | 1 | 0 | 1 | 100% | #N/A
1978-11-04 | 11 | 4 | 2018 | 2018-11-04 | 7 | 0 | 16:00 | 16 | 58 | 63 | 66.92 | 63.5 | 57.92 | 55.04 | 62.06 | 57.92 | 50 | 45 | 36 | 45 | 67 | 55 | 57.02 | 0 | 0 | 1 | 0 | 0 | 0 | 0 | 1 | 1 | 1 | 0 | 1 | 100% | #N/A
1978-11-04 | 11 | 4 | 2018 | 2018-11-04 | 7 | 0 | 17:00 | 17 | 57 | 57 | 60.08 | 59.9 | 55.04 | 55.04 | 58.1 | 55.04 | 48.2 | 45 | 34 | 45 | 58 | 54 | 55.4 | 0 | 0 | 1 | 0 | 0 | 0 | 0 | 1 | 1 | 1 | 0 | 1 | 100% | #N/A
1978-11-04 | 11 | 4 | 2018 | 2018-11-04 | 7 | 0 | 18:00 | 18 | 56 | 54 | 59 | 57.92 | 53.06 | 53.6 | 57.2 | 53.96 | 44.6 | 43 | 28 | 41 | 55 | 52 | 53.6 | 0 | 0 | 1 | 0 | 0 | 0 | 0 | 1 | 1 | 1 | 0 | 1 | 100% | #N/A
1978-11-04 | 11 | 4 | 2018 | 2018-11-04 | 7 | 0 | 19:00 | 19 | 54 | 53 | 57.02 | 55.94 | 53.06 | 53.06 | 54.68 | 53.06 | 44.6 | 42 | 26 | 39 | 57 | 52 | 51.98 | 0 | 0 | 1 | 0 | 0 | 0 | 0 | 1 | 1 | 1 | 0 | 1 | 100% | #N/A
1978-11-04 | 11 | 4 | 2018 | 2018-11-04 | 7 | 0 | 20:00 | 20 | 53 | 47 | 57.02 | 55.22 | 53.06 | 53.06 | 53.6 | 50 | 42.8 | 41 | 26 | 41 | 54 | 54 | 51.26 | 0 | 0 | 1 | 0 | 0 | 0 | 0 | 1 | 1 | 1 | 0 | 1 | 100% | #N/A
1978-11-04 | 11 | 4 | 2018 | 2018-11-04 | 7 | 0 | 21:00 | 21 | 52 | 46 | 55.04 | 54.68 | 53.06 | 53.06 | 50.54 | 48.92 | 42.8 | 41 | 26 | 39 | 53 | 50 | 50.72 | 0 | 0 | 1 | 0 | 0 | 0 | 0 | 1 | 1 | 1 | 0 | 1 | 100% | #N/A
1978-11-04 | 11 | 4 | 2018 | 2018-11-04 | 7 | 0 | 22:00 | 22 | 53 | 40 | 53.96 | 53.96 | 51.98 | 51.98 | 47.48 | 48.92 | 42.8 | 39 | 25 | 39 | 53 | 48 | 50 | 0 | 0 | 1 | 0 | 0 | 0 | 0 | 1 | 1 | 1 | 0 | 1 | 100% | #N/A
1978-11-04 | 11 | 4 | 2018 | 2018-11-04 | 7 | 0 | 23:00 | 23 | 53 | 38 | 53.06 | 53.42 | 51.98 | 51.98 | 46.22 | 48.92 | 43.7 | 36 | 26 | 43 | 54 | 46 | 48.92 | 0 | 0 | 1 | 0 | 0 | 0 | 0 | 1 | 1 | 1 | 0 | 1 | 100% | #N/A
1978-11-04 | 11 | 4 | 2018 | 2018-11-04 | 7 | 0 | 24:00 | 24 | 53 | 40 | 53.06 | 53.42 | 50 | 51.98 | 46.58 | 48.02 | 44.6 | 37 | 25 | 43 | 55 | 45 | 48.02 | 0 | 0 | 1 | 0 | 0 | 0 | 0 | 1 | 1 | 1 | 0 | 1 | 100% | #N/A
1978-11-05 | 11 | 5 | 2018 | 2018-11-05 | 1 | 0 | 1:00 | 1 | 53 | 37 | 51.98 | 53.06 | 48.02 | 50 | 44.6 | 46.94 | 42.8 | 37 | 26 | 36 | 56 | 45 | 46.94 | 0 | 0 | 1 | 0 | 0 | 0 | 0 | 1 | 1 | 1 | 0 | 1 | 100% | #N/A
1978-11-05 | 11 | 5 | 2018 | 2018-11-05 | 1 | 0 | 2:00 | 2 | 54 | 37 | 48.92 | 52.34 | 46.04 | 48.92 | 46.4 | 46.04 | 44.6 | 34 | 26 | 34 | 56 | 45 | 46.94 | 0 | 0 | 1 | 0 | 0 | 0 | 0 | 1 | 1 | 1 | 0 | 1 | 100% | #N/A
1978-11-05 | 11 | 5 | 2018 | 2018-11-05 | 1 | 0 | 3:00 | 3 | 54 | 36 | 48.02 | 51.62 | 44.96 | 48.02 | 44.42 | 44.06 | 46.4 | 34 | 28 | 30 | 58 | 43 | 46.94 | 0 | 0 | 1 | 0 | 0 | 0 | 0 | 1 | 1 | 1 | 0 | 1 | 100% | #N/A
1978-11-05 | 11 | 5 | 2018 | 2018-11-05 | 1 | 0 | 4:00 | 4 | 54 | 36 | 44.96 | 50.54 | 44.06 | 46.94 | 47.3 | 44.96 | 46.4 | 36 | 28 | 28 | 58 | 43 | 46.94 | 0 | 0 | 1 | 0 | 0 | 0 | 0 | 1 | 1 | 1 | 0 | 1 | 100% | #N/A
1978-11-05 | 11 | 5 | 2018 | 2018-11-05 | 1 | 0 | 5:00 | 5 | 54 | 36 | 41 | 49.46 | 41 | 46.04 | 46.04 | 46.04 | 48.2 | 37 | 28 | 28 | 59 | 41 | 46.58 | 0 | 0 | 1 | 0 | 0 | 0 | 0 | 1 | 1 | 1 | 0 | 1 | 100% | #N/A
1978-11-05 | 11 | 5 | 2018 | 2018-11-05 | 1 | 0 | 6:00 | 6 | 54 | 34 | 44.96 | 48.74 | 42.08 | 46.04 | 45.14 | 44.6 | 48.2 | 37 | 28 | 28 | 60 | 39 | 46.4 | 0 | 0 | 1 | 0 | 0 | 0 | 0 | 1 | 1 | 1 | 0 | 1 | 100% | #N/A
1978-11-05 | 11 | 5 | 2018 | 2018-11-05 | 1 | 0 | 7:00 | 7 | 54 | 34 | 44.96 | 48.38 | 42.08 | 42.98 | 45.68 | 44.96 | 48.2 | 37 | 26 | 28 | 60 | 41 | 46.04 | 0 | 0 | 1 | 0 | 0 | 0 | 0 | 1 | 1 | 1 | 0 | 1 | 100% | #N/A
1978-11-05 | 11 | 5 | 2018 | 2018-11-05 | 1 | 0 | 8:00 | 8 | 56 | 38 | 50 | 48.02 | 46.94 | 48.92 | 48.74 | 46.04 | 50 | 37 | 30 | 28 | 60 | 43 | 46.76 | 0 | 1 | 0 | 0 | 0 | 0 | 0 | 1 | 1 | 1 | 0 | 1 | 100% | #N/A
1978-11-05 | 11 | 5 | 2018 | 2018-11-05 | 1 | 0 | 9:00 | 9 | 57 | 45 | 53.96 | 49.1 | 51.08 | 51.08 | 50.72 | 48.02 | 53.6 | 37 | 34 | 34 | 62 | 46 | 47.3 | 0 | 1 | 0 | 0 | 0 | 0 | 0 | 1 | 1 | 1 | 0 | 1 | 100% | #N/A
1978-11-05 | 11 | 5 | 2018 | 2018-11-05 | 1 | 0 | 10:00 | 10 | 57 | 50 | 55.04 | 51.62 | 53.06 | 53.06 | 51.98 | 48.92 | 57.2 | 39 | 37 | 43 | 66 | 52 | 48.02 | 0 | 1 | 0 | 0 | 0 | 0 | 0 | 1 | 1 | 1 | 0 | 1 | 100% | #N/A
1978-11-05 | 11 | 5 | 2018 | 2018-11-05 | 1 | 0 | 11:00 | 11 | 57 | 54 | 55.94 | 52.16 | 55.94 | 51.98 | 53.96 | 50 | 57.2 | 43 | 43 | 48 | 67 | 54 | 49.64 | 0 | 1 | 0 | 0 | 0 | 0 | 0 | 1 | 1 | 1 | 0 | 1 | 100% | #N/A
1978-11-05 | 11 | 5 | 2018 | 2018-11-05 | 1 | 0 | 12:00 | 12 | 56 | 58 | 57.92 | 54.86 | 55.04 | 53.96 | 55.4 | 50 | 59 | 50 | 46 | 54 | 70 | 54 | 51.44 | 0 | 1 | 0 | 0 | 0 | 0 | 0 | 1 | 1 | 1 | 0 | 1 | 100% | #N/A
1978-11-05 | 11 | 5 | 2018 | 2018-11-05 | 1 | 0 | 13:00 | 13 | 56 | 62 | 57.92 | 54.5 | 55.94 | 53.96 | 56.66 | 51.98 | 57.2 | 54 | 47 | 55 | 69 | 54 | 53.06 | 0 | 1 | 0 | 0 | 0 | 0 | 0 | 1 | 1 | 1 | 0 | 1 | 100% | #N/A
1978-11-05 | 11 | 5 | 2018 | 2018-11-05 | 1 | 0 | 14:00 | 14 | 56 | 65 | 57.92 | 54.68 | 55.94 | 55.04 | 55.22 | 51.08 | 59 | 61 | 48 | 59 | 69 | 55 | 51.62 | 0 | 1 | 0 | 0 | 0 | 0 | 0 | 1 | 1 | 1 | 0 | 1 | 100% | #N/A
1978-11-05 | 11 | 5 | 2018 | 2018-11-05 | 1 | 0 | 15:00 | 15 | 58 | 66 | 57.92 | 54.14 | 53.96 | 53.96 | 55.22 | 50 | 59 | 63 | 47 | 57 | 68 | 54 | 50.36 | 0 | 1 | 0 | 0 | 0 | 0 | 0 | 1 | 1 | 1 | 0 | 1 | 100% | #N/A
1978-11-05 | 11 | 5 | 2018 | 2018-11-05 | 1 | 0 | 16:00 | 16 | 58 | 63 | 55.94 | 54.32 | 53.06 | 51.98 | 53.96 | 50 | 57.2 | 57 | 46 | 57 | 66 | 52 | 48.92 | 0 | 1 | 0 | 0 | 0 | 0 | 0 | 1 | 1 | 1 | 0 | 1 | 100% | #N/A
1978-11-05 | 11 | 5 | 2018 | 2018-11-05 | 1 | 0 | 17:00 | 17 | 57 | 59 | 51.08 | 54.32 | 44.96 | 50 | 50.36 | 44.96 | 57.2 | 46 | 43 | 54 | 63 | 46 | 47.66 | 0 | 1 | 0 | 0 | 0 | 0 | 0 | 1 | 1 | 1 | 0 | 1 | 100% | #N/A
1978-11-05 | 11 | 5 | 2018 | 2018-11-05 | 1 | 0 | 18:00 | 18 | 56 | 59 | 48.92 | 53.06 | 42.98 | 46.94 | 47.84 | 42.98 | 57.2 | 46 | 42 | 54 | 61 | 43 | 46.22 | 0 | 1 | 0 | 0 | 0 | 0 | 0 | 1 | 1 | 1 | 0 | 1 | 100% | #N/A
1978-11-05 | 11 | 5 | 2018 | 2018-11-05 | 1 | 0 | 19:00 | 19 | 58 | 58 | 46.94 | 51.8 | 44.06 | 46.04 | 42.26 | 39.92 | 57.2 | 46 | 41 | 54 | 60 | 43 | 44.96 | 0 | 1 | 0 | 0 | 0 | 0 | 0 | 1 | 1 | 1 | 0 | 1 | 100% | #N/A
1978-11-05 | 11 | 5 | 2018 | 2018-11-05 | 1 | 0 | 20:00 | 20 | 61 | 57 | 44.96 | 50.54 | 39.92 | 42.08 | 42.08 | 37.94 | 59 | 43 | 39 | 54 | 59 | 41 | 45.32 | 0 | 1 | 0 | 0 | 0 | 0 | 0 | 1 | 1 | 1 | 0 | 1 | 100% | #N/A
1978-11-05 | 11 | 5 | 2018 | 2018-11-05 | 1 | 0 | 21:00 | 21 | 61 | 54 | 35.06 | 48.92 | 37.94 | 37.94 | 41.36 | 37.04 | 57.2 | 43 | 36 | 54 | 61 | 41 | 45.68 | 0 | 1 | 0 | 0 | 0 | 0 | 0 | 1 | 1 | 1 | 0 | 1 | 100% | #N/A
1978-11-05 | 11 | 5 | 2018 | 2018-11-05 | 1 | 0 | 22:00 | 22 | 62 | 51 | 33.08 | 46.94 | 37.94 | 39.02 | 34.34 | 35.96 | 59 | 43 | 34 | 54 | 59 | 39 | 46.04 | 0 | 1 | 0 | 0 | 0 | 0 | 0 | 1 | 1 | 1 | 0 | 1 | 100% | #N/A
1978-11-05 | 11 | 5 | 2018 | 2018-11-05 | 1 | 0 | 23:00 | 23 | 61 | 50 | 28.94 | 44.78 | 35.06 | 37.94 | 32 | 35.96 | 60.8 | 39 | 40 | 54 | 59 | 39 | 45.68 | 0 | 1 | 0 | 0 | 0 | 0 | 0 | 1 | 1 | 1 | 0 | 1 | 100% | #N/A
1978-11-05 | 11 | 5 | 2018 | 2018-11-05 | 1 | 0 | 24:00 | 24 | 60 | 50 | 28.94 | 42.8 | 35.06 | 37.04 | 37.4 | 35.96 | 62.6 | 39 | 39 | 46 | 58 | 39 | 45.32 | 0 | 0 | 1 | 0 | 0 | 0 | 0 | 1 | 1 | 1 | 0 | 1 | 100% | #N/A
1978-11-06 | 11 | 6 | 2018 | 2018-11-06 | 2 | 0 | 1:00 | 1 | 59 | 50 | 24.98 | 41.36 | 33.08 | 32 | 28.4 | 33.98 | 62.6 | 39 | 38 | 46 | 58 | 37 | 44.96 | 0 | 0 | 1 | 0 | 0 | 0 | 0 | 1 | 1 | 1 | 0 | 1 | 100% | #N/A
1978-11-06 | 11 | 6 | 2018 | 2018-11-06 | 2 | 0 | 2:00 | 2 | 58 | 49 | 26.96 | 40.64 | 28.04 | 30.92 | 26.78 | 33.98 | 62.6 | 39 | 40 | 46 | 57 | 34 | 44.6 | 0 | 0 | 1 | 0 | 0 | 0 | 0 | 1 | 1 | 1 | 0 | 1 | 100% | #N/A
1978-11-06 | 11 | 6 | 2018 | 2018-11-06 | 2 | 0 | 3:00 | 3 | 57 | 50 | 26.06 | 39.74 | 28.94 | 30.02 | 27.68 | 32 | 64.4 | 39 | 39 | 45 | 57 | 36 | 44.42 | 0 | 0 | 1 | 0 | 0 | 0 | 0 | 1 | 1 | 1 | 0 | 1 | 100% | #N/A
1978-11-06 | 11 | 6 | 2018 | 2018-11-06 | 2 | 0 | 4:00 | 4 | 56 | 50 | 21.92 | 40.28 | 26.06 | 28.04 | 27.86 | 30.92 | 62.6 | 37 | 42 | 39 | 56 | 34 | 44.06 | 0 | 0 | 1 | 0 | 0 | 0 | 0 | 1 | 1 | 1 | 0 | 1 | 100% | #N/A
1978-11-06 | 11 | 6 | 2018 | 2018-11-06 | 2 | 0 | 5:00 | 5 | 55 | 51 | 21.92 | 40.1 | 28.04 | 28.94 | 27.68 | 30.92 | 60.8 | 37 | 41 | 39 | 55 | 36 | 43.34 | 0 | 0 | 1 | 0 | 0 | 0 | 0 | 1 | 1 | 1 | 0 | 1 | 100% | #N/A
1978-11-06 | 11 | 6 | 2018 | 2018-11-06 | 2 | 0 | 6:00 | 6 | 54 | 51 | 24.08 | 40.46 | 28.04 | 32 | 29.48 | 30.92 | 60.8 | 37 | 43 | 48 | 55 | 34 | 42.8 | 0 | 0 | 1 | 0 | 0 | 0 | 0 | 1 | 1 | 1 | 0 | 1 | 100% | #N/A
1978-11-06 | 11 | 6 | 2018 | 2018-11-06 | 2 | 0 | 7:00 | 7 | 54 | 51 | 28.04 | 40.28 | 28.94 | 33.08 | 32.54 | 33.08 | 60.8 | 37 | 43 | 54 | 55 | 37 | 42.08 | 0 | 0 | 1 | 0 | 0 | 0 | 0 | 1 | 1 | 1 | 0 | 1 | 100% | #N/A
1978-11-06 | 11 | 6 | 2018 | 2018-11-06 | 2 | 0 | 8:00 | 8 | 55 | 51 | 33.08 | 40.82 | 35.06 | 35.06 | 35.6 | 35.06 | 60.8 | 39 | 46 | 54 | 58 | 41 | 43.7 | 0 | 1 | 0 | 0 | 0 | 0 | 0 | 1 | 1 | 1 | 0 | 1 | 100% | #N/A
1978-11-06 | 11 | 6 | 2018 | 2018-11-06 | 2 | 0 | 9:00 | 9 | 57 | 53 | 39.02 | 41.18 | 39.02 | 37.04 | 40.1 | 35.96 | 62.6 | 45 | 47 | 54 | 55 | 45 | 45.32 | 0 | 1 | 0 | 0 | 0 | 0 | 0 | 1 | 1 | 1 | 0 | 1 | 100% | #N/A
1978-11-06 | 11 | 6 | 2018 | 2018-11-06 | 2 | 0 | 10:00 | 10 | 59 | 57 | 44.06 | 43.7 | 42.08 | 39.92 | 43.34 | 39.02 | 64.4 | 48 | 49 | 55 | 55 | 48 | 46.94 | 0 | 1 | 0 | 0 | 0 | 0 | 0 | 1 | 1 | 1 | 0 | 1 | 100% | #N/A
1978-11-06 | 11 | 6 | 2018 | 2018-11-06 | 2 | 0 | 11:00 | 11 | 61 | 62 | 50 | 44.6 | 46.04 | 46.04 | 46.94 | 46.94 | 66.2 | 48 | 50 | 55 | 54 | 52 | 50.54 | 0 | 1 | 0 | 0 | 0 | 0 | 0 | 1 | 1 | 1 | 0 | 1 | 100% | #N/A
1978-11-06 | 11 | 6 | 2018 | 2018-11-06 | 2 | 0 | 12:00 | 12 | 62 | 63 | 53.96 | 49.28 | 51.08 | 48.92 | 48.38 | 46.94 | 69.8 | 46 | 50 | 57 | 52 | 54 | 54.32 | 0 | 1 | 0 | 0 | 0 | 0 | 0 | 1 | 1 | 1 | 0 | 1 | 100% | #N/A
1978-11-06 | 11 | 6 | 2018 | 2018-11-06 | 2 | 0 | 13:00 | 13 | 62 | 63 | 55.04 | 52.16 | 53.06 | 53.96 | 51.8 | 48.02 | 66.2 | 48 | 51 | 57 | 52 | 54 | 57.92 | 0 | 1 | 0 | 0 | 0 | 0 | 0 | 1 | 1 | 1 | 0 | 1 | 100% | #N/A
1978-11-06 | 11 | 6 | 2018 | 2018-11-06 | 2 | 0 | 14:00 | 14 | 62 | 62 | 57.92 | 54.86 | 55.94 | 57.02 | 55.22 | 48.92 | 66.2 | 46 | 51 | 55 | 52 | 54 | 59.36 | 0 | 1 | 0 | 0 | 0 | 0 | 0 | 1 | 1 | 1 | 0 | 1 | 100% | #N/A
1978-11-06 | 11 | 6 | 2018 | 2018-11-06 | 2 | 0 | 15:00 | 15 | 62 | 61 | 57.02 | 54.5 | 55.04 | 55.04 | 55.94 | 48.92 | 64.4 | 48 | 52 | 55 | 53 | 52 | 60.62 | 0 | 1 | 0 | 0 | 0 | 0 | 0 | 1 | 1 | 1 | 0 | 1 | 100% | #N/A
1978-11-06 | 11 | 6 | 2018 | 2018-11-06 | 2 | 0 | 16:00 | 16 | 59 | 60 | 55.04 | 55.22 | 53.06 | 53.96 | 55.58 | 48.02 | 64.4 | 46 | 54 | 54 | 54 | 50 | 62.06 | 0 | 1 | 0 | 0 | 0 | 0 | 0 | 1 | 1 | 1 | 0 | 1 | 100% | #N/A
1978-11-06 | 11 | 6 | 2018 | 2018-11-06 | 2 | 0 | 17:00 | 17 | 57 | 58 | 53.06 | 55.04 | 51.98 | 53.06 | 51.98 | 46.04 | 62.6 | 48 | 52 | 52 | 55 | 46 | 59.72 | 0 | 1 | 0 | 0 | 0 | 0 | 0 | 1 | 1 | 1 | 0 | 1 | 100% | #N/A
1978-11-06 | 11 | 6 | 2018 | 2018-11-06 | 2 | 0 | 18:00 | 18 | 56 | 53 | 51.08 | 54.68 | 50 | 51.08 | 47.84 | 44.96 | 62.6 | 48 | 52 | 50 | 59 | 46 | 57.38 | 0 | 1 | 0 | 0 | 0 | 0 | 0 | 1 | 1 | 1 | 0 | 1 | 100% | #N/A
1978-11-06 | 11 | 6 | 2018 | 2018-11-06 | 2 | 0 | 19:00 | 19 | 57 | 50 | 50 | 54.14 | 48.92 | 51.08 | 45.32 | 44.06 | 60.8 | 48 | 48 | 48 | 61 | 45 | 55.04 | 0 | 1 | 0 | 0 | 0 | 0 | 0 | 1 | 1 | 1 | 0 | 1 | 100% | #N/A
1978-11-06 | 11 | 6 | 2018 | 2018-11-06 | 2 | 0 | 20:00 | 20 | 57 | 50 | 50 | 53.78 | 48.92 | 50 | 44.42 | 42.08 | 60.8 | 48 | 47 | 46 | 60 | 41 | 53.96 | 0 | 1 | 0 | 0 | 0 | 0 | 0 | 1 | 1 | 1 | 0 | 1 | 100% | #N/A
1978-11-06 | 11 | 6 | 2018 | 2018-11-06 | 2 | 0 | 21:00 | 21 | 56 | 49 | 48.92 | 53.24 | 48.02 | 48.92 | 43.7 | 42.08 | 60.8 | 48 | 42 | 45 | 60 | 41 | 53.06 | 0 | 1 | 0 | 0 | 0 | 0 | 0 | 1 | 1 | 1 | 0 | 1 | 100% | #N/A
1978-11-06 | 11 | 6 | 2018 | 2018-11-06 | 2 | 0 | 22:00 | 22 | 56 | 49 | 48.02 | 52.34 | 48.02 | 46.94 | 46.22 | 41 | 59 | 48 | 47 | 45 | 57 | 41 | 51.98 | 0 | 1 | 0 | 0 | 0 | 0 | 0 | 1 | 1 | 1 | 0 | 1 | 100% | #N/A
1978-11-06 | 11 | 6 | 2018 | 2018-11-06 | 2 | 0 | 23:00 | 23 | 55 | 47 | 48.92 | 51.44 | 48.92 | 46.94 | 48.92 | 41 | 57.2 | 46 | 48 | 39 | 55 | 41 | 50.9 | 0 | 1 | 0 | 0 | 0 | 0 | 0 | 1 | 1 | 1 | 0 | 1 | 100% | #N/A
1978-11-06 | 11 | 6 | 2018 | 2018-11-06 | 2 | 0 | 24:00 | 24 | 54 | 45 | 48.92 | 51.26 | 46.94 | 46.04 | 47.3 | 44.06 | 55.4 | 46 | 48 | 41 | 53 | 39 | 50 | 0 | 0 | 1 | 0 | 0 | 0 | 0 | 1 | 1 | 1 | 0 | 1 | 100% | #N/A
1978-11-07 | 11 | 7 | 2018 | 2018-11-07 | 3 | 0 | 1:00 | 1 | 53 | 45 | 48.92 | 52.34 | 44.96 | 46.04 | 48.2 | 44.96 | 51.8 | 46 | 43 | 36 | 51 | 41 | 48.92 | 0 | 0 | 1 | 0 | 0 | 0 | 0 | 1 | 1 | 1 | 0 | 1 | 100% | #N/A
1978-11-07 | 11 | 7 | 2018 | 2018-11-07 | 3 | 0 | 2:00 | 2 | 53 | 44 | 46.94 | 51.98 | 46.04 | 46.04 | 46.4 | 46.04 | 50 | 50 | 42 | 39 | 48 | 41 | 49.28 | 0 | 0 | 1 | 0 | 0 | 0 | 0 | 1 | 1 | 1 | 0 | 1 | 100% | #N/A
1978-11-07 | 11 | 7 | 2018 | 2018-11-07 | 3 | 0 | 3:00 | 3 | 51 | 43 | 48.02 | 49.46 | 46.04 | 46.04 | 46.4 | 44.06 | 48.2 | 52 | 45 | 37 | 46 | 41 | 49.64 | 0 | 0 | 1 | 0 | 0 | 0 | 0 | 1 | 1 | 1 | 0 | 1 | 100% | #N/A
1978-11-07 | 11 | 7 | 2018 | 2018-11-07 | 3 | 0 | 4:00 | 4 | 51 | 42 | 46.94 | 50.54 | 44.96 | 44.96 | 42.8 | 44.96 | 46.4 | 50 | 40 | 39 | 43 | 41 | 50 | 0 | 0 | 1 | 0 | 0 | 0 | 0 | 1 | 1 | 1 | 0 | 1 | 100% | #N/A
1978-11-07 | 11 | 7 | 2018 | 2018-11-07 | 3 | 0 | 5:00 | 5 | 50 | 42 | 46.94 | 49.1 | 44.96 | 44.96 | 41 | 44.06 | 46.4 | 48 | 40 | 39 | 41 | 41 | 49.28 | 0 | 0 | 1 | 0 | 0 | 0 | 0 | 1 | 1 | 1 | 0 | 1 | 100% | #N/A
1978-11-07 | 11 | 7 | 2018 | 2018-11-07 | 3 | 0 | 6:00 | 6 | 49 | 41 | 46.04 | 47.84 | 44.96 | 44.96 | 42.08 | 42.98 | 44.6 | 46 | 36 | 39 | 39 | 41 | 48.74 | 0 | 0 | 1 | 0 | 0 | 0 | 0 | 1 | 1 | 1 | 0 | 1 | 100% | #N/A
1978-11-07 | 11 | 7 | 2018 | 2018-11-07 | 3 | 0 | 7:00 | 7 | 49 | 40 | 44.96 | 47.66 | 44.06 | 46.04 | 39.2 | 42.98 | 44.6 | 46 | 33 | 37 | 39 | 41 | 48.02 | 0 | 0 | 1 | 0 | 0 | 0 | 0 | 1 | 1 | 1 | 0 | 1 | 100% | #N/A
1978-11-07 | 11 | 7 | 2018 | 2018-11-07 | 3 | 0 | 8:00 | 8 | 49 | 40 | 46.94 | 46.76 | 44.96 | 46.04 | 42.8 | 42.08 | 44.6 | 47 | 37 | 37 | 42 | 41 | 50.36 | 0 | 1 | 0 | 0 | 0 | 0 | 0 | 1 | 1 | 1 | 0 | 1 | 100% | #N/A
1978-11-07 | 11 | 7 | 2018 | 2018-11-07 | 3 | 0 | 9:00 | 9 | 50 | 41 | 46.94 | 46.58 | 44.06 | 44.06 | 46.04 | 44.06 | 46.4 | 48 | 46 | 39 | 43 | 43 | 52.7 | 0 | 1 | 0 | 0 | 0 | 0 | 0 | 1 | 1 | 1 | 0 | 1 | 100% | #N/A
1978-11-07 | 11 | 7 | 2018 | 2018-11-07 | 3 | 0 | 10:00 | 10 | 50 | 41 | 46.04 | 44.78 | 48.02 | 46.94 | 47.66 | 44.96 | 48.2 | 48 | 49 | 39 | 45 | 46 | 55.04 | 0 | 1 | 0 | 0 | 0 | 0 | 0 | 1 | 1 | 1 | 0 | 1 | 100% | #N/A
1978-11-07 | 11 | 7 | 2018 | 2018-11-07 | 3 | 0 | 11:00 | 11 | 51 | 42 | 50 | 46.22 | 48.02 | 48.92 | 48.56 | 44.96 | 50 | 48 | 51 | 39 | 48 | 48 | 57.38 | 0 | 1 | 0 | 0 | 0 | 0 | 0 | 1 | 1 | 1 | 0 | 1 | 100% | #N/A
1978-11-07 | 11 | 7 | 2018 | 2018-11-07 | 3 | 0 | 12:00 | 12 | 50 | 43 | 51.08 | 48.74 | 44.06 | 48.92 | 48.38 | 46.04 | 51.8 | 48 | 51 | 39 | 50 | 50 | 59.72 | 0 | 1 | 0 | 0 | 0 | 0 | 0 | 1 | 1 | 1 | 0 | 1 | 100% | #N/A
1978-11-07 | 11 | 7 | 2018 | 2018-11-07 | 3 | 0 | 13:00 | 13 | 49 | 43 | 46.04 | 47.3 | 46.94 | 51.08 | 51.8 | 44.96 | 51.8 | 48 | 54 | 41 | 51 | 50 | 62.06 | 0 | 1 | 0 | 0 | 0 | 0 | 0 | 1 | 1 | 1 | 0 | 1 | 100% | #N/A
1978-11-07 | 11 | 7 | 2018 | 2018-11-07 | 3 | 0 | 14:00 | 14 | 49 | 43 | 46.94 | 46.58 | 46.94 | 48.92 | 49.64 | 44.96 | 50 | 48 | 53 | 40 | 52 | 48 | 60.08 | 0 | 1 | 0 | 0 | 0 | 0 | 0 | 1 | 1 | 1 | 0 | 1 | 100% | #N/A
1978-11-07 | 11 | 7 | 2018 | 2018-11-07 | 3 | 0 | 15:00 | 15 | 48 | 42 | 46.94 | 46.76 | 46.94 | 48.92 | 48.02 | 44.06 | 48.2 | 48 | 53 | 39 | 53 | 48 | 57.92 | 0 | 1 | 0 | 0 | 0 | 0 | 0 | 1 | 1 | 1 | 0 | 1 | 100% | #N/A
1978-11-07 | 11 | 7 | 2018 | 2018-11-07 | 3 | 0 | 16:00 | 16 | 48 | 40 | 48.02 | 47.3 | 46.94 | 48.02 | 46.76 | 42.98 | 48.2 | 46 | 50 | 39 | 52 | 48 | 55.94 | 0 | 1 | 0 | 0 | 0 | 0 | 0 | 1 | 1 | 1 | 0 | 1 | 100% | #N/A
1978-11-07 | 11 | 7 | 2018 | 2018-11-07 | 3 | 0 | 17:00 | 17 | 47 | 38 | 48.02 | 47.84 | 46.04 | 46.94 | 45.5 | 41 | 46.4 | 46 | 47 | 36 | 49 | 48 | 53.96 | 0 | 1 | 0 | 0 | 0 | 0 | 0 | 1 | 1 | 1 | 0 | 1 | 100% | #N/A
1978-11-07 | 11 | 7 | 2018 | 2018-11-07 | 3 | 0 | 18:00 | 18 | 46 | 37 | 48.02 | 48.2 | 44.96 | 46.94 | 43.34 | 41 | 46.4 | 45 | 46 | 34 | 47 | 46 | 51.98 | 0 | 1 | 0 | 0 | 0 | 0 | 0 | 1 | 1 | 1 | 0 | 1 | 100% | #N/A
1978-11-07 | 11 | 7 | 2018 | 2018-11-07 | 3 | 0 | 19:00 | 19 | 45 | 37 | 48.02 | 47.66 | 44.06 | 46.94 | 43.16 | 41 | 46.4 | 43 | 46 | 34 | 37 | 48 | 50 | 0 | 1 | 0 | 0 | 0 | 0 | 0 | 1 | 1 | 1 | 0 | 1 | 100% | #N/A
1978-11-07 | 11 | 7 | 2018 | 2018-11-07 | 3 | 0 | 20:00 | 20 | 45 | 37 | 46.04 | 46.94 | 44.06 | 46.04 | 42.98 | 41 | 46.4 | 43 | 46 | 34 | 35 | 46 | 50 | 0 | 1 | 0 | 0 | 0 | 0 | 0 | 1 | 1 | 1 | 0 | 1 | 100% | #N/A
1978-11-07 | 11 | 7 | 2018 | 2018-11-07 | 3 | 0 | 21:00 | 21 | 44 | 36 | 44.06 | 46.4 | 44.06 | 44.06 | 41.18 | 39.92 | 46.4 | 45 | 46 | 32 | 35 | 46 | 50 | 0 | 1 | 0 | 0 | 0 | 0 | 0 | 1 | 1 | 1 | 0 | 1 | 100% | #N/A
1978-11-07 | 11 | 7 | 2018 | 2018-11-07 | 3 | 0 | 22:00 | 22 | 44 | 36 | 44.96 | 45.68 | 42.98 | 44.06 | 38.48 | 39.92 | 46.4 | 43 | 46 | 34 | 30 | 46 | 50 | 0 | 1 | 0 | 0 | 0 | 0 | 0 | 1 | 1 | 1 | 0 | 1 | 100% | #N/A
1978-11-07 | 11 | 7 | 2018 | 2018-11-07 | 3 | 0 | 23:00 | 23 | 43 | 34 | 44.06 | 45.14 | 42.08 | 44.06 | 36.5 | 37.94 | 44.6 | 45 | 46 | 34 | 31 | 45 | 49.64 | 0 | 1 | 0 | 0 | 0 | 0 | 0 | 1 | 1 | 1 | 0 | 1 | 100% | #N/A
1978-11-07 | 11 | 7 | 2018 | 2018-11-07 | 3 | 0 | 24:00 | 24 | 42 | 35 | 42.08 | 44.78 | 41 | 42.08 | 33.08 | 37.94 | 44.6 | 41 | 45 | 30 | 32 | 45 | 49.28 | 0 | 0 | 1 | 0 | 0 | 0 | 0 | 1 | 1 | 1 | 0 | 1 | 100% | #N/A
1978-11-08 | 11 | 8 | 2018 | 2018-11-08 | 4 | 0 | 1:00 | 1 | 42 | 32 | 42.98 | 44.24 | 39.92 | 37.04 | 32.36 | 35.96 | 44.6 | 39 | 44 | 30 | 33 | 45 | 48.92 | 0 | 0 | 1 | 0 | 0 | 0 | 0 | 1 | 1 | 1 | 0 | 1 | 100% | #N/A
1978-11-08 | 11 | 8 | 2018 | 2018-11-08 | 4 | 0 | 2:00 | 2 | 41 | 31 | 41 | 42.98 | 37.94 | 35.96 | 31.46 | 35.06 | 44.6 | 39 | 44 | 28 | 33 | 45 | 48.56 | 0 | 0 | 1 | 0 | 0 | 0 | 0 | 1 | 1 | 1 | 0 | 1 | 100% | #N/A
1978-11-08 | 11 | 8 | 2018 | 2018-11-08 | 4 | 0 | 3:00 | 3 | 40 | 34 | 39.02 | 41.54 | 35.96 | 35.06 | 31.28 | 35.06 | 44.6 | 37 | 45 | 28 | 35 | 45 | 48.38 | 0 | 0 | 1 | 0 | 0 | 0 | 0 | 1 | 1 | 1 | 0 | 1 | 100% | #N/A
1978-11-08 | 11 | 8 | 2018 | 2018-11-08 | 4 | 0 | 4:00 | 4 | 39 | 35 | 37.94 | 40.28 | 35.06 | 35.06 | 28.76 | 33.98 | 46.4 | 39 | 45 | 28 | 35 | 43 | 48.02 | 0 | 0 | 1 | 0 | 0 | 0 | 0 | 1 | 1 | 1 | 0 | 1 | 100% | #N/A
1978-11-08 | 11 | 8 | 2018 | 2018-11-08 | 4 | 0 | 5:00 | 5 | 39 | 35 | 37.04 | 39.38 | 33.98 | 35.06 | 29.12 | 33.98 | 46.4 | 37 | 45 | 25 | 36 | 43 | 47.66 | 0 | 0 | 1 | 0 | 0 | 0 | 0 | 1 | 1 | 1 | 0 | 1 | 100% | #N/A
1978-11-08 | 11 | 8 | 2018 | 2018-11-08 | 4 | 0 | 6:00 | 6 | 38 | 36 | 35.96 | 38.48 | 33.98 | 33.98 | 31.82 | 33.08 | 46.4 | 37 | 45 | 25 | 37 | 43 | 47.3 | 0 | 0 | 1 | 0 | 0 | 0 | 0 | 1 | 1 | 1 | 0 | 1 | 100% | #N/A
1978-11-08 | 11 | 8 | 2018 | 2018-11-08 | 4 | 0 | 7:00 | 7 | 37 | 36 | 35.96 | 37.94 | 33.98 | 33.08 | 28.58 | 33.08 | 44.6 | 37 | 44 | 23 | 38 | 43 | 46.94 | 0 | 0 | 1 | 0 | 0 | 0 | 0 | 1 | 1 | 1 | 0 | 1 | 100% | #N/A
1978-11-08 | 11 | 8 | 2018 | 2018-11-08 | 4 | 0 | 8:00 | 8 | 44 | 41 | 39.92 | 37.76 | 35.96 | 37.04 | 34.16 | 35.06 | 44.6 | 39 | 45 | 28 | 42 | 43 | 46.22 | 0 | 1 | 0 | 0 | 0 | 0 | 0 | 1 | 1 | 1 | 0 | 1 | 100% | #N/A
1978-11-08 | 11 | 8 | 2018 | 2018-11-08 | 4 | 0 | 9:00 | 9 | 47 | 46 | 41 | 38.48 | 39.2 | 41 | 39.92 | 37.04 | 44.6 | 41 | 44 | 32 | 46 | 43 | 45.68 | 0 | 1 | 0 | 0 | 0 | 0 | 0 | 1 | 1 | 1 | 0 | 1 | 100% | #N/A
1978-11-08 | 11 | 8 | 2018 | 2018-11-08 | 4 | 0 | 10:00 | 10 | 49 | 50 | 44.06 | 40.46 | 44.6 | 44.06 | 42.98 | 39.02 | 44.6 | 43 | 45 | 34 | 48 | 45 | 44.96 | 0 | 1 | 0 | 0 | 0 | 0 | 0 | 1 | 1 | 1 | 0 | 1 | 100% | #N/A
1978-11-08 | 11 | 8 | 2018 | 2018-11-08 | 4 | 0 | 11:00 | 11 | 52 | 54 | 48.02 | 43.52 | 44.06 | 46.04 | 45.5 | 41 | 44.6 | 43 | 45 | 36 | 58 | 45 | 45.32 | 0 | 1 | 0 | 0 | 0 | 0 | 0 | 1 | 1 | 1 | 0 | 1 | 100% | #N/A
1978-11-08 | 11 | 8 | 2018 | 2018-11-08 | 4 | 0 | 12:00 | 12 | 52 | 56 | 48.92 | 45.5 | 44.96 | 46.94 | 47.12 | 42.98 | 44.6 | 43 | 45 | 37 | 58 | 45 | 45.68 | 0 | 1 | 0 | 0 | 0 | 0 | 0 | 1 | 1 | 1 | 0 | 1 | 100% | #N/A
1978-11-08 | 11 | 8 | 2018 | 2018-11-08 | 4 | 0 | 13:00 | 13 | 53 | 57 | 48.02 | 44.96 | 44.96 | 48.92 | 48.2 | 44.96 | 44.6 | 45 | 45 | 39 | 58 | 46 | 46.04 | 0 | 1 | 0 | 0 | 0 | 0 | 0 | 1 | 1 | 1 | 0 | 1 | 100% | #N/A
1978-11-08 | 11 | 8 | 2018 | 2018-11-08 | 4 | 0 | 14:00 | 14 | 53 | 59 | 48.92 | 44.78 | 48.02 | 50 | 49.64 | 46.04 | 44.6 | 45 | 45 | 39 | 59 | 46 | 46.76 | 0 | 1 | 0 | 0 | 0 | 0 | 0 | 1 | 1 | 1 | 0 | 1 | 100% | #N/A
1978-11-08 | 11 | 8 | 2018 | 2018-11-08 | 4 | 0 | 15:00 | 15 | 53 | 58 | 48.02 | 44.42 | 46.94 | 50 | 50.36 | 48.02 | 46.4 | 45 | 45 | 39 | 57 | 46 | 47.3 | 0 | 1 | 0 | 0 | 0 | 0 | 0 | 1 | 1 | 1 | 0 | 1 | 100% | #N/A
1978-11-08 | 11 | 8 | 2018 | 2018-11-08 | 4 | 0 | 16:00 | 16 | 52 | 56 | 46.94 | 44.42 | 46.04 | 48.92 | 49.28 | 46.94 | 44.6 | 43 | 44 | 39 | 57 | 46 | 48.02 | 0 | 1 | 0 | 0 | 0 | 0 | 0 | 1 | 1 | 1 | 0 | 1 | 100% | #N/A
1978-11-08 | 11 | 8 | 2018 | 2018-11-08 | 4 | 0 | 17:00 | 17 | 51 | 51 | 39.92 | 44.78 | 42.98 | 44.96 | 42.44 | 44.96 | 44.6 | 39 | 44 | 36 | 54 | 46 | 47.3 | 0 | 1 | 0 | 0 | 0 | 0 | 0 | 1 | 1 | 1 | 0 | 1 | 100% | #N/A
1978-11-08 | 11 | 8 | 2018 | 2018-11-08 | 4 | 0 | 18:00 | 18 | 50 | 49 | 35.06 | 44.96 | 37.04 | 41 | 36.32 | 39.92 | 44.6 | 37 | 44 | 30 | 50 | 45 | 46.76 | 0 | 1 | 0 | 0 | 0 | 0 | 0 | 1 | 1 | 1 | 0 | 1 | 100% | #N/A
1978-11-08 | 11 | 8 | 2018 | 2018-11-08 | 4 | 0 | 19:00 | 19 | 50 | 49 | 30.92 | 44.78 | 35.96 | 39.02 | 31.64 | 42.08 | 44.6 | 37 | 43 | 28 | 48 | 45 | 46.04 | 0 | 1 | 0 | 0 | 0 | 0 | 0 | 1 | 1 | 1 | 0 | 1 | 100% | #N/A
1978-11-08 | 11 | 8 | 2018 | 2018-11-08 | 4 | 0 | 20:00 | 20 | 51 | 39 | 30.02 | 44.6 | 33.08 | 37.04 | 31.64 | 39.92 | 44.6 | 36 | 43 | 28 | 45 | 45 | 46.04 | 0 | 1 | 0 | 0 | 0 | 0 | 0 | 1 | 1 | 1 | 0 | 1 | 100% | #N/A
1978-11-08 | 11 | 8 | 2018 | 2018-11-08 | 4 | 0 | 21:00 | 21 | 52 | 41 | 28.94 | 44.42 | 33.08 | 35.96 | 28.22 | 39.92 | 44.6 | 34 | 43 | 28 | 44 | 45 | 46.04 | 0 | 1 | 0 | 0 | 0 | 0 | 0 | 1 | 1 | 1 | 0 | 1 | 100% | #N/A
1978-11-08 | 11 | 8 | 2018 | 2018-11-08 | 4 | 0 | 22:00 | 22 | 51 | 39 | 26.06 | 44.24 | 30.92 | 33.98 | 27.86 | 39.92 | 44.6 | 32 | 43 | 28 | 46 | 43 | 46.04 | 0 | 1 | 0 | 0 | 0 | 0 | 0 | 1 | 1 | 1 | 0 | 1 | 100% | #N/A
1978-11-08 | 11 | 8 | 2018 | 2018-11-08 | 4 | 0 | 23:00 | 23 | 50 | 38 | 28.04 | 44.06 | 32 | 33.98 | 28.04 | 39.02 | 44.6 | 30 | 43 | 30 | 46 | 43 | 46.04 | 0 | 1 | 0 | 0 | 0 | 0 | 0 | 1 | 1 | 1 | 0 | 1 | 100% | #N/A
1978-11-08 | 11 | 8 | 2018 | 2018-11-08 | 4 | 0 | 24:00 | 24 | 49 | 38 | 26.96 | 43.34 | 32 | 32 | 27.14 | 35.96 | 41 | 30 | 44 | 30 | 46 | 43 | 46.04 | 0 | 0 | 1 | 0 | 0 | 0 | 0 | 1 | 1 | 1 | 0 | 1 | 100% | #N/A
1978-11-09 | 11 | 9 | 2018 | 2018-11-09 | 5 | 0 | 1:00 | 1 | 48 | 34 | 28.04 | 43.16 | 33.08 | 32 | 26.96 | 37.94 | 42.8 | 28 | 44 | 30 | 47 | 43 | 46.04 | 0 | 0 | 1 | 0 | 0 | 0 | 0 | 1 | 1 | 1 | 0 | 1 | 100% | #N/A
1978-11-09 | 11 | 9 | 2018 | 2018-11-09 | 5 | 0 | 2:00 | 2 | 47 | 34 | 24.08 | 43.16 | 30.92 | 30.92 | 25.34 | 37.94 | 41 | 27 | 44 | 30 | 46 | 43 | 44.96 | 0 | 0 | 1 | 0 | 0 | 0 | 0 | 1 | 1 | 1 | 0 | 1 | 100% | #N/A
1978-11-09 | 11 | 9 | 2018 | 2018-11-09 | 5 | 0 | 3:00 | 3 | 46 | 35 | 24.98 | 42.98 | 32 | 32 | 25.16 | 39.02 | 39.2 | 25 | 44 | 32 | 46 | 43 | 44.06 | 0 | 0 | 1 | 0 | 0 | 0 | 0 | 1 | 1 | 1 | 0 | 1 | 100% | #N/A
1978-11-09 | 11 | 9 | 2018 | 2018-11-09 | 5 | 0 | 4:00 | 4 | 45 | 33 | 24.98 | 43.16 | 30.02 | 30.92 | 24.8 | 39.02 | 39.2 | 28 | 45 | 32 | 46 | 43 | 42.98 | 0 | 0 | 1 | 0 | 0 | 0 | 0 | 1 | 1 | 1 | 0 | 1 | 100% | #N/A
1978-11-09 | 11 | 9 | 2018 | 2018-11-09 | 5 | 0 | 5:00 | 5 | 44 | 32 | 24.98 | 42.8 | 30.02 | 30.92 | 25.16 | 39.02 | 39.2 | 27 | 45 | 34 | 46 | 43 | 40.64 | 0 | 0 | 1 | 0 | 0 | 0 | 0 | 1 | 1 | 1 | 0 | 1 | 100% | #N/A
1978-11-09 | 11 | 9 | 2018 | 2018-11-09 | 5 | 0 | 6:00 | 6 | 43 | 31 | 23 | 42.98 | 30.02 | 30.02 | 23.72 | 39.92 | 37.4 | 19 | 45 | 34 | 46 | 43 | 38.3 | 0 | 0 | 1 | 0 | 0 | 0 | 0 | 1 | 1 | 1 | 0 | 1 | 100% | #N/A
1978-11-09 | 11 | 9 | 2018 | 2018-11-09 | 5 | 0 | 7:00 | 7 | 43 | 30 | 24.98 | 43.34 | 30.92 | 32 | 23.72 | 42.98 | 37.4 | 19 | 45 | 34 | 46 | 43 | 35.96 | 0 | 0 | 1 | 0 | 0 | 0 | 0 | 1 | 1 | 1 | 0 | 1 | 100% | #N/A
1978-11-09 | 11 | 9 | 2018 | 2018-11-09 | 5 | 0 | 8:00 | 8 | 46 | 36 | 33.08 | 45.5 | 37.04 | 35.96 | 30.02 | 46.94 | 37.4 | 28 | 45 | 36 | 47 | 43 | 40.64 | 0 | 1 | 0 | 0 | 0 | 0 | 0 | 1 | 1 | 1 | 0 | 1 | 100% | #N/A
1978-11-09 | 11 | 9 | 2018 | 2018-11-09 | 5 | 0 | 9:00 | 9 | 50 | 42 | 42.98 | 45.14 | 46.94 | 42.98 | 36.68 | 51.98 | 42.8 | 30 | 45 | 37 | 49 | 43 | 45.32 | 0 | 1 | 0 | 0 | 0 | 0 | 0 | 1 | 1 | 1 | 0 | 1 | 100% | #N/A
1978-11-09 | 11 | 9 | 2018 | 2018-11-09 | 5 | 0 | 10:00 | 10 | 53 | 51 | 53.06 | 51.8 | 53.06 | 50 | 43.52 | 57.02 | 48.2 | 34 | 45 | 43 | 50 | 43 | 50 | 0 | 1 | 0 | 0 | 0 | 0 | 0 | 1 | 1 | 1 | 0 | 1 | 100% | #N/A
1978-11-09 | 11 | 9 | 2018 | 2018-11-09 | 5 | 0 | 11:00 | 11 | 55 | 56 | 62.06 | 55.58 | 57.92 | 55.04 | 49.46 | 60.08 | 50 | 37 | 46 | 46 | 57 | 43 | 53.42 | 0 | 1 | 0 | 0 | 0 | 0 | 0 | 1 | 1 | 1 | 0 | 1 | 100% | #N/A
1978-11-09 | 11 | 9 | 2018 | 2018-11-09 | 5 | 0 | 12:00 | 12 | 56 | 60 | 62.96 | 57.2 | 60.08 | 59 | 55.4 | 62.06 | 50 | 41 | 46 | 48 | 56 | 43 | 56.66 | 0 | 1 | 0 | 0 | 0 | 0 | 0 | 1 | 1 | 1 | 0 | 1 | 100% | #N/A
1978-11-09 | 11 | 9 | 2018 | 2018-11-09 | 5 | 0 | 13:00 | 13 | 54 | 61 | 64.04 | 55.4 | 60.98 | 62.06 | 55.4 | 62.96 | 50 | 41 | 47 | 52 | 58 | 43 | 60.08 | 0 | 1 | 0 | 0 | 0 | 0 | 0 | 1 | 1 | 1 | 0 | 1 | 100% | #N/A
1978-11-09 | 11 | 9 | 2018 | 2018-11-09 | 5 | 0 | 14:00 | 14 | 57 | 58 | 66.02 | 56.66 | 59 | 62.96 | 62.96 | 64.04 | 50 | 39 | 47 | 52 | 58 | 43 | 60.44 | 0 | 1 | 0 | 0 | 0 | 0 | 0 | 1 | 1 | 1 | 0 | 1 | 100% | #N/A
1978-11-09 | 11 | 9 | 2018 | 2018-11-09 | 5 | 0 | 15:00 | 15 | 55 | 55 | 66.92 | 56.3 | 57.92 | 64.04 | 63.5 | 64.04 | 48.2 | 37 | 48 | 54 | 59 | 45 | 60.62 | 0 | 1 | 0 | 0 | 0 | 0 | 0 | 1 | 1 | 1 | 0 | 1 | 100% | #N/A
1978-11-09 | 11 | 9 | 2018 | 2018-11-09 | 5 | 0 | 16:00 | 16 | 54 | 52 | 64.94 | 54.14 | 53.06 | 64.04 | 61.52 | 60.08 | 48.2 | 37 | 51 | 54 | 56 | 45 | 60.98 | 0 | 1 | 0 | 0 | 0 | 0 | 0 | 1 | 1 | 1 | 0 | 1 | 100% | #N/A
1978-11-09 | 11 | 9 | 2018 | 2018-11-09 | 5 | 0 | 17:00 | 17 | 51 | 47 | 50 | 54.14 | 50 | 57.02 | 54.68 | 55.04 | 48.2 | 34 | 52 | 52 | 53 | 45 | 57.38 | 0 | 1 | 0 | 0 | 0 | 0 | 0 | 1 | 1 | 1 | 0 | 1 | 100% | #N/A
1978-11-09 | 11 | 9 | 2018 | 2018-11-09 | 5 | 0 | 18:00 | 18 | 48 | 45 | 44.06 | 54.14 | 48.92 | 51.08 | 43.34 | 53.96 | 46.4 | 34 | 50 | 50 | 51 | 45 | 53.6 | 0 | 1 | 0 | 0 | 0 | 0 | 0 | 1 | 1 | 1 | 0 | 1 | 100% | #N/A
1978-11-09 | 11 | 9 | 2018 | 2018-11-09 | 5 | 0 | 19:00 | 19 | 47 | 43 | 39.02 | 54.32 | 44.96 | 48.02 | 39.56 | 51.98 | 41 | 34 | 51 | 52 | 50 | 45 | 50 | 0 | 1 | 0 | 0 | 0 | 0 | 0 | 1 | 1 | 1 | 0 | 1 | 100% | #N/A
1978-11-09 | 11 | 9 | 2018 | 2018-11-09 | 5 | 0 | 20:00 | 20 | 45 | 42 | 37.94 | 54.32 | 46.04 | 44.96 | 36.86 | 51.98 | 41 | 34 | 50 | 48 | 49 | 45 | 49.28 | 0 | 1 | 0 | 0 | 0 | 0 | 0 | 1 | 1 | 1 | 0 | 1 | 100% | #N/A
1978-11-09 | 11 | 9 | 2018 | 2018-11-09 | 5 | 0 | 21:00 | 21 | 43 | 41 | 35.96 | 54.32 | 41 | 44.06 | 34.34 | 51.98 | 39.2 | 36 | 48 | 46 | 48 | 45 | 48.74 | 0 | 1 | 0 | 0 | 0 | 0 | 0 | 1 | 1 | 1 | 0 | 1 | 100% | #N/A
1978-11-09 | 11 | 9 | 2018 | 2018-11-09 | 5 | 0 | 22:00 | 22 | 41 | 40 | 33.98 | 53.24 | 39.02 | 42.08 | 32.9 | 51.08 | 36.5 | 36 | 45 | 45 | 47 | 45 | 48.02 | 0 | 1 | 0 | 0 | 0 | 0 | 0 | 1 | 1 | 1 | 0 | 1 | 100% | #N/A
1978-11-09 | 11 | 9 | 2018 | 2018-11-09 | 5 | 0 | 23:00 | 23 | 41 | 39 | 33.08 | 54.86 | 39.92 | 39.92 | 30.56 | 50 | 33.8 | 37 | 46 | 46 | 46 | 46 | 46.76 | 0 | 1 | 0 | 0 | 0 | 0 | 0 | 1 | 1 | 1 | 0 | 1 | 100% | #N/A
1978-11-09 | 11 | 9 | 2018 | 2018-11-09 | 5 | 0 | 24:00 | 24 | 40 | 38 | 33.98 | 51.98 | 39.02 | 39.92 | 30.2 | 48.92 | 33.8 | 37 | 44 | 46 | 45 | 46 | 45.32 | 0 | 0 | 1 | 0 | 0 | 0 | 0 | 1 | 1 | 1 | 0 | 1 | 100% | #N/A
1978-11-10 | 11 | 10 | 2018 | 2018-11-10 | 6 | 0 | 1:00 | 1 | 41 | 36 | 30.92 | 50.9 | 39.02 | 37.94 | 30.2 | 46.94 | 37.4 | 37 | 42 | 46 | 44 | 46 | 44.06 | 0 | 0 | 1 | 0 | 0 | 0 | 0 | 1 | 1 | 1 | 0 | 1 | 100% | #N/A
1978-11-10 | 11 | 10 | 2018 | 2018-11-10 | 6 | 0 | 2:00 | 2 | 40 | 35 | 30.92 | 53.06 | 39.92 | 39.02 | 31.46 | 48.02 | 35.6 | 37 | 35 | 48 | 42 | 46 | 42.08 | 0 | 0 | 1 | 0 | 0 | 0 | 0 | 1 | 1 | 1 | 0 | 1 | 100% | #N/A
1978-11-10 | 11 | 10 | 2018 | 2018-11-10 | 6 | 0 | 3:00 | 3 | 40 | 34 | 28.04 | 53.24 | 41 | 37.94 | 32.72 | 50 | 37.4 | 37 | 33 | 57 | 41 | 46 | 39.92 | 0 | 0 | 1 | 0 | 0 | 0 | 0 | 1 | 1 | 1 | 0 | 1 | 100% | #N/A
1978-11-10 | 11 | 10 | 2018 | 2018-11-10 | 6 | 0 | 4:00 | 4 | 40 | 33 | 30.92 | 52.7 | 37.04 | 39.02 | 32.9 | 50 | 48.2 | 37 | 31 | 48 | 39 | 45 | 37.94 | 0 | 0 | 1 | 0 | 0 | 0 | 0 | 1 | 1 | 1 | 0 | 1 | 100% | #N/A
1978-11-10 | 11 | 10 | 2018 | 2018-11-10 | 6 | 0 | 5:00 | 5 | 40 | 32 | 33.98 | 50.18 | 42.08 | 39.92 | 33.44 | 48.92 | 50 | 37 | 28 | 59 | 38 | 46 | 37.58 | 0 | 0 | 1 | 0 | 0 | 0 | 0 | 1 | 1 | 1 | 0 | 1 | 100% | #N/A
1978-11-10 | 11 | 10 | 2018 | 2018-11-10 | 6 | 0 | 6:00 | 6 | 40 | 31 | 35.06 | 52.7 | 42.08 | 39.92 | 33.98 | 50 | 50 | 36 | 30 | 57 | 37 | 46 | 37.4 | 0 | 0 | 1 | 0 | 0 | 0 | 0 | 1 | 1 | 1 | 0 | 1 | 100% | #N/A
1978-11-10 | 11 | 10 | 2018 | 2018-11-10 | 6 | 0 | 7:00 | 7 | 48 | 31 | 33.98 | 53.6 | 42.98 | 39.92 | 33.8 | 50 | 48.2 | 34 | 31 | 61 | 34 | 46 | 37.04 | 0 | 0 | 1 | 0 | 0 | 0 | 0 | 1 | 1 | 1 | 0 | 1 | 100% | #N/A
1978-11-10 | 11 | 10 | 2018 | 2018-11-10 | 6 | 0 | 8:00 | 8 | 51 | 32 | 39.92 | 52.7 | 44.96 | 44.06 | 37.4 | 51.98 | 46.4 | 34 | 34 | 54 | 35 | 46 | 43.34 | 0 | 0 | 1 | 0 | 0 | 0 | 0 | 1 | 1 | 1 | 0 | 1 | 100% | #N/A
1978-11-10 | 11 | 10 | 2018 | 2018-11-10 | 6 | 0 | 9:00 | 9 | 52 | 33 | 48.92 | 53.6 | 50 | 48.92 | 42.8 | 53.06 | 42.8 | 39 | 42 | 61 | 47 | 48 | 49.64 | 0 | 0 | 1 | 0 | 0 | 0 | 0 | 1 | 1 | 1 | 0 | 1 | 100% | #N/A
1978-11-10 | 11 | 10 | 2018 | 2018-11-10 | 6 | 0 | 10:00 | 10 | 55 | 35 | 57.92 | 56.3 | 59 | 55.94 | 44.6 | 55.04 | 41 | 43 | 48 | 66 | 46 | 48 | 55.94 | 0 | 0 | 1 | 0 | 0 | 0 | 0 | 1 | 1 | 1 | 0 | 1 | 100% | #N/A
1978-11-10 | 11 | 10 | 2018 | 2018-11-10 | 6 | 0 | 11:00 | 11 | 57 | 38 | 62.06 | 58.28 | 62.06 | 59 | 47.66 | 53.96 | 41 | 39 | 50 | 66 | 45 | 52 | 57.92 | 0 | 0 | 1 | 0 | 0 | 0 | 0 | 1 | 1 | 1 | 0 | 1 | 100% | #N/A
1978-11-10 | 11 | 10 | 2018 | 2018-11-10 | 6 | 0 | 12:00 | 12 | 58 | 39 | 62.06 | 59.9 | 60.08 | 59 | 48.2 | 53.96 | 41 | 41 | 52 | 68 | 43 | 50 | 60.08 | 0 | 0 | 1 | 0 | 0 | 0 | 0 | 1 | 1 | 1 | 0 | 1 | 100% | #N/A
1978-11-10 | 11 | 10 | 2018 | 2018-11-10 | 6 | 0 | 13:00 | 13 | 56 | 40 | 62.06 | 60.44 | 60.08 | 57.92 | 50 | 53.06 | 39.2 | 39 | 54 | 68 | 43 | 52 | 62.06 | 0 | 0 | 1 | 0 | 0 | 0 | 0 | 1 | 1 | 1 | 0 | 1 | 100% | #N/A
1978-11-10 | 11 | 10 | 2018 | 2018-11-10 | 6 | 0 | 14:00 | 14 | 57 | 40 | 62.06 | 60.8 | 57.92 | 57.02 | 51.8 | 51.98 | 37.4 | 39 | 55 | 68 | 43 | 50 | 60.62 | 0 | 0 | 1 | 0 | 0 | 0 | 0 | 1 | 1 | 1 | 0 | 1 | 100% | #N/A
1978-11-10 | 11 | 10 | 2018 | 2018-11-10 | 6 | 0 | 15:00 | 15 | 57 | 40 | 60.98 | 60.44 | 57.02 | 57.02 | 51.98 | 51.98 | 37.4 | 36 | 53 | 68 | 40 | 50 | 59.36 | 0 | 0 | 1 | 0 | 0 | 0 | 0 | 1 | 1 | 1 | 0 | 1 | 100% | #N/A
1978-11-10 | 11 | 10 | 2018 | 2018-11-10 | 6 | 0 | 16:00 | 16 | 57 | 40 | 57.92 | 59.18 | 55.04 | 53.96 | 51.8 | 51.08 | 33.8 | 36 | 51 | 66 | 41 | 48 | 57.92 | 0 | 0 | 1 | 0 | 0 | 0 | 0 | 1 | 1 | 1 | 0 | 1 | 100% | #N/A
1978-11-10 | 11 | 10 | 2018 | 2018-11-10 | 6 | 0 | 17:00 | 17 | 57 | 40 | 55.94 | 57.56 | 53.96 | 53.96 | 50.36 | 51.08 | 32 | 34 | 50 | 64 | 39 | 46 | 54.68 | 0 | 0 | 1 | 0 | 0 | 0 | 0 | 1 | 1 | 1 | 0 | 1 | 100% | #N/A
1978-11-10 | 11 | 10 | 2018 | 2018-11-10 | 6 | 0 | 18:00 | 18 | 58 | 40 | 55.94 | 56.12 | 53.06 | 53.06 | 50.9 | 50 | 30.2 | 34 | 47 | 63 | 39 | 45 | 51.26 | 0 | 0 | 1 | 0 | 0 | 0 | 0 | 1 | 1 | 1 | 0 | 1 | 100% | #N/A
1978-11-10 | 11 | 10 | 2018 | 2018-11-10 | 6 | 0 | 19:00 | 19 | 58 | 40 | 55.04 | 55.76 | 53.06 | 51.98 | 50 | 48.92 | 28.4 | 32 | 47 | 63 | 39 | 43 | 48.02 | 0 | 0 | 1 | 0 | 0 | 0 | 0 | 1 | 1 | 1 | 0 | 1 | 100% | #N/A
1978-11-10 | 11 | 10 | 2018 | 2018-11-10 | 6 | 0 | 20:00 | 20 | 56 | 40 | 53.96 | 55.04 | 51.08 | 50 | 48.2 | 46.94 | 26.6 | 30 | 44 | 55 | 38 | 43 | 46.94 | 0 | 0 | 1 | 0 | 0 | 0 | 0 | 1 | 1 | 1 | 0 | 1 | 100% | #N/A
1978-11-10 | 11 | 10 | 2018 | 2018-11-10 | 6 | 0 | 21:00 | 21 | 55 | 40 | 53.06 | 52.88 | 48.92 | 48.02 | 48.2 | 46.04 | 26.6 | 30 | 43 | 54 | 38 | 43 | 46.04 | 0 | 0 | 1 | 0 | 0 | 0 | 0 | 1 | 1 | 1 | 0 | 1 | 100% | #N/A
1978-11-10 | 11 | 10 | 2018 | 2018-11-10 | 6 | 0 | 22:00 | 22 | 56 | 41 | 50 | 50.9 | 48.02 | 46.94 | 46.4 | 42.98 | 24.8 | 30 | 37 | 48 | 38 | 45 | 44.96 | 0 | 0 | 1 | 0 | 0 | 0 | 0 | 1 | 1 | 1 | 0 | 1 | 100% | #N/A
1978-11-10 | 11 | 10 | 2018 | 2018-11-10 | 6 | 0 | 23:00 | 23 | 54 | 41 | 48.02 | 48.74 | 46.04 | 46.04 | 46.4 | 42.08 | 24.8 | 28 | 34 | 46 | 35 | 45 | 44.96 | 0 | 0 | 1 | 0 | 0 | 0 | 0 | 1 | 1 | 1 | 0 | 1 | 100% | #N/A
1978-11-10 | 11 | 10 | 2018 | 2018-11-10 | 6 | 0 | 24:00 | 24 | 53 | 41 | 46.94 | 48.2 | 46.04 | 44.96 | 42.8 | 39.92 | 23 | 28 | 34 | 43 | 35 | 45 | 44.96 | 0 | 0 | 1 | 0 | 0 | 0 | 0 | 1 | 1 | 1 | 0 | 1 | 100% | #N/A
1978-11-11 | 11 | 11 | 2018 | 2018-11-11 | 7 | 0 | 1:00 | 1 | 52 | 41 | 46.04 | 46.76 | 44.06 | 42.98 | 41.72 | 37.04 | 23 | 28 | 35 | 43 | 35 | 45 | 44.96 | 0 | 0 | 1 | 0 | 0 | 0 | 0 | 1 | 1 | 1 | 0 | 1 | 100% | #N/A
1978-11-11 | 11 | 11 | 2018 | 2018-11-11 | 7 | 0 | 2:00 | 2 | 50 | 40 | 44.96 | 46.04 | 44.06 | 39.02 | 37.4 | 37.04 | 23 | 28 | 32 | 39 | 35 | 45 | 44.96 | 0 | 0 | 1 | 0 | 0 | 0 | 0 | 1 | 1 | 1 | 0 | 1 | 100% | #N/A
1978-11-11 | 11 | 11 | 2018 | 2018-11-11 | 7 | 0 | 3:00 | 3 | 49 | 40 | 44.96 | 45.32 | 41 | 37.94 | 31.28 | 35.96 | 21.2 | 28 | 36 | 39 | 35 | 45 | 44.96 | 0 | 0 | 1 | 0 | 0 | 0 | 0 | 1 | 1 | 1 | 0 | 1 | 100% | #N/A
1978-11-11 | 11 | 11 | 2018 | 2018-11-11 | 7 | 0 | 4:00 | 4 | 47 | 40 | 42.08 | 44.6 | 37.04 | 37.04 | 31.1 | 35.06 | 21.2 | 27 | 34 | 37 | 35 | 45 | 44.96 | 0 | 0 | 1 | 0 | 0 | 0 | 0 | 1 | 1 | 1 | 0 | 1 | 100% | #N/A
1978-11-11 | 11 | 11 | 2018 | 2018-11-11 | 7 | 0 | 5:00 | 5 | 46 | 40 | 39.92 | 42.62 | 35.06 | 35.06 | 27.68 | 33.98 | 21.2 | 27 | 33 | 36 | 35 | 43 | 46.04 | 0 | 0 | 1 | 0 | 0 | 0 | 0 | 1 | 1 | 1 | 0 | 1 | 100% | #N/A
1978-11-11 | 11 | 11 | 2018 | 2018-11-11 | 7 | 0 | 6:00 | 6 | 44 | 40 | 33.98 | 41.18 | 33.98 | 33.08 | 26.6 | 32 | 21.2 | 27 | 30 | 34 | 35 | 43 | 46.94 | 0 | 0 | 1 | 0 | 0 | 0 | 0 | 1 | 1 | 1 | 0 | 1 | 100% | #N/A
1978-11-11 | 11 | 11 | 2018 | 2018-11-11 | 7 | 0 | 7:00 | 7 | 44 | 40 | 32 | 40.46 | 35.06 | 32 | 26.6 | 30.92 | 21.2 | 27 | 30 | 34 | 34 | 39 | 48.02 | 0 | 0 | 1 | 0 | 0 | 0 | 0 | 1 | 1 | 1 | 0 | 1 | 100% | #N/A
1978-11-11 | 11 | 11 | 2018 | 2018-11-11 | 7 | 0 | 8:00 | 8 | 49 | 41 | 41 | 40.46 | 37.94 | 37.04 | 24.8 | 35.06 | 21.2 | 28 | 34 | 34 | 35 | 41 | 49.28 | 0 | 0 | 1 | 0 | 0 | 0 | 0 | 1 | 1 | 1 | 0 | 1 | 100% | #N/A
1978-11-11 | 11 | 11 | 2018 | 2018-11-11 | 7 | 0 | 9:00 | 9 | 50 | 42 | 42.98 | 40.46 | 42.08 | 41 | 39.02 | 37.94 | 23 | 28 | 43 | 34 | 35 | 43 | 50.72 | 0 | 0 | 1 | 0 | 0 | 0 | 0 | 1 | 1 | 1 | 0 | 1 | 100% | #N/A
1978-11-11 | 11 | 11 | 2018 | 2018-11-11 | 7 | 0 | 10:00 | 10 | 54 | 47 | 46.04 | 42.98 | 44.06 | 44.06 | 43.52 | 41 | 26.6 | 28 | 46 | 34 | 37 | 45 | 51.98 | 0 | 0 | 1 | 0 | 0 | 0 | 0 | 1 | 1 | 1 | 0 | 1 | 100% | #N/A
1978-11-11 | 11 | 11 | 2018 | 2018-11-11 | 7 | 0 | 11:00 | 11 | 54 | 51 | 48.92 | 44.78 | 46.94 | 46.04 | 47.12 | 44.06 | 30.2 | 30 | 49 | 36 | 41 | 48 | 53.24 | 0 | 0 | 1 | 0 | 0 | 0 | 0 | 1 | 1 | 1 | 0 | 1 | 100% | #N/A
1978-11-11 | 11 | 11 | 2018 | 2018-11-11 | 7 | 0 | 12:00 | 12 | 56 | 54 | 51.08 | 47.3 | 48.02 | 48.02 | 50 | 46.04 | 33.8 | 30 | 49 | 37 | 41 | 46 | 54.68 | 0 | 0 | 1 | 0 | 0 | 0 | 0 | 1 | 1 | 1 | 0 | 1 | 100% | #N/A
1978-11-11 | 11 | 11 | 2018 | 2018-11-11 | 7 | 0 | 13:00 | 13 | 56 | 56 | 51.98 | 49.82 | 50 | 51.08 | 53.24 | 46.94 | 35.6 | 32 | 50 | 37 | 42 | 48 | 55.94 | 0 | 0 | 1 | 0 | 0 | 0 | 0 | 1 | 1 | 1 | 0 | 1 | 100% | #N/A
1978-11-11 | 11 | 11 | 2018 | 2018-11-11 | 7 | 0 | 14:00 | 14 | 55 | 56 | 53.06 | 52.52 | 51.08 | 51.08 | 53.96 | 48.02 | 35.6 | 30 | 49 | 37 | 43 | 48 | 56.3 | 0 | 0 | 1 | 0 | 0 | 0 | 0 | 1 | 1 | 1 | 0 | 1 | 100% | #N/A
1978-11-11 | 11 | 11 | 2018 | 2018-11-11 | 7 | 0 | 15:00 | 15 | 54 | 55 | 53.06 | 51.98 | 51.98 | 51.08 | 54.68 | 48.02 | 37.4 | 30 | 49 | 37 | 42 | 45 | 56.66 | 0 | 0 | 1 | 0 | 0 | 0 | 0 | 1 | 1 | 1 | 0 | 1 | 100% | #N/A
1978-11-11 | 11 | 11 | 2018 | 2018-11-11 | 7 | 0 | 16:00 | 16 | 53 | 52 | 53.06 | 53.24 | 50 | 51.08 | 52.16 | 46.94 | 35.6 | 28 | 48 | 36 | 41 | 45 | 57.02 | 0 | 0 | 1 | 0 | 0 | 0 | 0 | 1 | 1 | 1 | 0 | 1 | 100% | #N/A
1978-11-11 | 11 | 11 | 2018 | 2018-11-11 | 7 | 0 | 17:00 | 17 | 50 | 49 | 46.94 | 53.24 | 48.92 | 50 | 46.4 | 44.96 | 33.8 | 30 | 47 | 34 | 40 | 41 | 53.6 | 0 | 0 | 1 | 0 | 0 | 0 | 0 | 1 | 1 | 1 | 0 | 1 | 100% | #N/A
1978-11-11 | 11 | 11 | 2018 | 2018-11-11 | 7 | 0 | 18:00 | 18 | 49 | 47 | 48.02 | 53.24 | 48.92 | 50 | 48.2 | 44.96 | 30.2 | 28 | 47 | 30 | 38 | 39 | 50.36 | 0 | 0 | 1 | 0 | 0 | 0 | 0 | 1 | 1 | 1 | 0 | 1 | 100% | #N/A
1978-11-11 | 11 | 11 | 2018 | 2018-11-11 | 7 | 0 | 19:00 | 19 | 46 | 46 | 51.08 | 48.74 | 50 | 48.92 | 44.42 | 46.04 | 26.6 | 28 | 48 | 27 | 37 | 36 | 46.94 | 0 | 0 | 1 | 0 | 0 | 0 | 0 | 1 | 1 | 1 | 0 | 1 | 100% | #N/A
1978-11-11 | 11 | 11 | 2018 | 2018-11-11 | 7 | 0 | 20:00 | 20 | 45 | 45 | 50 | 51.8 | 48.02 | 46.94 | 43.7 | 44.06 | 23 | 28 | 47 | 27 | 36 | 36 | 46.94 | 0 | 0 | 1 | 0 | 0 | 0 | 0 | 1 | 1 | 1 | 0 | 1 | 100% | #N/A
1978-11-11 | 11 | 11 | 2018 | 2018-11-11 | 7 | 0 | 21:00 | 21 | 44 | 44 | 48.02 | 49.64 | 48.02 | 46.94 | 45.68 | 44.96 | 24.8 | 28 | 48 | 27 | 35 | 34 | 46.94 | 0 | 0 | 1 | 0 | 0 | 0 | 0 | 1 | 1 | 1 | 0 | 1 | 100% | #N/A
1978-11-11 | 11 | 11 | 2018 | 2018-11-11 | 7 | 0 | 22:00 | 22 | 42 | 45 | 46.94 | 47.48 | 48.02 | 48.02 | 46.94 | 44.96 | 23 | 28 | 48 | 25 | 31 | 32 | 46.94 | 0 | 0 | 1 | 0 | 0 | 0 | 0 | 1 | 1 | 1 | 0 | 1 | 100% | #N/A
1978-11-11 | 11 | 11 | 2018 | 2018-11-11 | 7 | 0 | 23:00 | 23 | 41 | 42 | 42.98 | 45.14 | 46.94 | 46.94 | 45.86 | 46.04 | 21.2 | 28 | 49 | 25 | 31 | 32 | 45.32 | 0 | 0 | 1 | 0 | 0 | 0 | 0 | 1 | 1 | 1 | 0 | 1 | 100% | #N/A
1978-11-11 | 11 | 11 | 2018 | 2018-11-11 | 7 | 0 | 24:00 | 24 | 39 | 42 | 42.08 | 44.42 | 48.02 | 46.94 | 45.32 | 46.04 | 19.4 | 28 | 49 | 23 | 30 | 30 | 43.7 | 0 | 0 | 1 | 0 | 0 | 0 | 0 | 1 | 1 | 1 | 0 | 1 | 100% | #N/A
1978-11-12 | 11 | 12 | 2018 | 2018-11-12 | 1 | 1 | 1:00 | 1 | 38 | 42 | 50 | 42.98 | 46.94 | 46.04 | 44.06 | 44.06 | 19.4 | 28 | 49 | 21 | 29 | 28 | 42.08 | 0 | 0 | 1 | 0 | 0 | 0 | 0 | 0 | 1 | 0 | 0 | 1 | 100% | #N/A
1978-11-12 | 11 | 12 | 2018 | 2018-11-12 | 1 | 1 | 2:00 | 2 | 37 | 41 | 42.98 | 42.08 | 46.04 | 44.96 | 41.36 | 42.98 | 19.4 | 27 | 49 | 21 | 28 | 28 | 42.8 | 0 | 0 | 1 | 0 | 0 | 0 | 0 | 0 | 1 | 0 | 0 | 1 | 100% | #N/A
1978-11-12 | 11 | 12 | 2018 | 2018-11-12 | 1 | 1 | 3:00 | 3 | 35 | 39 | 46.94 | 41.18 | 44.96 | 42.98 | 40.64 | 42.98 | 19.4 | 25 | 48 | 19 | 27 | 28 | 43.34 | 0 | 0 | 1 | 0 | 0 | 0 | 0 | 0 | 1 | 0 | 0 | 1 | 100% | #N/A
1978-11-12 | 11 | 12 | 2018 | 2018-11-12 | 1 | 1 | 4:00 | 4 | 34 | 35 | 46.94 | 40.28 | 44.96 | 44.06 | 41.18 | 42.98 | 21.2 | 19 | 43 | 19 | 26 | 28 | 44.06 | 0 | 0 | 1 | 0 | 0 | 0 | 0 | 0 | 1 | 0 | 0 | 1 | 100% | #N/A
1978-11-12 | 11 | 12 | 2018 | 2018-11-12 | 1 | 1 | 5:00 | 5 | 32 | 35 | 46.94 | 38.12 | 46.04 | 44.96 | 41.72 | 44.06 | 21.2 | 21 | 41 | 19 | 24 | 27 | 45.32 | 0 | 0 | 1 | 0 | 0 | 0 | 0 | 0 | 1 | 0 | 0 | 1 | 100% | #N/A
1978-11-12 | 11 | 12 | 2018 | 2018-11-12 | 1 | 1 | 6:00 | 6 | 31 | 33 | 46.94 | 36.5 | 46.04 | 46.04 | 40.1 | 44.06 | 23 | 21 | 43 | 19 | 24 | 27 | 46.76 | 0 | 0 | 1 | 0 | 0 | 0 | 0 | 0 | 1 | 0 | 0 | 1 | 100% | #N/A
1978-11-12 | 11 | 12 | 2018 | 2018-11-12 | 1 | 1 | 7:00 | 7 | 32 | 32 | 48.92 | 35.78 | 46.94 | 46.04 | 42.8 | 46.04 | 24.8 | 25 | 43 | 19 | 25 | 27 | 48.02 | 0 | 0 | 1 | 0 | 0 | 0 | 0 | 0 | 1 | 0 | 0 | 1 | 100% | #N/A
1978-11-12 | 11 | 12 | 2018 | 2018-11-12 | 1 | 1 | 8:00 | 8 | 36 | 35 | 51.08 | 35.6 | 50 | 51.98 | 47.48 | 48.92 | 30.2 | 27 | 42 | 21 | 29 | 32 | 47.3 | 0 | 0 | 1 | 0 | 0 | 0 | 0 | 0 | 1 | 0 | 0 | 1 | 100% | #N/A
1978-11-12 | 11 | 12 | 2018 | 2018-11-12 | 1 | 1 | 9:00 | 9 | 40 | 37 | 55.94 | 35.42 | 55.94 | 55.04 | 52.34 | 51.08 | 35.6 | 30 | 42 | 25 | 33 | 36 | 46.76 | 0 | 0 | 1 | 0 | 0 | 0 | 0 | 0 | 1 | 0 | 0 | 1 | 100% | #N/A
1978-11-12 | 11 | 12 | 2018 | 2018-11-12 | 1 | 1 | 10:00 | 10 | 41 | 39 | 60.08 | 37.76 | 60.08 | 57.92 | 58.1 | 53.06 | 39.2 | 32 | 43 | 28 | 38 | 37 | 46.04 | 0 | 0 | 1 | 0 | 0 | 0 | 0 | 0 | 1 | 0 | 0 | 1 | 100% | #N/A
1978-11-12 | 11 | 12 | 2018 | 2018-11-12 | 1 | 1 | 11:00 | 11 | 43 | 41 | 62.06 | 39.56 | 57.92 | 57.02 | 59 | 55.94 | 41 | 36 | 45 | 34 | 42 | 37 | 45.32 | 0 | 0 | 1 | 0 | 0 | 0 | 0 | 0 | 1 | 0 | 0 | 1 | 100% | #N/A
1978-11-12 | 11 | 12 | 2018 | 2018-11-12 | 1 | 1 | 12:00 | 12 | 44 | 42 | 60.08 | 41.9 | 59 | 53.96 | 57.2 | 53.96 | 41 | 37 | 46 | 39 | 46 | 39 | 44.78 | 0 | 0 | 1 | 0 | 0 | 0 | 0 | 0 | 1 | 0 | 0 | 1 | 100% | #N/A
1978-11-12 | 11 | 12 | 2018 | 2018-11-12 | 1 | 1 | 13:00 | 13 | 43 | 44 | 59 | 44.24 | 53.06 | 53.06 | 53.42 | 51.98 | 41 | 39 | 42 | 43 | 49 | 41 | 44.06 | 0 | 0 | 1 | 0 | 0 | 0 | 0 | 0 | 1 | 0 | 0 | 1 | 100% | #N/A
1978-11-12 | 11 | 12 | 2018 | 2018-11-12 | 1 | 1 | 14:00 | 14 | 44 | 46 | 55.04 | 46.76 | 51.98 | 51.08 | 55.4 | 50 | 42.8 | 43 | 41 | 43 | 51 | 41 | 42.98 | 0 | 0 | 1 | 0 | 0 | 0 | 0 | 0 | 1 | 0 | 0 | 1 | 100% | #N/A
1978-11-12 | 11 | 12 | 2018 | 2018-11-12 | 1 | 1 | 15:00 | 15 | 45 | 46 | 53.96 | 46.04 | 50 | 48.02 | 51.8 | 48.02 | 42.8 | 43 | 42 | 43 | 52 | 43 | 42.08 | 0 | 0 | 1 | 0 | 0 | 0 | 0 | 0 | 1 | 0 | 0 | 1 | 100% | #N/A
1978-11-12 | 11 | 12 | 2018 | 2018-11-12 | 1 | 1 | 16:00 | 16 | 45 | 44 | 48.92 | 47.3 | 46.04 | 46.04 | 46.94 | 44.06 | 44.6 | 39 | 40 | 41 | 49 | 41 | 41 | 0 | 0 | 1 | 0 | 0 | 0 | 0 | 0 | 1 | 0 | 0 | 1 | 100% | #N/A
1978-11-12 | 11 | 12 | 2018 | 2018-11-12 | 1 | 1 | 17:00 | 17 | 43 | 39 | 46.04 | 47.12 | 44.06 | 44.06 | 43.88 | 39.92 | 42.8 | 30 | 37 | 39 | 41 | 37 | 39.38 | 0 | 0 | 1 | 0 | 0 | 0 | 0 | 0 | 1 | 0 | 0 | 1 | 100% | #N/A
1978-11-12 | 11 | 12 | 2018 | 2018-11-12 | 1 | 1 | 18:00 | 18 | 43 | 38 | 44.96 | 46.94 | 42.08 | 42.08 | 41.54 | 39.02 | 41 | 27 | 33 | 39 | 36 | 37 | 37.58 | 0 | 0 | 1 | 0 | 0 | 0 | 0 | 0 | 1 | 0 | 0 | 1 | 100% | #N/A
1978-11-12 | 11 | 12 | 2018 | 2018-11-12 | 1 | 1 | 19:00 | 19 | 42 | 36 | 42.98 | 45.68 | 41 | 42.08 | 40.64 | 35.96 | 39.2 | 28 | 36 | 41 | 34 | 36 | 35.96 | 0 | 0 | 1 | 0 | 0 | 0 | 0 | 0 | 1 | 0 | 0 | 1 | 100% | #N/A
1978-11-12 | 11 | 12 | 2018 | 2018-11-12 | 1 | 1 | 20:00 | 20 | 42 | 33 | 41 | 44.42 | 42.08 | 41 | 40.46 | 37.04 | 35.6 | 27 | 33 | 43 | 34 | 34 | 35.24 | 0 | 0 | 1 | 0 | 0 | 0 | 0 | 0 | 1 | 0 | 0 | 1 | 100% | #N/A
1978-11-12 | 11 | 12 | 2018 | 2018-11-12 | 1 | 1 | 21:00 | 21 | 42 | 31 | 41 | 43.34 | 39.92 | 39.92 | 39.56 | 37.04 | 35.6 | 27 | 30 | 39 | 35 | 34 | 34.7 | 0 | 0 | 1 | 0 | 0 | 0 | 0 | 0 | 1 | 0 | 0 | 1 | 100% | #N/A
1978-11-12 | 11 | 12 | 2018 | 2018-11-12 | 1 | 1 | 22:00 | 22 | 42 | 31 | 39.92 | 42.08 | 39.92 | 39.92 | 39.2 | 35.96 | 33.8 | 25 | 31 | 37 | 37 | 32 | 33.98 | 0 | 0 | 1 | 0 | 0 | 0 | 0 | 0 | 1 | 0 | 0 | 1 | 100% | #N/A
1978-11-12 | 11 | 12 | 2018 | 2018-11-12 | 1 | 1 | 23:00 | 23 | 43 | 31 | 37.94 | 41.72 | 39.02 | 39.02 | 38.3 | 35.96 | 30.2 | 25 | 26 | 37 | 37 | 32 | 32.72 | 0 | 0 | 1 | 0 | 0 | 0 | 0 | 0 | 1 | 0 | 0 | 1 | 100% | #N/A
1978-11-12 | 11 | 12 | 2018 | 2018-11-12 | 1 | 1 | 24:00 | 24 | 44 | 30 | 39.02 | 41.36 | 37.04 | 37.04 | 35.42 | 33.98 | 33.8 | 23 | 28 | 37 | 36 | 32 | 31.28 | 0 | 0 | 1 | 0 | 0 | 0 | 0 | 0 | 1 | 0 | 0 | 1 | 100% | #N/A
1978-11-13 | 11 | 13 | 2018 | 2018-11-13 | 2 | 0 | 1:00 | 1 | 45 | 29 | 37.94 | 40.1 | 35.96 | 35.96 | 35.78 | 33.08 | 32 | 21 | 29 | 37 | 36 | 32 | 30.02 | 0 | 0 | 1 | 0 | 0 | 0 | 0 | 1 | 1 | 1 | 0 | 1 | 100% | #N/A
1978-11-13 | 11 | 13 | 2018 | 2018-11-13 | 2 | 0 | 2:00 | 2 | 46 | 28 | 37.04 | 38.84 | 35.06 | 35.96 | 34.52 | 32 | 35.6 | 21 | 28 | 37 | 35 | 32 | 30.02 | 0 | 0 | 1 | 0 | 0 | 0 | 0 | 1 | 1 | 1 | 0 | 1 | 100% | #N/A
1978-11-13 | 11 | 13 | 2018 | 2018-11-13 | 2 | 0 | 3:00 | 3 | 47 | 27 | 35.96 | 37.76 | 33.98 | 35.06 | 32 | 32 | 41 | 21 | 23 | 37 | 34 | 32 | 30.02 | 0 | 0 | 1 | 0 | 0 | 0 | 0 | 1 | 1 | 1 | 0 | 1 | 100% | #N/A
1978-11-13 | 11 | 13 | 2018 | 2018-11-13 | 2 | 0 | 4:00 | 4 | 48 | 26 | 35.96 | 37.4 | 33.98 | 35.06 | 32 | 30.92 | 41 | 21 | 25 | 37 | 33 | 30 | 30.02 | 0 | 0 | 1 | 0 | 0 | 0 | 0 | 1 | 1 | 1 | 0 | 1 | 100% | #N/A
1978-11-13 | 11 | 13 | 2018 | 2018-11-13 | 2 | 0 | 5:00 | 5 | 49 | 25 | 35.06 | 36.86 | 33.98 | 35.06 | 30.92 | 30.92 | 41 | 21 | 24 | 37 | 32 | 28 | 30.38 | 0 | 0 | 1 | 0 | 0 | 0 | 0 | 1 | 1 | 1 | 0 | 1 | 100% | #N/A
1978-11-13 | 11 | 13 | 2018 | 2018-11-13 | 2 | 0 | 6:00 | 6 | 50 | 24 | 33.98 | 36.68 | 33.08 | 33.98 | 30.02 | 30.02 | 42.8 | 21 | 23 | 37 | 32 | 28 | 30.56 | 0 | 0 | 1 | 0 | 0 | 0 | 0 | 1 | 1 | 1 | 0 | 1 | 100% | #N/A
1978-11-13 | 11 | 13 | 2018 | 2018-11-13 | 2 | 0 | 7:00 | 7 | 51 | 24 | 32 | 36.14 | 30.92 | 33.08 | 27.32 | 28.94 | 42.8 | 21 | 23 | 37 | 31 | 28 | 30.92 | 0 | 0 | 1 | 0 | 0 | 0 | 0 | 1 | 1 | 1 | 0 | 1 | 100% | #N/A
1978-11-13 | 11 | 13 | 2018 | 2018-11-13 | 2 | 0 | 8:00 | 8 | 53 | 29 | 37.04 | 35.96 | 35.06 | 35.06 | 34.16 | 30.92 | 46.4 | 25 | 26 | 37 | 35 | 32 | 33.98 | 0 | 1 | 0 | 0 | 0 | 0 | 0 | 1 | 1 | 1 | 0 | 1 | 100% | #N/A
1978-11-13 | 11 | 13 | 2018 | 2018-11-13 | 2 | 0 | 9:00 | 9 | 54 | 33 | 39.92 | 36.68 | 37.94 | 37.94 | 37.4 | 33.98 | 48.2 | 27 | 31 | 39 | 39 | 34 | 36.86 | 0 | 1 | 0 | 0 | 0 | 0 | 0 | 1 | 1 | 1 | 0 | 1 | 100% | #N/A
1978-11-13 | 11 | 13 | 2018 | 2018-11-13 | 2 | 0 | 10:00 | 10 | 55 | 38 | 42.08 | 39.56 | 41 | 39.92 | 39.74 | 35.96 | 50 | 34 | 32 | 41 | 44 | 36 | 39.92 | 0 | 1 | 0 | 0 | 0 | 0 | 0 | 1 | 1 | 1 | 0 | 1 | 100% | #N/A
1978-11-13 | 11 | 13 | 2018 | 2018-11-13 | 2 | 0 | 11:00 | 11 | 56 | 43 | 44.06 | 41.18 | 42.98 | 42.98 | 42.98 | 39.02 | 50 | 37 | 34 | 43 | 51 | 37 | 41.54 | 0 | 1 | 0 | 0 | 0 | 0 | 0 | 1 | 1 | 1 | 0 | 1 | 100% | #N/A
1978-11-13 | 11 | 13 | 2018 | 2018-11-13 | 2 | 0 | 12:00 | 12 | 58 | 47 | 46.04 | 44.06 | 44.96 | 44.96 | 44.78 | 39.92 | 50 | 39 | 36 | 45 | 51 | 39 | 43.34 | 0 | 1 | 0 | 0 | 0 | 0 | 0 | 1 | 1 | 1 | 0 | 1 | 100% | #N/A
1978-11-13 | 11 | 13 | 2018 | 2018-11-13 | 2 | 0 | 13:00 | 13 | 58 | 48 | 46.94 | 45.14 | 46.04 | 46.04 | 46.94 | 41 | 50 | 45 | 38 | 46 | 52 | 39 | 44.96 | 0 | 1 | 0 | 0 | 0 | 0 | 0 | 1 | 1 | 1 | 0 | 1 | 100% | #N/A
1978-11-13 | 11 | 13 | 2018 | 2018-11-13 | 2 | 0 | 14:00 | 14 | 57 | 50 | 48.02 | 47.3 | 46.94 | 46.04 | 47.12 | 42.08 | 48.2 | 48 | 40 | 46 | 55 | 41 | 44.24 | 0 | 1 | 0 | 0 | 0 | 0 | 0 | 1 | 1 | 1 | 0 | 1 | 100% | #N/A
1978-11-13 | 11 | 13 | 2018 | 2018-11-13 | 2 | 0 | 15:00 | 15 | 56 | 52 | 48.92 | 47.3 | 48.02 | 46.94 | 47.84 | 42.98 | 48.2 | 52 | 40 | 46 | 56 | 39 | 43.7 | 0 | 1 | 0 | 0 | 0 | 0 | 0 | 1 | 1 | 1 | 0 | 1 | 100% | #N/A
1978-11-13 | 11 | 13 | 2018 | 2018-11-13 | 2 | 0 | 16:00 | 16 | 56 | 50 | 46.94 | 48.02 | 46.04 | 46.94 | 45.32 | 41 | 48.2 | 45 | 39 | 46 | 53 | 39 | 42.98 | 0 | 1 | 0 | 0 | 0 | 0 | 0 | 1 | 1 | 1 | 0 | 1 | 100% | #N/A
1978-11-13 | 11 | 13 | 2018 | 2018-11-13 | 2 | 0 | 17:00 | 17 | 55 | 48 | 44.96 | 47.84 | 42.98 | 44.06 | 41.18 | 39.92 | 46.4 | 37 | 37 | 45 | 50 | 34 | 41.9 | 0 | 1 | 0 | 0 | 0 | 0 | 0 | 1 | 1 | 1 | 0 | 1 | 100% | #N/A
1978-11-13 | 11 | 13 | 2018 | 2018-11-13 | 2 | 0 | 18:00 | 18 | 53 | 40 | 42.08 | 47.3 | 42.08 | 42.98 | 39.38 | 37.94 | 46.4 | 32 | 35 | 45 | 42 | 32 | 41 | 0 | 1 | 0 | 0 | 0 | 0 | 0 | 1 | 1 | 1 | 0 | 1 | 100% | #N/A
1978-11-13 | 11 | 13 | 2018 | 2018-11-13 | 2 | 0 | 19:00 | 19 | 52 | 39 | 39.92 | 46.22 | 41 | 41 | 36.86 | 37.94 | 44.6 | 30 | 32 | 43 | 39 | 30 | 39.92 | 0 | 1 | 0 | 0 | 0 | 0 | 0 | 1 | 1 | 1 | 0 | 1 | 100% | #N/A
1978-11-13 | 11 | 13 | 2018 | 2018-11-13 | 2 | 0 | 20:00 | 20 | 52 | 38 | 41 | 45.32 | 42.08 | 41 | 37.04 | 37.04 | 42.8 | 34 | 32 | 43 | 38 | 30 | 39.02 | 0 | 1 | 0 | 0 | 0 | 0 | 0 | 1 | 1 | 1 | 0 | 1 | 100% | #N/A
1978-11-13 | 11 | 13 | 2018 | 2018-11-13 | 2 | 0 | 21:00 | 21 | 51 | 36 | 37.04 | 44.6 | 39.92 | 39.92 | 36.68 | 35.06 | 42.8 | 36 | 32 | 43 | 38 | 27 | 37.94 | 0 | 1 | 0 | 0 | 0 | 0 | 0 | 1 | 1 | 1 | 0 | 1 | 100% | #N/A
1978-11-13 | 11 | 13 | 2018 | 2018-11-13 | 2 | 0 | 22:00 | 22 | 50 | 37 | 37.04 | 43.7 | 39.92 | 39.02 | 33.98 | 37.04 | 44.6 | 36 | 34 | 43 | 40 | 30 | 37.04 | 0 | 1 | 0 | 0 | 0 | 0 | 0 | 1 | 1 | 1 | 0 | 1 | 100% | #N/A
1978-11-13 | 11 | 13 | 2018 | 2018-11-13 | 2 | 0 | 23:00 | 23 | 49 | 35 | 37.94 | 43.52 | 39.92 | 39.92 | 35.06 | 37.04 | 42.8 | 36 | 35 | 39 | 40 | 30 | 40.28 | 0 | 1 | 0 | 0 | 0 | 0 | 0 | 1 | 1 | 1 | 0 | 1 | 100% | #N/A
1978-11-13 | 11 | 13 | 2018 | 2018-11-13 | 2 | 0 | 24:00 | 24 | 48 | 37 | 41 | 43.34 | 41 | 39.92 | 33.8 | 37.94 | 42.8 | 36 | 35 | 39 | 38 | 28 | 43.7 | 0 | 0 | 1 | 0 | 0 | 0 | 0 | 1 | 1 | 1 | 0 | 1 | 100% | #N/A
1978-11-14 | 11 | 14 | 2018 | 2018-11-14 | 3 | 0 | 1:00 | 1 | 47 | 35 | 41 | 42.26 | 42.08 | 42.08 | 35.78 | 37.94 | 42.8 | 34 | 32 | 37 | 38 | 28 | 46.94 | 0 | 0 | 1 | 0 | 0 | 0 | 0 | 1 | 1 | 1 | 0 | 1 | 100% | #N/A
1978-11-14 | 11 | 14 | 2018 | 2018-11-14 | 3 | 0 | 2:00 | 2 | 46 | 36 | 42.08 | 43.34 | 42.98 | 41 | 39.2 | 39.02 | 42.8 | 34 | 29 | 36 | 36 | 28 | 48.02 | 0 | 0 | 1 | 0 | 0 | 0 | 0 | 1 | 1 | 1 | 0 | 1 | 100% | #N/A
1978-11-14 | 11 | 14 | 2018 | 2018-11-14 | 3 | 0 | 3:00 | 3 | 45 | 38 | 41 | 44.42 | 42.98 | 41 | 40.64 | 39.02 | 44.6 | 30 | 28 | 36 | 35 | 28 | 48.92 | 0 | 0 | 1 | 0 | 0 | 0 | 0 | 1 | 1 | 1 | 0 | 1 | 100% | #N/A
1978-11-14 | 11 | 14 | 2018 | 2018-11-14 | 3 | 0 | 4:00 | 4 | 44 | 38 | 37.04 | 45.32 | 42.98 | 42.08 | 39.2 | 39.92 | 44.6 | 30 | 28 | 34 | 34 | 28 | 50 | 0 | 0 | 1 | 0 | 0 | 0 | 0 | 1 | 1 | 1 | 0 | 1 | 100% | #N/A
1978-11-14 | 11 | 14 | 2018 | 2018-11-14 | 3 | 0 | 5:00 | 5 | 43 | 34 | 35.06 | 46.04 | 44.06 | 42.08 | 37.94 | 39.92 | 44.6 | 30 | 27 | 34 | 33 | 28 | 50.72 | 0 | 0 | 1 | 0 | 0 | 0 | 0 | 1 | 1 | 1 | 0 | 1 | 100% | #N/A
1978-11-14 | 11 | 14 | 2018 | 2018-11-14 | 3 | 0 | 6:00 | 6 | 42 | 33 | 42.08 | 46.4 | 44.06 | 44.06 | 38.12 | 39.92 | 44.6 | 36 | 26 | 34 | 32 | 28 | 51.26 | 0 | 0 | 1 | 0 | 0 | 0 | 0 | 1 | 1 | 1 | 0 | 1 | 100% | #N/A
1978-11-14 | 11 | 14 | 2018 | 2018-11-14 | 3 | 0 | 7:00 | 7 | 41 | 36 | 42.08 | 46.58 | 44.06 | 44.96 | 38.48 | 39.92 | 42.8 | 39 | 27 | 37 | 34 | 28 | 51.98 | 0 | 0 | 1 | 0 | 0 | 0 | 0 | 1 | 1 | 1 | 0 | 1 | 100% | #N/A
1978-11-14 | 11 | 14 | 2018 | 2018-11-14 | 3 | 0 | 8:00 | 8 | 45 | 40 | 44.06 | 46.76 | 44.96 | 44.96 | 37.58 | 41 | 42.8 | 54 | 31 | 45 | 36 | 25 | 53.96 | 0 | 1 | 0 | 0 | 0 | 0 | 0 | 1 | 1 | 1 | 0 | 1 | 100% | #N/A
1978-11-14 | 11 | 14 | 2018 | 2018-11-14 | 3 | 0 | 9:00 | 9 | 50 | 44 | 48.02 | 47.3 | 48.02 | 48.02 | 43.88 | 44.06 | 44.6 | 55 | 38 | 46 | 39 | 25 | 55.94 | 0 | 1 | 0 | 0 | 0 | 0 | 0 | 1 | 1 | 1 | 0 | 1 | 100% | #N/A
1978-11-14 | 11 | 14 | 2018 | 2018-11-14 | 3 | 0 | 10:00 | 10 | 51 | 49 | 53.96 | 49.28 | 51.98 | 51.98 | 48.56 | 46.94 | 44.6 | 52 | 48 | 48 | 43 | 25 | 57.92 | 0 | 1 | 0 | 0 | 0 | 0 | 0 | 1 | 1 | 1 | 0 | 1 | 100% | #N/A
1978-11-14 | 11 | 14 | 2018 | 2018-11-14 | 3 | 0 | 11:00 | 11 | 53 | 50 | 55.94 | 51.26 | 53.96 | 53.06 | 54.86 | 50 | 46.4 | 52 | 56 | 50 | 49 | 25 | 59.36 | 0 | 1 | 0 | 0 | 0 | 0 | 0 | 1 | 1 | 1 | 0 | 1 | 100% | #N/A
1978-11-14 | 11 | 14 | 2018 | 2018-11-14 | 3 | 0 | 12:00 | 12 | 55 | 54 | 57.92 | 52.7 | 55.94 | 55.04 | 56.48 | 51.98 | 44.6 | 50 | 63 | 50 | 52 | 25 | 60.62 | 0 | 1 | 0 | 0 | 0 | 0 | 0 | 1 | 1 | 1 | 0 | 1 | 100% | #N/A
1978-11-14 | 11 | 14 | 2018 | 2018-11-14 | 3 | 0 | 13:00 | 13 | 57 | 55 | 60.08 | 56.3 | 57.02 | 57.92 | 58.28 | 53.96 | 44.6 | 52 | 70 | 52 | 54 | 25 | 62.06 | 0 | 1 | 0 | 0 | 0 | 0 | 0 | 1 | 1 | 1 | 0 | 1 | 100% | #N/A
1978-11-14 | 11 | 14 | 2018 | 2018-11-14 | 3 | 0 | 14:00 | 14 | 57 | 55 | 60.98 | 59.18 | 59 | 59 | 60.62 | 55.04 | 44.6 | 48 | 71 | 52 | 57 | 25 | 61.34 | 0 | 1 | 0 | 0 | 0 | 0 | 0 | 1 | 1 | 1 | 0 | 1 | 100% | #N/A
1978-11-14 | 11 | 14 | 2018 | 2018-11-14 | 3 | 0 | 15:00 | 15 | 58 | 55 | 60.98 | 58.1 | 59 | 60.08 | 61.16 | 55.04 | 44.6 | 46 | 70 | 52 | 55 | 27 | 60.8 | 0 | 1 | 0 | 0 | 0 | 0 | 0 | 1 | 1 | 1 | 0 | 1 | 100% | #N/A
1978-11-14 | 11 | 14 | 2018 | 2018-11-14 | 3 | 0 | 16:00 | 16 | 57 | 55 | 59 | 59.36 | 57.92 | 57.92 | 58.46 | 53.96 | 42.8 | 45 | 66 | 50 | 54 | 27 | 60.08 | 0 | 1 | 0 | 0 | 0 | 0 | 0 | 1 | 1 | 1 | 0 | 1 | 100% | #N/A
1978-11-14 | 11 | 14 | 2018 | 2018-11-14 | 3 | 0 | 17:00 | 17 | 55 | 52 | 55.04 | 59.36 | 53.06 | 53.96 | 50.9 | 50 | 42.8 | 39 | 64 | 48 | 54 | 28 | 59 | 0 | 1 | 0 | 0 | 0 | 0 | 0 | 1 | 1 | 1 | 0 | 1 | 100% | #N/A
1978-11-14 | 11 | 14 | 2018 | 2018-11-14 | 3 | 0 | 18:00 | 18 | 54 | 53 | 42.98 | 58.46 | 50 | 51.98 | 44.24 | 48.92 | 42.8 | 39 | 59 | 45 | 54 | 28 | 58.1 | 0 | 1 | 0 | 0 | 0 | 0 | 0 | 1 | 1 | 1 | 0 | 1 | 100% | #N/A
1978-11-14 | 11 | 14 | 2018 | 2018-11-14 | 3 | 0 | 19:00 | 19 | 54 | 54 | 37.94 | 57.38 | 46.94 | 48.92 | 42.44 | 48.02 | 42.8 | 37 | 59 | 45 | 53 | 28 | 57.02 | 0 | 1 | 0 | 0 | 0 | 0 | 0 | 1 | 1 | 1 | 0 | 1 | 100% | #N/A
1978-11-14 | 11 | 14 | 2018 | 2018-11-14 | 3 | 0 | 20:00 | 20 | 53 | 54 | 35.06 | 56.48 | 51.08 | 46.94 | 36.68 | 46.04 | 42.8 | 36 | 58 | 43 | 53 | 28 | 57.74 | 0 | 1 | 0 | 0 | 0 | 0 | 0 | 1 | 1 | 1 | 0 | 1 | 100% | #N/A
1978-11-14 | 11 | 14 | 2018 | 2018-11-14 | 3 | 0 | 21:00 | 21 | 52 | 53 | 35.06 | 55.58 | 48.92 | 48.92 | 35.78 | 44.06 | 42.8 | 30 | 58 | 41 | 54 | 30 | 58.28 | 0 | 1 | 0 | 0 | 0 | 0 | 0 | 1 | 1 | 1 | 0 | 1 | 100% | #N/A
1978-11-14 | 11 | 14 | 2018 | 2018-11-14 | 3 | 0 | 22:00 | 22 | 52 | 53 | 28.94 | 54.5 | 46.04 | 44.96 | 30.74 | 44.96 | 42.8 | 27 | 58 | 43 | 53 | 30 | 59 | 0 | 1 | 0 | 0 | 0 | 0 | 0 | 1 | 1 | 1 | 0 | 1 | 100% | #N/A
1978-11-14 | 11 | 14 | 2018 | 2018-11-14 | 3 | 0 | 23:00 | 23 | 51 | 50 | 30.92 | 53.6 | 46.04 | 44.96 | 30.56 | 46.04 | 42.8 | 25 | 60 | 41 | 53 | 30 | 59 | 0 | 1 | 0 | 0 | 0 | 0 | 0 | 1 | 1 | 1 | 0 | 1 | 100% | #N/A
1978-11-14 | 11 | 14 | 2018 | 2018-11-14 | 3 | 0 | 24:00 | 24 | 49 | 49 | 30.02 | 53.24 | 46.04 | 42.98 | 29.48 | 44.96 | 42.8 | 25 | 59 | 43 | 53 | 30 | 59 | 0 | 0 | 1 | 0 | 0 | 0 | 0 | 1 | 1 | 1 | 0 | 1 | 100% | #N/A
1978-11-15 | 11 | 15 | 2018 | 2018-11-15 | 4 | 0 | 1:00 | 1 | 49 | 48 | 30.92 | 49.28 | 42.98 | 42.98 | 26.6 | 44.96 | 42.8 | 25 | 60 | 41 | 53 | 30 | 59 | 0 | 0 | 1 | 0 | 0 | 0 | 0 | 1 | 1 | 1 | 0 | 1 | 100% | #N/A
1978-11-15 | 11 | 15 | 2018 | 2018-11-15 | 4 | 0 | 2:00 | 2 | 47 | 49 | 26.96 | 49.82 | 44.06 | 39.92 | 25.7 | 44.06 | 42.8 | 25 | 59 | 39 | 53 | 30 | 57.38 | 0 | 0 | 1 | 0 | 0 | 0 | 0 | 1 | 1 | 1 | 0 | 1 | 100% | #N/A
1978-11-15 | 11 | 15 | 2018 | 2018-11-15 | 4 | 0 | 3:00 | 3 | 46 | 48 | 26.06 | 48.38 | 41 | 42.08 | 24.98 | 44.06 | 42.8 | 25 | 58 | 37 | 53 | 30 | 55.58 | 0 | 0 | 1 | 0 | 0 | 0 | 0 | 1 | 1 | 1 | 0 | 1 | 100% | #N/A
1978-11-15 | 11 | 15 | 2018 | 2018-11-15 | 4 | 0 | 4:00 | 4 | 45 | 48 | 26.06 | 47.12 | 42.98 | 39.92 | 23.36 | 44.06 | 41 | 27 | 56 | 37 | 53 | 30 | 53.96 | 0 | 0 | 1 | 0 | 0 | 0 | 0 | 1 | 1 | 1 | 0 | 1 | 100% | #N/A
1978-11-15 | 11 | 15 | 2018 | 2018-11-15 | 4 | 0 | 5:00 | 5 | 44 | 48 | 19.94 | 45.86 | 39.02 | 39.92 | 21.92 | 44.06 | 39.2 | 28 | 57 | 36 | 53 | 30 | 51.62 | 0 | 0 | 1 | 0 | 0 | 0 | 0 | 1 | 1 | 1 | 0 | 1 | 100% | #N/A
1978-11-15 | 11 | 15 | 2018 | 2018-11-15 | 4 | 0 | 6:00 | 6 | 43 | 49 | 23 | 47.12 | 37.94 | 37.94 | 19.76 | 44.06 | 39.2 | 28 | 57 | 37 | 53 | 30 | 49.28 | 0 | 0 | 1 | 0 | 0 | 0 | 0 | 1 | 1 | 1 | 0 | 1 | 100% | #N/A
1978-11-15 | 11 | 15 | 2018 | 2018-11-15 | 4 | 0 | 7:00 | 7 | 41 | 50 | 23 | 47.3 | 33.98 | 37.94 | 21.02 | 42.98 | 39.2 | 28 | 57 | 37 | 56 | 30 | 46.94 | 0 | 0 | 1 | 0 | 0 | 0 | 0 | 1 | 1 | 1 | 0 | 1 | 100% | #N/A
1978-11-15 | 11 | 15 | 2018 | 2018-11-15 | 4 | 0 | 8:00 | 8 | 44 | 49 | 32 | 48.2 | 41 | 41 | 27.5 | 44.96 | 35.6 | 30 | 58 | 37 | 58 | 32 | 48.02 | 0 | 1 | 0 | 0 | 0 | 0 | 0 | 1 | 1 | 1 | 0 | 1 | 100% | #N/A
1978-11-15 | 11 | 15 | 2018 | 2018-11-15 | 4 | 0 | 9:00 | 9 | 47 | 46 | 48.92 | 50.18 | 50 | 48.02 | 40.1 | 48.92 | 42.8 | 30 | 58 | 37 | 64 | 32 | 48.92 | 0 | 1 | 0 | 0 | 0 | 0 | 0 | 1 | 1 | 1 | 0 | 1 | 100% | #N/A
1978-11-15 | 11 | 15 | 2018 | 2018-11-15 | 4 | 0 | 10:00 | 10 | 50 | 46 | 57.02 | 54.68 | 55.94 | 53.06 | 50.9 | 51.98 | 42.8 | 34 | 60 | 39 | 65 | 34 | 50 | 0 | 1 | 0 | 0 | 0 | 0 | 0 | 1 | 1 | 1 | 0 | 1 | 100% | #N/A
1978-11-15 | 11 | 15 | 2018 | 2018-11-15 | 4 | 0 | 11:00 | 11 | 53 | 48 | 60.08 | 56.84 | 59 | 57.02 | 56.12 | 55.04 | 44.6 | 34 | 60 | 39 | 64 | 34 | 51.26 | 0 | 1 | 0 | 0 | 0 | 0 | 0 | 1 | 1 | 1 | 0 | 1 | 100% | #N/A
1978-11-15 | 11 | 15 | 2018 | 2018-11-15 | 4 | 0 | 12:00 | 12 | 56 | 49 | 62.96 | 60.26 | 60.98 | 60.08 | 58.46 | 57.02 | 44.6 | 36 | 63 | 39 | 65 | 36 | 52.7 | 0 | 1 | 0 | 0 | 0 | 0 | 0 | 1 | 1 | 1 | 0 | 1 | 100% | #N/A
1978-11-15 | 11 | 15 | 2018 | 2018-11-15 | 4 | 0 | 13:00 | 13 | 57 | 50 | 66.92 | 62.06 | 62.96 | 62.96 | 61.88 | 57.92 | 44.6 | 36 | 62 | 37 | 62 | 37 | 53.96 | 0 | 1 | 0 | 0 | 0 | 0 | 0 | 1 | 1 | 1 | 0 | 1 | 100% | #N/A
1978-11-15 | 11 | 15 | 2018 | 2018-11-15 | 4 | 0 | 14:00 | 14 | 53 | 51 | 68 | 64.58 | 64.94 | 64.04 | 63.5 | 57.92 | 44.6 | 36 | 64 | 37 | 59 | 36 | 52.7 | 0 | 1 | 0 | 0 | 0 | 0 | 0 | 1 | 1 | 1 | 0 | 1 | 100% | #N/A
1978-11-15 | 11 | 15 | 2018 | 2018-11-15 | 4 | 0 | 15:00 | 15 | 53 | 51 | 66.92 | 64.04 | 64.94 | 62.96 | 62.96 | 57.92 | 42.8 | 36 | 65 | 37 | 57 | 36 | 51.26 | 0 | 1 | 0 | 0 | 0 | 0 | 0 | 1 | 1 | 1 | 0 | 1 | 100% | #N/A
1978-11-15 | 11 | 15 | 2018 | 2018-11-15 | 4 | 0 | 16:00 | 16 | 53 | 51 | 64.04 | 63.32 | 60.98 | 60.08 | 58.46 | 55.94 | 42.8 | 36 | 63 | 37 | 55 | 36 | 50 | 0 | 1 | 0 | 0 | 0 | 0 | 0 | 1 | 1 | 1 | 0 | 1 | 100% | #N/A
1978-11-15 | 11 | 15 | 2018 | 2018-11-15 | 4 | 0 | 17:00 | 17 | 49 | 50 | 50 | 62.6 | 55.04 | 55.94 | 49.1 | 51.98 | 42.8 | 36 | 61 | 36 | 53 | 34 | 48.92 | 0 | 1 | 0 | 0 | 0 | 0 | 0 | 1 | 1 | 1 | 0 | 1 | 100% | #N/A
1978-11-15 | 11 | 15 | 2018 | 2018-11-15 | 4 | 0 | 18:00 | 18 | 48 | 51 | 44.96 | 62.06 | 57.02 | 53.06 | 41.36 | 51.08 | 39.2 | 36 | 61 | 36 | 52 | 32 | 48.02 | 0 | 1 | 0 | 0 | 0 | 0 | 0 | 1 | 1 | 1 | 0 | 1 | 100% | #N/A
1978-11-15 | 11 | 15 | 2018 | 2018-11-15 | 4 | 0 | 19:00 | 19 | 49 | 51 | 42.08 | 61.7 | 53.96 | 50 | 41.9 | 50 | 37.4 | 34 | 60 | 36 | 50 | 32 | 46.94 | 0 | 1 | 0 | 0 | 0 | 0 | 0 | 1 | 1 | 1 | 0 | 1 | 100% | #N/A
1978-11-15 | 11 | 15 | 2018 | 2018-11-15 | 4 | 0 | 20:00 | 20 | 49 | 51 | 39.02 | 59.18 | 53.06 | 48.02 | 40.46 | 48.92 | 35.6 | 34 | 60 | 34 | 41 | 32 | 46.22 | 0 | 1 | 0 | 0 | 0 | 0 | 0 | 1 | 1 | 1 | 0 | 1 | 100% | #N/A
1978-11-15 | 11 | 15 | 2018 | 2018-11-15 | 4 | 0 | 21:00 | 21 | 46 | 51 | 37.94 | 58.82 | 48.92 | 48.92 | 41.72 | 51.08 | 33.8 | 34 | 60 | 34 | 38 | 34 | 45.68 | 0 | 1 | 0 | 0 | 0 | 0 | 0 | 1 | 1 | 1 | 0 | 1 | 100% | #N/A
1978-11-15 | 11 | 15 | 2018 | 2018-11-15 | 4 | 0 | 22:00 | 22 | 41 | 51 | 39.92 | 58.28 | 48.02 | 46.94 | 39.74 | 48.02 | 35.6 | 34 | 61 | 32 | 44 | 34 | 44.96 | 0 | 1 | 0 | 0 | 0 | 0 | 0 | 1 | 1 | 1 | 0 | 1 | 100% | #N/A
1978-11-15 | 11 | 15 | 2018 | 2018-11-15 | 4 | 0 | 23:00 | 23 | 41 | 51 | 41 | 53.6 | 46.94 | 46.94 | 39.02 | 50 | 35.6 | 36 | 61 | 32 | 43 | 32 | 43.7 | 0 | 1 | 0 | 0 | 0 | 0 | 0 | 1 | 1 | 1 | 0 | 1 | 100% | #N/A
1978-11-15 | 11 | 15 | 2018 | 2018-11-15 | 4 | 0 | 24:00 | 24 | 40 | 51 | 42.98 | 53.6 | 44.06 | 44.96 | 40.64 | 46.94 | 35.6 | 36 | 62 | 32 | 41 | 32 | 42.26 | 0 | 0 | 1 | 0 | 0 | 0 | 0 | 1 | 1 | 1 | 0 | 1 | 100% | #N/A
1978-11-16 | 11 | 16 | 2018 | 2018-11-16 | 5 | 0 | 1:00 | 1 | 41 | 51 | 39.92 | 51.8 | 48.02 | 44.06 | 37.22 | 44.96 | 35.6 | 37 | 62 | 30 | 40 | 32 | 41 | 0 | 0 | 1 | 0 | 0 | 0 | 0 | 1 | 1 | 1 | 0 | 1 | 100% | #N/A
1978-11-16 | 11 | 16 | 2018 | 2018-11-16 | 5 | 0 | 2:00 | 2 | 40 | 50 | 41 | 55.04 | 44.96 | 44.06 | 38.3 | 48.02 | 37.4 | 36 | 62 | 30 | 38 | 32 | 40.28 | 0 | 0 | 1 | 0 | 0 | 0 | 0 | 1 | 1 | 1 | 0 | 1 | 100% | #N/A
1978-11-16 | 11 | 16 | 2018 | 2018-11-16 | 5 | 0 | 3:00 | 3 | 40 | 50 | 42.08 | 50.72 | 42.98 | 42.98 | 37.94 | 48.92 | 41 | 37 | 63 | 30 | 37 | 32 | 39.74 | 0 | 0 | 1 | 0 | 0 | 0 | 0 | 1 | 1 | 1 | 0 | 1 | 100% | #N/A
1978-11-16 | 11 | 16 | 2018 | 2018-11-16 | 5 | 0 | 4:00 | 4 | 40 | 50 | 41 | 51.26 | 44.06 | 42.98 | 38.48 | 44.96 | 41 | 36 | 63 | 30 | 35 | 32 | 39.02 | 0 | 0 | 1 | 0 | 0 | 0 | 0 | 1 | 1 | 1 | 0 | 1 | 100% | #N/A
1978-11-16 | 11 | 16 | 2018 | 2018-11-16 | 5 | 0 | 5:00 | 5 | 40 | 50 | 42.08 | 50.18 | 42.98 | 42.98 | 40.82 | 46.04 | 42.8 | 36 | 62 | 30 | 33 | 32 | 38.66 | 0 | 0 | 1 | 0 | 0 | 0 | 0 | 1 | 1 | 1 | 0 | 1 | 100% | #N/A
1978-11-16 | 11 | 16 | 2018 | 2018-11-16 | 5 | 0 | 6:00 | 6 | 40 | 50 | 42.98 | 51.08 | 44.06 | 42.98 | 42.26 | 46.94 | 42.8 | 36 | 63 | 30 | 32 | 32 | 38.3 | 0 | 0 | 1 | 0 | 0 | 0 | 0 | 1 | 1 | 1 | 0 | 1 | 100% | #N/A
1978-11-16 | 11 | 16 | 2018 | 2018-11-16 | 5 | 0 | 7:00 | 7 | 42 | 51 | 44.06 | 50.18 | 44.96 | 42.08 | 42.62 | 50 | 42.8 | 37 | 63 | 30 | 34 | 30 | 37.94 | 0 | 0 | 1 | 0 | 0 | 0 | 0 | 1 | 1 | 1 | 0 | 1 | 100% | #N/A
1978-11-16 | 11 | 16 | 2018 | 2018-11-16 | 5 | 0 | 8:00 | 8 | 45 | 51 | 46.94 | 51.26 | 46.94 | 44.06 | 43.7 | 48.02 | 44.6 | 37 | 63 | 30 | 33 | 32 | 39.56 | 0 | 1 | 0 | 0 | 0 | 0 | 0 | 1 | 1 | 1 | 0 | 1 | 100% | #N/A
1978-11-16 | 11 | 16 | 2018 | 2018-11-16 | 5 | 0 | 9:00 | 9 | 48 | 51 | 51.98 | 51.08 | 48.02 | 46.94 | 46.22 | 46.94 | 46.4 | 39 | 64 | 32 | 40 | 34 | 41.36 | 0 | 1 | 0 | 0 | 0 | 0 | 0 | 1 | 1 | 1 | 0 | 1 | 100% | #N/A
1978-11-16 | 11 | 16 | 2018 | 2018-11-16 | 5 | 0 | 10:00 | 10 | 49 | 52 | 53.06 | 51.26 | 50 | 48.92 | 48.02 | 46.94 | 48.2 | 43 | 66 | 34 | 43 | 36 | 42.98 | 0 | 1 | 0 | 0 | 0 | 0 | 0 | 1 | 1 | 1 | 0 | 1 | 100% | #N/A
1978-11-16 | 11 | 16 | 2018 | 2018-11-16 | 5 | 0 | 11:00 | 11 | 51 | 54 | 53.06 | 51.26 | 51.98 | 50 | 48.2 | 46.04 | 48.2 | 48 | 68 | 34 | 43 | 36 | 44.24 | 0 | 1 | 0 | 0 | 0 | 0 | 0 | 1 | 1 | 1 | 0 | 1 | 100% | #N/A
1978-11-16 | 11 | 16 | 2018 | 2018-11-16 | 5 | 0 | 12:00 | 12 | 55 | 55 | 51.98 | 51.62 | 53.06 | 51.08 | 45.14 | 46.04 | 48.2 | 54 | 66 | 36 | 46 | 34 | 45.68 | 0 | 1 | 0 | 0 | 0 | 0 | 0 | 1 | 1 | 1 | 0 | 1 | 100% | #N/A
1978-11-16 | 11 | 16 | 2018 | 2018-11-16 | 5 | 0 | 13:00 | 13 | 55 | 55 | 51.8 | 52.34 | 51.98 | 51.98 | 44.6 | 44.06 | 48.2 | 55 | 64 | 36 | 48 | 34 | 46.94 | 0 | 1 | 0 | 0 | 0 | 0 | 0 | 1 | 1 | 1 | 0 | 1 | 100% | #N/A
1978-11-16 | 11 | 16 | 2018 | 2018-11-16 | 5 | 0 | 14:00 | 14 | 56 | 55 | 50 | 52.7 | 51.08 | 51.08 | 44.6 | 42.98 | 48.2 | 55 | 65 | 36 | 48 | 36 | 46.22 | 0 | 1 | 0 | 0 | 0 | 0 | 0 | 1 | 1 | 1 | 0 | 1 | 100% | #N/A
1978-11-16 | 11 | 16 | 2018 | 2018-11-16 | 5 | 0 | 15:00 | 15 | 56 | 56 | 51.98 | 51.26 | 51.08 | 50 | 44.6 | 42.98 | 48.2 | 57 | 65 | 36 | 48 | 36 | 45.68 | 0 | 1 | 0 | 0 | 0 | 0 | 0 | 1 | 1 | 1 | 0 | 1 | 100% | #N/A
1978-11-16 | 11 | 16 | 2018 | 2018-11-16 | 5 | 0 | 16:00 | 16 | 59 | 55 | 51.8 | 51.26 | 51.08 | 50 | 46.4 | 44.06 | 48.2 | 59 | 64 | 36 | 45 | 34 | 44.96 | 0 | 1 | 0 | 0 | 0 | 0 | 0 | 1 | 1 | 1 | 0 | 1 | 100% | #N/A
1978-11-16 | 11 | 16 | 2018 | 2018-11-16 | 5 | 0 | 17:00 | 17 | 59 | 55 | 51.98 | 51.98 | 51.08 | 50 | 46.4 | 46.04 | 48.2 | 57 | 62 | 34 | 40 | 32 | 43.34 | 0 | 1 | 0 | 0 | 0 | 0 | 0 | 1 | 1 | 1 | 0 | 1 | 100% | #N/A
1978-11-16 | 11 | 16 | 2018 | 2018-11-16 | 5 | 0 | 18:00 | 18 | 60 | 54 | 53.06 | 52.88 | 51.98 | 50 | 48.2 | 46.04 | 46.4 | 57 | 57 | 34 | 37 | 30 | 41.54 | 0 | 1 | 0 | 0 | 0 | 0 | 0 | 1 | 1 | 1 | 0 | 1 | 100% | #N/A
1978-11-16 | 11 | 16 | 2018 | 2018-11-16 | 5 | 0 | 19:00 | 19 | 61 | 54 | 53.96 | 53.78 | 51.98 | 50 | 48.2 | 46.94 | 44.6 | 46 | 56 | 34 | 36 | 30 | 39.92 | 0 | 1 | 0 | 0 | 0 | 0 | 0 | 1 | 1 | 1 | 0 | 1 | 100% | #N/A
1978-11-16 | 11 | 16 | 2018 | 2018-11-16 | 5 | 0 | 20:00 | 20 | 60 | 53 | 55.94 | 54.68 | 51.98 | 51.08 | 46.4 | 46.94 | 44.6 | 46 | 54 | 32 | 32 | 28 | 38.3 | 0 | 1 | 0 | 0 | 0 | 0 | 0 | 1 | 1 | 1 | 0 | 1 | 100% | #N/A
1978-11-16 | 11 | 16 | 2018 | 2018-11-16 | 5 | 0 | 21:00 | 21 | 60 | 52 | 55.94 | 55.58 | 53.96 | 51.08 | 46.94 | 46.94 | 42.8 | 46 | 46 | 32 | 30 | 27 | 36.68 | 0 | 1 | 0 | 0 | 0 | 0 | 0 | 1 | 1 | 1 | 0 | 1 | 100% | #N/A
1978-11-16 | 11 | 16 | 2018 | 2018-11-16 | 5 | 0 | 22:00 | 22 | 60 | 52 | 55.04 | 56.48 | 55.94 | 51.08 | 46.4 | 46.94 | 42.8 | 45 | 43 | 32 | 30 | 27 | 35.06 | 0 | 1 | 0 | 0 | 0 | 0 | 0 | 1 | 1 | 1 | 0 | 1 | 100% | #N/A
1978-11-16 | 11 | 16 | 2018 | 2018-11-16 | 5 | 0 | 23:00 | 23 | 60 | 52 | 55.94 | 57.38 | 55.94 | 51.08 | 47.66 | 46.94 | 41 | 45 | 41 | 32 | 29 | 27 | 33.98 | 0 | 1 | 0 | 0 | 0 | 0 | 0 | 1 | 1 | 1 | 0 | 1 | 100% | #N/A
1978-11-16 | 11 | 16 | 2018 | 2018-11-16 | 5 | 0 | 24:00 | 24 | 59 | 52 | 57.02 | 55.94 | 55.94 | 50 | 48.2 | 46.94 | 41 | 43 | 40 | 32 | 29 | 27 | 33.08 | 0 | 0 | 1 | 0 | 0 | 0 | 0 | 1 | 1 | 1 | 0 | 1 | 100% | #N/A
1978-11-17 | 11 | 17 | 2018 | 2018-11-17 | 6 | 0 | 1:00 | 1 | 59 | 51 | 57.02 | 56.3 | 55.94 | 50 | 47.84 | 46.94 | 41 | 43 | 35 | 32 | 28 | 27 | 32 | 0 | 0 | 1 | 0 | 0 | 0 | 0 | 1 | 1 | 1 | 0 | 1 | 100% | #N/A
1978-11-17 | 11 | 17 | 2018 | 2018-11-17 | 6 | 0 | 2:00 | 2 | 59 | 51 | 57.02 | 55.04 | 55.94 | 50 | 47.84 | 46.94 | 41 | 39 | 36 | 32 | 26 | 25 | 31.28 | 0 | 0 | 1 | 0 | 0 | 0 | 0 | 1 | 1 | 1 | 0 | 1 | 100% | #N/A
1978-11-17 | 11 | 17 | 2018 | 2018-11-17 | 6 | 0 | 3:00 | 3 | 58 | 51 | 57.02 | 53.78 | 55.94 | 53.06 | 48.2 | 48.02 | 39.2 | 39 | 37 | 30 | 26 | 25 | 30.74 | 0 | 0 | 1 | 0 | 0 | 0 | 0 | 1 | 1 | 1 | 0 | 1 | 100% | #N/A
1978-11-17 | 11 | 17 | 2018 | 2018-11-17 | 6 | 0 | 4:00 | 4 | 58 | 52 | 55.94 | 53.06 | 55.94 | 55.94 | 46.4 | 46.94 | 39.2 | 39 | 37 | 30 | 24 | 23 | 30.02 | 0 | 0 | 1 | 0 | 0 | 0 | 0 | 1 | 1 | 1 | 0 | 1 | 100% | #N/A
1978-11-17 | 11 | 17 | 2018 | 2018-11-17 | 6 | 0 | 5:00 | 5 | 57 | 51 | 53.96 | 55.58 | 55.04 | 53.06 | 46.4 | 46.94 | 39.2 | 37 | 36 | 30 | 24 | 23 | 30.02 | 0 | 0 | 1 | 0 | 0 | 0 | 0 | 1 | 1 | 1 | 0 | 1 | 100% | #N/A
1978-11-17 | 11 | 17 | 2018 | 2018-11-17 | 6 | 0 | 6:00 | 6 | 57 | 50 | 53.06 | 53.6 | 55.04 | 51.98 | 46.4 | 46.94 | 39.2 | 37 | 36 | 30 | 23 | 23 | 30.02 | 0 | 0 | 1 | 0 | 0 | 0 | 0 | 1 | 1 | 1 | 0 | 1 | 100% | #N/A
1978-11-17 | 11 | 17 | 2018 | 2018-11-17 | 6 | 0 | 7:00 | 7 | 57 | 50 | 51.08 | 53.24 | 53.06 | 51.08 | 46.4 | 46.94 | 37.4 | 36 | 35 | 30 | 22 | 25 | 30.02 | 0 | 0 | 1 | 0 | 0 | 0 | 0 | 1 | 1 | 1 | 0 | 1 | 100% | #N/A
1978-11-17 | 11 | 17 | 2018 | 2018-11-17 | 6 | 0 | 8:00 | 8 | 58 | 51 | 51.98 | 52.88 | 53.06 | 51.08 | 48.02 | 46.94 | 39.2 | 37 | 36 | 30 | 26 | 27 | 34.7 | 0 | 0 | 1 | 0 | 0 | 0 | 0 | 1 | 1 | 1 | 0 | 1 | 100% | #N/A
1978-11-17 | 11 | 17 | 2018 | 2018-11-17 | 6 | 0 | 9:00 | 9 | 58 | 51 | 51.98 | 52.52 | 53.06 | 51.98 | 48.56 | 46.04 | 41 | 37 | 38 | 32 | 31 | 30 | 39.38 | 0 | 0 | 1 | 0 | 0 | 0 | 0 | 1 | 1 | 1 | 0 | 1 | 100% | #N/A
1978-11-17 | 11 | 17 | 2018 | 2018-11-17 | 6 | 0 | 10:00 | 10 | 50 | 52 | 53.06 | 52.16 | 51.98 | 51.98 | 50.54 | 46.04 | 41 | 37 | 38 | 34 | 36 | 36 | 44.06 | 0 | 0 | 1 | 0 | 0 | 0 | 0 | 1 | 1 | 1 | 0 | 1 | 100% | #N/A
1978-11-17 | 11 | 17 | 2018 | 2018-11-17 | 6 | 0 | 11:00 | 11 | 50 | 53 | 53.06 | 52.34 | 51.98 | 53.06 | 51.98 | 46.04 | 41 | 37 | 40 | 36 | 38 | 37 | 45.32 | 0 | 0 | 1 | 0 | 0 | 0 | 0 | 1 | 1 | 1 | 0 | 1 | 100% | #N/A
1978-11-17 | 11 | 17 | 2018 | 2018-11-17 | 6 | 0 | 12:00 | 12 | 50 | 54 | 53.6 | 53.06 | 51.8 | 53.06 | 52.34 | 48.02 | 42.8 | 37 | 42 | 36 | 45 | 39 | 46.76 | 0 | 0 | 1 | 0 | 0 | 0 | 0 | 1 | 1 | 1 | 0 | 1 | 100% | #N/A
1978-11-17 | 11 | 17 | 2018 | 2018-11-17 | 6 | 0 | 13:00 | 13 | 49 | 54 | 53.96 | 53.24 | 53.96 | 53.06 | 52.34 | 48.02 | 42.8 | 37 | 43 | 36 | 50 | 39 | 48.02 | 0 | 0 | 1 | 0 | 0 | 0 | 0 | 1 | 1 | 1 | 0 | 1 | 100% | #N/A
1978-11-17 | 11 | 17 | 2018 | 2018-11-17 | 6 | 0 | 14:00 | 14 | 49 | 54 | 55.04 | 53.78 | 53.06 | 53.96 | 52.16 | 48.92 | 44.6 | 37 | 42 | 37 | 55 | 39 | 47.3 | 0 | 0 | 1 | 0 | 0 | 0 | 0 | 1 | 1 | 1 | 0 | 1 | 100% | #N/A
1978-11-17 | 11 | 17 | 2018 | 2018-11-17 | 6 | 0 | 15:00 | 15 | 53 | 54 | 53.96 | 54.5 | 53.96 | 53.96 | 53.06 | 48.02 | 44.6 | 37 | 41 | 37 | 50 | 39 | 46.76 | 0 | 0 | 1 | 0 | 0 | 0 | 0 | 1 | 1 | 1 | 0 | 1 | 100% | #N/A
1978-11-17 | 11 | 17 | 2018 | 2018-11-17 | 6 | 0 | 16:00 | 16 | 51 | 54 | 53.96 | 55.22 | 53.96 | 53.96 | 53.6 | 48.02 | 42.8 | 36 | 40 | 37 | 45 | 37 | 46.04 | 0 | 0 | 1 | 0 | 0 | 0 | 0 | 1 | 1 | 1 | 0 | 1 | 100% | #N/A
1978-11-17 | 11 | 17 | 2018 | 2018-11-17 | 6 | 0 | 17:00 | 17 | 48 | 54 | 53.06 | 54.68 | 53.06 | 53.06 | 50 | 46.94 | 41 | 36 | 37 | 36 | 39 | 37 | 46.4 | 0 | 0 | 1 | 0 | 0 | 0 | 0 | 1 | 1 | 1 | 0 | 1 | 100% | #N/A
1978-11-17 | 11 | 17 | 2018 | 2018-11-17 | 6 | 0 | 18:00 | 18 | 47 | 52 | 51.98 | 54.14 | 53.06 | 53.06 | 45.32 | 46.94 | 39.2 | 34 | 32 | 34 | 33 | 37 | 46.58 | 0 | 0 | 1 | 0 | 0 | 0 | 0 | 1 | 1 | 1 | 0 | 1 | 100% | #N/A
1978-11-17 | 11 | 17 | 2018 | 2018-11-17 | 6 | 0 | 19:00 | 19 | 47 | 50 | 51.08 | 53.6 | 51.98 | 51.08 | 44.96 | 46.04 | 37.4 | 34 | 28 | 27 | 32 | 36 | 46.94 | 0 | 0 | 1 | 0 | 0 | 0 | 0 | 1 | 1 | 1 | 0 | 1 | 100% | #N/A
1978-11-17 | 11 | 17 | 2018 | 2018-11-17 | 6 | 0 | 20:00 | 20 | 45 | 50 | 46.94 | 52.88 | 51.08 | 50 | 46.4 | 44.6 | 35.6 | 34 | 25 | 28 | 31 | 36 | 48.92 | 0 | 0 | 1 | 0 | 0 | 0 | 0 | 1 | 1 | 1 | 0 | 1 | 100% | #N/A
1978-11-17 | 11 | 17 | 2018 | 2018-11-17 | 6 | 0 | 21:00 | 21 | 44 | 50 | 44.06 | 52.34 | 48.02 | 50 | 45.32 | 44.06 | 35.6 | 32 | 24 | 28 | 29 | 34 | 51.08 | 0 | 0 | 1 | 0 | 0 | 0 | 0 | 1 | 1 | 1 | 0 | 1 | 100% | #N/A
1978-11-17 | 11 | 17 | 2018 | 2018-11-17 | 6 | 0 | 22:00 | 22 | 44 | 50 | 48.02 | 52.52 | 48.2 | 50 | 40.82 | 44.06 | 33.8 | 32 | 26 | 27 | 29 | 34 | 53.06 | 0 | 0 | 1 | 0 | 0 | 0 | 0 | 1 | 1 | 1 | 0 | 1 | 100% | #N/A
1978-11-17 | 11 | 17 | 2018 | 2018-11-17 | 6 | 0 | 23:00 | 23 | 43 | 50 | 48.02 | 52.16 | 48.92 | 51.08 | 38.84 | 41 | 33.8 | 32 | 26 | 27 | 30 | 32 | 55.4 | 0 | 0 | 1 | 0 | 0 | 0 | 0 | 1 | 1 | 1 | 0 | 1 | 100% | #N/A
1978-11-17 | 11 | 17 | 2018 | 2018-11-17 | 6 | 0 | 24:00 | 24 | 43 | 50 | 48.02 | 52.16 | 50 | 50 | 35.6 | 42.08 | 30.2 | 32 | 26 | 25 | 30 | 32 | 57.74 | 0 | 0 | 1 | 0 | 0 | 0 | 0 | 1 | 1 | 1 | 0 | 1 | 100% | #N/A
1978-11-18 | 11 | 18 | 2018 | 2018-11-18 | 7 | 0 | 1:00 | 1 | 42 | 50 | 48.92 | 51.44 | 48.02 | 48.02 | 35.6 | 41 | 28.4 | 30 | 28 | 25 | 31 | 30 | 60.08 | 0 | 0 | 1 | 0 | 0 | 0 | 0 | 1 | 1 | 1 | 0 | 1 | 100% | #N/A
1978-11-18 | 11 | 18 | 2018 | 2018-11-18 | 7 | 0 | 2:00 | 2 | 42 | 50 | 46.94 | 50.72 | 46.04 | 44.96 | 32 | 39.92 | 26.6 | 30 | 25 | 27 | 30 | 32 | 60.98 | 0 | 0 | 1 | 0 | 0 | 0 | 0 | 1 | 1 | 1 | 0 | 1 | 100% | #N/A
1978-11-18 | 11 | 18 | 2018 | 2018-11-18 | 7 | 0 | 3:00 | 3 | 41 | 49 | 44.06 | 50 | 44.06 | 44.96 | 32 | 39.02 | 28.4 | 28 | 24 | 30 | 31 | 30 | 62.06 | 0 | 0 | 1 | 0 | 0 | 0 | 0 | 1 | 1 | 1 | 0 | 1 | 100% | #N/A
1978-11-18 | 11 | 18 | 2018 | 2018-11-18 | 7 | 0 | 4:00 | 4 | 40 | 49 | 44.96 | 48.56 | 46.04 | 44.96 | 30.2 | 39.92 | 26.6 | 28 | 25 | 32 | 31 | 28 | 62.96 | 0 | 0 | 1 | 0 | 0 | 0 | 0 | 1 | 1 | 1 | 0 | 1 | 100% | #N/A
1978-11-18 | 11 | 18 | 2018 | 2018-11-18 | 7 | 0 | 5:00 | 5 | 40 | 48 | 46.04 | 48.2 | 46.04 | 46.04 | 30.2 | 39.92 | 26.6 | 27 | 25 | 32 | 31 | 27 | 62.96 | 0 | 0 | 1 | 0 | 0 | 0 | 0 | 1 | 1 | 1 | 0 | 1 | 100% | #N/A
1978-11-18 | 11 | 18 | 2018 | 2018-11-18 | 7 | 0 | 6:00 | 6 | 39 | 43.0894 | 46.94 | 48.2 | 46.04 | 46.94 | 28.4 | 39.92 | 26.6 | 27 | 28 | 34 | 32 | 25 | 62.96 | 0 | 0 | 1 | 0 | 0 | 0 | 0 | 1 | 1 | 1 | 0 | 1 | 100% | #N/A
1978-11-18 | 11 | 18 | 2018 | 2018-11-18 | 7 | 0 | 7:00 | 7 | 39 | 47 | 46.94 | 48.56 | 46.04 | 48.02 | 27.86 | 39.92 | 24.8 | 25 | 28 | 34 | 32 | 23 | 62.96 | 0 | 0 | 1 | 0 | 0 | 0 | 0 | 1 | 1 | 1 | 0 | 1 | 100% | #N/A
1978-11-18 | 11 | 18 | 2018 | 2018-11-18 | 7 | 0 | 8:00 | 8 | 42 | 47 | 48.02 | 48.2 | 46.94 | 48.02 | 33.26 | 41 | 26.6 | 25 | 29 | 34 | 32 | 27 | 63.68 | 0 | 0 | 1 | 0 | 0 | 0 | 0 | 1 | 1 | 1 | 0 | 1 | 100% | #N/A
1978-11-18 | 11 | 18 | 2018 | 2018-11-18 | 7 | 0 | 9:00 | 9 | 44 | 47 | 50 | 49.1 | 50 | 50 | 43.16 | 42.98 | 35.6 | 25 | 32 | 36 | 36 | 30 | 64.22 | 0 | 0 | 1 | 0 | 0 | 0 | 0 | 1 | 1 | 1 | 0 | 1 | 100% | #N/A
1978-11-18 | 11 | 18 | 2018 | 2018-11-18 | 7 | 0 | 10:00 | 10 | 46 | 47 | 51.8 | 49.64 | 51.98 | 50 | 49.28 | 48.02 | 41 | 27 | 34 | 37 | 38 | 34 | 64.94 | 0 | 0 | 1 | 0 | 0 | 0 | 0 | 1 | 1 | 1 | 0 | 1 | 100% | #N/A
1978-11-18 | 11 | 18 | 2018 | 2018-11-18 | 7 | 0 | 11:00 | 11 | 48 | 48 | 53.06 | 51.26 | 53.96 | 53.96 | 53.78 | 48.92 | 42.8 | 27 | 40 | 37 | 40 | 39 | 66.38 | 0 | 0 | 1 | 0 | 0 | 0 | 0 | 1 | 1 | 1 | 0 | 1 | 100% | #N/A
1978-11-18 | 11 | 18 | 2018 | 2018-11-18 | 7 | 0 | 12:00 | 12 | 49 | 50 | 55.94 | 53.6 | 57.02 | 55.04 | 55.76 | 48.02 | 46.4 | 27 | 44 | 39 | 41 | 37 | 67.64 | 0 | 0 | 1 | 0 | 0 | 0 | 0 | 1 | 1 | 1 | 0 | 1 | 100% | #N/A
1978-11-18 | 11 | 18 | 2018 | 2018-11-18 | 7 | 0 | 13:00 | 13 | 50 | 51 | 57.02 | 54.32 | 57.02 | 55.94 | 57.02 | 50 | 48.2 | 27 | 42 | 42 | 42 | 41 | 69.08 | 0 | 0 | 1 | 0 | 0 | 0 | 0 | 1 | 1 | 1 | 0 | 1 | 100% | #N/A
1978-11-18 | 11 | 18 | 2018 | 2018-11-18 | 7 | 0 | 14:00 | 14 | 51 | 51 | 55.94 | 55.76 | 57.02 | 55.94 | 57.92 | 50 | 48.2 | 28 | 41 | 45 | 45 | 39 | 65.66 | 0 | 0 | 1 | 0 | 0 | 0 | 0 | 1 | 1 | 1 | 0 | 1 | 100% | #N/A
1978-11-18 | 11 | 18 | 2018 | 2018-11-18 | 7 | 0 | 15:00 | 15 | 52 | 51 | 57.02 | 55.4 | 57.02 | 55.04 | 56.84 | 51.08 | 46.4 | 27 | 42 | 46 | 44 | 41 | 62.42 | 0 | 0 | 1 | 0 | 0 | 0 | 0 | 1 | 1 | 1 | 0 | 1 | 100% | #N/A
1978-11-18 | 11 | 18 | 2018 | 2018-11-18 | 7 | 0 | 16:00 | 16 | 51 | 51 | 55.04 | 55.04 | 53.96 | 53.06 | 54.68 | 51.08 | 50 | 25 | 40 | 45 | 44 | 37 | 59 | 0 | 0 | 1 | 0 | 0 | 0 | 0 | 1 | 1 | 1 | 0 | 1 | 100% | #N/A
1978-11-18 | 11 | 18 | 2018 | 2018-11-18 | 7 | 0 | 17:00 | 17 | 49 | 50 | 51.98 | 54.68 | 51.08 | 51.98 | 50.72 | 48.92 | 50 | 25 | 38 | 36 | 44 | 36 | 55.58 | 0 | 0 | 1 | 0 | 0 | 0 | 0 | 1 | 1 | 1 | 0 | 1 | 100% | #N/A
1978-11-18 | 11 | 18 | 2018 | 2018-11-18 | 7 | 0 | 18:00 | 18 | 47 | 50 | 50 | 52.88 | 50 | 48.02 | 46.76 | 46.94 | 50 | 19 | 36 | 34 | 42 | 34 | 52.34 | 0 | 0 | 1 | 0 | 0 | 0 | 0 | 1 | 1 | 1 | 0 | 1 | 100% | #N/A
1978-11-18 | 11 | 18 | 2018 | 2018-11-18 | 7 | 0 | 19:00 | 19 | 45 | 50 | 50 | 51.08 | 46.94 | 46.94 | 44.6 | 44.96 | 53.6 | 23 | 35 | 30 | 44 | 36 | 48.92 | 0 | 0 | 1 | 0 | 0 | 0 | 0 | 1 | 1 | 1 | 0 | 1 | 100% | #N/A
1978-11-18 | 11 | 18 | 2018 | 2018-11-18 | 7 | 0 | 20:00 | 20 | 42 | 49 | 48.02 | 49.1 | 44.96 | 46.04 | 46.22 | 42.98 | 55.4 | 23 | 33 | 28 | 42 | 34 | 47.66 | 0 | 0 | 1 | 0 | 0 | 0 | 0 | 1 | 1 | 1 | 0 | 1 | 100% | #N/A
1978-11-18 | 11 | 18 | 2018 | 2018-11-18 | 7 | 0 | 21:00 | 21 | 40 | 48 | 46.94 | 48.56 | 44.96 | 44.96 | 45.32 | 42.08 | 55.4 | 21 | 33 | 27 | 44 | 34 | 46.22 | 0 | 0 | 1 | 0 | 0 | 0 | 0 | 1 | 1 | 1 | 0 | 1 | 100% | #N/A
1978-11-18 | 11 | 18 | 2018 | 2018-11-18 | 7 | 0 | 22:00 | 22 | 40 | 49 | 44.06 | 47.66 | 42.08 | 44.06 | 44.78 | 42.08 | 55.4 | 16 | 31 | 28 | 43 | 34 | 44.96 | 0 | 0 | 1 | 0 | 0 | 0 | 0 | 1 | 1 | 1 | 0 | 1 | 100% | #N/A
1978-11-18 | 11 | 18 | 2018 | 2018-11-18 | 7 | 0 | 23:00 | 23 | 39 | 49 | 44.06 | 47.3 | 42.08 | 42.98 | 42.62 | 41 | 57.2 | 16 | 31 | 30 | 43 | 32 | 43.7 | 0 | 0 | 1 | 0 | 0 | 0 | 0 | 1 | 1 | 1 | 0 | 1 | 100% | #N/A
1978-11-18 | 11 | 18 | 2018 | 2018-11-18 | 7 | 0 | 24:00 | 24 | 39 | 49 | 42.98 | 46.4 | 41 | 42.08 | 41.36 | 39.92 | 57.2 | 14 | 30 | 30 | 43 | 32 | 42.26 | 0 | 0 | 1 | 0 | 0 | 0 | 0 | 1 | 1 | 1 | 0 | 1 | 100% | #N/A
1978-11-19 | 11 | 19 | 2018 | 2018-11-19 | 1 | 0 | 1:00 | 1 | 39 | 49 | 42.98 | 45.68 | 39.92 | 42.08 | 41.72 | 39.02 | 57.2 | 12 | 30 | 30 | 42 | 28 | 41 | 0 | 0 | 1 | 0 | 0 | 0 | 0 | 1 | 1 | 1 | 0 | 1 | 100% | #N/A
1978-11-19 | 11 | 19 | 2018 | 2018-11-19 | 1 | 0 | 2:00 | 2 | 38 | 48 | 39.92 | 45.32 | 39.02 | 42.08 | 41.18 | 39.02 | 59 | 14 | 29 | 30 | 41 | 27 | 39.74 | 0 | 0 | 1 | 0 | 0 | 0 | 0 | 1 | 1 | 1 | 0 | 1 | 100% | #N/A
1978-11-19 | 11 | 19 | 2018 | 2018-11-19 | 1 | 0 | 3:00 | 3 | 38 | 48 | 37.94 | 44.96 | 37.94 | 39.92 | 39.2 | 39.02 | 60.8 | 12 | 27 | 28 | 40 | 27 | 38.3 | 0 | 0 | 1 | 0 | 0 | 0 | 0 | 1 | 1 | 1 | 0 | 1 | 100% | #N/A
1978-11-19 | 11 | 19 | 2018 | 2018-11-19 | 1 | 0 | 4:00 | 4 | 38 | 48 | 39.02 | 44.42 | 39.02 | 39.92 | 38.48 | 39.02 | 60.8 | 12 | 28 | 30 | 39 | 25 | 37.04 | 0 | 0 | 1 | 0 | 0 | 0 | 0 | 1 | 1 | 1 | 0 | 1 | 100% | #N/A
1978-11-19 | 11 | 19 | 2018 | 2018-11-19 | 1 | 0 | 5:00 | 5 | 37 | 48 | 30.92 | 44.06 | 37.04 | 39.02 | 37.22 | 37.94 | 62.6 | 10 | 28 | 32 | 38 | 25 | 36.68 | 0 | 0 | 1 | 0 | 0 | 0 | 0 | 1 | 1 | 1 | 0 | 1 | 100% | #N/A
1978-11-19 | 11 | 19 | 2018 | 2018-11-19 | 1 | 0 | 6:00 | 6 | 37 | 48 | 30.02 | 44.06 | 37.94 | 37.04 | 35.78 | 37.94 | 62.6 | 16 | 27 | 32 | 38 | 25 | 36.32 | 0 | 0 | 1 | 0 | 0 | 0 | 0 | 1 | 1 | 1 | 0 | 1 | 100% | #N/A
1978-11-19 | 11 | 19 | 2018 | 2018-11-19 | 1 | 0 | 7:00 | 7 | 38 | 49 | 32 | 43.7 | 39.02 | 39.92 | 38.66 | 37.94 | 60.8 | 18 | 26 | 34 | 39 | 23 | 35.96 | 0 | 0 | 1 | 0 | 0 | 0 | 0 | 1 | 1 | 1 | 0 | 1 | 100% | #N/A
1978-11-19 | 11 | 19 | 2018 | 2018-11-19 | 1 | 0 | 8:00 | 8 | 40 | 49 | 37.04 | 43.7 | 42.98 | 42.98 | 40.1 | 42.08 | 59 | 19 | 28 | 34 | 44 | 27 | 39.92 | 0 | 1 | 0 | 0 | 0 | 0 | 0 | 1 | 1 | 1 | 0 | 1 | 100% | #N/A
1978-11-19 | 11 | 19 | 2018 | 2018-11-19 | 1 | 0 | 9:00 | 9 | 40 | 49 | 48.92 | 44.96 | 48.02 | 48.02 | 45.86 | 48.02 | 59 | 21 | 30 | 36 | 52 | 28 | 44.06 | 0 | 1 | 0 | 0 | 0 | 0 | 0 | 1 | 1 | 1 | 0 | 1 | 100% | #N/A
1978-11-19 | 11 | 19 | 2018 | 2018-11-19 | 1 | 0 | 10:00 | 10 | 42 | 50 | 53.06 | 49.28 | 53.06 | 51.98 | 50.72 | 53.06 | 59 | 27 | 32 | 39 | 53 | 34 | 48.02 | 0 | 1 | 0 | 0 | 0 | 0 | 0 | 1 | 1 | 1 | 0 | 1 | 100% | #N/A
1978-11-19 | 11 | 19 | 2018 | 2018-11-19 | 1 | 0 | 11:00 | 11 | 43 | 52 | 57.02 | 52.16 | 55.94 | 57.02 | 53.96 | 55.94 | 57.2 | 34 | 33 | 46 | 54 | 37 | 49.28 | 0 | 1 | 0 | 0 | 0 | 0 | 0 | 1 | 1 | 1 | 0 | 1 | 100% | #N/A
1978-11-19 | 11 | 19 | 2018 | 2018-11-19 | 1 | 0 | 12:00 | 12 | 43 | 54 | 60.08 | 54.86 | 59 | 59 | 56.48 | 57.92 | 57.2 | 36 | 33 | 52 | 55 | 39 | 50.72 | 0 | 1 | 0 | 0 | 0 | 0 | 0 | 1 | 1 | 1 | 0 | 1 | 100% | #N/A
1978-11-19 | 11 | 19 | 2018 | 2018-11-19 | 1 | 0 | 13:00 | 13 | 43 | 53 | 62.06 | 56.84 | 60.98 | 60.98 | 61.16 | 60.98 | 55.4 | 36 | 34 | 57 | 57 | 41 | 51.98 | 0 | 1 | 0 | 0 | 0 | 0 | 0 | 1 | 1 | 1 | 0 | 1 | 100% | #N/A
1978-11-19 | 11 | 19 | 2018 | 2018-11-19 | 1 | 0 | 14:00 | 14 | 43 | 53 | 62.96 | 58.82 | 62.96 | 62.06 | 63.32 | 60.98 | 51.8 | 36 | 35 | 59 | 54 | 43 | 51.26 | 0 | 1 | 0 | 0 | 0 | 0 | 0 | 1 | 1 | 1 | 0 | 1 | 100% | #N/A
1978-11-19 | 11 | 19 | 2018 | 2018-11-19 | 1 | 0 | 15:00 | 15 | 43 | 51 | 62.96 | 60.62 | 62.96 | 62.96 | 63.14 | 62.06 | 50 | 36 | 33 | 59 | 54 | 41 | 50.72 | 0 | 1 | 0 | 0 | 0 | 0 | 0 | 1 | 1 | 1 | 0 | 1 | 100% | #N/A
1978-11-19 | 11 | 19 | 2018 | 2018-11-19 | 1 | 0 | 16:00 | 16 | 43 | 49 | 62.06 | 61.16 | 60.08 | 60.98 | 62.6 | 60.08 | 48.2 | 34 | 32 | 57 | 51 | 41 | 50 | 0 | 1 | 0 | 0 | 0 | 0 | 0 | 1 | 1 | 1 | 0 | 1 | 100% | #N/A
1978-11-19 | 11 | 19 | 2018 | 2018-11-19 | 1 | 0 | 17:00 | 17 | 43 | 47 | 48.92 | 60.8 | 55.04 | 57.02 | 51.98 | 57.02 | 44.6 | 28 | 31 | 54 | 50 | 36 | 47.3 | 0 | 1 | 0 | 0 | 0 | 0 | 0 | 1 | 1 | 1 | 0 | 1 | 100% | #N/A
1978-11-19 | 11 | 19 | 2018 | 2018-11-19 | 1 | 0 | 18:00 | 18 | 43 | 46 | 44.96 | 59.18 | 50 | 51.98 | 44.06 | 53.06 | 42.8 | 27 | 30 | 52 | 48 | 36 | 44.78 | 0 | 1 | 0 | 0 | 0 | 0 | 0 | 1 | 1 | 1 | 0 | 1 | 100% | #N/A
1978-11-19 | 11 | 19 | 2018 | 2018-11-19 | 1 | 0 | 19:00 | 19 | 44 | 45 | 39.92 | 57.74 | 42.98 | 50 | 39.2 | 55.04 | 41 | 21 | 29 | 48 | 40 | 32 | 42.08 | 0 | 1 | 0 | 0 | 0 | 0 | 0 | 1 | 1 | 1 | 0 | 1 | 100% | #N/A
1978-11-19 | 11 | 19 | 2018 | 2018-11-19 | 1 | 0 | 20:00 | 20 | 45 | 46 | 39.92 | 54.68 | 42.08 | 46.94 | 37.4 | 55.04 | 39.2 | 21 | 27 | 46 | 44 | 28 | 42.08 | 0 | 1 | 0 | 0 | 0 | 0 | 0 | 1 | 1 | 1 | 0 | 1 | 100% | #N/A
1978-11-19 | 11 | 19 | 2018 | 2018-11-19 | 1 | 0 | 21:00 | 21 | 45 | 45 | 39.02 | 56.84 | 42.08 | 44.96 | 36.14 | 55.94 | 39.2 | 21 | 26 | 43 | 37 | 30 | 42.08 | 0 | 1 | 0 | 0 | 0 | 0 | 0 | 1 | 1 | 1 | 0 | 1 | 100% | #N/A
1978-11-19 | 11 | 19 | 2018 | 2018-11-19 | 1 | 0 | 22:00 | 22 | 45 | 44 | 33.98 | 55.94 | 39.92 | 44.06 | 34.88 | 55.04 | 39.2 | 19 | 27 | 43 | 34 | 28 | 42.08 | 0 | 1 | 0 | 0 | 0 | 0 | 0 | 1 | 1 | 1 | 0 | 1 | 100% | #N/A
1978-11-19 | 11 | 19 | 2018 | 2018-11-19 | 1 | 0 | 23:00 | 23 | 45 | 44 | 35.96 | 54.14 | 44.96 | 42.98 | 35.42 | 53.06 | 37.4 | 21 | 28 | 43 | 35 | 27 | 40.64 | 0 | 1 | 0 | 0 | 0 | 0 | 0 | 1 | 1 | 1 | 0 | 1 | 100% | #N/A
1978-11-19 | 11 | 19 | 2018 | 2018-11-19 | 1 | 0 | 24:00 | 24 | 46 | 44 | 32 | 53.06 | 44.06 | 42.08 | 32 | 51.08 | 37.4 | 25 | 29 | 39 | 35 | 25 | 39.38 | 0 | 0 | 1 | 0 | 0 | 0 | 0 | 1 | 1 | 1 | 0 | 1 | 100% | #N/A
1978-11-20 | 11 | 20 | 2018 | 2018-11-20 | 2 | 0 | 1:00 | 1 | 46 | 44 | 35.96 | 51.62 | 42.98 | 41 | 32 | 48.92 | 37.4 | 25 | 26 | 36 | 35 | 27 | 37.94 | 0 | 0 | 1 | 0 | 0 | 0 | 0 | 1 | 1 | 1 | 0 | 1 | 100% | #N/A
1978-11-20 | 11 | 20 | 2018 | 2018-11-20 | 2 | 0 | 2:00 | 2 | 47 | 44 | 30.02 | 50.54 | 41 | 42.08 | 30.2 | 48.02 | 37.4 | 21 | 26 | 37 | 35 | 27 | 36.68 | 0 | 0 | 1 | 0 | 0 | 0 | 0 | 1 | 1 | 1 | 0 | 1 | 100% | #N/A
1978-11-20 | 11 | 20 | 2018 | 2018-11-20 | 2 | 0 | 3:00 | 3 | 47 | 44 | 30.92 | 49.1 | 42.98 | 39.02 | 32 | 46.94 | 37.4 | 21 | 27 | 34 | 35 | 27 | 35.24 | 0 | 0 | 1 | 0 | 0 | 0 | 0 | 1 | 1 | 1 | 0 | 1 | 100% | #N/A
1978-11-20 | 11 | 20 | 2018 | 2018-11-20 | 2 | 0 | 4:00 | 4 | 47 | 44 | 33.08 | 48.56 | 42.08 | 42.08 | 30.2 | 46.04 | 37.4 | 19 | 28 | 34 | 35 | 25 | 33.98 | 0 | 0 | 1 | 0 | 0 | 0 | 0 | 1 | 1 | 1 | 0 | 1 | 100% | #N/A
1978-11-20 | 11 | 20 | 2018 | 2018-11-20 | 2 | 0 | 5:00 | 5 | 48 | 44 | 30.92 | 47.3 | 41 | 39.92 | 32 | 44.06 | 35.6 | 18 | 29 | 36 | 35 | 28 | 33.26 | 0 | 0 | 1 | 0 | 0 | 0 | 0 | 1 | 1 | 1 | 0 | 1 | 100% | #N/A
1978-11-20 | 11 | 20 | 2018 | 2018-11-20 | 2 | 0 | 6:00 | 6 | 48 | 44 | 30.92 | 46.58 | 39.02 | 35.96 | 26.6 | 44.06 | 37.4 | 18 | 29 | 34 | 36 | 27 | 32.72 | 0 | 0 | 1 | 0 | 0 | 0 | 0 | 1 | 1 | 1 | 0 | 1 | 100% | #N/A
1978-11-20 | 11 | 20 | 2018 | 2018-11-20 | 2 | 0 | 7:00 | 7 | 49 | 44 | 28.94 | 46.04 | 39.02 | 37.94 | 27.5 | 44.06 | 35.6 | 18 | 29 | 34 | 40 | 28 | 32 | 0 | 0 | 1 | 0 | 0 | 0 | 0 | 1 | 1 | 1 | 0 | 1 | 100% | #N/A
1978-11-20 | 11 | 20 | 2018 | 2018-11-20 | 2 | 0 | 8:00 | 8 | 49 | 45 | 35.96 | 45.14 | 44.06 | 39.92 | 31.46 | 46.04 | 35.6 | 19 | 30 | 37 | 34 | 30 | 35.42 | 0 | 1 | 0 | 0 | 0 | 0 | 0 | 1 | 1 | 1 | 0 | 1 | 100% | #N/A
1978-11-20 | 11 | 20 | 2018 | 2018-11-20 | 2 | 0 | 9:00 | 9 | 50 | 46 | 44.6 | 45.86 | 48.02 | 48.02 | 39.92 | 48.02 | 35.6 | 27 | 31 | 43 | 40 | 34 | 38.66 | 0 | 1 | 0 | 0 | 0 | 0 | 0 | 1 | 1 | 1 | 0 | 1 | 100% | #N/A
1978-11-20 | 11 | 20 | 2018 | 2018-11-20 | 2 | 0 | 10:00 | 10 | 50 | 45 | 50 | 48.2 | 48.02 | 51.08 | 47.48 | 50 | 37.4 | 34 | 33 | 48 | 42 | 39 | 42.08 | 0 | 1 | 0 | 0 | 0 | 0 | 0 | 1 | 1 | 1 | 0 | 1 | 100% | #N/A
1978-11-20 | 11 | 20 | 2018 | 2018-11-20 | 2 | 0 | 11:00 | 11 | 51 | 45 | 53.06 | 47.84 | 53.06 | 53.96 | 53.24 | 51.98 | 39.2 | 41 | 35 | 55 | 46 | 43 | 42.8 | 0 | 1 | 0 | 0 | 0 | 0 | 0 | 1 | 1 | 1 | 0 | 1 | 100% | #N/A
1978-11-20 | 11 | 20 | 2018 | 2018-11-20 | 2 | 0 | 12:00 | 12 | 50 | 45 | 55.04 | 48.74 | 53.96 | 57.02 | 57.74 | 55.04 | 41 | 43 | 35 | 63 | 46 | 45 | 43.34 | 0 | 1 | 0 | 0 | 0 | 0 | 0 | 1 | 1 | 1 | 0 | 1 | 100% | #N/A
1978-11-20 | 11 | 20 | 2018 | 2018-11-20 | 2 | 0 | 13:00 | 13 | 49 | 45 | 55.04 | 48.92 | 53.96 | 57.92 | 61.16 | 55.04 | 41 | 46 | 37 | 64 | 47 | 45 | 44.06 | 0 | 1 | 0 | 0 | 0 | 0 | 0 | 1 | 1 | 1 | 0 | 1 | 100% | #N/A
1978-11-20 | 11 | 20 | 2018 | 2018-11-20 | 2 | 0 | 14:00 | 14 | 48 | 45 | 55.94 | 49.64 | 53.06 | 57.92 | 62.6 | 57.92 | 39.2 | 46 | 38 | 64 | 49 | 45 | 44.06 | 0 | 1 | 0 | 0 | 0 | 0 | 0 | 1 | 1 | 1 | 0 | 1 | 100% | #N/A
1978-11-20 | 11 | 20 | 2018 | 2018-11-20 | 2 | 0 | 15:00 | 15 | 49 | 45 | 55.04 | 49.1 | 51.98 | 57.02 | 62.06 | 57.02 | 39.2 | 45 | 39 | 63 | 40 | 43 | 44.06 | 0 | 1 | 0 | 0 | 0 | 0 | 0 | 1 | 1 | 1 | 0 | 1 | 100% | #N/A
1978-11-20 | 11 | 20 | 2018 | 2018-11-20 | 2 | 0 | 16:00 | 16 | 50 | 44 | 50 | 48.56 | 48.92 | 51.98 | 59.36 | 55.04 | 39.2 | 45 | 40 | 63 | 48 | 41 | 44.06 | 0 | 1 | 0 | 0 | 0 | 0 | 0 | 1 | 1 | 1 | 0 | 1 | 100% | #N/A
1978-11-20 | 11 | 20 | 2018 | 2018-11-20 | 2 | 0 | 17:00 | 17 | 51 | 44 | 48.92 | 47.84 | 48.02 | 48.02 | 48.74 | 53.06 | 37.4 | 41 | 40 | 61 | 38 | 37 | 42.08 | 0 | 1 | 0 | 0 | 0 | 0 | 0 | 1 | 1 | 1 | 0 | 1 | 100% | #N/A
1978-11-20 | 11 | 20 | 2018 | 2018-11-20 | 2 | 0 | 18:00 | 18 | 51 | 44 | 48.02 | 48.02 | 46.94 | 46.94 | 43.7 | 50 | 39.2 | 37 | 40 | 61 | 32 | 36 | 39.92 | 0 | 1 | 0 | 0 | 0 | 0 | 0 | 1 | 1 | 1 | 0 | 1 | 100% | #N/A
1978-11-20 | 11 | 20 | 2018 | 2018-11-20 | 2 | 0 | 19:00 | 19 | 57 | 45 | 48.02 | 47.48 | 48.02 | 46.94 | 40.64 | 46.04 | 39.2 | 37 | 41 | 58 | 31 | 34 | 37.94 | 0 | 1 | 0 | 0 | 0 | 0 | 0 | 1 | 1 | 1 | 0 | 1 | 100% | #N/A
1978-11-20 | 11 | 20 | 2018 | 2018-11-20 | 2 | 0 | 20:00 | 20 | 60 | 44 | 46.94 | 47.12 | 48.02 | 46.94 | 47.3 | 44.96 | 41 | 36 | 42 | 55 | 29 | 34 | 37.58 | 0 | 1 | 0 | 0 | 0 | 0 | 0 | 1 | 1 | 1 | 0 | 1 | 100% | #N/A
1978-11-20 | 11 | 20 | 2018 | 2018-11-20 | 2 | 0 | 21:00 | 21 | 61 | 43 | 46.94 | 46.76 | 48.02 | 46.94 | 44.6 | 44.06 | 41 | 36 | 41 | 55 | 26 | 28 | 37.4 | 0 | 1 | 0 | 0 | 0 | 0 | 0 | 1 | 1 | 1 | 0 | 1 | 100% | #N/A
1978-11-20 | 11 | 20 | 2018 | 2018-11-20 | 2 | 0 | 22:00 | 22 | 59 | 42 | 46.94 | 46.76 | 46.94 | 46.94 | 44.6 | 42.98 | 41 | 37 | 40 | 55 | 26 | 28 | 37.04 | 0 | 1 | 0 | 0 | 0 | 0 | 0 | 1 | 1 | 1 | 0 | 1 | 100% | #N/A
1978-11-20 | 11 | 20 | 2018 | 2018-11-20 | 2 | 0 | 23:00 | 23 | 57 | 42 | 46.94 | 46.4 | 46.94 | 46.94 | 47.12 | 42.98 | 41 | 36 | 39 | 52 | 27 | 30 | 36.68 | 0 | 1 | 0 | 0 | 0 | 0 | 0 | 1 | 1 | 1 | 0 | 1 | 100% | #N/A
1978-11-20 | 11 | 20 | 2018 | 2018-11-20 | 2 | 0 | 24:00 | 24 | 55 | 42 | 46.04 | 46.94 | 46.94 | 46.94 | 46.4 | 42.98 | 42.8 | 39 | 39 | 50 | 27 | 28 | 36.32 | 0 | 0 | 1 | 0 | 0 | 0 | 0 | 1 | 1 | 1 | 0 | 1 | 100% | #N/A
1978-11-21 | 11 | 21 | 2018 | 2018-11-21 | 3 | 0 | 1:00 | 1 | 54 | 42 | 46.94 | 46.76 | 46.94 | 46.04 | 46.4 | 42.98 | 42.8 | 37 | 40 | 48 | 27 | 28 | 35.96 | 0 | 0 | 1 | 0 | 0 | 0 | 0 | 1 | 1 | 0 | 0 | 1 | 100% | #N/A
1978-11-21 | 11 | 21 | 2018 | 2018-11-21 | 3 | 0 | 2:00 | 2 | 52 | 42 | 46.04 | 46.76 | 46.94 | 46.04 | 46.4 | 42.98 | 41 | 37 | 37 | 46 | 27 | 28 | 35.24 | 0 | 0 | 1 | 0 | 0 | 0 | 0 | 1 | 1 | 0 | 0 | 1 | 100% | #N/A
1978-11-21 | 11 | 21 | 2018 | 2018-11-21 | 3 | 0 | 3:00 | 3 | 50 | 41 | 44.96 | 46.58 | 46.94 | 46.4 | 46.4 | 42.8 | 41 | 37 | 36 | 43 | 27 | 30 | 34.7 | 0 | 0 | 1 | 0 | 0 | 0 | 0 | 1 | 1 | 0 | 0 | 1 | 100% | #N/A
1978-11-21 | 11 | 21 | 2018 | 2018-11-21 | 3 | 0 | 4:00 | 4 | 48 | 41 | 44.96 | 46.76 | 46.4 | 46.04 | 46.4 | 42.08 | 39.2 | 37 | 34 | 39 | 27 | 28 | 33.98 | 0 | 0 | 1 | 0 | 0 | 0 | 0 | 1 | 1 | 0 | 0 | 1 | 100% | #N/A
1978-11-21 | 11 | 21 | 2018 | 2018-11-21 | 3 | 0 | 5:00 | 5 | 47 | 41 | 46.94 | 47.12 | 46.94 | 46.04 | 37.4 | 42.08 | 35.6 | 37 | 33 | 37 | 27 | 30 | 32.36 | 0 | 0 | 1 | 0 | 0 | 0 | 0 | 1 | 1 | 0 | 0 | 1 | 100% | #N/A
1978-11-21 | 11 | 21 | 2018 | 2018-11-21 | 3 | 0 | 6:00 | 6 | 45 | 42 | 48.02 | 48.2 | 48.02 | 46.94 | 37.4 | 42.08 | 35.6 | 36 | 31 | 36 | 28 | 30 | 30.56 | 0 | 0 | 1 | 0 | 0 | 0 | 0 | 1 | 1 | 0 | 0 | 1 | 100% | #N/A
1978-11-21 | 11 | 21 | 2018 | 2018-11-21 | 3 | 0 | 7:00 | 7 | 45 | 39 | 48.02 | 48.92 | 48.92 | 48.02 | 37.4 | 41 | 44.6 | 30 | 30 | 34 | 28 | 32 | 28.94 | 0 | 0 | 1 | 0 | 0 | 0 | 0 | 1 | 1 | 0 | 0 | 1 | 100% | #N/A
1978-11-21 | 11 | 21 | 2018 | 2018-11-21 | 3 | 0 | 8:00 | 8 | 46 | 40 | 44.06 | 49.46 | 50 | 48.92 | 37.4 | 37.94 | 48.2 | 34 | 30 | 36 | 31 | 36 | 28.94 | 0 | 1 | 0 | 0 | 0 | 0 | 0 | 1 | 1 | 0 | 0 | 1 | 100% | #N/A
1978-11-21 | 11 | 21 | 2018 | 2018-11-21 | 3 | 0 | 9:00 | 9 | 47 | 41 | 42.08 | 48.38 | 46.04 | 50 | 38.3 | 33.98 | 51.8 | 41 | 30 | 39 | 32 | 37 | 28.94 | 0 | 1 | 0 | 0 | 0 | 0 | 0 | 1 | 1 | 0 | 0 | 1 | 100% | #N/A
1978-11-21 | 11 | 21 | 2018 | 2018-11-21 | 3 | 0 | 10:00 | 10 | 49 | 42 | 42.08 | 41.9 | 42.8 | 46.04 | 37.4 | 35.06 | 53.6 | 50 | 29 | 46 | 36 | 43 | 28.94 | 0 | 1 | 0 | 0 | 0 | 0 | 0 | 1 | 1 | 0 | 0 | 1 | 100% | #N/A
1978-11-21 | 11 | 21 | 2018 | 2018-11-21 | 3 | 0 | 11:00 | 11 | 49 | 43 | 44.06 | 42.08 | 42.08 | 42.08 | 39.2 | 35.06 | 55.4 | 52 | 28 | 50 | 39 | 48 | 29.66 | 0 | 1 | 0 | 0 | 0 | 0 | 0 | 1 | 1 | 0 | 0 | 1 | 100% | #N/A
1978-11-21 | 11 | 21 | 2018 | 2018-11-21 | 3 | 0 | 12:00 | 12 | 48 | 45 | 44.06 | 43.52 | 42.98 | 42.08 | 39.2 | 37.04 | 57.2 | 54 | 26 | 52 | 41 | 50 | 30.2 | 0 | 1 | 0 | 0 | 0 | 0 | 0 | 1 | 1 | 0 | 0 | 1 | 100% | #N/A
1978-11-21 | 11 | 21 | 2018 | 2018-11-21 | 3 | 0 | 13:00 | 13 | 48 | 45 | 44.06 | 43.88 | 44.6 | 42.8 | 41.9 | 37.04 | 57.2 | 54 | 25 | 54 | 44 | 52 | 30.92 | 0 | 1 | 0 | 0 | 0 | 0 | 0 | 1 | 1 | 0 | 0 | 1 | 100% | #N/A
1978-11-21 | 11 | 21 | 2018 | 2018-11-21 | 3 | 0 | 14:00 | 14 | 48 | 47 | 44.06 | 43.88 | 44.06 | 42.98 | 41 | 37.04 | 57.2 | 54 | 25 | 55 | 45 | 52 | 31.28 | 0 | 1 | 0 | 0 | 0 | 0 | 0 | 1 | 1 | 0 | 0 | 1 | 100% | #N/A
1978-11-21 | 11 | 21 | 2018 | 2018-11-21 | 3 | 0 | 15:00 | 15 | 47 | 45 | 42.98 | 44.24 | 42.98 | 42.08 | 41 | 35.6 | 57.2 | 54 | 23 | 57 | 44 | 50 | 31.64 | 0 | 1 | 0 | 0 | 0 | 0 | 0 | 1 | 1 | 0 | 0 | 1 | 100% | #N/A
1978-11-21 | 11 | 21 | 2018 | 2018-11-21 | 3 | 0 | 16:00 | 16 | 45 | 45 | 42.08 | 43.52 | 42.08 | 41 | 37.4 | 35.06 | 55.4 | 50 | 22 | 54 | 44 | 50 | 32 | 0 | 1 | 0 | 0 | 0 | 0 | 0 | 1 | 1 | 0 | 0 | 1 | 100% | #N/A
1978-11-21 | 11 | 21 | 2018 | 2018-11-21 | 3 | 0 | 17:00 | 17 | 43 | 44 | 39.92 | 42.62 | 41 | 39.92 | 37.4 | 33.08 | 53.6 | 39 | 19 | 46 | 43 | 48 | 31.64 | 0 | 1 | 0 | 0 | 0 | 0 | 0 | 1 | 1 | 0 | 0 | 1 | 100% | #N/A
1978-11-21 | 11 | 21 | 2018 | 2018-11-21 | 3 | 0 | 18:00 | 18 | 42 | 44 | 39.02 | 41.18 | 39.92 | 39.2 | 33.8 | 33.08 | 53.6 | 36 | 18 | 45 | 44 | 46 | 31.28 | 0 | 1 | 0 | 0 | 0 | 0 | 0 | 1 | 1 | 0 | 0 | 1 | 100% | #N/A
1978-11-21 | 11 | 21 | 2018 | 2018-11-21 | 3 | 0 | 19:00 | 19 | 42 | 42 | 37.94 | 40.28 | 37.94 | 35.96 | 33.8 | 30.02 | 53.6 | 32 | 19 | 41 | 45 | 48 | 30.92 | 0 | 1 | 0 | 0 | 0 | 0 | 0 | 1 | 1 | 0 | 0 | 1 | 100% | #N/A
1978-11-21 | 11 | 21 | 2018 | 2018-11-21 | 3 | 0 | 20:00 | 20 | 41 | 40 | 35.96 | 39.02 | 35.06 | 35.96 | 33.26 | 30.02 | 53.6 | 32 | 18 | 39 | 44 | 46 | 30.56 | 0 | 1 | 0 | 0 | 0 | 0 | 0 | 1 | 1 | 0 | 0 | 1 | 100% | #N/A
1978-11-21 | 11 | 21 | 2018 | 2018-11-21 | 3 | 0 | 21:00 | 21 | 39 | 40 | 35.06 | 37.4 | 33.98 | 33.08 | 32 | 28.04 | 55.4 | 32 | 19 | 39 | 44 | 43 | 30.38 | 0 | 1 | 0 | 0 | 0 | 0 | 0 | 1 | 1 | 0 | 0 | 1 | 100% | #N/A
1978-11-21 | 11 | 21 | 2018 | 2018-11-21 | 3 | 0 | 22:00 | 22 | 38 | 39 | 33.98 | 36.86 | 33.08 | 32 | 32.54 | 28.04 | 57.2 | 32 | 19 | 41 | 44 | 45 | 30.02 | 0 | 1 | 0 | 0 | 0 | 0 | 0 | 1 | 1 | 0 | 0 | 1 | 100% | #N/A
1978-11-21 | 11 | 21 | 2018 | 2018-11-21 | 3 | 0 | 23:00 | 23 | 37 | 39 | 33.08 | 35.78 | 32 | 32 | 32 | 28.04 | 57.2 | 34 | 20 | 43 | 45 | 45 | 30.02 | 0 | 1 | 0 | 0 | 0 | 0 | 0 | 1 | 1 | 0 | 0 | 1 | 100% | #N/A
1978-11-21 | 11 | 21 | 2018 | 2018-11-21 | 3 | 0 | 24:00 | 24 | 37 | 39 | 33.08 | 34.34 | 32 | 30.92 | 32.36 | 26.96 | 57.2 | 32 | 20 | 43 | 46 | 41 | 30.02 | 0 | 0 | 1 | 0 | 0 | 0 | 0 | 1 | 1 | 0 | 0 | 1 | 100% | #N/A
1978-11-22 | 11 | 22 | 2018 | 2018-11-22 | 4 | 1 | 1:00 | 1 | 37 | 40 | 32 | 34.16 | 32 | 30.92 | 32.18 | 28.04 | 55.4 | 34 | 20 | 43 | 47 | 39 | 30.02 | 0 | 0 | 1 | 0 | 0 | 0 | 0 | 0 | 1 | 0 | 0 | 1 | 100% | #N/A
1978-11-22 | 11 | 22 | 2018 | 2018-11-22 | 4 | 1 | 2:00 | 2 | 37 | 40 | 32 | 32.18 | 32 | 32 | 32 | 28.04 | 55.4 | 34 | 21 | 43 | 47 | 39 | 30.02 | 0 | 0 | 1 | 0 | 0 | 0 | 0 | 0 | 1 | 0 | 0 | 1 | 100% | #N/A
1978-11-22 | 11 | 22 | 2018 | 2018-11-22 | 4 | 1 | 3:00 | 3 | 36 | 40 | 33.08 | 32.54 | 32 | 30.92 | 31.64 | 26.96 | 55.4 | 34 | 20 | 43 | 48 | 41 | 30.02 | 0 | 0 | 1 | 0 | 0 | 0 | 0 | 0 | 1 | 0 | 0 | 1 | 100% | #N/A
1978-11-22 | 11 | 22 | 2018 | 2018-11-22 | 4 | 1 | 4:00 | 4 | 36 | 41 | 33.08 | 32.9 | 30.92 | 30.92 | 31.46 | 26.06 | 55.4 | 34 | 20 | 43 | 48 | 41 | 30.02 | 0 | 0 | 1 | 0 | 0 | 0 | 0 | 0 | 1 | 0 | 0 | 1 | 100% | #N/A
1978-11-22 | 11 | 22 | 2018 | 2018-11-22 | 4 | 1 | 5:00 | 5 | 35 | 40 | 32 | 33.62 | 32 | 30.92 | 32 | 24.98 | 55.4 | 36 | 19 | 43 | 49 | 39 | 29.66 | 0 | 0 | 1 | 0 | 0 | 0 | 0 | 0 | 1 | 0 | 0 | 1 | 100% | #N/A
1978-11-22 | 11 | 22 | 2018 | 2018-11-22 | 4 | 1 | 6:00 | 6 | 35 | 39 | 32 | 32.18 | 30.02 | 30.02 | 32 | 24.98 | 53.6 | 36 | 19 | 43 | 50 | 37 | 29.3 | 0 | 0 | 1 | 0 | 0 | 0 | 0 | 0 | 1 | 0 | 0 | 1 | 100% | #N/A
1978-11-22 | 11 | 22 | 2018 | 2018-11-22 | 4 | 1 | 7:00 | 7 | 34 | 39 | 33.08 | 31.64 | 30.92 | 30.92 | 30.92 | 26.96 | 51.8 | 36 | 19 | 43 | 49 | 36 | 28.94 | 0 | 0 | 1 | 0 | 0 | 0 | 0 | 0 | 1 | 0 | 0 | 1 | 100% | #N/A
1978-11-22 | 11 | 22 | 2018 | 2018-11-22 | 4 | 1 | 8:00 | 8 | 36 | 39 | 33.98 | 33.26 | 33.08 | 32 | 32 | 26.96 | 55.4 | 37 | 20 | 43 | 49 | 34 | 29.66 | 0 | 0 | 1 | 0 | 0 | 0 | 0 | 0 | 1 | 0 | 0 | 1 | 100% | #N/A
1978-11-22 | 11 | 22 | 2018 | 2018-11-22 | 4 | 1 | 9:00 | 9 | 38 | 41 | 33.98 | 33.98 | 33.98 | 33.08 | 32.72 | 28.04 | 59 | 37 | 22 | 45 | 50 | 34 | 30.2 | 0 | 0 | 1 | 0 | 0 | 0 | 0 | 0 | 1 | 0 | 0 | 1 | 100% | #N/A
1978-11-22 | 11 | 22 | 2018 | 2018-11-22 | 4 | 1 | 10:00 | 10 | 40 | 43 | 37.04 | 34.88 | 35.06 | 33.98 | 32 | 28.94 | 53.6 | 37 | 24 | 48 | 51 | 34 | 30.92 | 0 | 0 | 1 | 0 | 0 | 0 | 0 | 0 | 1 | 0 | 0 | 1 | 100% | #N/A
1978-11-22 | 11 | 22 | 2018 | 2018-11-22 | 4 | 1 | 11:00 | 11 | 43 | 42 | 35.96 | 35.96 | 35.96 | 35.06 | 33.8 | 30.92 | 53.6 | 39 | 25 | 55 | 50 | 34 | 30.92 | 0 | 0 | 1 | 0 | 0 | 0 | 0 | 0 | 1 | 0 | 0 | 1 | 100% | #N/A
1978-11-22 | 11 | 22 | 2018 | 2018-11-22 | 4 | 1 | 12:00 | 12 | 45 | 42 | 39.02 | 37.04 | 37.04 | 35.96 | 34.88 | 30.02 | 53.6 | 39 | 29 | 61 | 50 | 34 | 30.92 | 0 | 0 | 1 | 0 | 0 | 0 | 0 | 0 | 1 | 0 | 0 | 1 | 100% | #N/A
1978-11-22 | 11 | 22 | 2018 | 2018-11-22 | 4 | 1 | 13:00 | 13 | 46 | 41 | 39.02 | 39.56 | 37.94 | 37.04 | 35.6 | 30.02 | 53.6 | 39 | 29 | 66 | 48 | 34 | 30.92 | 0 | 0 | 1 | 0 | 0 | 0 | 0 | 0 | 1 | 0 | 0 | 1 | 100% | #N/A
1978-11-22 | 11 | 22 | 2018 | 2018-11-22 | 4 | 1 | 14:00 | 14 | 48 | 40 | 37.94 | 38.12 | 37.04 | 35.96 | 35.24 | 30.92 | 51.8 | 39 | 30 | 66 | 47 | 34 | 30.92 | 0 | 0 | 1 | 0 | 0 | 0 | 0 | 0 | 1 | 0 | 0 | 1 | 100% | #N/A
1978-11-22 | 11 | 22 | 2018 | 2018-11-22 | 4 | 1 | 15:00 | 15 | 48 | 42 | 37.04 | 37.94 | 35.96 | 35.96 | 35.06 | 30.02 | 51.8 | 36 | 28 | 66 | 45 | 34 | 30.92 | 0 | 0 | 1 | 0 | 0 | 0 | 0 | 0 | 1 | 0 | 0 | 1 | 100% | #N/A
1978-11-22 | 11 | 22 | 2018 | 2018-11-22 | 4 | 1 | 16:00 | 16 | 48 | 39 | 35.96 | 38.66 | 35.06 | 35.06 | 33.8 | 30.02 | 51.8 | 34 | 28 | 63 | 44 | 32 | 30.92 | 0 | 0 | 1 | 0 | 0 | 0 | 0 | 0 | 1 | 0 | 0 | 1 | 100% | #N/A
1978-11-22 | 11 | 22 | 2018 | 2018-11-22 | 4 | 1 | 17:00 | 17 | 45 | 39 | 35.06 | 36.5 | 35.06 | 33.98 | 32.36 | 28.94 | 50 | 34 | 26 | 59 | 40 | 32 | 30.56 | 0 | 0 | 1 | 0 | 0 | 0 | 0 | 0 | 1 | 0 | 0 | 1 | 100% | #N/A
1978-11-22 | 11 | 22 | 2018 | 2018-11-22 | 4 | 1 | 18:00 | 18 | 44 | 38 | 33.98 | 35.96 | 33.08 | 33.98 | 32 | 28.04 | 46.4 | 34 | 26 | 55 | 39 | 32 | 30.38 | 0 | 0 | 1 | 0 | 0 | 0 | 0 | 0 | 1 | 0 | 0 | 1 | 100% | #N/A
1978-11-22 | 11 | 22 | 2018 | 2018-11-22 | 4 | 1 | 19:00 | 19 | 42 | 37 | 33.08 | 35.42 | 33.08 | 33.08 | 32 | 28.04 | 44.6 | 34 | 25 | 52 | 38 | 32 | 30.02 | 0 | 0 | 1 | 0 | 0 | 0 | 0 | 0 | 1 | 0 | 0 | 1 | 100% | #N/A
1978-11-22 | 11 | 22 | 2018 | 2018-11-22 | 4 | 1 | 20:00 | 20 | 40 | 37 | 32 | 34.88 | 32 | 32 | 32 | 26.96 | 42.8 | 32 | 25 | 50 | 37 | 32 | 30.02 | 0 | 0 | 1 | 0 | 0 | 0 | 0 | 0 | 1 | 0 | 0 | 1 | 100% | #N/A
1978-11-22 | 11 | 22 | 2018 | 2018-11-22 | 4 | 1 | 21:00 | 21 | 38 | 37 | 32 | 34.34 | 30.92 | 30.92 | 31.46 | 26.96 | 39.2 | 30 | 25 | 48 | 36 | 30 | 30.02 | 0 | 0 | 1 | 0 | 0 | 0 | 0 | 0 | 1 | 0 | 0 | 1 | 100% | #N/A
1978-11-22 | 11 | 22 | 2018 | 2018-11-22 | 4 | 1 | 22:00 | 22 | 36 | 37 | 32 | 33.98 | 30.92 | 30.92 | 31.64 | 26.96 | 39.2 | 28 | 24 | 50 | 35 | 30 | 30.02 | 0 | 0 | 1 | 0 | 0 | 0 | 0 | 0 | 1 | 0 | 0 | 1 | 100% | #N/A
1978-11-22 | 11 | 22 | 2018 | 2018-11-22 | 4 | 1 | 23:00 | 23 | 35 | 37 | 32 | 33.8 | 30.92 | 30.02 | 31.1 | 26.96 | 39.2 | 27 | 24 | 52 | 35 | 30 | 30.38 | 0 | 0 | 1 | 0 | 0 | 0 | 0 | 0 | 1 | 0 | 0 | 1 | 100% | #N/A
1978-11-22 | 11 | 22 | 2018 | 2018-11-22 | 4 | 1 | 24:00 | 24 | 34 | 34 | 30.92 | 33.62 | 30.92 | 30.92 | 31.46 | 26.96 | 37.4 | 27 | 23 | 54 | 35 | 28 | 30.56 | 0 | 0 | 1 | 0 | 0 | 0 | 0 | 0 | 1 | 0 | 0 | 1 | 100% | #N/A
1978-11-23 | 11 | 23 | 2018 | 2018-11-23 | 5 | 0 | 1:00 | 1 | 34 | 33 | 32 | 33.44 | 32 | 30.92 | 31.46 | 26.96 | 37.4 | 25 | 22 | 55 | 35 | 28 | 30.92 | 0 | 0 | 1 | 0 | 0 | 0 | 0 | 1 | 1 | 0 | 0 | 1 | 100% | #N/A
1978-11-23 | 11 | 23 | 2018 | 2018-11-23 | 5 | 0 | 2:00 | 2 | 33 | 34 | 30.92 | 33.98 | 32 | 32 | 31.28 | 26.96 | 35.6 | 25 | 22 | 54 | 33 | 28 | 30.56 | 0 | 0 | 1 | 0 | 0 | 0 | 0 | 1 | 1 | 0 | 0 | 1 | 100% | #N/A
1978-11-23 | 11 | 23 | 2018 | 2018-11-23 | 5 | 0 | 3:00 | 3 | 32 | 34 | 33.08 | 33.8 | 32 | 32 | 31.64 | 26.96 | 33.8 | 23 | 22 | 54 | 33 | 27 | 30.38 | 0 | 0 | 1 | 0 | 0 | 0 | 0 | 1 | 1 | 0 | 0 | 1 | 100% | #N/A
1978-11-23 | 11 | 23 | 2018 | 2018-11-23 | 5 | 0 | 4:00 | 4 | 31 | 34 | 32 | 33.98 | 32 | 30.92 | 31.28 | 26.06 | 33.8 | 21 | 22 | 54 | 33 | 27 | 30.02 | 0 | 0 | 1 | 0 | 0 | 0 | 0 | 1 | 1 | 0 | 0 | 1 | 100% | #N/A
1978-11-23 | 11 | 23 | 2018 | 2018-11-23 | 5 | 0 | 5:00 | 5 | 31 | 34 | 30.92 | 34.34 | 30.92 | 30.92 | 31.1 | 26.06 | 30.2 | 21 | 21 | 54 | 32 | 27 | 30.02 | 0 | 0 | 1 | 0 | 0 | 0 | 0 | 1 | 1 | 0 | 0 | 1 | 100% | #N/A
1978-11-23 | 11 | 23 | 2018 | 2018-11-23 | 5 | 0 | 6:00 | 6 | 30 | 33 | 30.92 | 33.62 | 30.92 | 30.92 | 30.74 | 26.96 | 30.2 | 21 | 19 | 54 | 32 | 27 | 30.02 | 0 | 0 | 1 | 0 | 0 | 0 | 0 | 1 | 1 | 0 | 0 | 1 | 100% | #N/A
1978-11-23 | 11 | 23 | 2018 | 2018-11-23 | 5 | 0 | 7:00 | 7 | 31 | 33 | 32 | 33.26 | 30.92 | 30.92 | 29.84 | 26.96 | 30.2 | 19 | 19 | 54 | 32 | 25 | 30.02 | 0 | 0 | 1 | 0 | 0 | 0 | 0 | 1 | 1 | 0 | 0 | 1 | 100% | #N/A
1978-11-23 | 11 | 23 | 2018 | 2018-11-23 | 5 | 0 | 8:00 | 8 | 33 | 34 | 33.98 | 33.08 | 33.08 | 33.08 | 31.28 | 28.04 | 30.2 | 19 | 19 | 55 | 32 | 25 | 31.1 | 0 | 1 | 0 | 0 | 0 | 0 | 0 | 1 | 1 | 0 | 0 | 1 | 100% | #N/A
1978-11-23 | 11 | 23 | 2018 | 2018-11-23 | 5 | 0 | 9:00 | 9 | 39 | 36 | 35.96 | 33.98 | 35.96 | 35.06 | 33.8 | 30.02 | 32 | 19 | 19 | 55 | 33 | 26 | 32 | 0 | 1 | 0 | 0 | 0 | 0 | 0 | 1 | 1 | 0 | 0 | 1 | 100% | #N/A
1978-11-23 | 11 | 23 | 2018 | 2018-11-23 | 5 | 0 | 10:00 | 10 | 44 | 38 | 39.02 | 37.22 | 37.94 | 35.96 | 35.78 | 30.92 | 33.8 | 19 | 19 | 55 | 33 | 27 | 33.08 | 0 | 1 | 0 | 0 | 0 | 0 | 0 | 1 | 1 | 0 | 0 | 1 | 100% | #N/A
1978-11-23 | 11 | 23 | 2018 | 2018-11-23 | 5 | 0 | 11:00 | 11 | 46 | 39 | 41 | 38.3 | 39.02 | 39.02 | 37.58 | 33.08 | 35.6 | 21 | 20 | 57 | 33 | 27 | 35.06 | 0 | 1 | 0 | 0 | 0 | 0 | 0 | 1 | 1 | 0 | 0 | 1 | 100% | #N/A
1978-11-23 | 11 | 23 | 2018 | 2018-11-23 | 5 | 0 | 12:00 | 12 | 47 | 40 | 42.08 | 40.1 | 42.08 | 39.92 | 37.58 | 33.98 | 37.4 | 21 | 22 | 59 | 34 | 28 | 37.04 | 0 | 1 | 0 | 0 | 0 | 0 | 0 | 1 | 1 | 0 | 0 | 1 | 100% | #N/A
1978-11-23 | 11 | 23 | 2018 | 2018-11-23 | 5 | 0 | 13:00 | 13 | 48 | 40 | 42.98 | 42.08 | 42.98 | 41 | 39.92 | 33.98 | 39.2 | 21 | 23 | 61 | 35 | 28 | 39.02 | 0 | 1 | 0 | 0 | 0 | 0 | 0 | 1 | 1 | 0 | 0 | 1 | 100% | #N/A
1978-11-23 | 11 | 23 | 2018 | 2018-11-23 | 5 | 0 | 14:00 | 14 | 49 | 41 | 42.98 | 43.88 | 42.98 | 42.08 | 37.58 | 35.06 | 39.2 | 19 | 25 | 64 | 35 | 28 | 38.3 | 0 | 1 | 0 | 0 | 0 | 0 | 0 | 1 | 1 | 0 | 0 | 1 | 100% | #N/A
1978-11-23 | 11 | 23 | 2018 | 2018-11-23 | 5 | 0 | 15:00 | 15 | 50 | 40 | 42.08 | 42.26 | 42.08 | 41 | 37.22 | 33.98 | 41 | 19 | 24 | 64 | 32 | 28 | 37.76 | 0 | 1 | 0 | 0 | 0 | 0 | 0 | 1 | 1 | 0 | 0 | 1 | 100% | #N/A
1978-11-23 | 11 | 23 | 2018 | 2018-11-23 | 5 | 0 | 16:00 | 16 | 48 | 39 | 39.92 | 42.26 | 39.02 | 39.02 | 35.6 | 32 | 39.2 | 19 | 21 | 63 | 21 | 28 | 37.04 | 0 | 1 | 0 | 0 | 0 | 0 | 0 | 1 | 1 | 0 | 0 | 1 | 100% | #N/A
1978-11-23 | 11 | 23 | 2018 | 2018-11-23 | 5 | 0 | 17:00 | 17 | 45 | 37 | 37.04 | 41.36 | 37.94 | 37.04 | 34.88 | 30.92 | 37.4 | 18 | 18 | 59 | 24 | 28 | 36.68 | 0 | 1 | 0 | 0 | 0 | 0 | 0 | 1 | 1 | 0 | 0 | 1 | 100% | #N/A
1978-11-23 | 11 | 23 | 2018 | 2018-11-23 | 5 | 0 | 18:00 | 18 | 43 | 34 | 35.96 | 39.74 | 37.94 | 37.04 | 34.34 | 30.92 | 32 | 18 | 19 | 55 | 22 | 28 | 36.32 | 0 | 1 | 0 | 0 | 0 | 0 | 0 | 1 | 1 | 0 | 0 | 1 | 100% | #N/A
1978-11-23 | 11 | 23 | 2018 | 2018-11-23 | 5 | 0 | 19:00 | 19 | 41 | 33 | 35.06 | 38.66 | 35.96 | 35.96 | 33.98 | 30.02 | 28.4 | 18 | 19 | 54 | 22 | 28 | 35.96 | 0 | 1 | 0 | 0 | 0 | 0 | 0 | 1 | 1 | 0 | 0 | 1 | 100% | #N/A
1978-11-23 | 11 | 23 | 2018 | 2018-11-23 | 5 | 0 | 20:00 | 20 | 39 | 31 | 33.98 | 37.76 | 35.06 | 35.06 | 32.9 | 30.02 | 24.8 | 18 | 16 | 52 | 21 | 28 | 35.24 | 0 | 1 | 0 | 0 | 0 | 0 | 0 | 1 | 1 | 0 | 0 | 1 | 100% | #N/A
1978-11-23 | 11 | 23 | 2018 | 2018-11-23 | 5 | 0 | 21:00 | 21 | 38 | 28 | 35.06 | 37.04 | 33.98 | 33.98 | 30.92 | 28.94 | 26.6 | 18 | 14 | 48 | 20 | 28 | 34.7 | 0 | 1 | 0 | 0 | 0 | 0 | 0 | 1 | 1 | 0 | 0 | 1 | 100% | #N/A
1978-11-23 | 11 | 23 | 2018 | 2018-11-23 | 5 | 0 | 22:00 | 22 | 37 | 30 | 33.08 | 36.14 | 33.98 | 33.98 | 31.1 | 28.04 | 26.6 | 14 | 11 | 50 | 20 | 30 | 33.98 | 0 | 1 | 0 | 0 | 0 | 0 | 0 | 1 | 1 | 0 | 0 | 1 | 100% | #N/A
1978-11-23 | 11 | 23 | 2018 | 2018-11-23 | 5 | 0 | 23:00 | 23 | 36 | 32 | 33.08 | 35.42 | 33.08 | 33.98 | 29.12 | 28.04 | 26.6 | 10 | 10 | 50 | 20 | 30 | 35.6 | 0 | 1 | 0 | 0 | 0 | 0 | 0 | 1 | 1 | 0 | 0 | 1 | 100% | #N/A
1978-11-23 | 11 | 23 | 2018 | 2018-11-23 | 5 | 0 | 24:00 | 24 | 35 | 32 | 32 | 35.42 | 33.08 | 33.08 | 28.94 | 28.04 | 26.6 | 9 | 6 | 51 | 20 | 30 | 37.4 | 0 | 0 | 1 | 0 | 0 | 0 | 0 | 1 | 1 | 0 | 0 | 1 | 100% | #N/A
1978-11-24 | 11 | 24 | 2018 | 2018-11-24 | 6 | 0 | 1:00 | 1 | 35 | 33 | 33.08 | 35.24 | 33.08 | 33.98 | 31.1 | 28.04 | 26.6 | 5 | 3 | 52 | 20 | 28 | 39.02 | 0 | 0 | 1 | 0 | 0 | 0 | 0 | 1 | 1 | 1 | 0 | 1 | 100% | #N/A
1978-11-24 | 11 | 24 | 2018 | 2018-11-24 | 6 | 0 | 2:00 | 2 | 34 | 30 | 33.98 | 35.24 | 33.98 | 33.98 | 31.46 | 28.94 | 28.4 | 3 | 1 | 52 | 19 | 30 | 39.02 | 0 | 0 | 1 | 0 | 0 | 0 | 0 | 1 | 1 | 1 | 0 | 1 | 100% | #N/A
1978-11-24 | 11 | 24 | 2018 | 2018-11-24 | 6 | 0 | 3:00 | 3 | 33 | 28 | 35.06 | 35.42 | 33.08 | 33.98 | 30.74 | 28.04 | 24.8 | 7 | -1 | 52 | 19 | 30 | 39.02 | 0 | 0 | 1 | 0 | 0 | 0 | 0 | 1 | 1 | 1 | 0 | 1 | 100% | #N/A
1978-11-24 | 11 | 24 | 2018 | 2018-11-24 | 6 | 0 | 4:00 | 4 | 32 | 25 | 33.98 | 35.6 | 33.08 | 33.08 | 28.76 | 28.4 | 28.4 | 9 | -2 | 52 | 18 | 30 | 39.02 | 0 | 0 | 1 | 0 | 0 | 0 | 0 | 1 | 1 | 1 | 0 | 1 | 100% | #N/A
1978-11-24 | 11 | 24 | 2018 | 2018-11-24 | 6 | 0 | 5:00 | 5 | 32 | 25 | 33.08 | 35.06 | 33.08 | 33.08 | 27.86 | 26.96 | 28.4 | 10 | -3 | 52 | 18 | 30 | 39.74 | 0 | 0 | 1 | 0 | 0 | 0 | 0 | 1 | 1 | 1 | 0 | 1 | 100% | #N/A
1978-11-24 | 11 | 24 | 2018 | 2018-11-24 | 6 | 0 | 6:00 | 6 | 31 | 23 | 33.08 | 34.7 | 33.08 | 33.08 | 28.94 | 26.96 | 26.6 | 12 | -4 | 54 | 18 | 30 | 40.28 | 0 | 0 | 1 | 0 | 0 | 0 | 0 | 1 | 1 | 1 | 0 | 1 | 100% | #N/A
1978-11-24 | 11 | 24 | 2018 | 2018-11-24 | 6 | 0 | 7:00 | 7 | 31 | 24 | 33.08 | 34.34 | 33.08 | 32 | 28.22 | 26.06 | 23 | 14 | -4 | 54 | 18 | 30 | 41 | 0 | 0 | 1 | 0 | 0 | 0 | 0 | 1 | 1 | 1 | 0 | 1 | 100% | #N/A
1978-11-24 | 11 | 24 | 2018 | 2018-11-24 | 6 | 0 | 8:00 | 8 | 33 | 28 | 33.98 | 33.98 | 33.98 | 33.08 | 30.02 | 26.96 | 24.8 | 16 | 0 | 55 | 20 | 32 | 41 | 0 | 0 | 1 | 0 | 0 | 0 | 0 | 1 | 1 | 1 | 0 | 1 | 100% | #N/A
1978-11-24 | 11 | 24 | 2018 | 2018-11-24 | 6 | 0 | 9:00 | 9 | 35 | 31 | 35.96 | 33.98 | 35.96 | 35.06 | 32 | 28.94 | 35.6 | 19 | 7 | 61 | 22 | 32 | 41 | 0 | 0 | 1 | 0 | 0 | 0 | 0 | 1 | 1 | 1 | 0 | 1 | 100% | #N/A
1978-11-24 | 11 | 24 | 2018 | 2018-11-24 | 6 | 0 | 10:00 | 10 | 36 | 36 | 39.02 | 37.04 | 37.94 | 37.04 | 34.16 | 30.2 | 41 | 21 | 14 | 63 | 24 | 37 | 41 | 0 | 0 | 1 | 0 | 0 | 0 | 0 | 1 | 1 | 1 | 0 | 1 | 100% | #N/A
1978-11-24 | 11 | 24 | 2018 | 2018-11-24 | 6 | 0 | 11:00 | 11 | 38 | 39 | 41 | 38.48 | 41 | 39.02 | 36.5 | 33.08 | 44.6 | 23 | 21 | 64 | 27 | 37 | 40.64 | 0 | 0 | 1 | 0 | 0 | 0 | 0 | 1 | 1 | 1 | 0 | 1 | 100% | #N/A
1978-11-24 | 11 | 24 | 2018 | 2018-11-24 | 6 | 0 | 12:00 | 12 | 41 | 41 | 44.06 | 42.62 | 44.06 | 42.08 | 38.66 | 35.06 | 44.6 | 23 | 26 | 66 | 27 | 37 | 40.28 | 0 | 0 | 1 | 0 | 0 | 0 | 0 | 1 | 1 | 1 | 0 | 1 | 100% | #N/A
1978-11-24 | 11 | 24 | 2018 | 2018-11-24 | 6 | 0 | 13:00 | 13 | 42 | 42 | 44.06 | 42.62 | 44.06 | 42.98 | 41 | 37.04 | 46.4 | 25 | 28 | 66 | 29 | 39 | 39.92 | 0 | 0 | 1 | 0 | 0 | 0 | 0 | 1 | 1 | 1 | 0 | 1 | 100% | #N/A
1978-11-24 | 11 | 24 | 2018 | 2018-11-24 | 6 | 0 | 14:00 | 14 | 43 | 43 | 46.04 | 42.8 | 44.96 | 42.98 | 42.8 | 39.02 | 48.2 | 25 | 29 | 66 | 30 | 39 | 41 | 0 | 0 | 1 | 0 | 0 | 0 | 0 | 1 | 1 | 1 | 0 | 1 | 100% | #N/A
1978-11-24 | 11 | 24 | 2018 | 2018-11-24 | 6 | 0 | 15:00 | 15 | 42 | 42 | 46.04 | 43.34 | 42.98 | 41 | 42.44 | 39.02 | 48.2 | 25 | 31 | 66 | 30 | 37 | 41.9 | 0 | 0 | 1 | 0 | 0 | 0 | 0 | 1 | 1 | 1 | 0 | 1 | 100% | #N/A
1978-11-24 | 11 | 24 | 2018 | 2018-11-24 | 6 | 0 | 16:00 | 16 | 42 | 39 | 44.06 | 43.88 | 39.92 | 39.92 | 39.56 | 37.04 | 46.4 | 23 | 29 | 64 | 29 | 37 | 42.98 | 0 | 0 | 1 | 0 | 0 | 0 | 0 | 1 | 1 | 1 | 0 | 1 | 100% | #N/A
1978-11-24 | 11 | 24 | 2018 | 2018-11-24 | 6 | 0 | 17:00 | 17 | 39 | 36 | 41 | 42.62 | 35.96 | 37.94 | 35.78 | 33.98 | 41 | 25 | 27 | 63 | 28 | 34 | 42.98 | 0 | 0 | 1 | 0 | 0 | 0 | 0 | 1 | 1 | 1 | 0 | 1 | 100% | #N/A
1978-11-24 | 11 | 24 | 2018 | 2018-11-24 | 6 | 0 | 18:00 | 18 | 38 | 36 | 35.06 | 41.36 | 35.96 | 35.96 | 32.36 | 33.08 | 39.2 | 23 | 26 | 63 | 26 | 34 | 42.98 | 0 | 0 | 1 | 0 | 0 | 0 | 0 | 1 | 1 | 1 | 0 | 1 | 100% | #N/A
1978-11-24 | 11 | 24 | 2018 | 2018-11-24 | 6 | 0 | 19:00 | 19 | 36 | 36 | 37.94 | 39.74 | 35.06 | 35.06 | 28.94 | 30.92 | 37.4 | 21 | 22 | 63 | 26 | 32 | 42.98 | 0 | 0 | 1 | 0 | 0 | 0 | 0 | 1 | 1 | 1 | 0 | 1 | 100% | #N/A
1978-11-24 | 11 | 24 | 2018 | 2018-11-24 | 6 | 0 | 20:00 | 20 | 37 | 33 | 33.98 | 38.66 | 33.08 | 33.98 | 27.32 | 30.92 | 35.6 | 23 | 21 | 63 | 25 | 32 | 42.62 | 0 | 0 | 1 | 0 | 0 | 0 | 0 | 1 | 1 | 1 | 0 | 1 | 100% | #N/A
1978-11-24 | 11 | 24 | 2018 | 2018-11-24 | 6 | 0 | 21:00 | 21 | 36 | 33 | 28.04 | 37.4 | 32 | 30.92 | 26.6 | 30.02 | 37.4 | 25 | 23 | 63 | 24 | 30 | 42.44 | 0 | 0 | 1 | 0 | 0 | 0 | 0 | 1 | 1 | 1 | 0 | 1 | 100% | #N/A
1978-11-24 | 11 | 24 | 2018 | 2018-11-24 | 6 | 0 | 22:00 | 22 | 35 | 31 | 33.98 | 36.5 | 32 | 30.92 | 24.98 | 30.02 | 39.2 | 25 | 24 | 61 | 24 | 27 | 42.08 | 0 | 0 | 1 | 0 | 0 | 0 | 0 | 1 | 1 | 1 | 0 | 1 | 100% | #N/A
1978-11-24 | 11 | 24 | 2018 | 2018-11-24 | 6 | 0 | 23:00 | 23 | 35 | 30 | 33.08 | 35.78 | 32 | 30.02 | 23.36 | 28.94 | 39.2 | 21 | 24 | 57 | 25 | 25 | 40.64 | 0 | 0 | 1 | 0 | 0 | 0 | 0 | 1 | 1 | 1 | 0 | 1 | 100% | #N/A
1978-11-24 | 11 | 24 | 2018 | 2018-11-24 | 6 | 0 | 24:00 | 24 | 34 | 29 | 28.94 | 35.24 | 30.92 | 30.02 | 25.52 | 28.94 | 41 | 19 | 22 | 57 | 26 | 23 | 39.38 | 0 | 0 | 1 | 0 | 0 | 0 | 0 | 1 | 1 | 1 | 0 | 1 | 100% | #N/A
1978-11-25 | 11 | 25 | 2018 | 2018-11-25 | 7 | 0 | 1:00 | 1 | 34 | 29 | 21.92 | 35.06 | 30.92 | 30.92 | 27.14 | 28.94 | 39.2 | 18 | 15 | 55 | 27 | 21 | 37.94 | 0 | 0 | 1 | 0 | 0 | 0 | 0 | 1 | 1 | 1 | 0 | 1 | 100% | #N/A
1978-11-25 | 11 | 25 | 2018 | 2018-11-25 | 7 | 0 | 2:00 | 2 | 34 | 28 | 26.06 | 34.52 | 30.02 | 28.94 | 27.68 | 28.94 | 41 | 17 | 13 | 54 | 28 | 21 | 37.22 | 0 | 0 | 1 | 0 | 0 | 0 | 0 | 1 | 1 | 1 | 0 | 1 | 100% | #N/A
1978-11-25 | 11 | 25 | 2018 | 2018-11-25 | 7 | 0 | 3:00 | 3 | 33 | 28 | 30.92 | 34.52 | 30.02 | 30.02 | 29.3 | 28.94 | 42.8 | 16 | 14 | 54 | 29 | 21 | 36.68 | 0 | 0 | 1 | 0 | 0 | 0 | 0 | 1 | 1 | 1 | 0 | 1 | 100% | #N/A
1978-11-25 | 11 | 25 | 2018 | 2018-11-25 | 7 | 0 | 4:00 | 4 | 33 | 28 | 30.92 | 35.06 | 30.92 | 30.92 | 32 | 28.94 | 37.4 | 10 | 16 | 52 | 29 | 21 | 35.96 | 0 | 0 | 1 | 0 | 0 | 0 | 0 | 1 | 1 | 1 | 0 | 1 | 100% | #N/A
1978-11-25 | 11 | 25 | 2018 | 2018-11-25 | 7 | 0 | 5:00 | 5 | 32 | 27 | 33.08 | 35.78 | 32 | 30.92 | 30.74 | 28.94 | 33.8 | 12 | 21 | 48 | 30 | 19 | 35.96 | 0 | 0 | 1 | 0 | 0 | 0 | 0 | 1 | 1 | 1 | 0 | 1 | 100% | #N/A
1978-11-25 | 11 | 25 | 2018 | 2018-11-25 | 7 | 0 | 6:00 | 6 | 32 | 27 | 33.8 | 35.6 | 33.08 | 32 | 32 | 30.02 | 39.2 | 5 | 22 | 48 | 31 | 19 | 35.96 | 0 | 0 | 1 | 0 | 0 | 0 | 0 | 1 | 1 | 1 | 0 | 1 | 100% | #N/A
1978-11-25 | 11 | 25 | 2018 | 2018-11-25 | 7 | 0 | 7:00 | 7 | 35 | 26 | 33.98 | 35.78 | 33.08 | 32 | 31.46 | 30.2 | 37.4 | 7 | 23 | 46 | 32 | 19 | 35.96 | 0 | 0 | 1 | 0 | 0 | 0 | 0 | 1 | 1 | 1 | 0 | 1 | 100% | #N/A
1978-11-25 | 11 | 25 | 2018 | 2018-11-25 | 7 | 0 | 8:00 | 8 | 36 | 26 | 33.98 | 35.78 | 33.98 | 32 | 32 | 30.02 | 33.8 | 12 | 24 | 45 | 33 | 21 | 36.68 | 0 | 0 | 1 | 0 | 0 | 0 | 0 | 1 | 1 | 1 | 0 | 1 | 100% | #N/A
1978-11-25 | 11 | 25 | 2018 | 2018-11-25 | 7 | 0 | 9:00 | 9 | 39 | 31 | 35.96 | 35.6 | 35.6 | 33.8 | 33.62 | 30.02 | 44.6 | 14 | 25 | 44 | 35 | 25 | 37.22 | 0 | 0 | 1 | 0 | 0 | 0 | 0 | 1 | 1 | 1 | 0 | 1 | 100% | #N/A
1978-11-25 | 11 | 25 | 2018 | 2018-11-25 | 7 | 0 | 10:00 | 10 | 43 | 34 | 37.04 | 36.32 | 37.04 | 35.06 | 35.78 | 30.92 | 53.6 | 16 | 26 | 45 | 36 | 27 | 37.94 | 0 | 0 | 1 | 0 | 0 | 0 | 0 | 1 | 1 | 1 | 0 | 1 | 100% | #N/A
1978-11-25 | 11 | 25 | 2018 | 2018-11-25 | 7 | 0 | 11:00 | 11 | 46 | 35 | 39.02 | 37.22 | 37.94 | 35.6 | 37.4 | 33.98 | 55.4 | 18 | 28 | 46 | 39 | 28 | 38.66 | 0 | 0 | 1 | 0 | 0 | 0 | 0 | 1 | 1 | 1 | 0 | 1 | 100% | #N/A
1978-11-25 | 11 | 25 | 2018 | 2018-11-25 | 7 | 0 | 12:00 | 12 | 48 | 37 | 41 | 38.84 | 39.92 | 37.04 | 39.2 | 35.06 | 57.2 | 19 | 29 | 46 | 44 | 28 | 39.2 | 0 | 0 | 1 | 0 | 0 | 0 | 0 | 1 | 1 | 1 | 0 | 1 | 100% | #N/A
1978-11-25 | 11 | 25 | 2018 | 2018-11-25 | 7 | 0 | 13:00 | 13 | 49 | 39 | 42.98 | 39.38 | 44.06 | 37.04 | 39.2 | 35.96 | 57.2 | 21 | 31 | 46 | 43 | 30 | 39.92 | 0 | 0 | 1 | 0 | 0 | 0 | 0 | 1 | 1 | 1 | 0 | 1 | 100% | #N/A
1978-11-25 | 11 | 25 | 2018 | 2018-11-25 | 7 | 0 | 14:00 | 14 | 50 | 40 | 44.06 | 41.54 | 44.96 | 39.92 | 41 | 35.96 | 57.2 | 21 | 32 | 46 | 41 | 32 | 39.2 | 0 | 0 | 1 | 0 | 0 | 0 | 0 | 1 | 1 | 1 | 0 | 1 | 100% | #N/A
1978-11-25 | 11 | 25 | 2018 | 2018-11-25 | 7 | 0 | 15:00 | 15 | 51 | 39 | 44.96 | 42.08 | 44.06 | 41 | 40.46 | 35.96 | 55.4 | 21 | 31 | 46 | 41 | 32 | 38.66 | 0 | 0 | 1 | 0 | 0 | 0 | 0 | 1 | 1 | 1 | 0 | 1 | 100% | #N/A
1978-11-25 | 11 | 25 | 2018 | 2018-11-25 | 7 | 0 | 16:00 | 16 | 50 | 37 | 44.06 | 42.8 | 44.06 | 39.92 | 39.2 | 35.96 | 53.6 | 21 | 31 | 45 | 39 | 32 | 37.94 | 0 | 0 | 1 | 0 | 0 | 0 | 0 | 1 | 1 | 1 | 0 | 1 | 100% | #N/A
1978-11-25 | 11 | 25 | 2018 | 2018-11-25 | 7 | 0 | 17:00 | 17 | 45 | 34 | 42.08 | 43.34 | 42.08 | 39.2 | 39.2 | 35.6 | 50 | 16 | 29 | 45 | 36 | 32 | 36.32 | 0 | 0 | 1 | 0 | 0 | 0 | 0 | 1 | 1 | 1 | 0 | 1 | 100% | #N/A
1978-11-25 | 11 | 25 | 2018 | 2018-11-25 | 7 | 0 | 18:00 | 18 | 43 | 32 | 41 | 43.52 | 42.08 | 37.94 | 37.4 | 35.06 | 50 | 21 | 30 | 45 | 37 | 32 | 34.7 | 0 | 0 | 1 | 0 | 0 | 0 | 0 | 1 | 1 | 1 | 0 | 1 | 100% | #N/A
1978-11-25 | 11 | 25 | 2018 | 2018-11-25 | 7 | 0 | 19:00 | 19 | 41 | 31 | 41 | 43.88 | 41 | 37.94 | 37.4 | 33.98 | 50 | 16 | 30 | 45 | 35 | 34 | 33.08 | 0 | 0 | 1 | 0 | 0 | 0 | 0 | 1 | 1 | 1 | 0 | 1 | 100% | #N/A
1978-11-25 | 11 | 25 | 2018 | 2018-11-25 | 7 | 0 | 20:00 | 20 | 41 | 31 | 41 | 43.52 | 39.02 | 37.04 | 37.4 | 33.08 | 50 | 9 | 29 | 45 | 35 | 34 | 31.46 | 0 | 0 | 1 | 0 | 0 | 0 | 0 | 1 | 1 | 1 | 0 | 1 | 100% | #N/A
1978-11-25 | 11 | 25 | 2018 | 2018-11-25 | 7 | 0 | 21:00 | 21 | 38 | 30 | 39.92 | 42.62 | 37.94 | 35.96 | 37.4 | 33.08 | 50 | 10 | 31 | 45 | 35 | 34 | 29.66 | 0 | 0 | 1 | 0 | 0 | 0 | 0 | 1 | 1 | 1 | 0 | 1 | 100% | #N/A
1978-11-25 | 11 | 25 | 2018 | 2018-11-25 | 7 | 0 | 22:00 | 22 | 36 | 28 | 39.02 | 41.72 | 37.4 | 35.96 | 37.22 | 33.08 | 48.2 | 7 | 31 | 45 | 34 | 34 | 28.04 | 0 | 0 | 1 | 0 | 0 | 0 | 0 | 1 | 1 | 1 | 0 | 1 | 100% | #N/A
1978-11-25 | 11 | 25 | 2018 | 2018-11-25 | 7 | 0 | 23:00 | 23 | 35 | 27 | 39.02 | 40.82 | 37.94 | 35.96 | 37.4 | 33.08 | 48.2 | 9 | 31 | 45 | 34 | 34 | 26.78 | 0 | 0 | 1 | 0 | 0 | 0 | 0 | 1 | 1 | 1 | 0 | 1 | 100% | #N/A
1978-11-25 | 11 | 25 | 2018 | 2018-11-25 | 7 | 0 | 24:00 | 24 | 35 | 27 | 39.92 | 40.46 | 37.94 | 35.96 | 37.4 | 33.08 | 48.2 | 9 | 30 | 45 | 33 | 34 | 25.34 | 0 | 0 | 1 | 0 | 0 | 0 | 0 | 1 | 1 | 1 | 0 | 1 | 100% | #N/A
1978-11-26 | 11 | 26 | 2018 | 2018-11-26 | 1 | 0 | 1:00 | 1 | 34 | 27 | 39.92 | 40.82 | 37.94 | 35.6 | 36.86 | 33.98 | 48.2 | 5 | 30 | 45 | 32 | 34 | 24.08 | 0 | 0 | 1 | 0 | 0 | 0 | 0 | 1 | 1 | 1 | 0 | 1 | 100% | #N/A
1978-11-26 | 11 | 26 | 2018 | 2018-11-26 | 1 | 0 | 2:00 | 2 | 33 | 27 | 39.92 | 41 | 39.02 | 35.96 | 37.4 | 33.98 | 48.2 | 1 | 30 | 45 | 31 | 36 | 23 | 0 | 0 | 1 | 0 | 0 | 0 | 0 | 1 | 1 | 1 | 0 | 1 | 100% | #N/A
1978-11-26 | 11 | 26 | 2018 | 2018-11-26 | 1 | 0 | 3:00 | 3 | 33 | 26 | 39.92 | 41.18 | 39.02 | 35.96 | 37.4 | 35.06 | 46.4 | 7 | 29 | 45 | 30 | 36 | 22.1 | 0 | 0 | 1 | 0 | 0 | 0 | 0 | 1 | 1 | 1 | 0 | 1 | 100% | #N/A
1978-11-26 | 11 | 26 | 2018 | 2018-11-26 | 1 | 0 | 4:00 | 4 | 32 | 25 | 39.92 | 40.82 | 39.02 | 35.96 | 37.4 | 33.98 | 46.4 | 7 | 30 | 43 | 29 | 36 | 21.02 | 0 | 0 | 1 | 0 | 0 | 0 | 0 | 1 | 1 | 1 | 0 | 1 | 100% | #N/A
1978-11-26 | 11 | 26 | 2018 | 2018-11-26 | 1 | 0 | 5:00 | 5 | 31 | 24 | 39.92 | 41 | 37.94 | 35.96 | 37.4 | 35.06 | 42.8 | 7 | 30 | 43 | 28 | 36 | 20.66 | 0 | 0 | 1 | 0 | 0 | 0 | 0 | 1 | 1 | 1 | 0 | 1 | 100% | #N/A
1978-11-26 | 11 | 26 | 2018 | 2018-11-26 | 1 | 0 | 6:00 | 6 | 31 | 23 | 39.92 | 40.64 | 37.94 | 35.96 | 37.4 | 35.96 | 46.4 | 5 | 30 | 45 | 28 | 36 | 20.3 | 0 | 0 | 1 | 0 | 0 | 0 | 0 | 1 | 1 | 1 | 0 | 1 | 100% | #N/A
1978-11-26 | 11 | 26 | 2018 | 2018-11-26 | 1 | 0 | 7:00 | 7 | 30 | 23 | 39.2 | 40.28 | 37.94 | 35.96 | 37.4 | 35.96 | 46.4 | 7 | 30 | 45 | 28 | 36 | 19.94 | 0 | 0 | 1 | 0 | 0 | 0 | 0 | 1 | 1 | 1 | 0 | 1 | 100% | #N/A
1978-11-26 | 11 | 26 | 2018 | 2018-11-26 | 1 | 0 | 8:00 | 8 | 33 | 26 | 39.92 | 40.28 | 37.94 | 37.04 | 37.4 | 35.06 | 46.4 | 9 | 31 | 45 | 28 | 36 | 21.56 | 0 | 1 | 0 | 0 | 0 | 0 | 0 | 1 | 1 | 1 | 0 | 1 | 100% | #N/A
1978-11-26 | 11 | 26 | 2018 | 2018-11-26 | 1 | 0 | 9:00 | 9 | 39 | 31 | 42.08 | 40.1 | 39.02 | 37.4 | 37.4 | 35.06 | 46.4 | 10 | 32 | 46 | 34 | 36 | 23.36 | 0 | 1 | 0 | 0 | 0 | 0 | 0 | 1 | 1 | 1 | 0 | 1 | 100% | #N/A
1978-11-26 | 11 | 26 | 2018 | 2018-11-26 | 1 | 0 | 10:00 | 10 | 46 | 35 | 42.98 | 41 | 39.02 | 37.04 | 39.2 | 35.06 | 48.2 | 16 | 32 | 46 | 36 | 43 | 24.98 | 0 | 1 | 0 | 0 | 0 | 0 | 0 | 1 | 1 | 1 | 0 | 1 | 100% | #N/A
1978-11-26 | 11 | 26 | 2018 | 2018-11-26 | 1 | 0 | 11:00 | 11 | 48 | 38 | 44.6 | 42.08 | 41 | 39.02 | 39.74 | 35.96 | 48.2 | 19 | 33 | 46 | 35 | 46 | 26.6 | 0 | 1 | 0 | 0 | 0 | 0 | 0 | 1 | 1 | 1 | 0 | 1 | 100% | #N/A
1978-11-26 | 11 | 26 | 2018 | 2018-11-26 | 1 | 0 | 12:00 | 12 | 50 | 41 | 46.04 | 43.7 | 42.98 | 39.02 | 41 | 37.04 | 48.2 | 21 | 34 | 46 | 34 | 46 | 28.4 | 0 | 1 | 0 | 0 | 0 | 0 | 0 | 1 | 1 | 1 | 0 | 1 | 100% | #N/A
1978-11-26 | 11 | 26 | 2018 | 2018-11-26 | 1 | 0 | 13:00 | 13 | 51 | 43 | 48.02 | 45.14 | 42.98 | 39.2 | 41 | 37.94 | 48.2 | 21 | 35 | 46 | 34 | 48 | 30.02 | 0 | 1 | 0 | 0 | 0 | 0 | 0 | 1 | 1 | 1 | 0 | 1 | 100% | #N/A
1978-11-26 | 11 | 26 | 2018 | 2018-11-26 | 1 | 0 | 14:00 | 14 | 52 | 43 | 48.02 | 46.04 | 44.06 | 41 | 41.54 | 39.02 | 48.2 | 23 | 37 | 46 | 34 | 49 | 29.66 | 0 | 1 | 0 | 0 | 0 | 0 | 0 | 1 | 1 | 1 | 0 | 1 | 100% | #N/A
1978-11-26 | 11 | 26 | 2018 | 2018-11-26 | 1 | 0 | 15:00 | 15 | 53 | 43 | 48.02 | 46.76 | 46.94 | 41 | 41 | 39.92 | 48.2 | 25 | 37 | 48 | 32 | 50 | 29.3 | 0 | 1 | 0 | 0 | 0 | 0 | 0 | 1 | 1 | 1 | 0 | 1 | 100% | #N/A
1978-11-26 | 11 | 26 | 2018 | 2018-11-26 | 1 | 0 | 16:00 | 16 | 53 | 41 | 48.92 | 47.3 | 46.94 | 39.92 | 42.44 | 41 | 44.6 | 23 | 37 | 48 | 29 | 48 | 28.94 | 0 | 1 | 0 | 0 | 0 | 0 | 0 | 1 | 1 | 1 | 0 | 1 | 100% | #N/A
1978-11-26 | 11 | 26 | 2018 | 2018-11-26 | 1 | 0 | 17:00 | 17 | 50 | 39 | 48.02 | 48.02 | 46.94 | 39.92 | 42.8 | 41 | 41 | 23 | 32 | 48 | 27 | 46 | 27.32 | 0 | 1 | 0 | 0 | 0 | 0 | 0 | 1 | 1 | 1 | 0 | 1 | 100% | #N/A
1978-11-26 | 11 | 26 | 2018 | 2018-11-26 | 1 | 0 | 18:00 | 18 | 50 | 39 | 46.04 | 48.02 | 46.94 | 39.92 | 42.08 | 41 | 39.2 | 21 | 31 | 54 | 25 | 45 | 25.7 | 0 | 1 | 0 | 0 | 0 | 0 | 0 | 1 | 1 | 1 | 0 | 1 | 100% | #N/A
1978-11-26 | 11 | 26 | 2018 | 2018-11-26 | 1 | 0 | 19:00 | 19 | 44 | 38 | 44.96 | 46.58 | 42.08 | 39.92 | 41.9 | 42.08 | 39.2 | 21 | 27 | 55 | 24 | 45 | 24.08 | 0 | 1 | 0 | 0 | 0 | 0 | 0 | 1 | 1 | 1 | 0 | 1 | 100% | #N/A
1978-11-26 | 11 | 26 | 2018 | 2018-11-26 | 1 | 0 | 20:00 | 20 | 43 | 39 | 44.06 | 45.14 | 41 | 39.92 | 41.9 | 41 | 37.4 | 21 | 38 | 57 | 22 | 45 | 23.36 | 0 | 1 | 0 | 0 | 0 | 0 | 0 | 1 | 1 | 1 | 0 | 1 | 100% | #N/A
1978-11-26 | 11 | 26 | 2018 | 2018-11-26 | 1 | 0 | 21:00 | 21 | 41 | 39 | 44.06 | 44.96 | 41 | 39.92 | 42.8 | 41 | 37.4 | 21 | 38 | 57 | 22 | 45 | 22.64 | 0 | 1 | 0 | 0 | 0 | 0 | 0 | 1 | 1 | 1 | 0 | 1 | 100% | #N/A
1978-11-26 | 11 | 26 | 2018 | 2018-11-26 | 1 | 0 | 22:00 | 22 | 41 | 39 | 42.98 | 45.32 | 41 | 39.92 | 41.54 | 39.92 | 37.4 | 21 | 35 | 59 | 20 | 43 | 21.92 | 0 | 1 | 0 | 0 | 0 | 0 | 0 | 1 | 1 | 1 | 0 | 1 | 100% | #N/A
1978-11-26 | 11 | 26 | 2018 | 2018-11-26 | 1 | 0 | 23:00 | 23 | 41 | 38 | 42.98 | 44.96 | 41 | 39.02 | 40.64 | 39.02 | 37.4 | 21 | 38 | 61 | 20 | 43 | 21.2 | 0 | 1 | 0 | 0 | 0 | 0 | 0 | 1 | 1 | 1 | 0 | 1 | 100% | #N/A
1978-11-26 | 11 | 26 | 2018 | 2018-11-26 | 1 | 0 | 24:00 | 24 | 41 | 38 | 42.98 | 43.34 | 41 | 39.02 | 41 | 39.02 | 37.4 | 21 | 33 | 61 | 18 | 41 | 20.66 | 0 | 0 | 1 | 0 | 0 | 0 | 0 | 1 | 1 | 1 | 0 | 1 | 100% | #N/A
1978-11-27 | 11 | 27 | 2018 | 2018-11-27 | 2 | 0 | 1:00 | 1 | 42 | 38 | 42.98 | 42.98 | 39.92 | 37.4 | 39.2 | 39.02 | 37.4 | 21 | 32 | 61 | 19 | 41 | 19.94 | 0 | 0 | 1 | 0 | 0 | 0 | 0 | 1 | 1 | 1 | 0 | 1 | 100% | #N/A
1978-11-27 | 11 | 27 | 2018 | 2018-11-27 | 2 | 0 | 2:00 | 2 | 42 | 38 | 42.08 | 42.26 | 39.92 | 37.94 | 39.2 | 37.94 | 35.6 | 21 | 32 | 61 | 18 | 41 | 19.58 | 0 | 0 | 1 | 0 | 0 | 0 | 0 | 1 | 1 | 1 | 0 | 1 | 100% | #N/A
1978-11-27 | 11 | 27 | 2018 | 2018-11-27 | 2 | 0 | 3:00 | 3 | 42 | 38 | 41 | 41.54 | 39.92 | 37.04 | 39.2 | 37.94 | 37.4 | 21 | 30 | 61 | 16 | 41 | 19.4 | 0 | 0 | 1 | 0 | 0 | 0 | 0 | 1 | 1 | 1 | 0 | 1 | 100% | #N/A
1978-11-27 | 11 | 27 | 2018 | 2018-11-27 | 2 | 0 | 4:00 | 4 | 42 | 38 | 39.92 | 41.36 | 39.02 | 35.96 | 39.2 | 37.04 | 35.6 | 21 | 29 | 61 | 15 | 41 | 19.04 | 0 | 0 | 1 | 0 | 0 | 0 | 0 | 1 | 1 | 1 | 0 | 1 | 100% | #N/A
1978-11-27 | 11 | 27 | 2018 | 2018-11-27 | 2 | 0 | 5:00 | 5 | 42 | 39 | 39.92 | 41 | 37.94 | 35.96 | 37.4 | 35.06 | 37.4 | 19 | 28 | 59 | 16 | 41 | 19.04 | 0 | 0 | 1 | 0 | 0 | 0 | 0 | 1 | 1 | 1 | 0 | 1 | 100% | #N/A
1978-11-27 | 11 | 27 | 2018 | 2018-11-27 | 2 | 0 | 6:00 | 6 | 42 | 38 | 39.02 | 40.64 | 37.04 | 35.96 | 37.4 | 35.96 | 37.4 | 19 | 26 | 57 | 14 | 41 | 19.04 | 0 | 0 | 1 | 0 | 0 | 0 | 0 | 1 | 1 | 1 | 0 | 1 | 100% | #N/A
1978-11-27 | 11 | 27 | 2018 | 2018-11-27 | 2 | 0 | 7:00 | 7 | 44 | 38 | 39.02 | 40.28 | 37.04 | 35.96 | 37.4 | 35.96 | 35.6 | 18 | 24 | 55 | 13 | 41 | 19.04 | 0 | 0 | 1 | 0 | 0 | 0 | 0 | 1 | 1 | 1 | 0 | 1 | 100% | #N/A
1978-11-27 | 11 | 27 | 2018 | 2018-11-27 | 2 | 0 | 8:00 | 8 | 50 | 40 | 39.02 | 39.74 | 35.96 | 35.96 | 37.58 | 37.04 | 37.4 | 16 | 25 | 55 | 15 | 36 | 19.76 | 0 | 1 | 0 | 0 | 0 | 0 | 0 | 1 | 1 | 1 | 0 | 1 | 100% | #N/A
1978-11-27 | 11 | 27 | 2018 | 2018-11-27 | 2 | 0 | 9:00 | 9 | 48 | 44 | 39.02 | 39.2 | 35.96 | 35.06 | 38.12 | 39.92 | 39.2 | 18 | 26 | 54 | 14 | 34 | 20.3 | 0 | 1 | 0 | 0 | 0 | 0 | 0 | 1 | 1 | 1 | 0 | 1 | 100% | #N/A
1978-11-27 | 11 | 27 | 2018 | 2018-11-27 | 2 | 0 | 10:00 | 10 | 54 | 49 | 41 | 40.82 | 37.94 | 37.04 | 39.2 | 42.98 | 42.8 | 23 | 27 | 52 | 23 | 32 | 21.02 | 0 | 1 | 0 | 0 | 0 | 0 | 0 | 1 | 1 | 1 | 0 | 1 | 100% | #N/A
1978-11-27 | 11 | 27 | 2018 | 2018-11-27 | 2 | 0 | 11:00 | 11 | 56 | 52 | 42.98 | 39.38 | 37.94 | 37.04 | 41 | 42.98 | 44.6 | 28 | 30 | 52 | 29 | 34 | 21.38 | 0 | 1 | 0 | 0 | 0 | 0 | 0 | 1 | 1 | 1 | 0 | 1 | 100% | #N/A
1978-11-27 | 11 | 27 | 2018 | 2018-11-27 | 2 | 0 | 12:00 | 12 | 54 | 57 | 44.6 | 39.92 | 39.92 | 42.08 | 41 | 44.06 | 46.4 | 28 | 32 | 50 | 31 | 36 | 21.56 | 0 | 1 | 0 | 0 | 0 | 0 | 0 | 1 | 1 | 1 | 0 | 1 | 100% | #N/A
1978-11-27 | 11 | 27 | 2018 | 2018-11-27 | 2 | 0 | 13:00 | 13 | 54 | 60 | 46.94 | 41.18 | 42.08 | 42.08 | 41 | 44.96 | 46.4 | 30 | 34 | 50 | 30 | 34 | 21.92 | 0 | 1 | 0 | 0 | 0 | 0 | 0 | 1 | 1 | 1 | 0 | 1 | 100% | #N/A
1978-11-27 | 11 | 27 | 2018 | 2018-11-27 | 2 | 0 | 14:00 | 14 | 54 | 56 | 48.02 | 44.06 | 42.98 | 42.98 | 42.98 | 42.98 | 46.4 | 32 | 35 | 52 | 34 | 34 | 22.64 | 0 | 1 | 0 | 0 | 0 | 0 | 0 | 1 | 1 | 1 | 0 | 1 | 100% | #N/A
1978-11-27 | 11 | 27 | 2018 | 2018-11-27 | 2 | 0 | 15:00 | 15 | 54 | 56 | 48.2 | 44.96 | 42.98 | 42.98 | 42.44 | 42.98 | 46.4 | 30 | 34 | 52 | 33 | 34 | 23.36 | 0 | 1 | 0 | 0 | 0 | 0 | 0 | 1 | 1 | 1 | 0 | 1 | 100% | #N/A
1978-11-27 | 11 | 27 | 2018 | 2018-11-27 | 2 | 0 | 16:00 | 16 | 55 | 54 | 46.04 | 44.6 | 42.08 | 42.08 | 41.72 | 39.92 | 44.6 | 30 | 32 | 52 | 31 | 32 | 24.08 | 0 | 1 | 0 | 0 | 0 | 0 | 0 | 1 | 1 | 1 | 0 | 1 | 100% | #N/A
1978-11-27 | 11 | 27 | 2018 | 2018-11-27 | 2 | 0 | 17:00 | 17 | 54 | 52 | 44.96 | 44.78 | 41 | 42.08 | 41 | 37.04 | 42.8 | 30 | 27 | 45 | 28 | 30 | 26.06 | 0 | 1 | 0 | 0 | 0 | 0 | 0 | 1 | 1 | 1 | 0 | 1 | 100% | #N/A
1978-11-27 | 11 | 27 | 2018 | 2018-11-27 | 2 | 0 | 18:00 | 18 | 54 | 50 | 44.06 | 44.42 | 41 | 42.08 | 39.2 | 37.04 | 39.2 | 27 | 25 | 43 | 25 | 28 | 28.04 | 0 | 1 | 0 | 0 | 0 | 0 | 0 | 1 | 1 | 1 | 0 | 1 | 100% | #N/A
1978-11-27 | 11 | 27 | 2018 | 2018-11-27 | 2 | 0 | 19:00 | 19 | 55 | 48 | 44.06 | 44.24 | 41 | 42.08 | 40.82 | 35.96 | 39.2 | 28 | 25 | 39 | 27 | 28 | 30.02 | 0 | 1 | 0 | 0 | 0 | 0 | 0 | 1 | 1 | 1 | 0 | 1 | 100% | #N/A
1978-11-27 | 11 | 27 | 2018 | 2018-11-27 | 2 | 0 | 20:00 | 20 | 55 | 47 | 42.08 | 43.52 | 39.92 | 41 | 41 | 35.96 | 37.4 | 28 | 26 | 37 | 26 | 28 | 31.1 | 0 | 1 | 0 | 0 | 0 | 0 | 0 | 1 | 1 | 1 | 0 | 1 | 100% | #N/A
1978-11-27 | 11 | 27 | 2018 | 2018-11-27 | 2 | 0 | 21:00 | 21 | 55 | 45 | 39.92 | 43.16 | 39.92 | 41 | 34.88 | 35.96 | 37.4 | 28 | 23 | 37 | 26 | 27 | 32 | 0 | 1 | 0 | 0 | 0 | 0 | 0 | 1 | 1 | 1 | 0 | 1 | 100% | #N/A
1978-11-27 | 11 | 27 | 2018 | 2018-11-27 | 2 | 0 | 22:00 | 22 | 55 | 46 | 41 | 42.26 | 41 | 41 | 32 | 35.96 | 32 | 28 | 27 | 36 | 28 | 25 | 33.08 | 0 | 1 | 0 | 0 | 0 | 0 | 0 | 1 | 1 | 1 | 0 | 1 | 100% | #N/A
1978-11-27 | 11 | 27 | 2018 | 2018-11-27 | 2 | 0 | 23:00 | 23 | 55.0616 | 45 | 41 | 42.26 | 39.92 | 39.02 | 29.48 | 35.06 | 32 | 28 | 28 | 34 | 29 | 23 | 33.8 | 0 | 1 | 0 | 0 | 0 | 0 | 0 | 1 | 1 | 1 | 0 | 1 | 100% | #N/A
1978-11-27 | 11 | 27 | 2018 | 2018-11-27 | 2 | 0 | 24:00 | 24 | 55.0616 | 44 | 39.02 | 41.54 | 37.94 | 37.04 | 30.92 | 33.98 | 30.2 | 28 | 29 | 34 | 29 | 25 | 34.34 | 0 | 0 | 1 | 0 | 0 | 0 | 0 | 1 | 1 | 1 | 0 | 1 | 100% | #N/A
1978-11-28 | 11 | 28 | 2018 | 2018-11-28 | 3 | 0 | 1:00 | 1 | 56 | 44 | 37.04 | 41.18 | 39.02 | 37.04 | 29.3 | 35.06 | 28.4 | 30 | 30 | 32 | 30 | 23 | 35.06 | 0 | 0 | 1 | 0 | 0 | 0 | 0 | 1 | 1 | 1 | 0 | 1 | 100% | #N/A
1978-11-28 | 11 | 28 | 2018 | 2018-11-28 | 3 | 0 | 2:00 | 2 | 56 | 44 | 39.02 | 39.74 | 39.02 | 37.04 | 29.12 | 33.98 | 26.6 | 30 | 30 | 34 | 30 | 23 | 33.44 | 0 | 0 | 1 | 0 | 0 | 0 | 0 | 1 | 1 | 1 | 0 | 1 | 100% | #N/A
1978-11-28 | 11 | 28 | 2018 | 2018-11-28 | 3 | 0 | 3:00 | 3 | 56 | 44 | 37.94 | 39.74 | 39.02 | 37.04 | 28.58 | 33.98 | 24.8 | 30 | 31 | 39 | 31 | 21 | 31.64 | 0 | 0 | 1 | 0 | 0 | 0 | 0 | 1 | 1 | 1 | 0 | 1 | 100% | #N/A
1978-11-28 | 11 | 28 | 2018 | 2018-11-28 | 3 | 0 | 4:00 | 4 | 56.1106 | 43 | 35.96 | 39.02 | 39.02 | 37.04 | 30.02 | 33.98 | 24.8 | 30 | 32 | 43 | 31 | 21 | 30.02 | 0 | 0 | 1 | 0 | 0 | 0 | 0 | 1 | 1 | 1 | 0 | 1 | 100% | #N/A
1978-11-28 | 11 | 28 | 2018 | 2018-11-28 | 3 | 0 | 5:00 | 5 | 57 | 42 | 37.04 | 38.84 | 37.94 | 37.04 | 28.4 | 33.08 | 24.8 | 30 | 33 | 41 | 31 | 23 | 28.76 | 0 | 0 | 1 | 0 | 0 | 0 | 0 | 1 | 1 | 1 | 0 | 1 | 100% | #N/A
1978-11-28 | 11 | 28 | 2018 | 2018-11-28 | 3 | 0 | 6:00 | 6 | 57 | 41 | 35.96 | 37.94 | 35.96 | 35.06 | 28.4 | 32 | 23 | 30 | 33 | 34 | 32 | 25 | 27.32 | 0 | 0 | 1 | 0 | 0 | 0 | 0 | 1 | 1 | 1 | 0 | 1 | 100% | #N/A
1978-11-28 | 11 | 28 | 2018 | 2018-11-28 | 3 | 0 | 7:00 | 7 | 55 | 44 | 35.06 | 37.4 | 35.06 | 35.06 | 20.48 | 32 | 23 | 30 | 33 | 32 | 34 | 25 | 26.06 | 0 | 0 | 1 | 0 | 0 | 0 | 0 | 1 | 1 | 1 | 0 | 1 | 100% | #N/A
1978-11-28 | 11 | 28 | 2018 | 2018-11-28 | 3 | 0 | 8:00 | 8 | 56 | 43 | 37.04 | 37.22 | 35.96 | 35.96 | 23.18 | 33.08 | 23 | 30 | 33 | 30 | 34 | 27 | 26.42 | 0 | 1 | 0 | 0 | 0 | 0 | 0 | 1 | 1 | 1 | 0 | 1 | 100% | #N/A
1978-11-28 | 11 | 28 | 2018 | 2018-11-28 | 3 | 0 | 9:00 | 9 | 55 | 43 | 39.02 | 37.04 | 37.94 | 37.94 | 33.08 | 35.06 | 28.4 | 32 | 33 | 43 | 36 | 28 | 26.6 | 0 | 1 | 0 | 0 | 0 | 0 | 0 | 1 | 1 | 1 | 0 | 1 | 100% | #N/A
1978-11-28 | 11 | 28 | 2018 | 2018-11-28 | 3 | 0 | 10:00 | 10 | 54 | 45 | 42.08 | 39.74 | 41 | 39.02 | 38.48 | 35.96 | 32 | 32 | 33 | 45 | 37 | 30 | 26.96 | 0 | 1 | 0 | 0 | 0 | 0 | 0 | 1 | 1 | 1 | 0 | 1 | 100% | #N/A
1978-11-28 | 11 | 28 | 2018 | 2018-11-28 | 3 | 0 | 11:00 | 11 | 56 | 46 | 44.06 | 40.82 | 44.06 | 42.08 | 41.36 | 37.94 | 37.4 | 34 | 34 | 45 | 35 | 32 | 28.22 | 0 | 1 | 0 | 0 | 0 | 0 | 0 | 1 | 1 | 1 | 0 | 1 | 100% | #N/A
1978-11-28 | 11 | 28 | 2018 | 2018-11-28 | 3 | 0 | 12:00 | 12 | 50 | 46 | 44.96 | 42.26 | 44.96 | 42.08 | 42.62 | 39.92 | 39.2 | 34 | 36 | 46 | 38 | 34 | 29.66 | 0 | 1 | 0 | 0 | 0 | 0 | 0 | 1 | 1 | 1 | 0 | 1 | 100% | #N/A
1978-11-28 | 11 | 28 | 2018 | 2018-11-28 | 3 | 0 | 13:00 | 13 | 48 | 46 | 46.94 | 43.7 | 44.06 | 42.98 | 43.52 | 39.92 | 39.2 | 35 | 39 | 46 | 35 | 34 | 30.92 | 0 | 1 | 0 | 0 | 0 | 0 | 0 | 1 | 1 | 1 | 0 | 1 | 100% | #N/A
1978-11-28 | 11 | 28 | 2018 | 2018-11-28 | 3 | 0 | 14:00 | 14 | 46 | 45 | 48.02 | 45.14 | 46.04 | 42.98 | 43.34 | 39.02 | 41 | 36 | 51 | 46 | 37 | 34 | 33.26 | 0 | 1 | 0 | 0 | 0 | 0 | 0 | 1 | 1 | 1 | 0 | 1 | 100% | #N/A
1978-11-28 | 11 | 28 | 2018 | 2018-11-28 | 3 | 0 | 15:00 | 15 | 45 | 45 | 44.96 | 44.42 | 44.06 | 42.08 | 42.44 | 37.94 | 41 | 36 | 46 | 46 | 37 | 30 | 35.6 | 0 | 1 | 0 | 0 | 0 | 0 | 0 | 1 | 1 | 1 | 0 | 1 | 100% | #N/A
1978-11-28 | 11 | 28 | 2018 | 2018-11-28 | 3 | 0 | 16:00 | 16 | 44 | 43 | 42.98 | 44.24 | 41 | 41 | 41 | 37.04 | 39.2 | 36 | 53 | 45 | 37 | 30 | 37.94 | 0 | 1 | 0 | 0 | 0 | 0 | 0 | 1 | 1 | 1 | 0 | 1 | 100% | #N/A
1978-11-28 | 11 | 28 | 2018 | 2018-11-28 | 3 | 0 | 17:00 | 17 | 43 | 41 | 42.08 | 43.16 | 39.92 | 39.92 | 37.4 | 35.96 | 37.4 | 34 | 49 | 43 | 36 | 30 | 37.58 | 0 | 1 | 0 | 0 | 0 | 0 | 0 | 1 | 1 | 1 | 0 | 1 | 100% | #N/A
1978-11-28 | 11 | 28 | 2018 | 2018-11-28 | 3 | 0 | 18:00 | 18 | 42 | 41 | 39.02 | 42.26 | 39.02 | 39.02 | 33.8 | 35.96 | 37.4 | 34 | 45 | 39 | 38 | 30 | 37.4 | 0 | 1 | 0 | 0 | 0 | 0 | 0 | 1 | 1 | 1 | 0 | 1 | 100% | #N/A
1978-11-28 | 11 | 28 | 2018 | 2018-11-28 | 3 | 0 | 19:00 | 19 | 43 | 41 | 37.94 | 41.54 | 37.04 | 37.04 | 28.4 | 33.08 | 37.4 | 34 | 41 | 39 | 38 | 30 | 37.04 | 0 | 1 | 0 | 0 | 0 | 0 | 0 | 1 | 1 | 1 | 0 | 1 | 100% | #N/A
1978-11-28 | 11 | 28 | 2018 | 2018-11-28 | 3 | 0 | 20:00 | 20 | 42 | 41 | 37.94 | 40.46 | 35.06 | 35.96 | 28.76 | 32 | 39.2 | 34 | 39 | 39 | 37 | 30 | 36.32 | 0 | 1 | 0 | 0 | 0 | 0 | 0 | 1 | 1 | 1 | 0 | 1 | 100% | #N/A
1978-11-28 | 11 | 28 | 2018 | 2018-11-28 | 3 | 0 | 21:00 | 21 | 41 | 41 | 35.96 | 39.74 | 35.06 | 35.06 | 25.88 | 30.92 | 41 | 34 | 37 | 39 | 36 | 30 | 35.78 | 0 | 1 | 0 | 0 | 0 | 0 | 0 | 1 | 1 | 1 | 0 | 1 | 100% | #N/A
1978-11-28 | 11 | 28 | 2018 | 2018-11-28 | 3 | 0 | 22:00 | 22 | 40 | 40 | 35.06 | 39.38 | 33.98 | 33.08 | 23 | 32 | 42.8 | 32 | 34 | 39 | 33 | 30 | 35.06 | 0 | 1 | 0 | 0 | 0 | 0 | 0 | 1 | 1 | 1 | 0 | 1 | 100% | #N/A
1978-11-28 | 11 | 28 | 2018 | 2018-11-28 | 3 | 0 | 23:00 | 23 | 39 | 39 | 28.94 | 38.66 | 33.08 | 33.98 | 21.2 | 30.92 | 44.6 | 30 | 34 | 37 | 40 | 32 | 34.7 | 0 | 1 | 0 | 0 | 0 | 0 | 0 | 1 | 1 | 1 | 0 | 1 | 100% | #N/A
1978-11-28 | 11 | 28 | 2018 | 2018-11-28 | 3 | 0 | 24:00 | 24 | 39 | 38 | 26.96 | 37.76 | 33.98 | 33.08 | 23.36 | 30.92 | 48.2 | 30 | 33 | 36 | 43 | 32 | 34.34 | 0 | 0 | 1 | 0 | 0 | 0 | 0 | 1 | 1 | 1 | 0 | 1 | 100% | #N/A
1978-11-29 | 11 | 29 | 2018 | 2018-11-29 | 4 | 0 | 1:00 | 1 | 39 | 38 | 26.96 | 37.04 | 33.08 | 33.08 | 21.56 | 30.02 | 48.2 | 34 | 33 | 34 | 43 | 30 | 33.98 | 0 | 0 | 1 | 0 | 0 | 0 | 0 | 1 | 1 | 1 | 0 | 1 | 100% | #N/A
1978-11-29 | 11 | 29 | 2018 | 2018-11-29 | 4 | 0 | 2:00 | 2 | 38 | 37 | 26.06 | 36.5 | 32 | 35.06 | 20.84 | 28.94 | 50 | 37 | 32 | 30 | 43 | 32 | 32.36 | 0 | 0 | 1 | 0 | 0 | 0 | 0 | 1 | 1 | 1 | 0 | 1 | 100% | #N/A
1978-11-29 | 11 | 29 | 2018 | 2018-11-29 | 4 | 0 | 3:00 | 3 | 38 | 37 | 28.94 | 36.14 | 33.08 | 35.06 | 19.04 | 28.94 | 50 | 36 | 32 | 30 | 43 | 36 | 30.56 | 0 | 0 | 1 | 0 | 0 | 0 | 0 | 1 | 1 | 1 | 0 | 1 | 100% | #N/A
1978-11-29 | 11 | 29 | 2018 | 2018-11-29 | 4 | 0 | 4:00 | 4 | 38 | 37 | 33.08 | 36.5 | 33.98 | 35.06 | 21.74 | 28.04 | 53.6 | 37 | 30 | 34 | 43 | 36 | 28.94 | 0 | 0 | 1 | 0 | 0 | 0 | 0 | 1 | 1 | 1 | 0 | 1 | 100% | #N/A
1978-11-29 | 11 | 29 | 2018 | 2018-11-29 | 4 | 0 | 5:00 | 5 | 37 | 36 | 33.08 | 36.32 | 32 | 33.98 | 19.76 | 28.04 | 53.6 | 45 | 27 | 34 | 43 | 34 | 26.96 | 0 | 0 | 1 | 0 | 0 | 0 | 0 | 1 | 1 | 1 | 0 | 1 | 100% | #N/A
1978-11-29 | 11 | 29 | 2018 | 2018-11-29 | 4 | 0 | 6:00 | 6 | 37 | 36 | 32 | 36.14 | 30.92 | 33.08 | 19.4 | 28.04 | 55.4 | 45 | 24 | 30 | 43 | 32 | 24.98 | 0 | 0 | 1 | 0 | 0 | 0 | 0 | 1 | 1 | 1 | 0 | 1 | 100% | #N/A
1978-11-29 | 11 | 29 | 2018 | 2018-11-29 | 4 | 0 | 7:00 | 7 | 37 | 36 | 30.92 | 35.6 | 30.92 | 32 | 18.32 | 28.04 | 55.4 | 39 | 22 | 30 | 43 | 32 | 23 | 0 | 0 | 1 | 0 | 0 | 0 | 0 | 1 | 1 | 1 | 0 | 1 | 100% | #N/A
1978-11-29 | 11 | 29 | 2018 | 2018-11-29 | 4 | 0 | 8:00 | 8 | 40 | 36 | 35.06 | 35.24 | 33.08 | 33.98 | 21.02 | 30.02 | 55.4 | 39 | 20 | 30 | 44 | 33 | 26.96 | 0 | 1 | 0 | 0 | 0 | 0 | 0 | 1 | 1 | 1 | 0 | 1 | 100% | #N/A
1978-11-29 | 11 | 29 | 2018 | 2018-11-29 | 4 | 0 | 9:00 | 9 | 43 | 38 | 37.94 | 35.6 | 37.04 | 35.96 | 30.38 | 32 | 55.4 | 48 | 19 | 34 | 45 | 36 | 31.1 | 0 | 1 | 0 | 0 | 0 | 0 | 0 | 1 | 1 | 1 | 0 | 1 | 100% | #N/A
1978-11-29 | 11 | 29 | 2018 | 2018-11-29 | 4 | 0 | 10:00 | 10 | 46 | 40 | 39.92 | 37.94 | 39.02 | 37.94 | 36.32 | 33.98 | 55.4 | 46 | 18 | 37 | 56 | 37 | 35.06 | 0 | 1 | 0 | 0 | 0 | 0 | 0 | 1 | 1 | 1 | 0 | 1 | 100% | #N/A
1978-11-29 | 11 | 29 | 2018 | 2018-11-29 | 4 | 0 | 11:00 | 11 | 46 | 40 | 42.08 | 39.38 | 39.92 | 39.92 | 40.82 | 37.04 | 53.6 | 48 | 19 | 39 | 47 | 39 | 36.68 | 0 | 1 | 0 | 0 | 0 | 0 | 0 | 1 | 1 | 1 | 0 | 1 | 100% | #N/A
1978-11-29 | 11 | 29 | 2018 | 2018-11-29 | 4 | 0 | 12:00 | 12 | 47 | 42 | 44.06 | 43.34 | 42.98 | 42.08 | 34.88 | 39.92 | 53.6 | 48 | 19 | 39 | 47 | 41 | 38.3 | 0 | 1 | 0 | 0 | 0 | 0 | 0 | 1 | 1 | 1 | 0 | 1 | 100% | #N/A
1978-11-29 | 11 | 29 | 2018 | 2018-11-29 | 4 | 0 | 13:00 | 13 | 48 | 41 | 46.04 | 42.62 | 44.06 | 44.06 | 44.24 | 41 | 57.2 | 48 | 20 | 39 | 47 | 43 | 39.92 | 0 | 1 | 0 | 0 | 0 | 0 | 0 | 1 | 1 | 1 | 0 | 1 | 100% | #N/A
1978-11-29 | 11 | 29 | 2018 | 2018-11-29 | 4 | 0 | 14:00 | 14 | 48 | 41 | 46.94 | 44.24 | 44.96 | 44.96 | 46.22 | 42.98 | 59 | 52 | 20 | 37 | 47 | 43 | 39.56 | 0 | 1 | 0 | 0 | 0 | 0 | 0 | 1 | 1 | 1 | 0 | 1 | 100% | #N/A
1978-11-29 | 11 | 29 | 2018 | 2018-11-29 | 4 | 0 | 15:00 | 15 | 47 | 40 | 48.02 | 43.88 | 46.04 | 44.96 | 46.58 | 42.08 | 60.8 | 52 | 20 | 37 | 46 | 43 | 39.38 | 0 | 1 | 0 | 0 | 0 | 0 | 0 | 1 | 1 | 1 | 0 | 1 | 100% | #N/A
1978-11-29 | 11 | 29 | 2018 | 2018-11-29 | 4 | 0 | 16:00 | 16 | 45 | 39 | 44.96 | 45.68 | 42.98 | 44.06 | 45.5 | 39.02 | 59 | 52 | 18 | 37 | 44 | 41 | 39.02 | 0 | 1 | 0 | 0 | 0 | 0 | 0 | 1 | 1 | 1 | 0 | 1 | 100% | #N/A
1978-11-29 | 11 | 29 | 2018 | 2018-11-29 | 4 | 0 | 17:00 | 17 | 43 | 36 | 37.04 | 46.22 | 41 | 39.92 | 38.12 | 37.04 | 55.4 | 50 | 18 | 34 | 43 | 37 | 39.74 | 0 | 1 | 0 | 0 | 0 | 0 | 0 | 1 | 1 | 1 | 0 | 1 | 100% | #N/A
1978-11-29 | 11 | 29 | 2018 | 2018-11-29 | 4 | 0 | 18:00 | 18 | 42 | 35 | 30.92 | 45.32 | 35.96 | 37.04 | 30.92 | 35.96 | 51.8 | 52 | 16 | 30 | 44 | 36 | 40.28 | 0 | 1 | 0 | 0 | 0 | 0 | 0 | 1 | 1 | 1 | 0 | 1 | 100% | #N/A
1978-11-29 | 11 | 29 | 2018 | 2018-11-29 | 4 | 0 | 19:00 | 19 | 40 | 35 | 28.94 | 45.32 | 30.92 | 35.06 | 28.58 | 33.98 | 50 | 54 | 16 | 28 | 43 | 36 | 41 | 0 | 1 | 0 | 0 | 0 | 0 | 0 | 1 | 1 | 1 | 0 | 1 | 100% | #N/A
1978-11-29 | 11 | 29 | 2018 | 2018-11-29 | 4 | 0 | 20:00 | 20 | 38 | 34 | 28.94 | 44.78 | 28.94 | 30.92 | 23.18 | 35.06 | 46.4 | 54 | 14 | 27 | 42 | 32 | 42.08 | 0 | 1 | 0 | 0 | 0 | 0 | 0 | 1 | 1 | 1 | 0 | 1 | 100% | #N/A
1978-11-29 | 11 | 29 | 2018 | 2018-11-29 | 4 | 0 | 21:00 | 21 | 37 | 34 | 24.98 | 44.6 | 28.94 | 32 | 26.42 | 33.98 | 42.8 | 52 | 13 | 28 | 42 | 32 | 42.98 | 0 | 1 | 0 | 0 | 0 | 0 | 0 | 1 | 1 | 1 | 0 | 1 | 100% | #N/A
1978-11-29 | 11 | 29 | 2018 | 2018-11-29 | 4 | 0 | 22:00 | 22 | 36 | 33 | 24.98 | 43.52 | 26.96 | 28.04 | 23.54 | 30.92 | 42.8 | 52 | 13 | 30 | 40 | 32 | 44.06 | 0 | 1 | 0 | 0 | 0 | 0 | 0 | 1 | 1 | 1 | 0 | 1 | 100% | #N/A
1978-11-29 | 11 | 29 | 2018 | 2018-11-29 | 4 | 0 | 23:00 | 23 | 37 | 32 | 23 | 42.08 | 28.04 | 28.94 | 24.44 | 33.98 | 41 | 50 | 14 | 28 | 39 | 30 | 43.7 | 0 | 1 | 0 | 0 | 0 | 0 | 0 | 1 | 1 | 1 | 0 | 1 | 100% | #N/A
1978-11-29 | 11 | 29 | 2018 | 2018-11-29 | 4 | 0 | 24:00 | 24 | 38 | 32 | 24.98 | 40.46 | 24.98 | 28.04 | 25.16 | 35.06 | 39.2 | 50 | 14 | 30 | 38 | 30 | 43.34 | 0 | 0 | 1 | 0 | 0 | 0 | 0 | 1 | 1 | 1 | 0 | 1 | 100% | #N/A
1978-11-30 | 11 | 30 | 2018 | 2018-11-30 | 5 | 0 | 1:00 | 1 | 39 | 33 | 24.98 | 39.92 | 26.06 | 28.04 | 27.14 | 33.98 | 37.4 | 52 | 16 | 27 | 37 | 30 | 42.98 | 0 | 0 | 1 | 0 | 0 | 0 | 0 | 1 | 1 | 1 | 0 | 1 | 100% | #N/A
1978-11-30 | 11 | 30 | 2018 | 2018-11-30 | 5 | 0 | 2:00 | 2 | 40 | 32 | 26.06 | 38.3 | 26.96 | 26.96 | 28.04 | 35.06 | 37.4 | 52 | 14 | 27 | 35 | 30 | 41.72 | 0 | 0 | 1 | 0 | 0 | 0 | 0 | 1 | 1 | 1 | 0 | 1 | 100% | #N/A
1978-11-30 | 11 | 30 | 2018 | 2018-11-30 | 5 | 0 | 3:00 | 3 | 40 | 31 | 28.94 | 39.02 | 28.94 | 28.94 | 30.02 | 35.96 | 37.4 | 52 | 14 | 28 | 35 | 30 | 40.28 | 0 | 0 | 1 | 0 | 0 | 0 | 0 | 1 | 1 | 1 | 0 | 1 | 100% | #N/A
1978-11-30 | 11 | 30 | 2018 | 2018-11-30 | 5 | 0 | 4:00 | 4 | 41 | 31 | 30.02 | 38.84 | 30.02 | 30.02 | 31.64 | 35.96 | 37.4 | 52 | 16 | 28 | 33 | 30 | 39.02 | 0 | 0 | 1 | 0 | 0 | 0 | 0 | 1 | 1 | 1 | 0 | 1 | 100% | #N/A
1978-11-30 | 11 | 30 | 2018 | 2018-11-30 | 5 | 0 | 5:00 | 5 | 42 | 30 | 30.92 | 38.84 | 32 | 30.92 | 32.18 | 37.04 | 39.2 | 52 | 17 | 30 | 32 | 30 | 38.3 | 0 | 0 | 1 | 0 | 0 | 0 | 0 | 1 | 1 | 1 | 0 | 1 | 100% | #N/A
1978-11-30 | 11 | 30 | 2018 | 2018-11-30 | 5 | 0 | 6:00 | 6 | 43 | 29 | 33.08 | 39.56 | 33.08 | 32 | 32 | 35.06 | 37.4 | 52 | 17 | 28 | 31 | 28 | 37.76 | 0 | 0 | 1 | 0 | 0 | 0 | 0 | 1 | 1 | 1 | 0 | 1 | 100% | #N/A
1978-11-30 | 11 | 30 | 2018 | 2018-11-30 | 5 | 0 | 7:00 | 7 | 43 | 29 | 33.98 | 40.28 | 35.06 | 33.08 | 32 | 35.06 | 35.6 | 52 | 16 | 28 | 31 | 28 | 37.04 | 0 | 0 | 1 | 0 | 0 | 0 | 0 | 1 | 1 | 1 | 0 | 1 | 100% | #N/A
1978-11-30 | 11 | 30 | 2018 | 2018-11-30 | 5 | 0 | 8:00 | 8 | 44 | 29 | 37.04 | 40.64 | 37.04 | 35.06 | 32 | 35.96 | 28.4 | 52 | 17 | 30 | 31 | 28 | 39.38 | 0 | 1 | 0 | 0 | 0 | 0 | 0 | 1 | 1 | 1 | 0 | 1 | 100% | #N/A
1978-11-30 | 11 | 30 | 2018 | 2018-11-30 | 5 | 0 | 9:00 | 9 | 46 | 31 | 42.08 | 42.08 | 46.94 | 35.96 | 34.34 | 35.06 | 35.6 | 54 | 19 | 30 | 34 | 34 | 41.72 | 0 | 1 | 0 | 0 | 0 | 0 | 0 | 1 | 1 | 1 | 0 | 1 | 100% | #N/A
1978-11-30 | 11 | 30 | 2018 | 2018-11-30 | 5 | 0 | 10:00 | 10 | 47 | 33 | 44.06 | 43.34 | 48.02 | 35.96 | 35.78 | 35.06 | 41 | 55 | 24 | 30 | 39 | 36 | 44.06 | 0 | 1 | 0 | 0 | 0 | 0 | 0 | 1 | 1 | 1 | 0 | 1 | 100% | #N/A
1978-11-30 | 11 | 30 | 2018 | 2018-11-30 | 5 | 0 | 11:00 | 11 | 48 | 36 | 44.96 | 45.14 | 46.94 | 37.94 | 37.4 | 37.04 | 44.6 | 57 | 27 | 32 | 41 | 41 | 44.78 | 0 | 1 | 0 | 0 | 0 | 0 | 0 | 1 | 1 | 1 | 0 | 1 | 100% | #N/A
1978-11-30 | 11 | 30 | 2018 | 2018-11-30 | 5 | 0 | 12:00 | 12 | 51 | 37 | 44.96 | 45.5 | 46.94 | 37.94 | 38.48 | 37.04 | 44.6 | 55 | 32 | 34 | 41 | 41 | 45.32 | 0 | 1 | 0 | 0 | 0 | 0 | 0 | 1 | 1 | 1 | 0 | 1 | 100% | #N/A
1978-11-30 | 11 | 30 | 2018 | 2018-11-30 | 5 | 0 | 13:00 | 13 | 51 | 39 | 46.94 | 44.78 | 46.04 | 39.92 | 40.1 | 37.04 | 44.6 | 55 | 31 | 34 | 42 | 41 | 46.04 | 0 | 1 | 0 | 0 | 0 | 0 | 0 | 1 | 1 | 1 | 0 | 1 | 100% | #N/A
1978-11-30 | 11 | 30 | 2018 | 2018-11-30 | 5 | 0 | 14:00 | 14 | 50 | 40 | 46.94 | 45.5 | 46.94 | 46.04 | 41 | 42.08 | 44.6 | 50 | 31 | 33 | 42 | 39 | 45.68 | 0 | 1 | 0 | 0 | 0 | 0 | 0 | 1 | 1 | 1 | 0 | 1 | 100% | #N/A
1978-11-30 | 11 | 30 | 2018 | 2018-11-30 | 5 | 0 | 15:00 | 15 | 50 | 40 | 50 | 47.66 | 48.02 | 46.94 | 42.8 | 44.96 | 44.6 | 46 | 32 | 32 | 41 | 39 | 45.32 | 0 | 1 | 0 | 0 | 0 | 0 | 0 | 1 | 1 | 1 | 0 | 1 | 100% | #N/A
1978-11-30 | 11 | 30 | 2018 | 2018-11-30 | 5 | 0 | 16:00 | 16 | 50 | 38 | 51.08 | 49.64 | 48.92 | 48.92 | 53.6 | 44.6 | 44.6 | 43 | 32 | 30 | 41 | 37 | 44.96 | 0 | 1 | 0 | 0 | 0 | 0 | 0 | 1 | 1 | 1 | 0 | 1 | 100% | #N/A
1978-11-30 | 11 | 30 | 2018 | 2018-11-30 | 5 | 0 | 17:00 | 17 | 49 | 35 | 51.98 | 51.08 | 50 | 50 | 53.6 | 46.04 | 42.8 | 39 | 31 | 28 | 39 | 36 | 44.06 | 0 | 1 | 0 | 0 | 0 | 0 | 0 | 1 | 1 | 1 | 0 | 1 | 100% | #N/A
1978-11-30 | 11 | 30 | 2018 | 2018-11-30 | 5 | 0 | 18:00 | 18 | 49 | 33 | 55.94 | 51.98 | 51.08 | 51.98 | 53.6 | 48.92 | 42.8 | 39 | 31 | 27 | 38 | 36 | 42.98 | 0 | 1 | 0 | 0 | 0 | 0 | 0 | 1 | 1 | 1 | 0 | 1 | 100% | #N/A
1978-11-30 | 11 | 30 | 2018 | 2018-11-30 | 5 | 0 | 19:00 | 19 | 48 | 33 | 58.28 | 56.66 | 55.04 | 53.42 | 50.36 | 55.04 | 41.36 | 39 | 30 | 27 | 35 | 36 | 42.08 | 0 | 1 | 0 | 0 | 0 | 0 | 0 | 1 | 1 | 1 | 0 | 1 | 100% | #N/A
1978-11-30 | 11 | 30 | 2018 | 2018-11-30 | 5 | 0 | 20:00 | 20 | 47 | 32 | 58.82 | 57.92 | 56.3 | 51.8 | 49.64 | 55.58 | 41.36 | 37 | 29 | 27 | 35 | 36 | 41 | 0 | 1 | 0 | 0 | 0 | 0 | 0 | 1 | 1 | 1 | 0 | 1 | 100% | #N/A
1978-11-30 | 11 | 30 | 2018 | 2018-11-30 | 5 | 0 | 21:00 | 21 | 44 | 31 | 59 | 58.64 | 55.76 | 49.82 | 48.2 | 55.58 | 42.44 | 39 | 26 | 27 | 34 | 37 | 40.1 | 0 | 1 | 0 | 0 | 0 | 0 | 0 | 1 | 1 | 1 | 0 | 1 | 100% | #N/A
1978-11-30 | 11 | 30 | 2018 | 2018-11-30 | 5 | 0 | 22:00 | 22 | 42 | 32 | 50.54 | 55.04 | 54.32 | 45.5 | 47.3 | 55.58 | 40.64 | 38 | 27 | 29 | 34 | 36 | 39.92 | 0 | 1 | 0 | 0 | 0 | 0 | 0 | 1 | 1 | 1 | 0 | 1 | 100% | #N/A
1978-11-30 | 11 | 30 | 2018 | 2018-11-30 | 5 | 0 | 23:00 | 23 | 41 | 33 | 41.72 | 51.44 | 51.8 | 40.82 | 46.04 | 54.86 | 37.94 | 38 | 28 | 30 | 34 | 34 | 39.74 | 0 | 1 | 0 | 0 | 0 | 0 | 0 | 1 | 1 | 1 | 0 | 1 | 100% | #N/A
1978-11-30 | 11 | 30 | 2018 | 2018-11-30 | 5 | 0 | 24:00 | 24 | 39 | 34 | 32.72 | 47.48 | 48.74 | 37.58 | 44.6 | 53.6 | 34.7 | 37 | 28 | 32 | 34 | 32 | 39.56 | 0 | 0 | 1 | 0 | 0 | 0 | 0 | 1 | 1 | 1 | 0 | 1 | 100% | #N/A
2003-12-01 | 12 | 1 | 2018 | 2018-12-01 | 6 | 0 | 1:00 | 1 | 37 | 35 | 23 | 43.88 | 46.22 | 33.8 | 43.16 | 51.98 | 31.82 | 36 | 29 | 34 | 34 | 30 | 39.56 | 0 | 0 | 1 | 0 | 0 | 0 | 0 | 1 | 1 | 1 | 0 | 1 | 100% | #N/A
2003-12-01 | 12 | 1 | 2018 | 2018-12-01 | 6 | 0 | 2:00 | 2 | 35 | 36 | 21.74 | 43.7 | 44.24 | 32.18 | 41.9 | 50.54 | 32.36 | 35 | 30 | 36 | 34 | 29 | 39.38 | 0 | 0 | 1 | 0 | 0 | 0 | 0 | 1 | 1 | 1 | 0 | 1 | 100% | #N/A
2003-12-01 | 12 | 1 | 2018 | 2018-12-01 | 6 | 0 | 3:00 | 3 | 34 | 37 | 20.12 | 43.7 | 42.8 | 31.64 | 41.36 | 49.28 | 33.62 | 35 | 30 | 37 | 34 | 27 | 39.2 | 0 | 0 | 1 | 0 | 0 | 0 | 0 | 1 | 1 | 1 | 0 | 1 | 100% | #N/A
2003-12-01 | 12 | 1 | 2018 | 2018-12-01 | 6 | 0 | 4:00 | 4 | 32 | 38 | 19.04 | 43.88 | 41.72 | 31.46 | 41.18 | 48.02 | 35.06 | 34 | 31 | 39 | 34 | 25 | 39.02 | 0 | 0 | 1 | 0 | 0 | 0 | 0 | 1 | 1 | 1 | 0 | 1 | 100% | #N/A
2003-12-01 | 12 | 1 | 2018 | 2018-12-01 | 6 | 0 | 5:00 | 5 | 31 | 35 | 19.4 | 43.7 | 41.54 | 32.18 | 41.18 | 48.02 | 36.5 | 36 | 31 | 34 | 33 | 23 | 39.02 | 0 | 0 | 1 | 0 | 0 | 0 | 0 | 1 | 1 | 1 | 0 | 1 | 100% | #N/A
2003-12-01 | 12 | 1 | 2018 | 2018-12-01 | 6 | 0 | 6:00 | 6 | 31 | 35 | 20.66 | 44.6 | 41.72 | 33.8 | 41.18 | 48.02 | 38.48 | 36 | 31 | 32 | 34 | 23 | 39.02 | 0 | 0 | 1 | 0 | 0 | 0 | 0 | 1 | 1 | 1 | 0 | 1 | 100% | #N/A
2003-12-01 | 12 | 1 | 2018 | 2018-12-01 | 6 | 0 | 7:00 | 7 | 30 | 36 | 17.96 | 44.06 | 41 | 32 | 41.54 | 46.04 | 36.86 | 36 | 31 | 30 | 34 | 23 | 39.02 | 0 | 0 | 1 | 0 | 0 | 0 | 0 | 1 | 1 | 1 | 0 | 1 | 100% | #N/A
2003-12-01 | 12 | 1 | 2018 | 2018-12-01 | 6 | 0 | 8:00 | 8 | 30 | 38 | 21.92 | 44.06 | 42.08 | 33.98 | 41 | 48.92 | 38.66 | 36 | 31 | 32 | 34 | 23 | 39.02 | 0 | 0 | 1 | 0 | 0 | 0 | 0 | 1 | 1 | 1 | 0 | 1 | 100% | #N/A
2003-12-01 | 12 | 1 | 2018 | 2018-12-01 | 6 | 0 | 9:00 | 9 | 35 | 40 | 24.98 | 46.76 | 42.98 | 37.04 | 41 | 48.92 | 42.26 | 37 | 32 | 36 | 28 | 25 | 39.92 | 0 | 0 | 1 | 0 | 0 | 0 | 0 | 1 | 1 | 1 | 0 | 1 | 100% | #N/A
2003-12-01 | 12 | 1 | 2018 | 2018-12-01 | 6 | 0 | 10:00 | 10 | 36 | 42 | 30.02 | 48.02 | 44.96 | 42.98 | 42.8 | 50 | 44.6 | 37 | 33 | 37 | 25 | 27 | 42.08 | 0 | 0 | 1 | 0 | 0 | 0 | 0 | 1 | 1 | 1 | 0 | 1 | 100% | #N/A
2003-12-01 | 12 | 1 | 2018 | 2018-12-01 | 6 | 0 | 11:00 | 11 | 37 | 43 | 32 | 49.64 | 44.96 | 46.04 | 42.8 | 48.92 | 46.4 | 39 | 34 | 39 | 28 | 28 | 42.98 | 0 | 0 | 1 | 0 | 0 | 0 | 0 | 1 | 1 | 1 | 0 | 1 | 100% | #N/A
2003-12-01 | 12 | 1 | 2018 | 2018-12-01 | 6 | 0 | 12:00 | 12 | 38 | 44 | 33.08 | 51.26 | 46.94 | 46.94 | 44.6 | 51.08 | 50 | 39 | 36 | 43 | 28 | 32 | 46.04 | 0 | 0 | 1 | 0 | 0 | 0 | 0 | 1 | 1 | 1 | 0 | 1 | 100% | #N/A
2003-12-01 | 12 | 1 | 2018 | 2018-12-01 | 6 | 0 | 13:00 | 13 | 39 | 45 | 33.98 | 52.7 | 46.04 | 48.92 | 46.4 | 50 | 50 | 41 | 37 | 45 | 28 | 32 | 42.08 | 0 | 0 | 1 | 0 | 0 | 0 | 0 | 1 | 1 | 1 | 0 | 1 | 100% | #N/A
2003-12-01 | 12 | 1 | 2018 | 2018-12-01 | 6 | 0 | 14:00 | 14 | 41 | 45 | 33.98 | 55.58 | 46.04 | 55.94 | 46.4 | 50 | 48.2 | 43 | 36 | 45 | 27 | 34 | 48.92 | 0 | 0 | 1 | 0 | 0 | 0 | 0 | 1 | 1 | 1 | 0 | 1 | 100% | #N/A
2003-12-01 | 12 | 1 | 2018 | 2018-12-01 | 6 | 0 | 15:00 | 15 | 41 | 45 | 33.98 | 55.94 | 46.4 | 55.94 | 46.76 | 46.94 | 48.2 | 43 | 36 | 45 | 28 | 36 | 48.02 | 0 | 0 | 1 | 0 | 0 | 0 | 0 | 1 | 1 | 1 | 0 | 1 | 100% | #N/A
2003-12-01 | 12 | 1 | 2018 | 2018-12-01 | 6 | 0 | 16:00 | 16 | 41 | 44 | 33.08 | 57.38 | 46.94 | 55.94 | 46.4 | 44.96 | 48.2 | 43 | 35 | 43 | 28 | 34 | 48.02 | 0 | 0 | 1 | 0 | 0 | 0 | 0 | 1 | 1 | 1 | 0 | 1 | 100% | #N/A
2003-12-01 | 12 | 1 | 2018 | 2018-12-01 | 6 | 0 | 17:00 | 17 | 40 | 40 | 32 | 58.82 | 46.04 | 57.2 | 50 | 42.98 | 48.2 | 43 | 35 | 41 | 27 | 30 | 46.94 | 0 | 0 | 1 | 0 | 0 | 0 | 0 | 1 | 1 | 1 | 0 | 1 | 100% | #N/A
2003-12-01 | 12 | 1 | 2018 | 2018-12-01 | 6 | 0 | 18:00 | 18 | 40 | 39 | 33.08 | 59.72 | 46.04 | 60.08 | 47.84 | 42.98 | 46.4 | 45 | 35 | 39 | 27 | 30 | 46.94 | 0 | 0 | 1 | 0 | 0 | 0 | 0 | 1 | 1 | 1 | 0 | 1 | 100% | #N/A
2003-12-01 | 12 | 1 | 2018 | 2018-12-01 | 6 | 0 | 19:00 | 19 | 40 | 41 | 33.08 | 61.34 | 46.94 | 59 | 48.2 | 42.98 | 46.4 | 45 | 35 | 39 | 27 | 28 | 42.08 | 0 | 0 | 1 | 0 | 0 | 0 | 0 | 1 | 1 | 1 | 0 | 1 | 100% | #N/A
2003-12-01 | 12 | 1 | 2018 | 2018-12-01 | 6 | 0 | 20:00 | 20 | 40 | 40 | 35.96 | 61.16 | 46.94 | 57.92 | 46.4 | 42.98 | 48.2 | 46 | 35 | 39 | 25 | 27 | 46.04 | 0 | 0 | 1 | 0 | 0 | 0 | 0 | 1 | 1 | 1 | 0 | 1 | 100% | #N/A
2003-12-01 | 12 | 1 | 2018 | 2018-12-01 | 6 | 0 | 21:00 | 21 | 40 | 40 | 35.96 | 62.24 | 46.94 | 57.92 | 46.4 | 42.98 | 48.2 | 46 | 34 | 37 | 24 | 25 | 46.04 | 0 | 0 | 1 | 0 | 0 | 0 | 0 | 1 | 1 | 1 | 0 | 1 | 100% | #N/A
2003-12-01 | 12 | 1 | 2018 | 2018-12-01 | 6 | 0 | 22:00 | 22 | 41 | 38 | 35.06 | 61.88 | 48.02 | 60.8 | 46.4 | 44.06 | 48.2 | 46 | 34 | 37 | 25 | 25 | 46.94 | 0 | 0 | 1 | 0 | 0 | 0 | 0 | 1 | 1 | 1 | 0 | 1 | 100% | #N/A
2003-12-01 | 12 | 1 | 2018 | 2018-12-01 | 6 | 0 | 23:00 | 23 | 41 | 38 | 35.96 | 62.96 | 48.02 | 60.98 | 46.4 | 44.06 | 45.5 | 47 | 35 | 37 | 24 | 23 | 46.94 | 0 | 0 | 1 | 0 | 0 | 0 | 0 | 1 | 1 | 1 | 0 | 1 | 100% | #N/A
2003-12-01 | 12 | 1 | 2018 | 2018-12-01 | 6 | 0 | 24:00 | 24 | 42 | 39 | 35.96 | 63.5 | 48.92 | 62.06 | 46.4 | 44.06 | 42.8 | 48 | 35 | 37 | 24 | 23 | 48.02 | 0 | 0 | 1 | 0 | 0 | 0 | 0 | 1 | 1 | 1 | 0 | 1 | 100% | #N/A
2003-12-02 | 12 | 2 | 2018 | 2018-12-02 | 7 | 0 | 1:00 | 1 | 43 | 39 | 37.04 | 63.68 | 48.92 | 62.96 | 46.4 | 44.06 | 41.9 | 48 | 34 | 36 | 24 | 23 | 51.98 | 0 | 0 | 1 | 0 | 0 | 0 | 0 | 1 | 1 | 1 | 0 | 1 | 100% | #N/A
2003-12-02 | 12 | 2 | 2018 | 2018-12-02 | 7 | 0 | 2:00 | 2 | 39 | 38 | 39.02 | 64.04 | 48.92 | 62.96 | 46.4 | 44.06 | 39.2 | 48 | 35 | 36 | 25 | 19 | 55.94 | 0 | 0 | 1 | 0 | 0 | 0 | 0 | 1 | 1 | 1 | 0 | 1 | 100% | #N/A
2003-12-02 | 12 | 2 | 2018 | 2018-12-02 | 7 | 0 | 3:00 | 3 | 38 | 38 | 39.92 | 64.22 | 48.92 | 62.96 | 46.4 | 44.06 | 39.02 | 48 | 35 | 36 | 25 | 21 | 55.94 | 0 | 0 | 1 | 0 | 0 | 0 | 0 | 1 | 1 | 1 | 0 | 1 | 100% | #N/A
2003-12-02 | 12 | 2 | 2018 | 2018-12-02 | 7 | 0 | 4:00 | 4 | 43 | 38 | 39.92 | 65.48 | 48.92 | 64.04 | 46.4 | 44.6 | 38.66 | 48 | 35 | 36 | 25 | 21 | 57.02 | 0 | 0 | 1 | 0 | 0 | 0 | 0 | 1 | 1 | 1 | 0 | 1 | 100% | #N/A
2003-12-02 | 12 | 2 | 2018 | 2018-12-02 | 7 | 0 | 5:00 | 5 | 43 | 37 | 39.92 | 64.04 | 51.08 | 64.04 | 44.6 | 44.96 | 37.76 | 48 | 36 | 36 | 25 | 21 | 62.06 | 0 | 0 | 1 | 0 | 0 | 0 | 0 | 1 | 1 | 1 | 0 | 1 | 100% | #N/A
2003-12-02 | 12 | 2 | 2018 | 2018-12-02 | 7 | 0 | 6:00 | 6 | 39 | 36 | 39.92 | 64.04 | 51.98 | 62.96 | 46.4 | 44.96 | 37.4 | 48 | 35 | 34 | 27 | 21 | 60.98 | 0 | 0 | 1 | 0 | 0 | 0 | 0 | 1 | 1 | 1 | 0 | 1 | 100% | #N/A
2003-12-02 | 12 | 2 | 2018 | 2018-12-02 | 7 | 0 | 7:00 | 7 | 41 | 36 | 41 | 63.86 | 50 | 62.96 | 41.9 | 44.06 | 60.8 | 48 | 35 | 34 | 28 | 23 | 60.08 | 0 | 0 | 1 | 0 | 0 | 0 | 0 | 1 | 1 | 1 | 0 | 1 | 100% | #N/A
2003-12-02 | 12 | 2 | 2018 | 2018-12-02 | 7 | 0 | 8:00 | 8 | 42 | 36 | 41 | 62.42 | 46.4 | 62.06 | 45.32 | 42.98 | 59 | 48 | 36 | 34 | 28 | 27 | 55.94 | 0 | 0 | 1 | 0 | 0 | 0 | 0 | 1 | 1 | 1 | 0 | 1 | 100% | #N/A
2003-12-02 | 12 | 2 | 2018 | 2018-12-02 | 7 | 0 | 9:00 | 9 | 43 | 37 | 42.08 | 62.06 | 48.02 | 60.98 | 50 | 46.94 | 57.2 | 45 | 39 | 36 | 30 | 32 | 55.04 | 0 | 0 | 1 | 0 | 0 | 0 | 0 | 1 | 1 | 1 | 0 | 1 | 100% | #N/A
2003-12-02 | 12 | 2 | 2018 | 2018-12-02 | 7 | 0 | 10:00 | 10 | 44 | 40 | 39.92 | 61.16 | 50 | 60.8 | 52.88 | 48.92 | 55.4 | 45 | 42 | 37 | 30 | 36 | 55.04 | 0 | 0 | 1 | 0 | 0 | 0 | 0 | 1 | 1 | 1 | 0 | 1 | 100% | #N/A
2003-12-02 | 12 | 2 | 2018 | 2018-12-02 | 7 | 0 | 11:00 | 11 | 45 | 42 | 37.94 | 61.88 | 53.06 | 62.6 | 52.7 | 48.2 | 55.4 | 45 | 47 | 37 | 30 | 39 | 55.04 | 0 | 0 | 1 | 0 | 0 | 0 | 0 | 1 | 1 | 1 | 0 | 1 | 100% | #N/A
2003-12-02 | 12 | 2 | 2018 | 2018-12-02 | 7 | 0 | 12:00 | 12 | 47 | 42 | 39.02 | 62.6 | 55.94 | 62.06 | 53.96 | 48.2 | 57.2 | 39 | 52 | 39 | 32 | 43 | 55.94 | 0 | 0 | 1 | 0 | 0 | 0 | 0 | 1 | 1 | 1 | 0 | 1 | 100% | #N/A
2003-12-02 | 12 | 2 | 2018 | 2018-12-02 | 7 | 0 | 13:00 | 13 | 49 | 43 | 42.08 | 62.78 | 55.04 | 62.06 | 51.26 | 46.94 | 57.2 | 36 | 41 | 37 | 34 | 46 | 57.02 | 0 | 0 | 1 | 0 | 0 | 0 | 0 | 1 | 1 | 1 | 0 | 1 | 100% | #N/A
2003-12-02 | 12 | 2 | 2018 | 2018-12-02 | 7 | 0 | 14:00 | 14 | 50 | 42 | 41 | 62.42 | 55.94 | 62.06 | 51.26 | 48.02 | 57.2 | 36 | 40 | 37 | 34 | 48 | 48.02 | 0 | 0 | 1 | 0 | 0 | 0 | 0 | 1 | 1 | 1 | 0 | 1 | 100% | #N/A
2003-12-02 | 12 | 2 | 2018 | 2018-12-02 | 7 | 0 | 15:00 | 15 | 50 | 38 | 37.94 | 60.8 | 51.98 | 60.98 | 49.28 | 46.04 | 57.2 | 36 | 41 | 36 | 34 | 46 | 48.02 | 0 | 0 | 1 | 0 | 0 | 0 | 0 | 1 | 1 | 1 | 0 | 1 | 100% | #N/A
2003-12-02 | 12 | 2 | 2018 | 2018-12-02 | 7 | 0 | 16:00 | 16 | 48 | 38 | 35.96 | 59.54 | 51.08 | 57.02 | 47.84 | 44.06 | 55.4 | 34 | 37 | 36 | 32 | 45 | 46.04 | 0 | 0 | 1 | 0 | 0 | 0 | 0 | 1 | 1 | 1 | 0 | 1 | 100% | #N/A
2003-12-02 | 12 | 2 | 2018 | 2018-12-02 | 7 | 0 | 17:00 | 17 | 46 | 36 | 35.96 | 56.48 | 48.92 | 53.96 | 45.86 | 42.98 | 51.8 | 34 | 36 | 34 | 32 | 39 | 44.06 | 0 | 0 | 1 | 0 | 0 | 0 | 0 | 1 | 1 | 1 | 0 | 1 | 100% | #N/A
2003-12-02 | 12 | 2 | 2018 | 2018-12-02 | 7 | 0 | 18:00 | 18 | 45 | 35 | 33.98 | 55.22 | 46.94 | 51.98 | 45.68 | 42.08 | 50 | 34 | 34 | 34 | 30 | 37 | 39.02 | 0 | 0 | 1 | 0 | 0 | 0 | 0 | 1 | 1 | 1 | 0 | 1 | 100% | #N/A
2003-12-02 | 12 | 2 | 2018 | 2018-12-02 | 7 | 0 | 19:00 | 19 | 43 | 34 | 32 | 52.34 | 46.04 | 48.92 | 44.96 | 39.92 | 50 | 34 | 34 | 32 | 30 | 36 | 37.04 | 0 | 0 | 1 | 0 | 0 | 0 | 0 | 1 | 1 | 1 | 0 | 1 | 100% | #N/A
2003-12-02 | 12 | 2 | 2018 | 2018-12-02 | 7 | 0 | 20:00 | 20 | 40 | 34 | 30.92 | 50.72 | 46.04 | 48.02 | 43.16 | 39.92 | 48.2 | 34 | 33 | 34 | 30 | 32 | 35.06 | 0 | 0 | 1 | 0 | 0 | 0 | 0 | 1 | 1 | 1 | 0 | 1 | 100% | #N/A
2003-12-02 | 12 | 2 | 2018 | 2018-12-02 | 7 | 0 | 21:00 | 21 | 37 | 34 | 30.92 | 49.28 | 44.96 | 46.94 | 42.08 | 39.02 | 48.2 | 32 | 31 | 32 | 30 | 32 | 33.08 | 0 | 0 | 1 | 0 | 0 | 0 | 0 | 1 | 1 | 1 | 0 | 1 | 100% | #N/A
2003-12-02 | 12 | 2 | 2018 | 2018-12-02 | 7 | 0 | 22:00 | 22 | 35 | 34 | 30.02 | 48.56 | 44.06 | 44.96 | 40.28 | 37.94 | 46.4 | 32 | 30 | 30 | 30 | 30 | 32 | 0 | 0 | 1 | 0 | 0 | 0 | 0 | 1 | 1 | 1 | 0 | 1 | 100% | #N/A
2003-12-02 | 12 | 2 | 2018 | 2018-12-02 | 7 | 0 | 23:00 | 23 | 34 | 33 | 30.92 | 47.12 | 42.98 | 44.96 | 41 | 37.04 | 46.4 | 30 | 29 | 28 | 28 | 34 | 30.92 | 0 | 0 | 1 | 0 | 0 | 0 | 0 | 1 | 1 | 1 | 0 | 1 | 100% | #N/A
2003-12-02 | 12 | 2 | 2018 | 2018-12-02 | 7 | 0 | 24:00 | 24 | 34 | 32 | 30.92 | 46.22 | 41 | 44.06 | 37.4 | 37.04 | 42.8 | 30 | 28 | 28 | 27 | 34 | 32 | 0 | 0 | 1 | 0 | 0 | 0 | 0 | 1 | 1 | 1 | 0 | 1 | 100% | #N/A
2003-12-03 | 12 | 3 | 2018 | 2018-12-03 | 1 | 0 | 1:00 | 1 | 32 | 31 | 30.92 | 45.32 | 41 | 42.98 | 35.24 | 35.96 | 42.8 | 30 | 28 | 28 | 26 | 34 | 30.92 | 0 | 0 | 1 | 0 | 0 | 0 | 0 | 1 | 1 | 1 | 0 | 1 | 100% | #N/A
2003-12-03 | 12 | 3 | 2018 | 2018-12-03 | 1 | 0 | 2:00 | 2 | 30 | 31 | 30.92 | 44.24 | 39.02 | 41 | 34.52 | 35.96 | 41 | 30 | 27 | 28 | 25 | 36 | 28.94 | 0 | 0 | 1 | 0 | 0 | 0 | 0 | 1 | 1 | 1 | 0 | 1 | 100% | #N/A
2003-12-03 | 12 | 3 | 2018 | 2018-12-03 | 1 | 0 | 3:00 | 3 | 31 | 31 | 30.92 | 42.62 | 35.96 | 39.02 | 32.36 | 35.06 | 41 | 30 | 24 | 28 | 24 | 37 | 28.94 | 0 | 0 | 1 | 0 | 0 | 0 | 0 | 1 | 1 | 1 | 0 | 1 | 100% | #N/A
2003-12-03 | 12 | 3 | 2018 | 2018-12-03 | 1 | 0 | 4:00 | 4 | 30 | 30 | 30.92 | 41.54 | 37.94 | 37.94 | 34.16 | 35.06 | 41 | 30 | 23 | 27 | 23 | 36 | 28.04 | 0 | 0 | 1 | 0 | 0 | 0 | 0 | 1 | 1 | 1 | 0 | 1 | 100% | #N/A
2003-12-03 | 12 | 3 | 2018 | 2018-12-03 | 1 | 0 | 5:00 | 5 | 30 | 30 | 30.92 | 40.1 | 37.94 | 35.96 | 31.1 | 33.98 | 39.2 | 30 | 23 | 27 | 22 | 36 | 28.04 | 0 | 0 | 1 | 0 | 0 | 0 | 0 | 1 | 1 | 1 | 0 | 1 | 100% | #N/A
2003-12-03 | 12 | 3 | 2018 | 2018-12-03 | 1 | 0 | 6:00 | 6 | 29 | 30 | 30.92 | 39.38 | 39.02 | 35.06 | 30.2 | 33.98 | 39.2 | 28 | 23 | 27 | 22 | 34 | 26.96 | 0 | 0 | 1 | 0 | 0 | 0 | 0 | 1 | 1 | 1 | 0 | 1 | 100% | #N/A
2003-12-03 | 12 | 3 | 2018 | 2018-12-03 | 1 | 0 | 7:00 | 7 | 28 | 29 | 30.92 | 39.02 | 37.94 | 33.98 | 29.48 | 33.98 | 39.2 | 28 | 23 | 27 | 21 | 32 | 26.06 | 0 | 0 | 1 | 0 | 0 | 0 | 0 | 1 | 1 | 1 | 0 | 1 | 100% | #N/A
2003-12-03 | 12 | 3 | 2018 | 2018-12-03 | 1 | 0 | 8:00 | 8 | 28 | 31 | 32 | 38.3 | 39.02 | 35.06 | 34.34 | 35.06 | 37.4 | 27 | 22 | 27 | 21 | 34 | 26.06 | 0 | 1 | 0 | 0 | 0 | 0 | 0 | 1 | 1 | 1 | 0 | 1 | 100% | #N/A
2003-12-03 | 12 | 3 | 2018 | 2018-12-03 | 1 | 0 | 9:00 | 9 | 29 | 31 | 32 | 37.4 | 42.98 | 37.94 | 37.76 | 37.04 | 41 | 32 | 23 | 28 | 28 | 39 | 26.96 | 0 | 1 | 0 | 0 | 0 | 0 | 0 | 1 | 1 | 1 | 0 | 1 | 100% | #N/A
2003-12-03 | 12 | 3 | 2018 | 2018-12-03 | 1 | 0 | 10:00 | 10 | 31 | 32 | 33.08 | 39.92 | 46.04 | 39.92 | 42.08 | 41 | 44.6 | 34 | 24 | 28 | 36 | 41 | 28.94 | 0 | 1 | 0 | 0 | 0 | 0 | 0 | 1 | 1 | 1 | 0 | 1 | 100% | #N/A
2003-12-03 | 12 | 3 | 2018 | 2018-12-03 | 1 | 0 | 11:00 | 11 | 34 | 33 | 33.08 | 43.16 | 48.92 | 42.08 | 45.68 | 42.08 | 46.4 | 36 | 25 | 30 | 37 | 43 | 30.02 | 0 | 1 | 0 | 0 | 0 | 0 | 0 | 1 | 1 | 1 | 0 | 1 | 100% | #N/A
2003-12-03 | 12 | 3 | 2018 | 2018-12-03 | 1 | 0 | 12:00 | 12 | 34 | 36 | 33.8 | 43.88 | 50 | 41 | 47.66 | 42.08 | 48.2 | 36 | 26 | 32 | 41 | 43 | 30.02 | 0 | 1 | 0 | 0 | 0 | 0 | 0 | 1 | 1 | 1 | 0 | 1 | 100% | #N/A
2003-12-03 | 12 | 3 | 2018 | 2018-12-03 | 1 | 0 | 13:00 | 13 | 34 | 37 | 33.98 | 43.88 | 48.92 | 42.08 | 48.2 | 42.08 | 50 | 37 | 27 | 34 | 45 | 45 | 30.92 | 0 | 1 | 0 | 0 | 0 | 0 | 0 | 1 | 1 | 1 | 0 | 1 | 100% | #N/A
2003-12-03 | 12 | 3 | 2018 | 2018-12-03 | 1 | 0 | 14:00 | 14 | 35 | 35 | 35.06 | 43.7 | 48.92 | 42.08 | 50.54 | 42.08 | 50 | 37 | 27 | 34 | 46 | 45 | 32 | 0 | 1 | 0 | 0 | 0 | 0 | 0 | 1 | 1 | 1 | 0 | 1 | 100% | #N/A
2003-12-03 | 12 | 3 | 2018 | 2018-12-03 | 1 | 0 | 15:00 | 15 | 37 | 35 | 35.6 | 44.42 | 50 | 42.08 | 48.02 | 42.98 | 48.2 | 37 | 27 | 30 | 46 | 46 | 32 | 0 | 1 | 0 | 0 | 0 | 0 | 0 | 1 | 1 | 1 | 0 | 1 | 100% | #N/A
2003-12-03 | 12 | 3 | 2018 | 2018-12-03 | 1 | 0 | 16:00 | 16 | 34 | 33 | 35.96 | 43.88 | 48.02 | 41 | 46.58 | 42.98 | 46.4 | 34 | 26 | 30 | 43 | 45 | 30.02 | 0 | 1 | 0 | 0 | 0 | 0 | 0 | 1 | 1 | 1 | 0 | 1 | 100% | #N/A
2003-12-03 | 12 | 3 | 2018 | 2018-12-03 | 1 | 0 | 17:00 | 17 | 35 | 32 | 35.96 | 43.7 | 46.04 | 39.92 | 43.52 | 41 | 44.6 | 28 | 24 | 30 | 37 | 45 | 28.04 | 0 | 1 | 0 | 0 | 0 | 0 | 0 | 1 | 1 | 1 | 0 | 1 | 100% | #N/A
2003-12-03 | 12 | 3 | 2018 | 2018-12-03 | 1 | 0 | 18:00 | 18 | 41 | 30 | 35.06 | 43.16 | 42.98 | 39.02 | 44.6 | 39.02 | 42.8 | 27 | 23 | 28 | 34 | 45 | 26.96 | 0 | 1 | 0 | 0 | 0 | 1 | 0 | 1 | 1 | 1 | 0 | 1 | 100% | #N/A
2003-12-03 | 12 | 3 | 2018 | 2018-12-03 | 1 | 0 | 19:00 | 19 | 43 | 30 | 33.98 | 42.62 | 44.06 | 37.94 | 42.62 | 39.02 | 41 | 25 | 22 | 28 | 30 | 45 | 26.06 | 0 | 1 | 0 | 0 | 0 | 1 | 0 | 1 | 1 | 1 | 0 | 1 | 100% | #N/A
2003-12-03 | 12 | 3 | 2018 | 2018-12-03 | 1 | 0 | 20:00 | 20 | 46 | 29 | 32 | 42.08 | 41 | 39.02 | 40.28 | 37.94 | 41 | 25 | 22 | 28 | 30 | 43 | 24.98 | 0 | 1 | 0 | 0 | 0 | 0 | 0 | 1 | 1 | 1 | 0 | 1 | 100% | #N/A
2003-12-03 | 12 | 3 | 2018 | 2018-12-03 | 1 | 0 | 21:00 | 21 | 48 | 30 | 30.92 | 41.72 | 42.08 | 39.02 | 38.48 | 37.04 | 41 | 27 | 21 | 28 | 30 | 43 | 24.08 | 0 | 1 | 0 | 0 | 0 | 0 | 0 | 1 | 1 | 1 | 0 | 1 | 100% | #N/A
2003-12-03 | 12 | 3 | 2018 | 2018-12-03 | 1 | 0 | 22:00 | 22 | 49 | 29 | 30.02 | 41.72 | 41 | 39.02 | 40.46 | 35.96 | 42.8 | 28 | 20 | 27 | 30 | 41 | 21.92 | 0 | 1 | 0 | 0 | 0 | 0 | 0 | 1 | 1 | 1 | 0 | 1 | 100% | #N/A
2003-12-03 | 12 | 3 | 2018 | 2018-12-03 | 1 | 0 | 23:00 | 23 | 50 | 28 | 28.94 | 41.72 | 41 | 37.94 | 41.36 | 35.96 | 41 | 27 | 20 | 27 | 29 | 43 | 21.92 | 0 | 1 | 0 | 0 | 0 | 0 | 0 | 1 | 1 | 1 | 0 | 1 | 100% | #N/A
2003-12-03 | 12 | 3 | 2018 | 2018-12-03 | 1 | 0 | 24:00 | 24 | 52 | 28 | 23 | 41.72 | 42.08 | 37.94 | 41 | 35.96 | 41 | 28 | 20 | 27 | 28 | 43 | 21.02 | 0 | 0 | 1 | 0 | 0 | 0 | 0 | 1 | 1 | 1 | 0 | 1 | 100% | #N/A
2003-12-04 | 12 | 4 | 2018 | 2018-12-04 | 2 | 0 | 1:00 | 1 | 51 | 28 | 24.08 | 41.54 | 39.92 | 37.94 | 39.92 | 37.04 | 41 | 28 | 20 | 27 | 28 | 39 | 21.02 | 0 | 0 | 1 | 0 | 0 | 0 | 0 | 1 | 1 | 1 | 0 | 1 | 100% | #N/A
2003-12-04 | 12 | 4 | 2018 | 2018-12-04 | 2 | 0 | 2:00 | 2 | 50 | 28 | 21.92 | 41.36 | 39.02 | 37.04 | 38.84 | 37.04 | 41 | 28 | 19 | 25 | 28 | 39 | 21.02 | 0 | 0 | 1 | 0 | 0 | 0 | 0 | 1 | 1 | 1 | 0 | 1 | 100% | #N/A
2003-12-04 | 12 | 4 | 2018 | 2018-12-04 | 2 | 0 | 3:00 | 3 | 50 | 29 | 19.94 | 40.82 | 37.94 | 33.98 | 37.58 | 35.06 | 41 | 28 | 19 | 25 | 28 | 39 | 21.02 | 0 | 0 | 1 | 0 | 0 | 0 | 0 | 1 | 1 | 1 | 0 | 1 | 100% | #N/A
2003-12-04 | 12 | 4 | 2018 | 2018-12-04 | 2 | 0 | 4:00 | 4 | 50 | 29 | 19.94 | 39.74 | 37.04 | 33.08 | 38.12 | 33.98 | 39.2 | 28 | 18 | 25 | 28 | 39 | 19.94 | 0 | 0 | 1 | 0 | 0 | 0 | 0 | 1 | 1 | 1 | 0 | 1 | 100% | #N/A
2003-12-04 | 12 | 4 | 2018 | 2018-12-04 | 2 | 0 | 5:00 | 5 | 51 | 29 | 21.02 | 38.3 | 37.04 | 33.08 | 38.48 | 33.98 | 37.4 | 28 | 18 | 25 | 28 | 39 | 19.94 | 0 | 0 | 1 | 0 | 0 | 0 | 0 | 1 | 1 | 1 | 0 | 1 | 100% | #N/A
2003-12-04 | 12 | 4 | 2018 | 2018-12-04 | 2 | 0 | 6:00 | 6 | 51 | 28 | 21.92 | 36.86 | 37.04 | 30.92 | 38.3 | 33.98 | 37.4 | 28 | 19 | 25 | 28 | 39 | 19.94 | 0 | 0 | 1 | 0 | 0 | 0 | 0 | 1 | 1 | 1 | 0 | 1 | 100% | #N/A
2003-12-04 | 12 | 4 | 2018 | 2018-12-04 | 2 | 0 | 7:00 | 7 | 51 | 26 | 21.92 | 36.32 | 37.04 | 32 | 37.4 | 33.98 | 35.6 | 28 | 15 | 25 | 28 | 37 | 19.94 | 0 | 0 | 1 | 0 | 0 | 0 | 0 | 1 | 1 | 1 | 0 | 1 | 100% | #N/A
2003-12-04 | 12 | 4 | 2018 | 2018-12-04 | 2 | 0 | 8:00 | 8 | 51 | 26 | 23 | 36.86 | 39.02 | 33.08 | 37.04 | 33.98 | 37.4 | 28 | 20 | 25 | 30 | 39 | 21.02 | 0 | 1 | 0 | 0 | 0 | 0 | 0 | 1 | 1 | 1 | 0 | 1 | 100% | #N/A
2003-12-04 | 12 | 4 | 2018 | 2018-12-04 | 2 | 0 | 9:00 | 9 | 51 | 27 | 28.94 | 37.22 | 41 | 37.04 | 40.28 | 35.96 | 39.2 | 30 | 23 | 25 | 30 | 41 | 24.08 | 0 | 1 | 0 | 0 | 0 | 0 | 0 | 1 | 1 | 1 | 0 | 1 | 100% | #N/A
2003-12-04 | 12 | 4 | 2018 | 2018-12-04 | 2 | 0 | 10:00 | 10 | 52 | 26 | 33.98 | 40.82 | 42.98 | 41 | 43.52 | 37.94 | 41 | 32 | 25 | 25 | 30 | 41 | 26.96 | 0 | 1 | 0 | 0 | 0 | 0 | 0 | 1 | 1 | 1 | 0 | 1 | 100% | #N/A
2003-12-04 | 12 | 4 | 2018 | 2018-12-04 | 2 | 0 | 11:00 | 11 | 53 | 27 | 37.04 | 42.62 | 44.06 | 44.06 | 42.98 | 39.92 | 42.8 | 34 | 27 | 25 | 36 | 41 | 28.94 | 0 | 1 | 0 | 0 | 0 | 0 | 0 | 1 | 1 | 1 | 0 | 1 | 100% | #N/A
2003-12-04 | 12 | 4 | 2018 | 2018-12-04 | 2 | 0 | 12:00 | 12 | 54 | 27 | 37.04 | 44.96 | 44.06 | 46.04 | 41.9 | 39.02 | 44.6 | 34 | 29 | 27 | 37 | 41 | 33.98 | 0 | 1 | 0 | 0 | 0 | 0 | 0 | 1 | 1 | 1 | 0 | 1 | 100% | #N/A
2003-12-04 | 12 | 4 | 2018 | 2018-12-04 | 2 | 0 | 13:00 | 13 | 54 | 27 | 37.94 | 48.74 | 44.06 | 48.92 | 42.62 | 37.04 | 44.6 | 34 | 30 | 27 | 39 | 45 | 33.98 | 0 | 1 | 0 | 0 | 0 | 0 | 0 | 1 | 1 | 1 | 0 | 1 | 100% | #N/A
2003-12-04 | 12 | 4 | 2018 | 2018-12-04 | 2 | 0 | 14:00 | 14 | 55 | 28 | 39.02 | 49.28 | 44.06 | 48.02 | 42.26 | 37.04 | 44.6 | 36 | 32 | 27 | 39 | 45 | 33.98 | 0 | 1 | 0 | 0 | 0 | 0 | 0 | 1 | 1 | 1 | 0 | 1 | 100% | #N/A
2003-12-04 | 12 | 4 | 2018 | 2018-12-04 | 2 | 0 | 15:00 | 15 | 55 | 28 | 39.02 | 49.64 | 44.06 | 50 | 41.9 | 37.04 | 42.8 | 35 | 31 | 27 | 40 | 45 | 33.98 | 0 | 1 | 0 | 0 | 0 | 0 | 0 | 1 | 1 | 1 | 0 | 1 | 100% | #N/A
2003-12-04 | 12 | 4 | 2018 | 2018-12-04 | 2 | 0 | 16:00 | 16 | 55 | 29 | 37.04 | 50.54 | 42.08 | 48.02 | 41 | 37.04 | 42.8 | 34 | 31 | 27 | 39 | 45 | 33.08 | 0 | 1 | 0 | 0 | 0 | 0 | 0 | 1 | 1 | 1 | 0 | 1 | 100% | #N/A
2003-12-04 | 12 | 4 | 2018 | 2018-12-04 | 2 | 0 | 17:00 | 17 | 55 | 29 | 37.04 | 49.82 | 39.92 | 46.04 | 40.1 | 35.96 | 42.8 | 34 | 30 | 27 | 36 | 43 | 32 | 0 | 1 | 0 | 0 | 0 | 0 | 0 | 1 | 1 | 1 | 0 | 1 | 100% | #N/A
2003-12-04 | 12 | 4 | 2018 | 2018-12-04 | 2 | 0 | 18:00 | 18 | 55 | 27 | 35.96 | 48.56 | 39.02 | 42.98 | 37.94 | 35.96 | 41 | 34 | 28 | 25 | 36 | 43 | 32 | 0 | 1 | 0 | 0 | 0 | 1 | 0 | 1 | 1 | 1 | 0 | 1 | 100% | #N/A
2003-12-04 | 12 | 4 | 2018 | 2018-12-04 | 2 | 0 | 19:00 | 19 | 57 | 25 | 35.96 | 47.48 | 37.94 | 42.98 | 38.3 | 33.98 | 39.2 | 34 | 26 | 21 | 36 | 43 | 32 | 0 | 1 | 0 | 0 | 0 | 1 | 0 | 1 | 1 | 1 | 0 | 1 | 100% | #N/A
2003-12-04 | 12 | 4 | 2018 | 2018-12-04 | 2 | 0 | 20:00 | 20 | 56 | 26 | 37.04 | 46.04 | 37.04 | 42.08 | 37.22 | 32 | 37.4 | 32 | 25 | 19 | 36 | 43 | 32 | 0 | 1 | 0 | 0 | 0 | 0 | 0 | 1 | 1 | 1 | 0 | 1 | 100% | #N/A
2003-12-04 | 12 | 4 | 2018 | 2018-12-04 | 2 | 0 | 21:00 | 21 | 56 | 22 | 35.96 | 44.24 | 37.04 | 42.98 | 36.14 | 32 | 37.4 | 32 | 24 | 18 | 36 | 43 | 30.92 | 0 | 1 | 0 | 0 | 0 | 0 | 0 | 1 | 1 | 1 | 0 | 1 | 100% | #N/A
2003-12-04 | 12 | 4 | 2018 | 2018-12-04 | 2 | 0 | 22:00 | 22 | 55 | 23 | 35.06 | 44.06 | 35.96 | 42.98 | 34.16 | 32 | 35.6 | 32 | 24 | 16 | 36 | 41 | 30.92 | 0 | 1 | 0 | 0 | 0 | 0 | 0 | 1 | 1 | 1 | 0 | 1 | 100% | #N/A
2003-12-04 | 12 | 4 | 2018 | 2018-12-04 | 2 | 0 | 23:00 | 23 | 55 | 25 | 35.06 | 44.6 | 35.06 | 42.08 | 32.18 | 30.92 | 35.6 | 28 | 25 | 18 | 34 | 43 | 30.02 | 0 | 1 | 0 | 0 | 0 | 0 | 0 | 1 | 1 | 1 | 0 | 1 | 100% | #N/A
2003-12-04 | 12 | 4 | 2018 | 2018-12-04 | 2 | 0 | 24:00 | 24 | 47 | 22 | 33.98 | 44.6 | 33.08 | 41 | 32 | 28.94 | 33.8 | 30 | 23 | 16 | 34 | 43 | 28.04 | 0 | 0 | 1 | 0 | 0 | 0 | 0 | 1 | 1 | 1 | 0 | 1 | 100% | #N/A
2003-12-05 | 12 | 5 | 2018 | 2018-12-05 | 3 | 0 | 1:00 | 1 | 45 | 18 | 30.02 | 43.88 | 33.98 | 42.08 | 34.7 | 28.94 | 32 | 27 | 19 | 18 | 33 | 45 | 26.06 | 0 | 0 | 1 | 0 | 0 | 0 | 0 | 1 | 1 | 1 | 0 | 1 | 100% | #N/A
2003-12-05 | 12 | 5 | 2018 | 2018-12-05 | 3 | 0 | 2:00 | 2 | 43 | 18 | 28.04 | 44.6 | 32 | 42.98 | 34.7 | 28.94 | 32 | 27 | 22 | 18 | 34 | 43 | 26.06 | 0 | 0 | 1 | 0 | 0 | 0 | 0 | 1 | 1 | 1 | 0 | 1 | 100% | #N/A
2003-12-05 | 12 | 5 | 2018 | 2018-12-05 | 3 | 0 | 3:00 | 3 | 43 | 17 | 28.94 | 44.78 | 32 | 42.08 | 34.7 | 28.04 | 32 | 27 | 19 | 16 | 33 | 43 | 24.08 | 0 | 0 | 1 | 0 | 0 | 0 | 0 | 1 | 1 | 1 | 0 | 1 | 100% | #N/A
2003-12-05 | 12 | 5 | 2018 | 2018-12-05 | 3 | 0 | 4:00 | 4 | 43 | 18 | 28.04 | 44.24 | 30.92 | 42.08 | 34.7 | 28.94 | 32 | 27 | 21 | 16 | 33 | 43 | 23 | 0 | 0 | 1 | 0 | 0 | 0 | 0 | 1 | 1 | 1 | 0 | 1 | 100% | #N/A
2003-12-05 | 12 | 5 | 2018 | 2018-12-05 | 3 | 0 | 5:00 | 5 | 43 | 20 | 26.06 | 44.6 | 30.92 | 39.92 | 34.52 | 28.94 | 32 | 27 | 22 | 16 | 33 | 43 | 23 | 0 | 0 | 1 | 0 | 0 | 0 | 0 | 1 | 1 | 1 | 0 | 1 | 100% | #N/A
2003-12-05 | 12 | 5 | 2018 | 2018-12-05 | 3 | 0 | 6:00 | 6 | 43 | 20 | 26.96 | 45.14 | 30.02 | 42.08 | 33.98 | 30.02 | 30.2 | 27 | 25 | 18 | 34 | 41 | 23 | 0 | 0 | 1 | 0 | 0 | 0 | 0 | 1 | 1 | 1 | 0 | 1 | 100% | #N/A
2003-12-05 | 12 | 5 | 2018 | 2018-12-05 | 3 | 0 | 7:00 | 7 | 42 | 20 | 26.06 | 47.3 | 30.02 | 44.06 | 33.8 | 28.94 | 28.4 | 27 | 26 | 16 | 34 | 41 | 23 | 0 | 0 | 1 | 0 | 0 | 0 | 0 | 1 | 1 | 1 | 0 | 1 | 100% | #N/A
2003-12-05 | 12 | 5 | 2018 | 2018-12-05 | 3 | 0 | 8:00 | 8 | 42 | 18 | 26.06 | 48.02 | 33.08 | 44.06 | 33.8 | 28.94 | 30.2 | 28 | 26 | 16 | 34 | 43 | 26.06 | 0 | 1 | 0 | 0 | 0 | 0 | 0 | 1 | 1 | 1 | 0 | 1 | 100% | #N/A
2003-12-05 | 12 | 5 | 2018 | 2018-12-05 | 3 | 0 | 9:00 | 9 | 44 | 25 | 28.04 | 48.02 | 35.06 | 46.04 | 34.7 | 30.02 | 33.8 | 28 | 28 | 21 | 34 | 46 | 30.02 | 0 | 1 | 0 | 0 | 0 | 0 | 0 | 1 | 1 | 1 | 0 | 1 | 100% | #N/A
2003-12-05 | 12 | 5 | 2018 | 2018-12-05 | 3 | 0 | 10:00 | 10 | 45 | 27 | 41 | 48.92 | 37.04 | 48.02 | 35.78 | 30.92 | 35.6 | 30 | 29 | 28 | 34 | 50 | 33.08 | 0 | 1 | 0 | 0 | 0 | 0 | 0 | 1 | 1 | 1 | 0 | 1 | 100% | #N/A
2003-12-05 | 12 | 5 | 2018 | 2018-12-05 | 3 | 0 | 11:00 | 11 | 45 | 29 | 42.98 | 51.26 | 37.94 | 51.98 | 37.94 | 32 | 37.4 | 32 | 30 | 30 | 34 | 55 | 35.06 | 0 | 1 | 0 | 0 | 0 | 0 | 0 | 1 | 1 | 1 | 0 | 1 | 100% | #N/A
2003-12-05 | 12 | 5 | 2018 | 2018-12-05 | 3 | 0 | 12:00 | 12 | 46 | 31 | 44.06 | 53.96 | 39.92 | 55.04 | 39.38 | 33.98 | 37.4 | 32 | 30 | 34 | 36 | 59 | 37.04 | 0 | 1 | 0 | 0 | 0 | 0 | 0 | 1 | 1 | 1 | 0 | 1 | 100% | #N/A
2003-12-05 | 12 | 5 | 2018 | 2018-12-05 | 3 | 0 | 13:00 | 13 | 47 | 33 | 44.06 | 57.02 | 41 | 55.04 | 40.1 | 35.06 | 39.2 | 32 | 31 | 34 | 37 | 59 | 39.02 | 0 | 1 | 0 | 0 | 0 | 0 | 0 | 1 | 1 | 1 | 0 | 1 | 100% | #N/A
2003-12-05 | 12 | 5 | 2018 | 2018-12-05 | 3 | 0 | 14:00 | 14 | 48 | 33 | 42.98 | 57.74 | 42.08 | 57.02 | 40.46 | 35.96 | 39.2 | 32 | 31 | 34 | 41 | 55 | 39.92 | 0 | 1 | 0 | 0 | 0 | 0 | 0 | 1 | 1 | 1 | 0 | 1 | 100% | #N/A
2003-12-05 | 12 | 5 | 2018 | 2018-12-05 | 3 | 0 | 15:00 | 15 | 48 | 33 | 42.08 | 58.46 | 41 | 57.02 | 41 | 35.96 | 39.2 | 32 | 31 | 34 | 39 | 54 | 39.02 | 0 | 1 | 0 | 0 | 0 | 0 | 0 | 1 | 1 | 1 | 0 | 1 | 100% | #N/A
2003-12-05 | 12 | 5 | 2018 | 2018-12-05 | 3 | 0 | 16:00 | 16 | 47 | 33 | 42.08 | 58.28 | 37.94 | 53.96 | 38.66 | 35.06 | 39.2 | 32 | 31 | 30 | 37 | 52 | 35.96 | 0 | 1 | 0 | 0 | 0 | 0 | 0 | 1 | 1 | 1 | 0 | 1 | 100% | #N/A
2003-12-05 | 12 | 5 | 2018 | 2018-12-05 | 3 | 0 | 17:00 | 17 | 46 | 33 | 41 | 56.66 | 33.98 | 53.96 | 34.34 | 33.08 | 35.6 | 30 | 30 | 27 | 36 | 48 | 35.96 | 0 | 1 | 0 | 0 | 0 | 0 | 0 | 1 | 1 | 1 | 0 | 1 | 100% | #N/A
2003-12-05 | 12 | 5 | 2018 | 2018-12-05 | 3 | 0 | 18:00 | 18 | 46 | 31 | 39.02 | 54.14 | 32 | 51.98 | 27.32 | 32 | 30.2 | 30 | 29 | 27 | 30 | 48 | 35.96 | 0 | 1 | 0 | 0 | 0 | 1 | 0 | 1 | 1 | 1 | 0 | 1 | 100% | #N/A
2003-12-05 | 12 | 5 | 2018 | 2018-12-05 | 3 | 0 | 19:00 | 19 | 46 | 30 | 37.04 | 53.96 | 32 | 51.08 | 25.88 | 30.02 | 26.6 | 28 | 29 | 27 | 30 | 50 | 35.06 | 0 | 1 | 0 | 0 | 0 | 1 | 0 | 1 | 1 | 1 | 0 | 1 | 100% | #N/A
2003-12-05 | 12 | 5 | 2018 | 2018-12-05 | 3 | 0 | 20:00 | 20 | 41 | 30 | 35.96 | 53.78 | 30.02 | 51.08 | 26.42 | 30.02 | 23 | 28 | 29 | 25 | 30 | 48 | 33.98 | 0 | 1 | 0 | 0 | 0 | 0 | 0 | 1 | 1 | 1 | 0 | 1 | 100% | #N/A
2003-12-05 | 12 | 5 | 2018 | 2018-12-05 | 3 | 0 | 21:00 | 21 | 41 | 30 | 35.06 | 53.24 | 28.04 | 51.08 | 22.82 | 28.04 | 24.8 | 28 | 29 | 23 | 28 | 46 | 33.98 | 0 | 1 | 0 | 0 | 0 | 0 | 0 | 1 | 1 | 1 | 0 | 1 | 100% | #N/A
2003-12-05 | 12 | 5 | 2018 | 2018-12-05 | 3 | 0 | 22:00 | 22 | 42 | 30 | 33.98 | 49.82 | 28.94 | 50 | 26.42 | 28.04 | 23 | 28 | 29 | 21 | 28 | 46 | 33.08 | 0 | 1 | 0 | 0 | 0 | 0 | 0 | 1 | 1 | 1 | 0 | 1 | 100% | #N/A
2003-12-05 | 12 | 5 | 2018 | 2018-12-05 | 3 | 0 | 23:00 | 23 | 40 | 28 | 33.08 | 48.92 | 24.98 | 48.02 | 25.34 | 28.04 | 26.6 | 28 | 29 | 23 | 28 | 48 | 33.08 | 0 | 1 | 0 | 0 | 0 | 0 | 0 | 1 | 1 | 1 | 0 | 1 | 100% | #N/A
2003-12-05 | 12 | 5 | 2018 | 2018-12-05 | 3 | 0 | 24:00 | 24 | 37 | 31 | 32 | 48.2 | 26.06 | 48.02 | 27.14 | 26.96 | 26.6 | 27 | 29 | 23 | 28 | 46 | 33.08 | 0 | 0 | 1 | 0 | 0 | 0 | 0 | 1 | 1 | 1 | 0 | 1 | 100% | #N/A
2003-12-06 | 12 | 6 | 2018 | 2018-12-06 | 4 | 0 | 1:00 | 1 | 38 | 30 | 30.92 | 48.2 | 26.96 | 46.94 | 26.6 | 26.96 | 28.4 | 25 | 29 | 23 | 28 | 45 | 33.08 | 0 | 0 | 1 | 0 | 0 | 0 | 0 | 1 | 1 | 1 | 0 | 1 | 100% | #N/A
2003-12-06 | 12 | 6 | 2018 | 2018-12-06 | 4 | 0 | 2:00 | 2 | 42 | 30 | 28.94 | 47.84 | 26.96 | 46.94 | 26.6 | 26.96 | 30.2 | 28 | 29 | 23 | 28 | 43 | 33.08 | 0 | 0 | 1 | 0 | 0 | 0 | 0 | 1 | 1 | 1 | 0 | 1 | 100% | #N/A
2003-12-06 | 12 | 6 | 2018 | 2018-12-06 | 4 | 0 | 3:00 | 3 | 40 | 29 | 28.04 | 46.94 | 26.96 | 46.04 | 28.04 | 26.96 | 28.4 | 25 | 29 | 23 | 28 | 43 | 33.08 | 0 | 0 | 1 | 0 | 0 | 0 | 0 | 1 | 1 | 1 | 0 | 1 | 100% | #N/A
2003-12-06 | 12 | 6 | 2018 | 2018-12-06 | 4 | 0 | 4:00 | 4 | 38 | 29 | 28.04 | 46.76 | 26.96 | 46.04 | 27.86 | 26.96 | 28.4 | 27 | 29 | 23 | 29 | 45 | 33.08 | 0 | 0 | 1 | 0 | 0 | 0 | 0 | 1 | 1 | 1 | 0 | 1 | 100% | #N/A
2003-12-06 | 12 | 6 | 2018 | 2018-12-06 | 4 | 0 | 5:00 | 5 | 35 | 29 | 28.04 | 46.04 | 28.04 | 46.04 | 28.4 | 26.96 | 30.2 | 27 | 29 | 23 | 29 | 45 | 33.08 | 0 | 0 | 1 | 0 | 0 | 0 | 0 | 1 | 1 | 1 | 0 | 1 | 100% | #N/A
2003-12-06 | 12 | 6 | 2018 | 2018-12-06 | 4 | 0 | 6:00 | 6 | 33 | 29 | 28.04 | 46.04 | 28.94 | 44.96 | 28.4 | 26.96 | 30.2 | 28 | 28 | 23 | 30 | 48 | 33.08 | 0 | 0 | 1 | 0 | 0 | 0 | 0 | 1 | 1 | 1 | 0 | 1 | 100% | #N/A
2003-12-06 | 12 | 6 | 2018 | 2018-12-06 | 4 | 0 | 7:00 | 7 | 33 | 28 | 28.94 | 46.04 | 28.4 | 42.98 | 28.4 | 26.06 | 32 | 28 | 27 | 23 | 37 | 46 | 33.08 | 0 | 0 | 1 | 0 | 0 | 0 | 0 | 1 | 1 | 1 | 0 | 1 | 100% | #N/A
2003-12-06 | 12 | 6 | 2018 | 2018-12-06 | 4 | 0 | 8:00 | 8 | 38 | 28 | 30.02 | 45.32 | 28.94 | 41 | 28.58 | 26.06 | 33.8 | 28 | 27 | 23 | 28 | 45 | 32 | 0 | 1 | 0 | 0 | 0 | 0 | 0 | 1 | 1 | 1 | 0 | 1 | 100% | #N/A
2003-12-06 | 12 | 6 | 2018 | 2018-12-06 | 4 | 0 | 9:00 | 9 | 43 | 29 | 33.08 | 44.6 | 30.02 | 41 | 29.12 | 26.06 | 35.6 | 28 | 28 | 25 | 32 | 50 | 32 | 0 | 1 | 0 | 0 | 0 | 0 | 0 | 1 | 1 | 1 | 0 | 1 | 100% | #N/A
2003-12-06 | 12 | 6 | 2018 | 2018-12-06 | 4 | 0 | 10:00 | 10 | 45 | 32 | 33.98 | 43.7 | 30.92 | 41 | 30.2 | 26.96 | 37.4 | 28 | 29 | 27 | 36 | 52 | 35.96 | 0 | 1 | 0 | 0 | 0 | 0 | 0 | 1 | 1 | 1 | 0 | 1 | 100% | #N/A
2003-12-06 | 12 | 6 | 2018 | 2018-12-06 | 4 | 0 | 11:00 | 11 | 48 | 33 | 35.06 | 43.52 | 32 | 39.92 | 30.2 | 28.04 | 39.2 | 28 | 30 | 30 | 36 | 50 | 37.04 | 0 | 1 | 0 | 0 | 0 | 0 | 0 | 1 | 1 | 1 | 0 | 1 | 100% | #N/A
2003-12-06 | 12 | 6 | 2018 | 2018-12-06 | 4 | 0 | 12:00 | 12 | 50 | 35 | 35.96 | 42.98 | 33.08 | 37.94 | 32 | 28.94 | 40.46 | 30 | 31 | 30 | 36 | 52 | 37.94 | 0 | 1 | 0 | 0 | 0 | 0 | 0 | 1 | 1 | 1 | 0 | 1 | 100% | #N/A
2003-12-06 | 12 | 6 | 2018 | 2018-12-06 | 4 | 0 | 13:00 | 13 | 52 | 35 | 37.04 | 42.26 | 37.4 | 35.96 | 31.82 | 28.94 | 41.54 | 30 | 31 | 32 | 36 | 52 | 37.94 | 0 | 1 | 0 | 0 | 0 | 0 | 0 | 1 | 1 | 1 | 0 | 1 | 100% | #N/A
2003-12-06 | 12 | 6 | 2018 | 2018-12-06 | 4 | 0 | 14:00 | 14 | 53 | 34 | 37.94 | 41.18 | 37.94 | 35.06 | 32.72 | 33.98 | 42.8 | 28 | 31 | 32 | 36 | 52 | 37.94 | 0 | 1 | 0 | 0 | 0 | 0 | 0 | 1 | 1 | 1 | 0 | 1 | 100% | #N/A
2003-12-06 | 12 | 6 | 2018 | 2018-12-06 | 4 | 0 | 15:00 | 15 | 53 | 34 | 37.04 | 39.56 | 39.02 | 33.98 | 33.8 | 35.06 | 42.8 | 28 | 32 | 30 | 36 | 52 | 37.04 | 0 | 1 | 0 | 0 | 0 | 0 | 0 | 1 | 1 | 1 | 0 | 1 | 100% | #N/A
2003-12-06 | 12 | 6 | 2018 | 2018-12-06 | 4 | 0 | 16:00 | 16 | 52 | 32 | 35.96 | 38.12 | 37.94 | 33.98 | 34.16 | 33.98 | 42.8 | 28 | 32 | 30 | 34 | 52 | 35.96 | 0 | 1 | 0 | 0 | 0 | 0 | 0 | 1 | 1 | 1 | 0 | 1 | 100% | #N/A
2003-12-06 | 12 | 6 | 2018 | 2018-12-06 | 4 | 0 | 17:00 | 17 | 49 | 30 | 35.06 | 35.78 | 37.04 | 33.08 | 33.62 | 33.08 | 39.2 | 28 | 31 | 28 | 32 | 50 | 35.06 | 0 | 1 | 0 | 0 | 0 | 0 | 0 | 1 | 1 | 1 | 0 | 1 | 100% | #N/A
2003-12-06 | 12 | 6 | 2018 | 2018-12-06 | 4 | 0 | 18:00 | 18 | 49 | 29 | 35.06 | 35.24 | 33.98 | 33.98 | 33.62 | 33.08 | 37.4 | 28 | 31 | 28 | 32 | 50 | 33.98 | 0 | 1 | 0 | 0 | 0 | 1 | 0 | 1 | 1 | 1 | 0 | 1 | 100% | #N/A
2003-12-06 | 12 | 6 | 2018 | 2018-12-06 | 4 | 0 | 19:00 | 19 | 47 | 28 | 35.06 | 35.42 | 32 | 33.98 | 33.44 | 33.98 | 35.6 | 28 | 31 | 28 | 32 | 50 | 33.98 | 0 | 1 | 0 | 0 | 0 | 1 | 0 | 1 | 1 | 1 | 0 | 1 | 100% | #N/A
2003-12-06 | 12 | 6 | 2018 | 2018-12-06 | 4 | 0 | 20:00 | 20 | 45 | 25 | 35.06 | 36.14 | 33.98 | 35.06 | 34.52 | 32 | 35.6 | 28 | 30 | 27 | 30 | 50 | 33.08 | 0 | 1 | 0 | 0 | 0 | 0 | 0 | 1 | 1 | 1 | 0 | 1 | 100% | #N/A
2003-12-06 | 12 | 6 | 2018 | 2018-12-06 | 4 | 0 | 21:00 | 21 | 44 | 27 | 32 | 36.32 | 33.98 | 35.06 | 37.22 | 32 | 35.6 | 27 | 31 | 27 | 30 | 50 | 33.98 | 0 | 1 | 0 | 0 | 0 | 0 | 0 | 1 | 1 | 1 | 0 | 1 | 100% | #N/A
2003-12-06 | 12 | 6 | 2018 | 2018-12-06 | 4 | 0 | 22:00 | 22 | 42 | 26 | 32 | 37.04 | 33.98 | 35.06 | 36.86 | 33.98 | 35.6 | 27 | 30 | 25 | 32 | 50 | 33.08 | 0 | 1 | 0 | 0 | 0 | 0 | 0 | 1 | 1 | 1 | 0 | 1 | 100% | #N/A
2003-12-06 | 12 | 6 | 2018 | 2018-12-06 | 4 | 0 | 23:00 | 23 | 38 | 26 | 33.98 | 37.22 | 33.08 | 35.06 | 34.16 | 32 | 35.6 | 27 | 28 | 25 | 31 | 50 | 33.08 | 0 | 1 | 0 | 0 | 0 | 0 | 0 | 1 | 1 | 1 | 0 | 1 | 100% | #N/A
2003-12-06 | 12 | 6 | 2018 | 2018-12-06 | 4 | 0 | 24:00 | 24 | 38 | 26 | 30.92 | 37.4 | 33.08 | 35.06 | 32 | 32 | 35.6 | 27 | 27 | 23 | 31 | 50 | 33.08 | 0 | 0 | 1 | 0 | 0 | 0 | 0 | 1 | 1 | 1 | 0 | 1 | 100% | #N/A
2003-12-07 | 12 | 7 | 2018 | 2018-12-07 | 5 | 0 | 1:00 | 1 | 37 | 25 | 33.08 | 37.04 | 33.08 | 33.98 | 29.48 | 32 | 35.6 | 27 | 27 | 21 | 31 | 50 | 33.08 | 0 | 0 | 1 | 0 | 0 | 0 | 0 | 1 | 1 | 1 | 0 | 1 | 100% | #N/A
2003-12-07 | 12 | 7 | 2018 | 2018-12-07 | 5 | 0 | 2:00 | 2 | 37 | 25 | 30.92 | 36.68 | 32 | 33.98 | 28.76 | 32 | 35.6 | 27 | 26 | 23 | 31 | 50 | 32 | 0 | 0 | 1 | 0 | 0 | 0 | 0 | 1 | 1 | 1 | 0 | 1 | 100% | #N/A
2003-12-07 | 12 | 7 | 2018 | 2018-12-07 | 5 | 0 | 3:00 | 3 | 36 | 22 | 28.94 | 36.5 | 30.92 | 33.98 | 26.6 | 30.92 | 33.8 | 27 | 24 | 21 | 31 | 50 | 32 | 0 | 0 | 1 | 0 | 0 | 0 | 0 | 1 | 1 | 1 | 0 | 1 | 100% | #N/A
2003-12-07 | 12 | 7 | 2018 | 2018-12-07 | 5 | 0 | 4:00 | 4 | 33 | 22 | 28.94 | 36.68 | 30.92 | 33.98 | 26.6 | 30.92 | 33.8 | 27 | 22 | 21 | 31 | 50 | 30.02 | 0 | 0 | 1 | 0 | 0 | 0 | 0 | 1 | 1 | 1 | 0 | 1 | 100% | #N/A
2003-12-07 | 12 | 7 | 2018 | 2018-12-07 | 5 | 0 | 5:00 | 5 | 36 | 22 | 28.04 | 35.78 | 30.92 | 32 | 27.14 | 30.02 | 33.8 | 27 | 23 | 21 | 31 | 50 | 28.04 | 0 | 0 | 1 | 0 | 0 | 0 | 0 | 1 | 1 | 1 | 0 | 1 | 100% | #N/A
2003-12-07 | 12 | 7 | 2018 | 2018-12-07 | 5 | 0 | 6:00 | 6 | 34 | 22 | 26.06 | 34.88 | 28.94 | 32 | 26.78 | 30.02 | 32 | 27 | 21 | 19 | 32 | 48 | 26.96 | 0 | 0 | 1 | 0 | 0 | 0 | 0 | 1 | 1 | 1 | 0 | 1 | 100% | #N/A
2003-12-07 | 12 | 7 | 2018 | 2018-12-07 | 5 | 0 | 7:00 | 7 | 33 | 22 | 26.06 | 34.34 | 28.04 | 30.92 | 24.8 | 28.04 | 32 | 27 | 14 | 20 | 32 | 50 | 26.06 | 0 | 0 | 1 | 0 | 0 | 0 | 0 | 1 | 1 | 1 | 0 | 1 | 100% | #N/A
2003-12-07 | 12 | 7 | 2018 | 2018-12-07 | 5 | 0 | 8:00 | 8 | 35 | 22 | 26.96 | 34.16 | 32 | 30.92 | 23 | 30.02 | 30.2 | 27 | 16 | 21 | 32 | 50 | 26.96 | 0 | 1 | 0 | 0 | 0 | 0 | 0 | 1 | 1 | 1 | 0 | 1 | 100% | #N/A
2003-12-07 | 12 | 7 | 2018 | 2018-12-07 | 5 | 0 | 9:00 | 9 | 40 | 25 | 30.02 | 33.98 | 35.06 | 32 | 31.1 | 37.04 | 33.8 | 28 | 26 | 23 | 32 | 50 | 30.02 | 0 | 1 | 0 | 0 | 0 | 0 | 0 | 1 | 1 | 1 | 0 | 1 | 100% | #N/A
2003-12-07 | 12 | 7 | 2018 | 2018-12-07 | 5 | 0 | 10:00 | 10 | 44 | 27 | 32 | 34.52 | 39.02 | 33.08 | 37.4 | 37.94 | 39.2 | 28 | 27 | 25 | 34 | 50 | 32 | 0 | 1 | 0 | 0 | 0 | 0 | 0 | 1 | 1 | 1 | 0 | 1 | 100% | #N/A
2003-12-07 | 12 | 7 | 2018 | 2018-12-07 | 5 | 0 | 11:00 | 11 | 46 | 28 | 33.08 | 35.42 | 41 | 33.08 | 42.26 | 39.02 | 41 | 30 | 28 | 27 | 36 | 50 | 35.06 | 0 | 1 | 0 | 0 | 0 | 0 | 0 | 1 | 1 | 1 | 0 | 1 | 100% | #N/A
2003-12-07 | 12 | 7 | 2018 | 2018-12-07 | 5 | 0 | 12:00 | 12 | 47 | 27 | 33.98 | 36.14 | 42.08 | 32 | 43.34 | 39.02 | 42.8 | 30 | 29 | 27 | 37 | 48 | 37.94 | 0 | 1 | 0 | 0 | 0 | 0 | 0 | 1 | 1 | 1 | 0 | 1 | 100% | #N/A
2003-12-07 | 12 | 7 | 2018 | 2018-12-07 | 5 | 0 | 13:00 | 13 | 47 | 29 | 35.06 | 37.4 | 44.06 | 33.08 | 42.62 | 39.92 | 42.8 | 30 | 27 | 27 | 37 | 48 | 37.94 | 0 | 1 | 0 | 0 | 0 | 0 | 0 | 1 | 1 | 1 | 0 | 1 | 100% | #N/A
2003-12-07 | 12 | 7 | 2018 | 2018-12-07 | 5 | 0 | 14:00 | 14 | 47 | 29 | 35.96 | 38.84 | 42.98 | 33.98 | 42.8 | 39.02 | 42.8 | 30 | 31 | 27 | 37 | 48 | 39.02 | 0 | 1 | 0 | 0 | 0 | 0 | 0 | 1 | 1 | 1 | 0 | 1 | 100% | #N/A
2003-12-07 | 12 | 7 | 2018 | 2018-12-07 | 5 | 0 | 15:00 | 15 | 47 | 29 | 35.06 | 37.94 | 42.08 | 33.98 | 42.08 | 37.94 | 41.9 | 30 | 33 | 25 | 37 | 46 | 37.94 | 0 | 1 | 0 | 0 | 0 | 0 | 0 | 1 | 1 | 1 | 0 | 1 | 100% | #N/A
2003-12-07 | 12 | 7 | 2018 | 2018-12-07 | 5 | 0 | 16:00 | 16 | 46 | 28 | 33.08 | 37.58 | 39.02 | 33.98 | 38.84 | 37.04 | 41 | 30 | 31 | 25 | 37 | 45 | 35.96 | 0 | 1 | 0 | 0 | 0 | 0 | 0 | 1 | 1 | 1 | 0 | 1 | 100% | #N/A
2003-12-07 | 12 | 7 | 2018 | 2018-12-07 | 5 | 0 | 17:00 | 17 | 46 | 26 | 32 | 38.12 | 37.94 | 33.98 | 36.5 | 35.96 | 37.4 | 30 | 29 | 21 | 37 | 41 | 33.98 | 0 | 1 | 0 | 0 | 0 | 0 | 0 | 1 | 1 | 1 | 0 | 1 | 100% | #N/A
2003-12-07 | 12 | 7 | 2018 | 2018-12-07 | 5 | 0 | 18:00 | 18 | 46 | 25 | 30.92 | 37.94 | 37.04 | 33.98 | 36.86 | 35.96 | 37.4 | 30 | 24 | 19 | 37 | 41 | 33.08 | 0 | 1 | 0 | 0 | 0 | 1 | 0 | 1 | 1 | 1 | 0 | 1 | 100% | #N/A
2003-12-07 | 12 | 7 | 2018 | 2018-12-07 | 5 | 0 | 19:00 | 19 | 46 | 22 | 28.04 | 37.4 | 33.98 | 33.08 | 38.84 | 35.06 | 37.4 | 28 | 28 | 18 | 37 | 41 | 30.92 | 0 | 1 | 0 | 0 | 0 | 1 | 0 | 1 | 1 | 1 | 0 | 1 | 100% | #N/A
2003-12-07 | 12 | 7 | 2018 | 2018-12-07 | 5 | 0 | 20:00 | 20 | 47 | 21 | 24.08 | 35.96 | 37.04 | 33.08 | 38.48 | 35.06 | 37.4 | 29 | 22 | 18 | 37 | 41 | 28.04 | 0 | 1 | 0 | 0 | 0 | 0 | 0 | 1 | 1 | 1 | 0 | 1 | 100% | #N/A
2003-12-07 | 12 | 7 | 2018 | 2018-12-07 | 5 | 0 | 21:00 | 21 | 46 | 21 | 19.94 | 34.88 | 37.04 | 32 | 38.48 | 35.06 | 39.2 | 28 | 20 | 18 | 37 | 39 | 28.04 | 0 | 1 | 0 | 0 | 0 | 0 | 0 | 1 | 1 | 1 | 0 | 1 | 100% | #N/A
2003-12-07 | 12 | 7 | 2018 | 2018-12-07 | 5 | 0 | 22:00 | 22 | 47 | 20 | 19.04 | 34.16 | 37.04 | 30.92 | 37.94 | 33.98 | 39.2 | 28 | 20 | 18 | 37 | 39 | 30.92 | 0 | 1 | 0 | 0 | 0 | 0 | 0 | 1 | 1 | 1 | 0 | 1 | 100% | #N/A
2003-12-07 | 12 | 7 | 2018 | 2018-12-07 | 5 | 0 | 23:00 | 23 | 47 | 20 | 17.06 | 32.9 | 37.04 | 30.02 | 37.58 | 33.08 | 39.2 | 28 | 25 | 16 | 36 | 37 | 30.92 | 0 | 1 | 0 | 0 | 0 | 0 | 0 | 1 | 1 | 1 | 0 | 1 | 100% | #N/A
2003-12-07 | 12 | 7 | 2018 | 2018-12-07 | 5 | 0 | 24:00 | 24 | 47 | 19 | 15.08 | 32.72 | 37.04 | 28.94 | 37.4 | 33.08 | 39.2 | 28 | 25 | 16 | 35 | 37 | 32 | 0 | 0 | 1 | 0 | 0 | 0 | 0 | 1 | 1 | 1 | 0 | 1 | 100% | #N/A
2003-12-08 | 12 | 8 | 2018 | 2018-12-08 | 6 | 0 | 1:00 | 1 | 47 | 19 | 15.08 | 31.82 | 35.96 | 28.04 | 35.6 | 33.08 | 39.2 | 28 | 26 | 16 | 34 | 37 | 33.08 | 0 | 0 | 1 | 0 | 0 | 0 | 0 | 1 | 1 | 1 | 0 | 1 | 100% | #N/A
2003-12-08 | 12 | 8 | 2018 | 2018-12-08 | 6 | 0 | 2:00 | 2 | 46 | 19 | 14 | 31.82 | 35.96 | 28.04 | 35.6 | 32 | 39.2 | 28 | 26 | 14 | 34 | 37 | 33.08 | 0 | 0 | 1 | 0 | 0 | 0 | 0 | 1 | 1 | 1 | 0 | 1 | 100% | #N/A
2003-12-08 | 12 | 8 | 2018 | 2018-12-08 | 6 | 0 | 3:00 | 3 | 46 | 19 | 12.92 | 31.64 | 35.96 | 26.96 | 32 | 30.92 | 39.2 | 30 | 27 | 12 | 33 | 36 | 33.08 | 0 | 0 | 1 | 0 | 0 | 0 | 0 | 1 | 1 | 1 | 0 | 1 | 100% | #N/A
2003-12-08 | 12 | 8 | 2018 | 2018-12-08 | 6 | 0 | 4:00 | 4 | 47 | 18 | 12.92 | 30.92 | 35.96 | 26.96 | 32 | 30.92 | 39.2 | 30 | 32 | 10 | 32 | 36 | 33.98 | 0 | 0 | 1 | 0 | 0 | 0 | 0 | 1 | 1 | 1 | 0 | 1 | 100% | #N/A
2003-12-08 | 12 | 8 | 2018 | 2018-12-08 | 6 | 0 | 5:00 | 5 | 47 | 17 | 10.94 | 30.2 | 35.96 | 26.96 | 32 | 32 | 39.2 | 30 | 32 | 10 | 32 | 34 | 33.98 | 0 | 0 | 1 | 0 | 0 | 0 | 0 | 1 | 1 | 1 | 0 | 1 | 100% | #N/A
2003-12-08 | 12 | 8 | 2018 | 2018-12-08 | 6 | 0 | 6:00 | 6 | 48 | 17 | 12.02 | 30.02 | 35.96 | 26.06 | 32 | 30.92 | 39.2 | 30 | 32 | 10 | 32 | 34 | 33.98 | 0 | 0 | 1 | 0 | 0 | 0 | 0 | 1 | 1 | 1 | 0 | 1 | 100% | #N/A
2003-12-08 | 12 | 8 | 2018 | 2018-12-08 | 6 | 0 | 7:00 | 7 | 48 | 16 | 10.94 | 29.3 | 35.06 | 26.06 | 32 | 30.92 | 41 | 30 | 33 | 9 | 30 | 32 | 33.98 | 0 | 0 | 1 | 0 | 0 | 0 | 0 | 1 | 1 | 1 | 0 | 1 | 100% | #N/A
2003-12-08 | 12 | 8 | 2018 | 2018-12-08 | 6 | 0 | 8:00 | 8 | 48 | 15 | 14 | 29.84 | 35.6 | 26.96 | 32.54 | 32 | 41 | 30 | 33 | 9 | 30 | 34 | 35.06 | 0 | 0 | 1 | 0 | 0 | 0 | 0 | 1 | 1 | 1 | 0 | 1 | 100% | #N/A
2003-12-08 | 12 | 8 | 2018 | 2018-12-08 | 6 | 0 | 9:00 | 9 | 50 | 20 | 21.02 | 29.84 | 35.06 | 28.04 | 33.44 | 32 | 41 | 30 | 35 | 14 | 32 | 37 | 35.96 | 0 | 0 | 1 | 0 | 0 | 0 | 0 | 1 | 1 | 1 | 0 | 1 | 100% | #N/A
2003-12-08 | 12 | 8 | 2018 | 2018-12-08 | 6 | 0 | 10:00 | 10 | 51 | 23 | 28.04 | 32.36 | 35.06 | 30.2 | 35.6 | 33.08 | 41 | 30 | 37 | 19 | 34 | 39 | 39.92 | 0 | 0 | 1 | 0 | 0 | 0 | 0 | 1 | 1 | 1 | 0 | 1 | 100% | #N/A
2003-12-08 | 12 | 8 | 2018 | 2018-12-08 | 6 | 0 | 11:00 | 11 | 52 | 26 | 33.08 | 32 | 37.04 | 30.02 | 37.58 | 33.98 | 42.8 | 34 | 39 | 23 | 34 | 43 | 42.98 | 0 | 0 | 1 | 0 | 0 | 0 | 0 | 1 | 1 | 1 | 0 | 1 | 100% | #N/A
2003-12-08 | 12 | 8 | 2018 | 2018-12-08 | 6 | 0 | 12:00 | 12 | 52 | 28 | 35.06 | 33.26 | 39.02 | 30.92 | 38.48 | 35.06 | 42.8 | 34 | 40 | 27 | 37 | 46 | 44.06 | 0 | 0 | 1 | 0 | 0 | 0 | 0 | 1 | 1 | 1 | 0 | 1 | 100% | #N/A
2003-12-08 | 12 | 8 | 2018 | 2018-12-08 | 6 | 0 | 13:00 | 13 | 51 | 30 | 35.96 | 35.78 | 39.02 | 30.92 | 39.02 | 35.96 | 42.8 | 34 | 40 | 28 | 39 | 48 | 44.06 | 0 | 0 | 1 | 0 | 0 | 0 | 0 | 1 | 1 | 1 | 0 | 1 | 100% | #N/A
2003-12-08 | 12 | 8 | 2018 | 2018-12-08 | 6 | 0 | 14:00 | 14 | 51 | 31 | 35.96 | 34.16 | 39.2 | 30.92 | 39.74 | 37.94 | 42.8 | 34 | 40 | 28 | 41 | 50 | 44.96 | 0 | 0 | 1 | 0 | 0 | 0 | 0 | 1 | 1 | 1 | 0 | 1 | 100% | #N/A
2003-12-08 | 12 | 8 | 2018 | 2018-12-08 | 6 | 0 | 15:00 | 15 | 52 | 32 | 37.04 | 33.98 | 39.02 | 30.02 | 39.92 | 37.94 | 42.8 | 34 | 39 | 30 | 37 | 50 | 44.96 | 0 | 0 | 1 | 0 | 0 | 0 | 0 | 1 | 1 | 1 | 0 | 1 | 100% | #N/A
2003-12-08 | 12 | 8 | 2018 | 2018-12-08 | 6 | 0 | 16:00 | 16 | 53 | 31 | 35.96 | 33.08 | 39.2 | 30.02 | 40.1 | 37.94 | 42.8 | 34 | 39 | 28 | 36 | 45 | 42.08 | 0 | 0 | 1 | 0 | 0 | 0 | 0 | 1 | 1 | 1 | 0 | 1 | 100% | #N/A
2003-12-08 | 12 | 8 | 2018 | 2018-12-08 | 6 | 0 | 17:00 | 17 | 52 | 28 | 33.98 | 33.08 | 39.02 | 30.02 | 39.56 | 37.04 | 42.8 | 34 | 38 | 23 | 30 | 41 | 39.92 | 0 | 0 | 1 | 0 | 0 | 0 | 0 | 1 | 1 | 1 | 0 | 1 | 100% | #N/A
2003-12-08 | 12 | 8 | 2018 | 2018-12-08 | 6 | 0 | 18:00 | 18 | 51 | 25 | 33.98 | 32.54 | 37.4 | 30.02 | 39.2 | 35.06 | 41 | 30 | 37 | 19 | 27 | 41 | 39.02 | 0 | 0 | 1 | 0 | 0 | 0 | 0 | 1 | 1 | 1 | 0 | 1 | 100% | #N/A
2003-12-08 | 12 | 8 | 2018 | 2018-12-08 | 6 | 0 | 19:00 | 19 | 52 | 25 | 35.06 | 32.36 | 37.04 | 28.94 | 32.9 | 35.06 | 41 | 32 | 36 | 18 | 27 | 39 | 37.94 | 0 | 0 | 1 | 0 | 0 | 0 | 0 | 1 | 1 | 1 | 0 | 1 | 100% | #N/A
2003-12-08 | 12 | 8 | 2018 | 2018-12-08 | 6 | 0 | 20:00 | 20 | 52.0965 | 24 | 33.98 | 32.18 | 35.6 | 28.94 | 32 | 33.98 | 39.2 | 30 | 36 | 16 | 27 | 36 | 37.04 | 0 | 0 | 1 | 0 | 0 | 0 | 0 | 1 | 1 | 1 | 0 | 1 | 100% | #N/A
2003-12-08 | 12 | 8 | 2018 | 2018-12-08 | 6 | 0 | 21:00 | 21 | 52.0056 | 23 | 35.96 | 31.82 | 35.06 | 28.04 | 30.2 | 33.98 | 41 | 28 | 36 | 14 | 25 | 34 | 37.04 | 0 | 0 | 1 | 0 | 0 | 0 | 0 | 1 | 1 | 1 | 0 | 1 | 100% | #N/A
2003-12-08 | 12 | 8 | 2018 | 2018-12-08 | 6 | 0 | 22:00 | 22 | 52.0056 | 23 | 39.02 | 30.92 | 33.08 | 28.04 | 30.2 | 33.98 | 39.2 | 27 | 35 | 12 | 25 | 34 | 35.96 | 0 | 0 | 1 | 0 | 0 | 0 | 0 | 1 | 1 | 1 | 0 | 1 | 100% | #N/A
2003-12-08 | 12 | 8 | 2018 | 2018-12-08 | 6 | 0 | 23:00 | 23 | 52.0056 | 23 | 39.92 | 31.1 | 33.08 | 28.04 | 30.02 | 33.98 | 39.2 | 21 | 32 | 14 | 22 | 32 | 35.06 | 0 | 0 | 1 | 0 | 0 | 0 | 0 | 1 | 1 | 1 | 0 | 1 | 100% | #N/A
2003-12-08 | 12 | 8 | 2018 | 2018-12-08 | 6 | 0 | 24:00 | 24 | 51.0258 | 22 | 41 | 30.56 | 33.98 | 28.04 | 30.2 | 33.08 | 37.4 | 18 | 32 | 16 | 21 | 28 | 35.06 | 0 | 0 | 1 | 0 | 0 | 0 | 0 | 1 | 1 | 1 | 0 | 1 | 100% | #N/A
2003-12-09 | 12 | 9 | 2018 | 2018-12-09 | 7 | 0 | 1:00 | 1 | 52.0056 | 23 | 44.06 | 29.48 | 33.08 | 26.96 | 30.2 | 33.08 | 37.4 | 16 | 31 | 16 | 19 | 28 | 35.06 | 0 | 0 | 1 | 0 | 0 | 0 | 0 | 1 | 1 | 1 | 0 | 1 | 100% | #N/A
2003-12-09 | 12 | 9 | 2018 | 2018-12-09 | 7 | 0 | 2:00 | 2 | 52 | 24 | 42.08 | 29.12 | 33.08 | 26.6 | 28.4 | 33.08 | 35.6 | 14 | 28 | 18 | 18 | 27 | 33.98 | 0 | 0 | 1 | 0 | 0 | 0 | 0 | 1 | 1 | 1 | 0 | 1 | 100% | #N/A
2003-12-09 | 12 | 9 | 2018 | 2018-12-09 | 7 | 0 | 3:00 | 3 | 52 | 24 | 39.92 | 30.2 | 32 | 26.96 | 28.4 | 33.08 | 35.6 | 12 | 26 | 18 | 17 | 27 | 33.98 | 0 | 0 | 1 | 0 | 0 | 0 | 0 | 1 | 1 | 1 | 0 | 1 | 100% | #N/A
2003-12-09 | 12 | 9 | 2018 | 2018-12-09 | 7 | 0 | 4:00 | 4 | 52 | 24 | 42.98 | 29.84 | 32 | 28.04 | 26.6 | 32 | 35.6 | 9 | 23 | 18 | 16 | 27 | 33.08 | 0 | 0 | 1 | 0 | 0 | 0 | 0 | 1 | 1 | 1 | 0 | 1 | 100% | #N/A
2003-12-09 | 12 | 9 | 2018 | 2018-12-09 | 7 | 0 | 5:00 | 5 | 51 | 22 | 42.98 | 30.02 | 33.08 | 28.04 | 28.4 | 30.02 | 32 | 12 | 23 | 18 | 14 | 27 | 33.08 | 0 | 0 | 1 | 0 | 0 | 0 | 0 | 1 | 1 | 1 | 0 | 1 | 100% | #N/A
2003-12-09 | 12 | 9 | 2018 | 2018-12-09 | 7 | 0 | 6:00 | 6 | 49 | 22 | 41 | 29.66 | 33.08 | 28.04 | 30.2 | 30.02 | 32 | 10 | 22 | 18 | 14 | 28 | 33.08 | 0 | 0 | 1 | 0 | 0 | 0 | 0 | 1 | 1 | 1 | 0 | 1 | 100% | #N/A
2003-12-09 | 12 | 9 | 2018 | 2018-12-09 | 7 | 0 | 7:00 | 7 | 47 | 23 | 39.02 | 29.66 | 33.08 | 28.4 | 30.38 | 30.02 | 30.2 | 10 | 22 | 18 | 12 | 25 | 30.92 | 0 | 0 | 1 | 0 | 0 | 0 | 0 | 1 | 1 | 1 | 0 | 1 | 100% | #N/A
2003-12-09 | 12 | 9 | 2018 | 2018-12-09 | 7 | 0 | 8:00 | 8 | 46 | 23 | 39.92 | 29.66 | 32 | 28.04 | 30.2 | 30.02 | 30.2 | 10 | 23 | 19 | 12 | 27 | 35.06 | 0 | 0 | 1 | 0 | 0 | 0 | 0 | 1 | 1 | 1 | 0 | 1 | 100% | #N/A
2003-12-09 | 12 | 9 | 2018 | 2018-12-09 | 7 | 0 | 9:00 | 9 | 44 | 24 | 41 | 30.02 | 35.06 | 28.4 | 31.1 | 30.92 | 30.2 | 12 | 30 | 19 | 16 | 32 | 37.94 | 0 | 0 | 1 | 0 | 0 | 0 | 0 | 1 | 1 | 1 | 0 | 1 | 100% | #N/A
2003-12-09 | 12 | 9 | 2018 | 2018-12-09 | 7 | 0 | 10:00 | 10 | 45 | 23 | 41 | 30.02 | 37.94 | 28.04 | 32 | 32 | 35.6 | 18 | 33 | 21 | 19 | 36 | 39.02 | 0 | 0 | 1 | 0 | 0 | 0 | 0 | 1 | 1 | 1 | 0 | 1 | 100% | #N/A
2003-12-09 | 12 | 9 | 2018 | 2018-12-09 | 7 | 0 | 11:00 | 11 | 44 | 25 | 42.98 | 30.74 | 41 | 30.92 | 32 | 33.98 | 42.8 | 23 | 36 | 24 | 27 | 37 | 39.92 | 0 | 0 | 1 | 0 | 0 | 0 | 0 | 1 | 1 | 1 | 0 | 1 | 100% | #N/A
2003-12-09 | 12 | 9 | 2018 | 2018-12-09 | 7 | 0 | 12:00 | 12 | 43 | 26 | 50 | 31.1 | 42.08 | 30.02 | 33.8 | 35.06 | 44.6 | 27 | 37 | 24 | 27 | 41 | 41 | 0 | 0 | 1 | 0 | 0 | 0 | 0 | 1 | 1 | 1 | 0 | 1 | 100% | #N/A
2003-12-09 | 12 | 9 | 2018 | 2018-12-09 | 7 | 0 | 13:00 | 13 | 43 | 28 | 55.04 | 32 | 42.98 | 30.02 | 35.6 | 35.06 | 44.6 | 32 | 37 | 25 | 27 | 41 | 42.98 | 0 | 0 | 1 | 0 | 0 | 0 | 0 | 1 | 1 | 1 | 0 | 1 | 100% | #N/A
2003-12-09 | 12 | 9 | 2018 | 2018-12-09 | 7 | 0 | 14:00 | 14 | 43 | 31 | 57.02 | 31.1 | 42.08 | 30.02 | 38.66 | 35.96 | 44.6 | 32 | 38 | 25 | 30 | 41 | 42.08 | 0 | 0 | 1 | 0 | 0 | 0 | 0 | 1 | 1 | 1 | 0 | 1 | 100% | #N/A
2003-12-09 | 12 | 9 | 2018 | 2018-12-09 | 7 | 0 | 15:00 | 15 | 42 | 35 | 57.02 | 31.28 | 42.08 | 30.02 | 39.92 | 35.96 | 42.8 | 32 | 37 | 25 | 31 | 39 | 42.08 | 0 | 0 | 1 | 0 | 0 | 0 | 0 | 1 | 1 | 1 | 0 | 1 | 100% | #N/A
2003-12-09 | 12 | 9 | 2018 | 2018-12-09 | 7 | 0 | 16:00 | 16 | 42 | 35 | 57.92 | 31.64 | 39.92 | 30.02 | 37.58 | 33.98 | 42.8 | 30 | 34 | 27 | 30 | 36 | 41 | 0 | 0 | 1 | 0 | 0 | 0 | 0 | 1 | 1 | 1 | 0 | 1 | 100% | #N/A
2003-12-09 | 12 | 9 | 2018 | 2018-12-09 | 7 | 0 | 17:00 | 17 | 42 | 35 | 57.92 | 32 | 37.94 | 28.94 | 37.04 | 33.98 | 41 | 30 | 31 | 25 | 27 | 36 | 39.92 | 0 | 0 | 1 | 0 | 0 | 0 | 0 | 1 | 1 | 1 | 0 | 1 | 100% | #N/A
2003-12-09 | 12 | 9 | 2018 | 2018-12-09 | 7 | 0 | 18:00 | 18 | 39 | 34 | 57.92 | 31.64 | 37.94 | 28.04 | 36.14 | 33.08 | 39.2 | 25 | 31 | 28 | 27 | 36 | 39.92 | 0 | 0 | 1 | 0 | 0 | 0 | 0 | 1 | 1 | 1 | 0 | 1 | 100% | #N/A
2003-12-09 | 12 | 9 | 2018 | 2018-12-09 | 7 | 0 | 19:00 | 19 | 36 | 32 | 57.92 | 30.92 | 35.96 | 28.04 | 35.6 | 30.92 | 37.4 | 28 | 29 | 25 | 25 | 34 | 39.02 | 0 | 0 | 1 | 0 | 0 | 0 | 0 | 1 | 1 | 1 | 0 | 1 | 100% | #N/A
2003-12-09 | 12 | 9 | 2018 | 2018-12-09 | 7 | 0 | 20:00 | 20 | 34 | 31 | 57.02 | 30.38 | 35.96 | 26.96 | 34.7 | 30.92 | 37.4 | 28 | 28 | 30 | 25 | 32 | 39.02 | 0 | 0 | 1 | 0 | 0 | 0 | 0 | 1 | 1 | 1 | 0 | 1 | 100% | #N/A
2003-12-09 | 12 | 9 | 2018 | 2018-12-09 | 7 | 0 | 21:00 | 21 | 31 | 30 | 59 | 29.84 | 33.98 | 26.06 | 33.26 | 30.02 | 37.4 | 28 | 28 | 30 | 25 | 32 | 39.02 | 0 | 0 | 1 | 0 | 0 | 0 | 0 | 1 | 1 | 1 | 0 | 1 | 100% | #N/A
2003-12-09 | 12 | 9 | 2018 | 2018-12-09 | 7 | 0 | 22:00 | 22 | 30 | 29 | 59 | 29.84 | 33.98 | 24.98 | 31.46 | 30.02 | 35.6 | 28 | 28 | 28 | 24 | 28 | 37.94 | 0 | 0 | 1 | 0 | 0 | 0 | 0 | 1 | 1 | 1 | 0 | 1 | 100% | #N/A
2003-12-09 | 12 | 9 | 2018 | 2018-12-09 | 7 | 0 | 23:00 | 23 | 30 | 29 | 60.98 | 28.94 | 33.08 | 24.08 | 32.36 | 28.94 | 33.8 | 27 | 28 | 27 | 22 | 27 | 35.06 | 0 | 0 | 1 | 0 | 0 | 0 | 0 | 1 | 1 | 1 | 0 | 1 | 100% | #N/A
2003-12-09 | 12 | 9 | 2018 | 2018-12-09 | 7 | 0 | 24:00 | 24 | 30 | 29 | 62.06 | 28.76 | 33.08 | 23 | 31.1 | 28.94 | 33.8 | 25 | 26 | 25 | 21 | 28 | 33.98 | 0 | 0 | 1 | 0 | 0 | 0 | 0 | 1 | 1 | 1 | 0 | 1 | 100% | #N/A
2003-12-10 | 12 | 10 | 2018 | 2018-12-10 | 1 | 0 | 1:00 | 1 | 30 | 27 | 60.98 | 28.58 | 32 | 23 | 30.38 | 28.04 | 33.8 | 27 | 26 | 19 | 20 | 28 | 32 | 0 | 0 | 1 | 0 | 0 | 0 | 0 | 1 | 1 | 1 | 0 | 1 | 100% | #N/A
2003-12-10 | 12 | 10 | 2018 | 2018-12-10 | 1 | 0 | 2:00 | 2 | 30 | 25 | 60.08 | 28.04 | 32 | 24.08 | 30.56 | 28.04 | 32 | 23 | 26 | 21 | 19 | 27 | 30.92 | 0 | 0 | 1 | 0 | 0 | 0 | 0 | 1 | 1 | 1 | 0 | 1 | 100% | #N/A
2003-12-10 | 12 | 10 | 2018 | 2018-12-10 | 1 | 0 | 3:00 | 3 | 30 | 21 | 60.08 | 28.4 | 32 | 21.92 | 30.56 | 26.96 | 32 | 27 | 26 | 21 | 18 | 28 | 28.94 | 0 | 0 | 1 | 0 | 0 | 0 | 0 | 1 | 1 | 1 | 0 | 1 | 100% | #N/A
2003-12-10 | 12 | 10 | 2018 | 2018-12-10 | 1 | 0 | 4:00 | 4 | 28 | 18 | 60.08 | 29.12 | 30.92 | 21.02 | 30.02 | 26.96 | 32 | 27 | 26 | 27 | 17 | 30 | 30.02 | 0 | 0 | 1 | 0 | 0 | 0 | 0 | 1 | 1 | 1 | 0 | 1 | 100% | #N/A
2003-12-10 | 12 | 10 | 2018 | 2018-12-10 | 1 | 0 | 5:00 | 5 | 28 | 19 | 59 | 27.5 | 32 | 21.02 | 29.3 | 26.06 | 32 | 27 | 25 | 27 | 16 | 30 | 28.94 | 0 | 0 | 1 | 0 | 0 | 0 | 0 | 1 | 1 | 1 | 0 | 1 | 100% | #N/A
2003-12-10 | 12 | 10 | 2018 | 2018-12-10 | 1 | 0 | 6:00 | 6 | 27 | 21 | 59 | 28.04 | 30.92 | 24.08 | 30.02 | 26.06 | 32 | 25 | 24 | 28 | 17 | 32 | 28.04 | 0 | 0 | 1 | 0 | 0 | 0 | 0 | 1 | 1 | 1 | 0 | 1 | 100% | #N/A
2003-12-10 | 12 | 10 | 2018 | 2018-12-10 | 1 | 0 | 7:00 | 7 | 26 | 23 | 59 | 27.86 | 30.92 | 24.08 | 32 | 26.96 | 32 | 27 | 24 | 27 | 16 | 34 | 28.04 | 0 | 0 | 1 | 0 | 0 | 0 | 0 | 1 | 1 | 1 | 0 | 1 | 100% | #N/A
2003-12-10 | 12 | 10 | 2018 | 2018-12-10 | 1 | 0 | 8:00 | 8 | 25 | 21 | 59 | 28.94 | 32 | 24.08 | 29.84 | 26.96 | 32 | 25 | 26 | 28 | 16 | 36 | 28.94 | 0 | 1 | 0 | 0 | 0 | 0 | 0 | 1 | 1 | 1 | 0 | 1 | 100% | #N/A
2003-12-10 | 12 | 10 | 2018 | 2018-12-10 | 1 | 0 | 9:00 | 9 | 27 | 25 | 60.98 | 29.3 | 33.08 | 24.98 | 31.28 | 28.04 | 33.8 | 27 | 28 | 28 | 16 | 36 | 30.92 | 0 | 1 | 0 | 0 | 0 | 0 | 0 | 1 | 1 | 1 | 0 | 1 | 100% | #N/A
2003-12-10 | 12 | 10 | 2018 | 2018-12-10 | 1 | 0 | 10:00 | 10 | 28 | 26 | 62.06 | 30.2 | 35.06 | 28.94 | 32.9 | 28.94 | 33.8 | 27 | 30 | 32 | 19 | 36 | 33.98 | 0 | 1 | 0 | 0 | 0 | 0 | 0 | 1 | 1 | 1 | 0 | 1 | 100% | #N/A
2003-12-10 | 12 | 10 | 2018 | 2018-12-10 | 1 | 0 | 11:00 | 11 | 29 | 30 | 62.96 | 30.56 | 33.98 | 30.92 | 32.54 | 28.94 | 35.6 | 27 | 32 | 34 | 22 | 39 | 35.96 | 0 | 1 | 0 | 0 | 0 | 0 | 0 | 1 | 1 | 1 | 0 | 1 | 100% | #N/A
2003-12-10 | 12 | 10 | 2018 | 2018-12-10 | 1 | 0 | 12:00 | 12 | 30 | 32 | 64.04 | 31.28 | 33.08 | 32 | 33.08 | 28.94 | 37.4 | 28 | 34 | 34 | 25 | 39 | 39.02 | 0 | 1 | 0 | 0 | 0 | 0 | 0 | 1 | 1 | 1 | 0 | 1 | 100% | #N/A
2003-12-10 | 12 | 10 | 2018 | 2018-12-10 | 1 | 0 | 13:00 | 13 | 31 | 34 | 62.06 | 33.62 | 35.96 | 33.08 | 32.54 | 30.02 | 37.4 | 28 | 34 | 36 | 27 | 39 | 39.02 | 0 | 1 | 0 | 0 | 0 | 0 | 0 | 1 | 1 | 1 | 0 | 1 | 100% | #N/A
2003-12-10 | 12 | 10 | 2018 | 2018-12-10 | 1 | 0 | 14:00 | 14 | 31 | 35 | 60.08 | 35.6 | 35.06 | 33.98 | 34.34 | 30.02 | 37.4 | 27 | 36 | 34 | 28 | 41 | 39.92 | 0 | 1 | 0 | 0 | 0 | 0 | 0 | 1 | 1 | 1 | 0 | 1 | 100% | #N/A
2003-12-10 | 12 | 10 | 2018 | 2018-12-10 | 1 | 0 | 15:00 | 15 | 30 | 35 | 59 | 36.14 | 33.98 | 35.06 | 32.9 | 28.94 | 35.6 | 28 | 36 | 34 | 28 | 45 | 39.92 | 0 | 1 | 0 | 0 | 0 | 0 | 0 | 1 | 1 | 1 | 0 | 1 | 100% | #N/A
2003-12-10 | 12 | 10 | 2018 | 2018-12-10 | 1 | 0 | 16:00 | 16 | 29 | 33 | 57.92 | 37.22 | 32 | 33.98 | 30.2 | 28.04 | 35.6 | 25 | 35 | 34 | 28 | 46 | 39.02 | 0 | 1 | 0 | 0 | 0 | 0 | 0 | 1 | 1 | 1 | 0 | 1 | 100% | #N/A
2003-12-10 | 12 | 10 | 2018 | 2018-12-10 | 1 | 0 | 17:00 | 17 | 28 | 35 | 57.92 | 37.22 | 30.92 | 33.08 | 27.68 | 26.06 | 32 | 21 | 34 | 30 | 27 | 48 | 37.94 | 0 | 1 | 0 | 0 | 0 | 0 | 0 | 1 | 1 | 1 | 0 | 1 | 100% | #N/A
2003-12-10 | 12 | 10 | 2018 | 2018-12-10 | 1 | 0 | 18:00 | 18 | 27 | 31 | 57.02 | 37.4 | 26.96 | 33.98 | 26.42 | 24.08 | 30.2 | 21 | 32 | 30 | 27 | 50 | 37.04 | 0 | 1 | 0 | 0 | 0 | 1 | 0 | 1 | 1 | 1 | 0 | 1 | 100% | #N/A
2003-12-10 | 12 | 10 | 2018 | 2018-12-10 | 1 | 0 | 19:00 | 19 | 27 | 30 | 57.02 | 37.58 | 28.04 | 33.08 | 25.88 | 23 | 30.2 | 19 | 32 | 28 | 27 | 52 | 37.04 | 0 | 1 | 0 | 0 | 0 | 1 | 0 | 1 | 1 | 1 | 0 | 1 | 100% | #N/A
2003-12-10 | 12 | 10 | 2018 | 2018-12-10 | 1 | 0 | 20:00 | 20 | 26 | 29 | 53.96 | 37.22 | 28.04 | 33.08 | 25.88 | 23 | 30.2 | 19 | 32 | 25 | 26 | 52 | 37.94 | 0 | 1 | 0 | 0 | 0 | 0 | 0 | 1 | 1 | 1 | 0 | 1 | 100% | #N/A
2003-12-10 | 12 | 10 | 2018 | 2018-12-10 | 1 | 0 | 21:00 | 21 | 26 | 31 | 48.02 | 36.5 | 26.06 | 33.08 | 25.52 | 21.92 | 28.4 | 21 | 32 | 23 | 25 | 54 | 37.04 | 0 | 1 | 0 | 0 | 0 | 0 | 0 | 1 | 1 | 1 | 0 | 1 | 100% | #N/A
2003-12-10 | 12 | 10 | 2018 | 2018-12-10 | 1 | 0 | 22:00 | 22 | 25 | 30 | 44.96 | 35.96 | 24.98 | 32 | 24.26 | 21.92 | 26.6 | 21 | 32 | 23 | 24 | 54 | 37.94 | 0 | 1 | 0 | 0 | 0 | 0 | 0 | 1 | 1 | 1 | 0 | 1 | 100% | #N/A
2003-12-10 | 12 | 10 | 2018 | 2018-12-10 | 1 | 0 | 23:00 | 23 | 25 | 28 | 44.06 | 35.78 | 24.08 | 32 | 21.02 | 21.02 | 26.6 | 21 | 32 | 24 | 21 | 50 | 39.02 | 0 | 1 | 0 | 0 | 0 | 0 | 0 | 1 | 1 | 1 | 0 | 1 | 100% | #N/A
2003-12-10 | 12 | 10 | 2018 | 2018-12-10 | 1 | 0 | 24:00 | 24 | 25 | 27 | 42.08 | 36.14 | 24.98 | 32 | 21.2 | 19.94 | 24.8 | 21 | 32 | 24 | 19 | 46 | 37.94 | 0 | 0 | 1 | 0 | 0 | 0 | 0 | 1 | 1 | 1 | 0 | 1 | 100% | #N/A
2003-12-11 | 12 | 11 | 2018 | 2018-12-11 | 2 | 0 | 1:00 | 1 | 25 | 26 | 41 | 36.14 | 23 | 32 | 19.76 | 19.04 | 23 | 21 | 32 | 25 | 18 | 43 | 37.94 | 0 | 0 | 1 | 0 | 0 | 0 | 0 | 1 | 1 | 1 | 0 | 1 | 100% | #N/A
2003-12-11 | 12 | 11 | 2018 | 2018-12-11 | 2 | 0 | 2:00 | 2 | 24 | 27 | 41 | 36.32 | 23 | 32 | 19.94 | 17.96 | 24.8 | 21 | 32 | 21 | 17 | 43 | 39.02 | 0 | 0 | 1 | 0 | 0 | 0 | 0 | 1 | 1 | 1 | 0 | 1 | 100% | #N/A
2003-12-11 | 12 | 11 | 2018 | 2018-12-11 | 2 | 0 | 3:00 | 3 | 24 | 26 | 39.02 | 36.86 | 21.92 | 30.92 | 20.12 | 17.06 | 23 | 21 | 32 | 19 | 15 | 39 | 37.04 | 0 | 0 | 1 | 0 | 0 | 0 | 0 | 1 | 1 | 1 | 0 | 1 | 100% | #N/A
2003-12-11 | 12 | 11 | 2018 | 2018-12-11 | 2 | 0 | 4:00 | 4 | 24 | 22 | 35.96 | 36.86 | 21.02 | 32 | 17.06 | 17.06 | 23 | 21 | 32 | 17 | 14 | 39 | 37.94 | 0 | 0 | 1 | 0 | 0 | 0 | 0 | 1 | 1 | 1 | 0 | 1 | 100% | #N/A
2003-12-11 | 12 | 11 | 2018 | 2018-12-11 | 2 | 0 | 5:00 | 5 | 23 | 24 | 35.06 | 37.04 | 19.94 | 32 | 15.62 | 15.98 | 21.2 | 19 | 31 | 16 | 13 | 37 | 35.06 | 0 | 0 | 1 | 0 | 0 | 0 | 0 | 1 | 1 | 1 | 0 | 1 | 100% | #N/A
2003-12-11 | 12 | 11 | 2018 | 2018-12-11 | 2 | 0 | 6:00 | 6 | 23 | 20 | 33.98 | 37.22 | 19.04 | 33.08 | 13.28 | 15.98 | 21.2 | 21 | 32 | 14 | 12 | 36 | 37.04 | 0 | 0 | 1 | 0 | 0 | 0 | 0 | 1 | 1 | 1 | 0 | 1 | 100% | #N/A
2003-12-11 | 12 | 11 | 2018 | 2018-12-11 | 2 | 0 | 7:00 | 7 | 23 | 22 | 33.08 | 37.04 | 19.04 | 33.08 | 14.54 | 15.08 | 21.2 | 19 | 29 | 12 | 12 | 34 | 37.94 | 0 | 0 | 1 | 0 | 0 | 0 | 0 | 1 | 1 | 1 | 0 | 1 | 100% | #N/A
2003-12-11 | 12 | 11 | 2018 | 2018-12-11 | 2 | 0 | 8:00 | 8 | 23 | 16 | 32 | 37.76 | 21.02 | 35.06 | 16.7 | 15.98 | 21.2 | 21 | 29 | 10 | 10 | 37 | 37.04 | 0 | 1 | 0 | 0 | 0 | 0 | 0 | 1 | 1 | 1 | 0 | 1 | 100% | #N/A
2003-12-11 | 12 | 11 | 2018 | 2018-12-11 | 2 | 0 | 9:00 | 9 | 23 | 24 | 32 | 38.48 | 23 | 39.02 | 21.56 | 17.06 | 23 | 21 | 33 | 12 | 16 | 37 | 39.92 | 0 | 1 | 0 | 0 | 0 | 0 | 0 | 1 | 1 | 1 | 0 | 1 | 100% | #N/A
2003-12-11 | 12 | 11 | 2018 | 2018-12-11 | 2 | 0 | 10:00 | 10 | 26 | 32 | 33.08 | 40.64 | 24.98 | 41 | 22.28 | 17.06 | 23 | 21 | 34 | 18 | 21 | 37 | 41 | 0 | 1 | 0 | 0 | 0 | 0 | 0 | 1 | 1 | 1 | 0 | 1 | 100% | #N/A
2003-12-11 | 12 | 11 | 2018 | 2018-12-11 | 2 | 0 | 11:00 | 11 | 28 | 35 | 33.08 | 42.8 | 26.06 | 42.08 | 24.08 | 19.94 | 26.6 | 27 | 34 | 21 | 27 | 37 | 42.98 | 0 | 1 | 0 | 0 | 0 | 0 | 0 | 1 | 1 | 1 | 0 | 1 | 100% | #N/A
2003-12-11 | 12 | 11 | 2018 | 2018-12-11 | 2 | 0 | 12:00 | 12 | 30 | 37 | 32 | 43.7 | 28.94 | 42.08 | 26.78 | 21.92 | 26.6 | 28 | 33 | 25 | 29 | 39 | 44.06 | 0 | 1 | 0 | 0 | 0 | 0 | 0 | 1 | 1 | 1 | 0 | 1 | 100% | #N/A
2003-12-11 | 12 | 11 | 2018 | 2018-12-11 | 2 | 0 | 13:00 | 13 | 30 | 37 | 35.06 | 43.7 | 28.94 | 42.08 | 29.3 | 21.92 | 28.4 | 30 | 33 | 30 | 30 | 39 | 42.98 | 0 | 1 | 0 | 0 | 0 | 0 | 0 | 1 | 1 | 1 | 0 | 1 | 100% | #N/A
2003-12-11 | 12 | 11 | 2018 | 2018-12-11 | 2 | 0 | 14:00 | 14 | 33 | 37 | 33.98 | 43.7 | 28.94 | 42.08 | 31.1 | 24.08 | 28.4 | 30 | 34 | 34 | 32 | 39 | 42.08 | 0 | 1 | 0 | 0 | 0 | 0 | 0 | 1 | 1 | 1 | 0 | 1 | 100% | #N/A
2003-12-11 | 12 | 11 | 2018 | 2018-12-11 | 2 | 0 | 15:00 | 15 | 32 | 37 | 35.06 | 43.52 | 28.94 | 42.98 | 30.74 | 24.98 | 26.6 | 30 | 33 | 36 | 34 | 39 | 41 | 0 | 1 | 0 | 0 | 0 | 0 | 0 | 1 | 1 | 1 | 0 | 1 | 100% | #N/A
2003-12-11 | 12 | 11 | 2018 | 2018-12-11 | 2 | 0 | 16:00 | 16 | 30 | 37 | 33.08 | 43.34 | 26.96 | 42.08 | 28.04 | 24.08 | 26.6 | 30 | 33 | 32 | 28 | 37 | 39.92 | 0 | 1 | 0 | 0 | 0 | 0 | 0 | 1 | 1 | 1 | 0 | 1 | 100% | #N/A
2003-12-11 | 12 | 11 | 2018 | 2018-12-11 | 2 | 0 | 17:00 | 17 | 29 | 36 | 30.92 | 43.34 | 21.92 | 39.92 | 24.62 | 21.02 | 24.8 | 28 | 33 | 30 | 19 | 37 | 39.02 | 0 | 1 | 0 | 0 | 0 | 0 | 0 | 1 | 1 | 1 | 0 | 1 | 100% | #N/A
2003-12-11 | 12 | 11 | 2018 | 2018-12-11 | 2 | 0 | 18:00 | 18 | 28 | 32 | 28.94 | 43.16 | 23 | 37.94 | 22.64 | 19.94 | 24.8 | 28 | 33 | 28 | 19 | 37 | 37.94 | 0 | 1 | 0 | 0 | 0 | 1 | 0 | 1 | 1 | 1 | 0 | 1 | 100% | #N/A
2003-12-11 | 12 | 11 | 2018 | 2018-12-11 | 2 | 0 | 19:00 | 19 | 27 | 31 | 30.02 | 42.44 | 21.92 | 37.94 | 20.66 | 19.94 | 23 | 28 | 32 | 27 | 19 | 37 | 37.94 | 0 | 1 | 0 | 0 | 0 | 1 | 0 | 1 | 1 | 1 | 0 | 1 | 100% | #N/A
2003-12-11 | 12 | 11 | 2018 | 2018-12-11 | 2 | 0 | 20:00 | 20 | 26 | 31 | 26.06 | 41.36 | 19.94 | 35.96 | 18.68 | 17.96 | 21.2 | 25 | 32 | 25 | 18 | 36 | 37.04 | 0 | 1 | 0 | 0 | 0 | 0 | 0 | 1 | 1 | 1 | 0 | 1 | 100% | #N/A
2003-12-11 | 12 | 11 | 2018 | 2018-12-11 | 2 | 0 | 21:00 | 21 | 27 | 31 | 26.06 | 41.36 | 19.04 | 33.08 | 15.62 | 17.96 | 19.4 | 19 | 32 | 19 | 18 | 34 | 37.04 | 0 | 1 | 0 | 0 | 0 | 0 | 0 | 1 | 1 | 1 | 0 | 1 | 100% | #N/A
2003-12-11 | 12 | 11 | 2018 | 2018-12-11 | 2 | 0 | 22:00 | 22 | 27 | 31 | 28.04 | 40.28 | 17.06 | 30.92 | 14.18 | 17.06 | 19.4 | 19 | 32 | 19 | 18 | 36 | 37.04 | 0 | 1 | 0 | 0 | 0 | 0 | 0 | 1 | 1 | 1 | 0 | 1 | 100% | #N/A
2003-12-11 | 12 | 11 | 2018 | 2018-12-11 | 2 | 0 | 23:00 | 23 | 27 | 30 | 26.96 | 39.56 | 15.08 | 28.94 | 12.92 | 17.96 | 17.6 | 21 | 32 | 18 | 17 | 36 | 37.04 | 0 | 1 | 0 | 0 | 0 | 0 | 0 | 1 | 1 | 1 | 0 | 1 | 100% | #N/A
2003-12-11 | 12 | 11 | 2018 | 2018-12-11 | 2 | 0 | 24:00 | 24 | 26 | 30 | 23 | 39.02 | 15.08 | 28.04 | 11.3 | 15.98 | 14 | 23 | 32 | 19 | 17 | 34 | 37.04 | 0 | 0 | 1 | 0 | 0 | 0 | 0 | 1 | 1 | 1 | 0 | 1 | 100% | #N/A
2003-12-12 | 12 | 12 | 2018 | 2018-12-12 | 3 | 0 | 1:00 | 1 | 26 | 30 | 26.96 | 38.48 | 14 | 30.92 | 9.68 | 15.98 | 12.2 | 25 | 32 | 21 | 17 | 34 | 37.94 | 0 | 0 | 1 | 0 | 0 | 0 | 0 | 1 | 1 | 1 | 0 | 1 | 100% | #N/A
2003-12-12 | 12 | 12 | 2018 | 2018-12-12 | 3 | 0 | 2:00 | 2 | 26 | 29 | 28.94 | 38.84 | 12.92 | 28.94 | 10.04 | 17.06 | 10.4 | 25 | 32 | 21 | 17 | 34 | 37.94 | 0 | 0 | 1 | 0 | 0 | 0 | 0 | 1 | 1 | 1 | 0 | 1 | 100% | #N/A
2003-12-12 | 12 | 12 | 2018 | 2018-12-12 | 3 | 0 | 3:00 | 3 | 27 | 29 | 26.96 | 36.14 | 12.02 | 28.94 | 10.22 | 17.06 | 10.4 | 27 | 32 | 21 | 18 | 34 | 37.94 | 0 | 0 | 1 | 0 | 0 | 0 | 0 | 1 | 1 | 1 | 0 | 1 | 100% | #N/A
2003-12-12 | 12 | 12 | 2018 | 2018-12-12 | 3 | 0 | 4:00 | 4 | 27 | 28 | 26.06 | 35.96 | 12.92 | 26.96 | 7.16 | 17.06 | 12.2 | 27 | 32 | 21 | 18 | 34 | 39.02 | 0 | 0 | 1 | 0 | 0 | 0 | 0 | 1 | 1 | 1 | 0 | 1 | 100% | #N/A
2003-12-12 | 12 | 12 | 2018 | 2018-12-12 | 3 | 0 | 5:00 | 5 | 29 | 28 | 24.98 | 34.88 | 12.92 | 26.96 | 9.86 | 17.06 | 14 | 27 | 33 | 21 | 18 | 34 | 39.02 | 0 | 0 | 1 | 0 | 0 | 0 | 0 | 1 | 1 | 1 | 0 | 1 | 100% | #N/A
2003-12-12 | 12 | 12 | 2018 | 2018-12-12 | 3 | 0 | 6:00 | 6 | 28 | 30 | 24.98 | 34.52 | 10.94 | 24.98 | 9.5 | 17.96 | 8.6 | 27 | 32 | 23 | 19 | 34 | 39.92 | 0 | 0 | 1 | 0 | 0 | 0 | 0 | 1 | 1 | 1 | 0 | 1 | 100% | #N/A
2003-12-12 | 12 | 12 | 2018 | 2018-12-12 | 3 | 0 | 7:00 | 7 | 27 | 31 | 21.02 | 34.7 | 12.02 | 26.96 | 8.24 | 17.06 | 10.4 | 27 | 32 | 23 | 19 | 32 | 37.04 | 0 | 0 | 1 | 0 | 0 | 0 | 0 | 1 | 1 | 1 | 0 | 1 | 100% | #N/A
2003-12-12 | 12 | 12 | 2018 | 2018-12-12 | 3 | 0 | 8:00 | 8 | 27 | 30 | 21.02 | 35.24 | 15.08 | 28.04 | 9.86 | 17.96 | 10.4 | 28 | 32 | 25 | 19 | 34 | 37.04 | 0 | 1 | 0 | 0 | 0 | 0 | 0 | 1 | 1 | 1 | 0 | 1 | 100% | #N/A
2003-12-12 | 12 | 12 | 2018 | 2018-12-12 | 3 | 0 | 9:00 | 9 | 31 | 32 | 26.96 | 35.42 | 19.94 | 33.08 | 17.24 | 21.92 | 19.4 | 28 | 32 | 25 | 21 | 36 | 37.04 | 0 | 1 | 0 | 0 | 0 | 0 | 0 | 1 | 1 | 1 | 0 | 1 | 100% | #N/A
2003-12-12 | 12 | 12 | 2018 | 2018-12-12 | 3 | 0 | 10:00 | 10 | 34 | 34 | 28.94 | 39.02 | 24.98 | 39.02 | 22.82 | 24.98 | 24.8 | 28 | 32 | 27 | 21 | 39 | 39.02 | 0 | 1 | 0 | 0 | 0 | 0 | 0 | 1 | 1 | 1 | 0 | 1 | 100% | #N/A
2003-12-12 | 12 | 12 | 2018 | 2018-12-12 | 3 | 0 | 11:00 | 11 | 36 | 36 | 30.02 | 41.54 | 28.94 | 42.98 | 27.86 | 24.98 | 30.2 | 28 | 33 | 34 | 28 | 41 | 41 | 0 | 1 | 0 | 0 | 0 | 0 | 0 | 1 | 1 | 1 | 0 | 1 | 100% | #N/A
2003-12-12 | 12 | 12 | 2018 | 2018-12-12 | 3 | 0 | 12:00 | 12 | 37 | 37 | 32 | 47.3 | 32 | 46.04 | 29.66 | 28.04 | 32 | 30 | 34 | 34 | 30 | 45 | 41 | 0 | 1 | 0 | 0 | 0 | 0 | 0 | 1 | 1 | 1 | 0 | 1 | 100% | #N/A
2003-12-12 | 12 | 12 | 2018 | 2018-12-12 | 3 | 0 | 13:00 | 13 | 39 | 37 | 32 | 49.46 | 33.98 | 48.02 | 31.1 | 28.94 | 32 | 30 | 34 | 34 | 32 | 45 | 41 | 0 | 1 | 0 | 0 | 0 | 0 | 0 | 1 | 1 | 1 | 0 | 1 | 100% | #N/A
2003-12-12 | 12 | 12 | 2018 | 2018-12-12 | 3 | 0 | 14:00 | 14 | 39 | 36 | 33.08 | 50.36 | 35.06 | 50 | 31.82 | 28.94 | 33.8 | 30 | 36 | 34 | 34 | 45 | 44.06 | 0 | 1 | 0 | 0 | 0 | 0 | 0 | 1 | 1 | 1 | 0 | 1 | 100% | #N/A
2003-12-12 | 12 | 12 | 2018 | 2018-12-12 | 3 | 0 | 15:00 | 15 | 40 | 36 | 32 | 51.98 | 33.98 | 50 | 32 | 28.94 | 32 | 32 | 37 | 32 | 34 | 45 | 44.06 | 0 | 1 | 0 | 0 | 0 | 0 | 0 | 1 | 1 | 1 | 0 | 1 | 100% | #N/A
2003-12-12 | 12 | 12 | 2018 | 2018-12-12 | 3 | 0 | 16:00 | 16 | 39 | 34 | 32 | 51.8 | 33.08 | 48.92 | 30.56 | 28.04 | 32 | 34 | 35 | 30 | 36 | 41 | 42.08 | 0 | 1 | 0 | 0 | 0 | 0 | 0 | 1 | 1 | 1 | 0 | 1 | 100% | #N/A
2003-12-12 | 12 | 12 | 2018 | 2018-12-12 | 3 | 0 | 17:00 | 17 | 36 | 31 | 26.96 | 50.9 | 32 | 46.04 | 30.56 | 28.04 | 32 | 36 | 35 | 30 | 34 | 37 | 39.92 | 0 | 1 | 0 | 0 | 0 | 0 | 0 | 1 | 1 | 1 | 0 | 1 | 100% | #N/A
2003-12-12 | 12 | 12 | 2018 | 2018-12-12 | 3 | 0 | 18:00 | 18 | 34 | 29 | 24.98 | 50.36 | 32 | 44.96 | 30.56 | 26.96 | 30.2 | 34 | 33 | 28 | 34 | 36 | 39.02 | 0 | 1 | 0 | 0 | 0 | 1 | 0 | 1 | 1 | 1 | 0 | 1 | 100% | #N/A
2003-12-12 | 12 | 12 | 2018 | 2018-12-12 | 3 | 0 | 19:00 | 19 | 35 | 26 | 26.06 | 49.82 | 33.08 | 44.06 | 29.84 | 26.96 | 32 | 34 | 31 | 28 | 32 | 34 | 37.94 | 0 | 1 | 0 | 0 | 0 | 1 | 0 | 1 | 1 | 1 | 0 | 1 | 100% | #N/A
2003-12-12 | 12 | 12 | 2018 | 2018-12-12 | 3 | 0 | 20:00 | 20 | 30 | 25 | 24.98 | 48.74 | 33.08 | 42.98 | 30.2 | 26.06 | 32 | 34 | 29 | 25 | 32 | 32 | 37.04 | 0 | 1 | 0 | 0 | 0 | 0 | 0 | 1 | 1 | 1 | 0 | 1 | 100% | #N/A
2003-12-12 | 12 | 12 | 2018 | 2018-12-12 | 3 | 0 | 21:00 | 21 | 30 | 23 | 24.08 | 48.38 | 32 | 42.98 | 28.4 | 26.06 | 32 | 34 | 28 | 21 | 32 | 32 | 35.96 | 0 | 1 | 0 | 0 | 0 | 0 | 0 | 1 | 1 | 1 | 0 | 1 | 100% | #N/A
2003-12-12 | 12 | 12 | 2018 | 2018-12-12 | 3 | 0 | 22:00 | 22 | 33 | 21 | 23 | 48.2 | 32 | 39.92 | 28.4 | 24.98 | 30.2 | 34 | 26 | 19 | 32 | 30 | 35.06 | 0 | 1 | 0 | 0 | 0 | 0 | 0 | 1 | 1 | 1 | 0 | 1 | 100% | #N/A
2003-12-12 | 12 | 12 | 2018 | 2018-12-12 | 3 | 0 | 23:00 | 23 | 34 | 20 | 21.92 | 47.66 | 32 | 37.94 | 28.4 | 24.98 | 32 | 32 | 22 | 18 | 31 | 30 | 33.98 | 0 | 1 | 0 | 0 | 0 | 0 | 0 | 1 | 1 | 1 | 0 | 1 | 100% | #N/A
2003-12-12 | 12 | 12 | 2018 | 2018-12-12 | 3 | 0 | 24:00 | 24 | 31 | 20 | 21.92 | 47.12 | 30.92 | 37.04 | 28.4 | 24.98 | 32 | 32 | 20 | 16 | 30 | 28 | 33.08 | 0 | 0 | 1 | 0 | 0 | 0 | 0 | 1 | 1 | 1 | 0 | 1 | 100% | #N/A
2003-12-13 | 12 | 13 | 2018 | 2018-12-13 | 4 | 0 | 1:00 | 1 | 31 | 18 | 21.02 | 46.76 | 30.02 | 35.6 | 28.4 | 26.06 | 33.44 | 32 | 18 | 12 | 30 | 30 | 32 | 0 | 0 | 1 | 0 | 0 | 0 | 0 | 1 | 1 | 1 | 0 | 1 | 100% | #N/A
2003-12-13 | 12 | 13 | 2018 | 2018-12-13 | 4 | 0 | 2:00 | 2 | 31 | 18 | 21.02 | 46.4 | 30.92 | 35.06 | 28.4 | 24.98 | 34.88 | 32 | 18 | 12 | 30 | 28 | 30.02 | 0 | 0 | 1 | 0 | 0 | 0 | 0 | 1 | 1 | 1 | 0 | 1 | 100% | #N/A
2003-12-13 | 12 | 13 | 2018 | 2018-12-13 | 4 | 0 | 3:00 | 3 | 29 | 16 | 21.02 | 45.86 | 30.92 | 33.08 | 30.2 | 24.98 | 36.32 | 32 | 15 | 9 | 30 | 28 | 30.02 | 0 | 0 | 1 | 0 | 0 | 0 | 0 | 1 | 1 | 1 | 0 | 1 | 100% | #N/A
2003-12-13 | 12 | 13 | 2018 | 2018-12-13 | 4 | 0 | 4:00 | 4 | 29 | 15 | 21.02 | 44.42 | 32 | 35.06 | 28.4 | 26.06 | 37.76 | 30 | 17 | 9 | 30 | 27 | 30.02 | 0 | 0 | 1 | 0 | 0 | 0 | 0 | 1 | 1 | 1 | 0 | 1 | 100% | #N/A
2003-12-13 | 12 | 13 | 2018 | 2018-12-13 | 4 | 0 | 5:00 | 5 | 29 | 14 | 19.94 | 42.98 | 33.08 | 32 | 30.2 | 26.06 | 39.2 | 30 | 16 | 7 | 29 | 27 | 30.02 | 0 | 0 | 1 | 0 | 0 | 0 | 0 | 1 | 1 | 1 | 0 | 1 | 100% | #N/A
2003-12-13 | 12 | 13 | 2018 | 2018-12-13 | 4 | 0 | 6:00 | 6 | 34 | 12 | 21.02 | 41.72 | 37.94 | 33.08 | 30.2 | 26.96 | 39.2 | 28 | 16 | 3 | 30 | 27 | 26.96 | 0 | 0 | 1 | 0 | 0 | 0 | 0 | 1 | 1 | 1 | 0 | 1 | 100% | #N/A
2003-12-13 | 12 | 13 | 2018 | 2018-12-13 | 4 | 0 | 7:00 | 7 | 34 | 9 | 19.94 | 42.08 | 41 | 30.92 | 30.2 | 28.04 | 41 | 28 | 16 | 1 | 30 | 25 | 28.04 | 0 | 0 | 1 | 0 | 0 | 0 | 0 | 1 | 1 | 1 | 0 | 1 | 100% | #N/A
2003-12-13 | 12 | 13 | 2018 | 2018-12-13 | 4 | 0 | 8:00 | 8 | 38 | 8 | 21.92 | 40.64 | 42.98 | 32 | 32 | 30.02 | 41 | 30 | 18 | 3 | 30 | 28 | 30.02 | 0 | 1 | 0 | 0 | 0 | 0 | 0 | 1 | 1 | 1 | 0 | 1 | 100% | #N/A
2003-12-13 | 12 | 13 | 2018 | 2018-12-13 | 4 | 0 | 9:00 | 9 | 38 | 14 | 26.96 | 41.54 | 42.98 | 33.08 | 32 | 32 | 41 | 30 | 20 | 10 | 30 | 34 | 30.92 | 0 | 1 | 0 | 0 | 0 | 0 | 0 | 1 | 1 | 1 | 0 | 1 | 100% | #N/A
2003-12-13 | 12 | 13 | 2018 | 2018-12-13 | 4 | 0 | 10:00 | 10 | 40 | 15 | 33.08 | 41.9 | 42.98 | 35.96 | 32 | 32 | 53.6 | 32 | 23 | 12 | 34 | 39 | 32 | 0 | 1 | 0 | 0 | 0 | 0 | 0 | 1 | 1 | 1 | 0 | 1 | 100% | #N/A
2003-12-13 | 12 | 13 | 2018 | 2018-12-13 | 4 | 0 | 11:00 | 11 | 41 | 17 | 35.06 | 42.8 | 41 | 39.2 | 32 | 37.04 | 53.6 | 32 | 26 | 14 | 34 | 43 | 33.08 | 0 | 1 | 0 | 0 | 0 | 0 | 0 | 1 | 1 | 1 | 0 | 1 | 100% | #N/A
2003-12-13 | 12 | 13 | 2018 | 2018-12-13 | 4 | 0 | 12:00 | 12 | 46 | 19 | 37.04 | 43.16 | 39.92 | 41 | 34.88 | 37.94 | 53.6 | 34 | 28 | 16 | 35 | 45 | 33.98 | 0 | 1 | 0 | 0 | 0 | 0 | 0 | 1 | 1 | 1 | 0 | 1 | 100% | #N/A
2003-12-13 | 12 | 13 | 2018 | 2018-12-13 | 4 | 0 | 13:00 | 13 | 48 | 20 | 41 | 45.32 | 41 | 42.98 | 35.6 | 37.94 | 48.2 | 34 | 28 | 18 | 36 | 45 | 35.96 | 0 | 1 | 0 | 0 | 0 | 0 | 0 | 1 | 1 | 1 | 0 | 1 | 100% | #N/A
2003-12-13 | 12 | 13 | 2018 | 2018-12-13 | 4 | 0 | 14:00 | 14 | 49 | 21 | 39.92 | 44.96 | 41 | 42.08 | 35.6 | 37.4 | 46.4 | 30 | 28 | 18 | 36 | 46 | 37.04 | 0 | 1 | 0 | 0 | 0 | 0 | 0 | 1 | 1 | 1 | 0 | 1 | 100% | #N/A
2003-12-13 | 12 | 13 | 2018 | 2018-12-13 | 4 | 0 | 15:00 | 15 | 49 | 21 | 41 | 45.32 | 41 | 44.06 | 36.68 | 37.04 | 46.4 | 34 | 28 | 18 | 36 | 45 | 37.04 | 0 | 1 | 0 | 0 | 0 | 0 | 0 | 1 | 1 | 1 | 0 | 1 | 100% | #N/A
2003-12-13 | 12 | 13 | 2018 | 2018-12-13 | 4 | 0 | 16:00 | 16 | 47 | 20 | 39.02 | 46.22 | 41 | 44.96 | 38.48 | 37.04 | 44.6 | 34 | 28 | 18 | 34 | 45 | 37.04 | 0 | 1 | 0 | 0 | 0 | 0 | 0 | 1 | 1 | 1 | 0 | 1 | 100% | #N/A
2003-12-13 | 12 | 13 | 2018 | 2018-12-13 | 4 | 0 | 17:00 | 17 | 47 | 20 | 39.02 | 46.76 | 37.94 | 46.04 | 33.8 | 35.06 | 42.8 | 32 | 28 | 14 | 34 | 43 | 37.04 | 0 | 1 | 0 | 0 | 0 | 0 | 0 | 1 | 1 | 1 | 0 | 1 | 100% | #N/A
2003-12-13 | 12 | 13 | 2018 | 2018-12-13 | 4 | 0 | 18:00 | 18 | 46 | 18 | 37.94 | 46.94 | 37.04 | 46.04 | 31.82 | 33.98 | 39.2 | 31 | 28 | 10 | 34 | 43 | 37.94 | 0 | 1 | 0 | 0 | 0 | 1 | 0 | 1 | 1 | 1 | 0 | 1 | 100% | #N/A
2003-12-13 | 12 | 13 | 2018 | 2018-12-13 | 4 | 0 | 19:00 | 19 | 46 | 17 | 37.94 | 47.66 | 35.96 | 46.04 | 31.28 | 33.08 | 37.4 | 30 | 28 | 9 | 34 | 43 | 39.02 | 0 | 1 | 0 | 0 | 0 | 1 | 0 | 1 | 1 | 1 | 0 | 1 | 100% | #N/A
2003-12-13 | 12 | 13 | 2018 | 2018-12-13 | 4 | 0 | 20:00 | 20 | 46 | 15 | 37.94 | 48.2 | 35.06 | 46.04 | 36.32 | 33.98 | 35.6 | 30 | 29 | 3 | 34 | 43 | 37.94 | 0 | 1 | 0 | 0 | 0 | 0 | 0 | 1 | 1 | 1 | 0 | 1 | 100% | #N/A
2003-12-13 | 12 | 13 | 2018 | 2018-12-13 | 4 | 0 | 21:00 | 21 | 45 | 13 | 37.94 | 48.2 | 35.06 | 44.96 | 37.58 | 33.98 | 35.6 | 32 | 29 | 1 | 32 | 43 | 39.92 | 0 | 1 | 0 | 0 | 0 | 0 | 0 | 1 | 1 | 1 | 0 | 1 | 100% | #N/A
2003-12-13 | 12 | 13 | 2018 | 2018-12-13 | 4 | 0 | 22:00 | 22 | 43 | 12 | 39.02 | 46.94 | 35.06 | 39.92 | 37.04 | 32 | 39.2 | 32 | 32 | 0 | 30 | 41 | 41 | 0 | 1 | 0 | 0 | 0 | 0 | 0 | 1 | 1 | 1 | 0 | 1 | 100% | #N/A
2003-12-13 | 12 | 13 | 2018 | 2018-12-13 | 4 | 0 | 23:00 | 23 | 42 | 10 | 37.94 | 46.94 | 33.98 | 39.02 | 35.42 | 33.08 | 39.2 | 32 | 32 | -2 | 29 | 41 | 41 | 0 | 1 | 0 | 0 | 0 | 0 | 0 | 1 | 1 | 1 | 0 | 1 | 100% | #N/A
2003-12-13 | 12 | 13 | 2018 | 2018-12-13 | 4 | 0 | 24:00 | 24 | 40 | 10 | 39.02 | 46.94 | 35.06 | 37.94 | 34.34 | 32 | 37.4 | 34 | 31 | -4 | 29 | 39 | 42.08 | 0 | 0 | 1 | 0 | 0 | 0 | 0 | 1 | 1 | 1 | 0 | 1 | 100% | #N/A
2003-12-14 | 12 | 14 | 2018 | 2018-12-14 | 5 | 0 | 1:00 | 1 | 40 | 9 | 39.02 | 46.58 | 33.98 | 37.94 | 31.82 | 32 | 37.4 | 32 | 30 | -7 | 29 | 39 | 42.08 | 0 | 0 | 1 | 0 | 0 | 0 | 0 | 1 | 1 | 1 | 0 | 1 | 100% | #N/A
2003-12-14 | 12 | 14 | 2018 | 2018-12-14 | 5 | 0 | 2:00 | 2 | 38 | 9 | 41 | 44.96 | 32 | 37.94 | 35.6 | 30.92 | 37.4 | 34 | 30 | -8 | 29 | 39 | 41 | 0 | 0 | 1 | 0 | 0 | 0 | 0 | 1 | 1 | 1 | 0 | 1 | 100% | #N/A
2003-12-14 | 12 | 14 | 2018 | 2018-12-14 | 5 | 0 | 3:00 | 3 | 37 | 7 | 48.02 | 43.16 | 33.98 | 37.94 | 36.32 | 30.92 | 35.6 | 32 | 30 | -9 | 29 | 36 | 37.94 | 0 | 0 | 1 | 0 | 0 | 0 | 0 | 1 | 1 | 1 | 0 | 1 | 100% | #N/A
2003-12-14 | 12 | 14 | 2018 | 2018-12-14 | 5 | 0 | 4:00 | 4 | 36 | 4 | 48.92 | 41.54 | 33.98 | 37.94 | 35.6 | 30.92 | 35.6 | 32 | 30 | -10 | 29 | 34 | 37.04 | 0 | 0 | 1 | 0 | 0 | 0 | 0 | 1 | 1 | 1 | 0 | 1 | 100% | #N/A
2003-12-14 | 12 | 14 | 2018 | 2018-12-14 | 5 | 0 | 5:00 | 5 | 35 | 4 | 53.96 | 41.9 | 33.98 | 37.94 | 34.52 | 30.92 | 33.8 | 32 | 30 | -11 | 29 | 34 | 35.06 | 0 | 0 | 1 | 0 | 0 | 0 | 0 | 1 | 1 | 1 | 0 | 1 | 100% | #N/A
2003-12-14 | 12 | 14 | 2018 | 2018-12-14 | 5 | 0 | 6:00 | 6 | 35 | 4 | 53.96 | 42.98 | 33.08 | 37.94 | 32.36 | 30.02 | 33.8 | 32 | 31 | -12 | 30 | 34 | 35.06 | 0 | 0 | 1 | 0 | 0 | 0 | 0 | 1 | 1 | 1 | 0 | 1 | 100% | #N/A
2003-12-14 | 12 | 14 | 2018 | 2018-12-14 | 5 | 0 | 7:00 | 7 | 35 | 4 | 57.92 | 43.16 | 32 | 39.02 | 28.4 | 30.02 | 33.8 | 32 | 31 | -13 | 30 | 32 | 35.06 | 0 | 0 | 1 | 0 | 0 | 0 | 0 | 1 | 1 | 1 | 0 | 1 | 100% | #N/A
2003-12-14 | 12 | 14 | 2018 | 2018-12-14 | 5 | 0 | 8:00 | 8 | 35 | 3 | 59 | 43.52 | 30.02 | 37.94 | 26.78 | 28.94 | 33.8 | 32 | 32 | -12 | 32 | 34 | 35.06 | 0 | 1 | 0 | 0 | 0 | 0 | 0 | 1 | 1 | 1 | 0 | 1 | 100% | #N/A
2003-12-14 | 12 | 14 | 2018 | 2018-12-14 | 5 | 0 | 9:00 | 9 | 35 | 8 | 59 | 44.78 | 35.06 | 39.02 | 32.9 | 30.92 | 35.6 | 34 | 31 | -6 | 34 | 34 | 37.04 | 0 | 1 | 0 | 0 | 0 | 0 | 0 | 1 | 1 | 1 | 0 | 1 | 100% | #N/A
2003-12-14 | 12 | 14 | 2018 | 2018-12-14 | 5 | 0 | 10:00 | 10 | 37 | 11 | 60.08 | 45.32 | 37.94 | 41 | 36.5 | 33.08 | 37.4 | 34 | 31 | 9 | 34 | 37 | 37.04 | 0 | 1 | 0 | 0 | 0 | 0 | 0 | 1 | 1 | 1 | 0 | 1 | 100% | #N/A
2003-12-14 | 12 | 14 | 2018 | 2018-12-14 | 5 | 0 | 11:00 | 11 | 38 | 15 | 60.08 | 47.84 | 39.92 | 42.08 | 38.12 | 35.06 | 39.2 | 36 | 32 | 16 | 30 | 37 | 37.04 | 0 | 1 | 0 | 0 | 0 | 0 | 0 | 1 | 1 | 1 | 0 | 1 | 100% | #N/A
2003-12-14 | 12 | 14 | 2018 | 2018-12-14 | 5 | 0 | 12:00 | 12 | 38 | 18 | 62.06 | 50 | 41 | 44.06 | 39.56 | 35.06 | 39.2 | 36 | 31 | 16 | 30 | 39 | 35.06 | 0 | 1 | 0 | 0 | 0 | 0 | 0 | 1 | 1 | 1 | 0 | 1 | 100% | #N/A
2003-12-14 | 12 | 14 | 2018 | 2018-12-14 | 5 | 0 | 13:00 | 13 | 38 | 19 | 57.92 | 58.64 | 42.08 | 46.94 | 38.84 | 35.96 | 41 | 36 | 28 | 18 | 27 | 39 | 33.98 | 0 | 1 | 0 | 0 | 0 | 0 | 0 | 1 | 1 | 1 | 0 | 1 | 100% | #N/A
2003-12-14 | 12 | 14 | 2018 | 2018-12-14 | 5 | 0 | 14:00 | 14 | 37 | 20 | 57.02 | 59.54 | 41 | 50 | 40.82 | 35.96 | 41 | 36 | 26 | 19 | 25 | 39 | 33.08 | 0 | 1 | 0 | 0 | 0 | 0 | 0 | 1 | 1 | 1 | 0 | 1 | 100% | #N/A
2003-12-14 | 12 | 14 | 2018 | 2018-12-14 | 5 | 0 | 15:00 | 15 | 37 | 20 | 57.92 | 59.72 | 39.92 | 51.08 | 38.48 | 35.6 | 41 | 36 | 24 | 19 | 25 | 41 | 32 | 0 | 1 | 0 | 0 | 0 | 0 | 0 | 1 | 1 | 1 | 0 | 1 | 100% | #N/A
2003-12-14 | 12 | 14 | 2018 | 2018-12-14 | 5 | 0 | 16:00 | 16 | 36 | 21 | 60.08 | 59.72 | 39.02 | 51.98 | 37.04 | 35.96 | 39.2 | 34 | 23 | 18 | 21 | 41 | 30.02 | 0 | 1 | 0 | 0 | 0 | 0 | 0 | 1 | 1 | 1 | 0 | 1 | 100% | #N/A
2003-12-14 | 12 | 14 | 2018 | 2018-12-14 | 5 | 0 | 17:00 | 17 | 36 | 19 | 60.98 | 56.66 | 37.94 | 50 | 35.24 | 33.98 | 37.4 | 34 | 21 | 18 | 19 | 41 | 28.04 | 0 | 1 | 0 | 0 | 0 | 0 | 0 | 1 | 1 | 1 | 0 | 1 | 100% | #N/A
2003-12-14 | 12 | 14 | 2018 | 2018-12-14 | 5 | 0 | 18:00 | 18 | 33 | 15 | 60.98 | 53.78 | 37.94 | 48.02 | 35.24 | 33.08 | 37.4 | 32 | 20 | 12 | 18 | 41 | 26.96 | 0 | 1 | 0 | 0 | 0 | 1 | 0 | 1 | 1 | 1 | 0 | 1 | 100% | #N/A
2003-12-14 | 12 | 14 | 2018 | 2018-12-14 | 5 | 0 | 19:00 | 19 | 31 | 14 | 62.06 | 52.34 | 37.94 | 46.04 | 35.24 | 33.08 | 35.6 | 32 | 19 | 7 | 18 | 41 | 26.06 | 0 | 1 | 0 | 0 | 0 | 1 | 0 | 1 | 1 | 1 | 0 | 1 | 100% | #N/A
2003-12-14 | 12 | 14 | 2018 | 2018-12-14 | 5 | 0 | 20:00 | 20 | 31 | 15 | 62.06 | 51.26 | 39.02 | 44.96 | 36.14 | 32 | 35.6 | 32 | 18 | 3 | 16 | 41 | 26.06 | 0 | 1 | 0 | 0 | 0 | 0 | 0 | 1 | 1 | 1 | 0 | 1 | 100% | #N/A
2003-12-14 | 12 | 14 | 2018 | 2018-12-14 | 5 | 0 | 21:00 | 21 | 31 | 12 | 60.8 | 49.1 | 37.94 | 42.08 | 35.78 | 32 | 35.6 | 32 | 17 | 1 | 14 | 41 | 24.98 | 0 | 1 | 0 | 0 | 0 | 0 | 0 | 1 | 1 | 1 | 0 | 1 | 100% | #N/A
2003-12-14 | 12 | 14 | 2018 | 2018-12-14 | 5 | 0 | 22:00 | 22 | 33 | 13 | 59 | 47.48 | 37.94 | 39.92 | 35.42 | 32 | 37.4 | 30 | 17 | 0 | 12 | 40 | 24.08 | 0 | 1 | 0 | 0 | 0 | 0 | 0 | 1 | 1 | 1 | 0 | 1 | 100% | #N/A
2003-12-14 | 12 | 14 | 2018 | 2018-12-14 | 5 | 0 | 23:00 | 23 | 33 | 9 | 57.02 | 44.96 | 37.94 | 39.02 | 34.88 | 33.08 | 35.6 | 30 | 14 | -2 | 10 | 40 | 24.08 | 0 | 1 | 0 | 0 | 0 | 0 | 0 | 1 | 1 | 1 | 0 | 1 | 100% | #N/A
2003-12-14 | 12 | 14 | 2018 | 2018-12-14 | 5 | 0 | 24:00 | 24 | 33 | 10 | 55.04 | 43.16 | 37.94 | 37.04 | 34.52 | 33.08 | 37.4 | 30 | 15 | -2 | 9 | 39 | 23 | 0 | 0 | 1 | 0 | 0 | 0 | 0 | 1 | 1 | 1 | 0 | 1 | 100% | #N/A
2003-12-15 | 12 | 15 | 2018 | 2018-12-15 | 6 | 0 | 1:00 | 1 | 33 | 9 | 55.04 | 42.98 | 37.04 | 35.96 | 33.98 | 33.08 | 37.4 | 30 | 14 | -6 | 8 | 39 | 21.92 | 0 | 0 | 1 | 0 | 0 | 0 | 0 | 1 | 1 | 1 | 0 | 1 | 100% | #N/A
2003-12-15 | 12 | 15 | 2018 | 2018-12-15 | 6 | 0 | 2:00 | 2 | 34 | 6 | 53.06 | 41.18 | 37.04 | 35.06 | 33.98 | 30.2 | 39.2 | 32 | 15 | -8 | 8 | 39 | 21.92 | 0 | 0 | 1 | 0 | 0 | 0 | 0 | 1 | 1 | 1 | 0 | 1 | 100% | #N/A
2003-12-15 | 12 | 15 | 2018 | 2018-12-15 | 6 | 0 | 3:00 | 3 | 33 | 3 | 46.94 | 39.92 | 37.94 | 33.98 | 33.8 | 30.92 | 39.2 | 30 | 12 | -8 | 7 | 39 | 21.02 | 0 | 0 | 1 | 0 | 0 | 0 | 0 | 1 | 1 | 1 | 0 | 1 | 100% | #N/A
2003-12-15 | 12 | 15 | 2018 | 2018-12-15 | 6 | 0 | 4:00 | 4 | 33 | 3 | 46.04 | 39.38 | 37.94 | 35.06 | 30.56 | 30.02 | 35.6 | 30 | 11 | -9 | 6 | 37 | 21.02 | 0 | 0 | 1 | 0 | 0 | 0 | 0 | 1 | 1 | 1 | 0 | 1 | 100% | #N/A
2003-12-15 | 12 | 15 | 2018 | 2018-12-15 | 6 | 0 | 5:00 | 5 | 33 | 3 | 46.04 | 39.38 | 35.96 | 35.06 | 30.2 | 28.94 | 35.6 | 30 | 7 | -9 | 5 | 37 | 19.94 | 0 | 0 | 1 | 0 | 0 | 0 | 0 | 1 | 1 | 1 | 0 | 1 | 100% | #N/A
2003-12-15 | 12 | 15 | 2018 | 2018-12-15 | 6 | 0 | 6:00 | 6 | 32 | 3 | 46.04 | 39.2 | 33.98 | 35.06 | 32 | 30.02 | 35.6 | 30 | 5 | -9 | 5 | 36 | 19.94 | 0 | 0 | 1 | 0 | 0 | 0 | 0 | 1 | 1 | 1 | 0 | 1 | 100% | #N/A
2003-12-15 | 12 | 15 | 2018 | 2018-12-15 | 6 | 0 | 7:00 | 7 | 32 | 2 | 46.04 | 39.2 | 33.08 | 35.06 | 32 | 30.02 | 35.6 | 30 | 2 | -10 | 5 | 36 | 19.94 | 0 | 0 | 1 | 0 | 0 | 0 | 0 | 1 | 1 | 1 | 0 | 1 | 100% | #N/A
2003-12-15 | 12 | 15 | 2018 | 2018-12-15 | 6 | 0 | 8:00 | 8 | 36 | 2 | 46.04 | 37.94 | 33.08 | 35.06 | 26.24 | 30.02 | 35.6 | 30 | 2 | -11 | 5 | 34 | 19.94 | 0 | 0 | 1 | 0 | 0 | 0 | 0 | 1 | 1 | 1 | 0 | 1 | 100% | #N/A
2003-12-15 | 12 | 15 | 2018 | 2018-12-15 | 6 | 0 | 9:00 | 9 | 37 | 7 | 46.94 | 37.94 | 35.96 | 35.96 | 26.24 | 32 | 35.6 | 32 | 6 | -6 | 9 | 34 | 21.92 | 0 | 0 | 1 | 0 | 0 | 0 | 0 | 1 | 1 | 1 | 0 | 1 | 100% | #N/A
2003-12-15 | 12 | 15 | 2018 | 2018-12-15 | 6 | 0 | 10:00 | 10 | 38 | 9 | 48.02 | 38.12 | 39.92 | 35.96 | 35.78 | 33.08 | 37.4 | 32 | 9 | 0 | 10 | 34 | 24.98 | 0 | 0 | 1 | 0 | 0 | 0 | 0 | 1 | 1 | 1 | 0 | 1 | 100% | #N/A
2003-12-15 | 12 | 15 | 2018 | 2018-12-15 | 6 | 0 | 11:00 | 11 | 39 | 15 | 48.92 | 37.58 | 41 | 37.04 | 36.14 | 33.98 | 39.2 | 34 | 18 | 7 | 12 | 36 | 26.96 | 0 | 0 | 1 | 0 | 0 | 0 | 0 | 1 | 1 | 1 | 0 | 1 | 100% | #N/A
2003-12-15 | 12 | 15 | 2018 | 2018-12-15 | 6 | 0 | 12:00 | 12 | 40 | 18 | 50 | 37.76 | 41 | 37.04 | 35.24 | 33.98 | 41 | 34 | 22 | 14 | 16 | 36 | 28.04 | 0 | 0 | 1 | 0 | 0 | 0 | 0 | 1 | 1 | 1 | 0 | 1 | 100% | #N/A
2003-12-15 | 12 | 15 | 2018 | 2018-12-15 | 6 | 0 | 13:00 | 13 | 40 | 21 | 48.92 | 37.58 | 41 | 35.6 | 36.5 | 33.08 | 42.8 | 34 | 23 | 21 | 18 | 36 | 30.92 | 0 | 0 | 1 | 0 | 0 | 0 | 0 | 1 | 1 | 1 | 0 | 1 | 100% | #N/A
2003-12-15 | 12 | 15 | 2018 | 2018-12-15 | 6 | 0 | 14:00 | 14 | 42 | 23 | 50 | 39.02 | 39.92 | 35.96 | 34.34 | 32 | 42.8 | 36 | 24 | 21 | 25 | 36 | 32 | 0 | 0 | 1 | 0 | 0 | 0 | 0 | 1 | 1 | 1 | 0 | 1 | 100% | #N/A
2003-12-15 | 12 | 15 | 2018 | 2018-12-15 | 6 | 0 | 15:00 | 15 | 43 | 24 | 48.02 | 37.58 | 37.94 | 35.06 | 34.88 | 32 | 42.8 | 36 | 26 | 21 | 25 | 37 | 32 | 0 | 0 | 1 | 0 | 0 | 0 | 0 | 1 | 1 | 1 | 0 | 1 | 100% | #N/A
2003-12-15 | 12 | 15 | 2018 | 2018-12-15 | 6 | 0 | 16:00 | 16 | 44 | 25 | 46.04 | 37.76 | 35.96 | 35.06 | 32 | 30.02 | 41 | 36 | 25 | 21 | 23 | 37 | 28.94 | 0 | 0 | 1 | 0 | 0 | 0 | 0 | 1 | 1 | 1 | 0 | 1 | 100% | #N/A
2003-12-15 | 12 | 15 | 2018 | 2018-12-15 | 6 | 0 | 17:00 | 17 | 44 | 25 | 44.06 | 37.4 | 33.08 | 35.06 | 27.5 | 28.04 | 37.4 | 34 | 24 | 19 | 19 | 39 | 28.04 | 0 | 0 | 1 | 0 | 0 | 0 | 0 | 1 | 1 | 1 | 0 | 1 | 100% | #N/A
2003-12-15 | 12 | 15 | 2018 | 2018-12-15 | 6 | 0 | 18:00 | 18 | 42 | 25 | 42.98 | 36.86 | 30.02 | 35.6 | 25.16 | 26.06 | 35.6 | 32 | 24 | 19 | 23 | 41 | 26.96 | 0 | 0 | 1 | 0 | 0 | 0 | 0 | 1 | 1 | 1 | 0 | 1 | 100% | #N/A
2003-12-15 | 12 | 15 | 2018 | 2018-12-15 | 6 | 0 | 19:00 | 19 | 44 | 24 | 41 | 36.86 | 28.94 | 33.98 | 22.82 | 24.98 | 32 | 32 | 24 | 19 | 18 | 41 | 26.96 | 0 | 0 | 1 | 0 | 0 | 0 | 0 | 1 | 1 | 1 | 0 | 1 | 100% | #N/A
2003-12-15 | 12 | 15 | 2018 | 2018-12-15 | 6 | 0 | 20:00 | 20 | 43 | 21 | 39.02 | 36.86 | 28.04 | 33.98 | 23 | 24.08 | 30.2 | 32 | 23 | 19 | 12 | 39 | 26.06 | 0 | 0 | 1 | 0 | 0 | 0 | 0 | 1 | 1 | 1 | 0 | 1 | 100% | #N/A
2003-12-15 | 12 | 15 | 2018 | 2018-12-15 | 6 | 0 | 21:00 | 21 | 43 | 23 | 37.94 | 37.04 | 26.06 | 33.08 | 19.22 | 21.02 | 28.4 | 34 | 19 | 18 | 10 | 39 | 24.08 | 0 | 0 | 1 | 0 | 0 | 0 | 0 | 1 | 1 | 1 | 0 | 1 | 100% | #N/A
2003-12-15 | 12 | 15 | 2018 | 2018-12-15 | 6 | 0 | 22:00 | 22 | 43 | 24 | 37.04 | 37.22 | 24.08 | 32 | 19.4 | 21.02 | 26.6 | 32 | 20 | 18 | 10 | 41 | 24.08 | 0 | 0 | 1 | 0 | 0 | 0 | 0 | 1 | 1 | 1 | 0 | 1 | 100% | #N/A
2003-12-15 | 12 | 15 | 2018 | 2018-12-15 | 6 | 0 | 23:00 | 23 | 44 | 24 | 35.96 | 36.68 | 24.98 | 32 | 24.44 | 23 | 26.6 | 30 | 19 | 19 | 8 | 41 | 24.08 | 0 | 0 | 1 | 0 | 0 | 0 | 0 | 1 | 1 | 1 | 0 | 1 | 100% | #N/A
2003-12-15 | 12 | 15 | 2018 | 2018-12-15 | 6 | 0 | 24:00 | 24 | 43 | 23 | 33.98 | 36.14 | 24.08 | 33.98 | 27.14 | 24.98 | 24.8 | 28 | 17 | 19 | 8 | 43 | 23 | 0 | 0 | 1 | 0 | 0 | 0 | 0 | 1 | 1 | 1 | 0 | 1 | 100% | #N/A
2003-12-16 | 12 | 16 | 2018 | 2018-12-16 | 7 | 0 | 1:00 | 1 | 43 | 23 | 33.98 | 36.14 | 26.06 | 33.08 | 27.14 | 26.96 | 24.8 | 32 | 15 | 19 | 8 | 43 | 19.94 | 0 | 0 | 1 | 0 | 0 | 0 | 0 | 1 | 1 | 1 | 0 | 1 | 100% | #N/A
2003-12-16 | 12 | 16 | 2018 | 2018-12-16 | 7 | 0 | 2:00 | 2 | 41 | 26 | 33.98 | 35.78 | 30.02 | 33.08 | 28.04 | 26.06 | 24.8 | 30 | 17 | 19 | 8 | 43 | 21.92 | 0 | 0 | 1 | 0 | 0 | 0 | 0 | 1 | 1 | 1 | 0 | 1 | 100% | #N/A
2003-12-16 | 12 | 16 | 2018 | 2018-12-16 | 7 | 0 | 3:00 | 3 | 37 | 28 | 33.08 | 35.78 | 30.02 | 33.98 | 27.86 | 24.98 | 33.8 | 30 | 18 | 21 | 8 | 39 | 21.92 | 0 | 0 | 1 | 0 | 0 | 0 | 0 | 1 | 1 | 1 | 0 | 1 | 100% | #N/A
2003-12-16 | 12 | 16 | 2018 | 2018-12-16 | 7 | 0 | 4:00 | 4 | 37 | 29 | 33.98 | 35.78 | 30.02 | 33.08 | 24.98 | 24.08 | 33.8 | 30 | 18 | 25 | 8 | 37 | 23 | 0 | 0 | 1 | 0 | 0 | 0 | 0 | 1 | 1 | 1 | 0 | 1 | 100% | #N/A
2003-12-16 | 12 | 16 | 2018 | 2018-12-16 | 7 | 0 | 5:00 | 5 | 36 | 32 | 33.08 | 35.42 | 28.94 | 32 | 26.24 | 24.08 | 30.2 | 27 | 18 | 25 | 8 | 39 | 23 | 0 | 0 | 1 | 0 | 0 | 0 | 0 | 1 | 1 | 1 | 0 | 1 | 100% | #N/A
2003-12-16 | 12 | 16 | 2018 | 2018-12-16 | 7 | 0 | 6:00 | 6 | 35 | 33 | 32 | 34.7 | 28.04 | 30.92 | 24.62 | 23 | 30.2 | 25 | 18 | 27 | 8 | 39 | 24.08 | 0 | 0 | 1 | 0 | 0 | 0 | 0 | 1 | 1 | 1 | 0 | 1 | 100% | #N/A
2003-12-16 | 12 | 16 | 2018 | 2018-12-16 | 7 | 0 | 7:00 | 7 | 36 | 33 | 32 | 33.8 | 28.04 | 30.02 | 24.44 | 21.92 | 32 | 18 | 19 | 27 | 9 | 39 | 24.98 | 0 | 0 | 1 | 0 | 0 | 0 | 0 | 1 | 1 | 1 | 0 | 1 | 100% | #N/A
2003-12-16 | 12 | 16 | 2018 | 2018-12-16 | 7 | 0 | 8:00 | 8 | 36 | 34 | 32 | 32.9 | 26.96 | 30.02 | 24.8 | 19.04 | 30.2 | 25 | 19 | 28 | 9 | 39 | 28.94 | 0 | 0 | 1 | 0 | 0 | 0 | 0 | 1 | 1 | 1 | 0 | 1 | 100% | #N/A
2003-12-16 | 12 | 16 | 2018 | 2018-12-16 | 7 | 0 | 9:00 | 9 | 39 | 36 | 33.08 | 32.9 | 26.06 | 30.92 | 21.74 | 19.04 | 30.2 | 25 | 23 | 28 | 12 | 41 | 30.02 | 0 | 0 | 1 | 0 | 0 | 0 | 0 | 1 | 1 | 1 | 0 | 1 | 100% | #N/A
2003-12-16 | 12 | 16 | 2018 | 2018-12-16 | 7 | 0 | 10:00 | 10 | 43 | 37 | 33.98 | 33.98 | 26.96 | 32 | 22.82 | 19.04 | 28.4 | 32 | 29 | 32 | 18 | 43 | 32 | 0 | 0 | 1 | 0 | 0 | 0 | 0 | 1 | 1 | 1 | 0 | 1 | 100% | #N/A
2003-12-16 | 12 | 16 | 2018 | 2018-12-16 | 7 | 0 | 11:00 | 11 | 45 | 36.0639 | 33.98 | 35.24 | 26.06 | 33.08 | 22.46 | 19.94 | 28.4 | 34 | 32 | 34 | 25 | 45 | 33.98 | 0 | 0 | 1 | 0 | 0 | 0 | 0 | 1 | 1 | 1 | 0 | 1 | 100% | #N/A
2003-12-16 | 12 | 16 | 2018 | 2018-12-16 | 7 | 0 | 12:00 | 12 | 47 | 36.0639 | 35.06 | 34.7 | 26.96 | 33.98 | 20.66 | 19.04 | 24.8 | 36 | 32 | 36 | 28 | 48 | 37.04 | 0 | 0 | 1 | 0 | 0 | 0 | 0 | 1 | 1 | 1 | 0 | 1 | 100% | #N/A
2003-12-16 | 12 | 16 | 2018 | 2018-12-16 | 7 | 0 | 13:00 | 13 | 47 | 38 | 35.06 | 36.5 | 26.06 | 33.08 | 21.92 | 17.96 | 26.6 | 36 | 33 | 34 | 33 | 48 | 37.94 | 0 | 0 | 1 | 0 | 0 | 0 | 0 | 1 | 1 | 1 | 0 | 1 | 100% | #N/A
2003-12-16 | 12 | 16 | 2018 | 2018-12-16 | 7 | 0 | 14:00 | 14 | 48 | 40 | 35.96 | 35.78 | 21.2 | 33.08 | 21.2 | 15.98 | 26.6 | 36 | 33 | 34 | 37 | 45 | 39.02 | 0 | 0 | 1 | 0 | 0 | 0 | 0 | 1 | 1 | 1 | 0 | 1 | 100% | #N/A
2003-12-16 | 12 | 16 | 2018 | 2018-12-16 | 7 | 0 | 15:00 | 15 | 48 | 42 | 35.96 | 36.14 | 21.02 | 32 | 19.4 | 17.06 | 23 | 36 | 33 | 30 | 41 | 45 | 39.02 | 0 | 0 | 1 | 0 | 0 | 0 | 0 | 1 | 1 | 1 | 0 | 1 | 100% | #N/A
2003-12-16 | 12 | 16 | 2018 | 2018-12-16 | 7 | 0 | 16:00 | 16 | 47 | 39 | 35.06 | 35.42 | 21.02 | 30.92 | 18.14 | 15.08 | 21.2 | 34 | 30 | 32 | 39 | 43 | 37.94 | 0 | 0 | 1 | 0 | 0 | 0 | 0 | 1 | 1 | 1 | 0 | 1 | 100% | #N/A
2003-12-16 | 12 | 16 | 2018 | 2018-12-16 | 7 | 0 | 17:00 | 17 | 40 | 37 | 32 | 34.34 | 19.04 | 28.94 | 18.14 | 14 | 19.4 | 30 | 29 | 32 | 32 | 41 | 33.98 | 0 | 0 | 1 | 0 | 0 | 0 | 0 | 1 | 1 | 1 | 0 | 1 | 100% | #N/A
2003-12-16 | 12 | 16 | 2018 | 2018-12-16 | 7 | 0 | 18:00 | 18 | 41 | 38 | 32 | 33.44 | 17.96 | 28.04 | 18.32 | 14 | 17.6 | 28 | 29 | 30 | 27 | 39 | 30.92 | 0 | 0 | 1 | 0 | 0 | 0 | 0 | 1 | 1 | 1 | 0 | 1 | 100% | #N/A
2003-12-16 | 12 | 16 | 2018 | 2018-12-16 | 7 | 0 | 19:00 | 19 | 42 | 36 | 30.02 | 32.9 | 19.04 | 26.96 | 18.5 | 14 | 19.4 | 28 | 27 | 28 | 25 | 39 | 28.94 | 0 | 0 | 1 | 0 | 0 | 0 | 0 | 1 | 1 | 1 | 0 | 1 | 100% | #N/A
2003-12-16 | 12 | 16 | 2018 | 2018-12-16 | 7 | 0 | 20:00 | 20 | 42 | 36 | 30.92 | 31.46 | 19.04 | 24.98 | 19.4 | 14 | 19.4 | 27 | 28 | 30 | 24 | 39 | 28.94 | 0 | 0 | 1 | 0 | 0 | 0 | 0 | 1 | 1 | 1 | 0 | 1 | 100% | #N/A
2003-12-16 | 12 | 16 | 2018 | 2018-12-16 | 7 | 0 | 21:00 | 21 | 38 | 34 | 30.02 | 29.84 | 19.04 | 24.08 | 17.6 | 15.08 | 19.4 | 27 | 27 | 30 | 22 | 39 | 28.94 | 0 | 0 | 1 | 0 | 0 | 0 | 0 | 1 | 1 | 1 | 0 | 1 | 100% | #N/A
2003-12-16 | 12 | 16 | 2018 | 2018-12-16 | 7 | 0 | 22:00 | 22 | 36 | 34 | 30.92 | 29.12 | 19.04 | 23 | 17.78 | 14 | 19.4 | 28 | 26 | 28 | 21 | 39 | 30.92 | 0 | 0 | 1 | 0 | 0 | 0 | 0 | 1 | 1 | 1 | 0 | 1 | 100% | #N/A
2003-12-16 | 12 | 16 | 2018 | 2018-12-16 | 7 | 0 | 23:00 | 23 | 35 | 31 | 30.02 | 27.86 | 15.98 | 21.02 | 15.8 | 12.92 | 19.4 | 28 | 27 | 28 | 20 | 37 | 30.02 | 0 | 0 | 1 | 0 | 0 | 0 | 0 | 1 | 1 | 1 | 0 | 1 | 100% | #N/A
2003-12-16 | 12 | 16 | 2018 | 2018-12-16 | 7 | 0 | 24:00 | 24 | 38 | 32 | 30.92 | 26.42 | 12.02 | 19.94 | 12.74 | 10.94 | 19.4 | 30 | 28 | 27 | 19 | 36 | 32 | 0 | 0 | 1 | 0 | 0 | 0 | 0 | 1 | 1 | 1 | 0 | 1 | 100% | #N/A
2003-12-17 | 12 | 17 | 2018 | 2018-12-17 | 1 | 0 | 1:00 | 1 | 45 | 32 | 32 | 24.62 | 8.06 | 19.04 | 10.58 | 6.08 | 19.4 | 30 | 28 | 25 | 18 | 36 | 35.96 | 0 | 0 | 1 | 0 | 0 | 0 | 0 | 1 | 1 | 1 | 0 | 1 | 100% | #N/A
2003-12-17 | 12 | 17 | 2018 | 2018-12-17 | 1 | 0 | 2:00 | 2 | 44 | 30 | 32 | 23.54 | 6.08 | 17.96 | 8.42 | 3.92 | 17.6 | 30 | 27 | 21 | 18 | 36 | 35.96 | 0 | 0 | 1 | 0 | 0 | 0 | 0 | 1 | 1 | 1 | 0 | 1 | 100% | #N/A
2003-12-17 | 12 | 17 | 2018 | 2018-12-17 | 1 | 0 | 3:00 | 3 | 44 | 31 | 32 | 22.46 | 5 | 17.06 | 6.8 | 1.94 | 15.8 | 30 | 27 | 25 | 18 | 34 | 35.96 | 0 | 0 | 1 | 0 | 0 | 0 | 0 | 1 | 1 | 1 | 0 | 1 | 100% | #N/A
2003-12-17 | 12 | 17 | 2018 | 2018-12-17 | 1 | 0 | 4:00 | 4 | 43.0979 | 28 | 33.08 | 21.02 | 3.02 | 15.98 | 5.72 | 1.04 | 12.2 | 30 | 26 | 25 | 17 | 34 | 35.96 | 0 | 0 | 1 | 0 | 0 | 0 | 0 | 1 | 1 | 1 | 0 | 1 | 100% | #N/A
2003-12-17 | 12 | 17 | 2018 | 2018-12-17 | 1 | 0 | 5:00 | 5 | 43 | 25 | 33.08 | 20.3 | 3.02 | 15.08 | 4.82 | -0.04 | 8.6 | 30 | 28 | 23 | 17 | 36 | 35.06 | 0 | 0 | 1 | 0 | 0 | 0 | 0 | 1 | 1 | 1 | 0 | 1 | 100% | #N/A
2003-12-17 | 12 | 17 | 2018 | 2018-12-17 | 1 | 0 | 6:00 | 6 | 42 | 27 | 32 | 19.76 | 1.94 | 15.08 | 4.82 | -0.94 | 8.6 | 32 | 29 | 21 | 18 | 34 | 35.96 | 0 | 0 | 1 | 0 | 0 | 0 | 0 | 1 | 1 | 1 | 0 | 1 | 100% | #N/A
2003-12-17 | 12 | 17 | 2018 | 2018-12-17 | 1 | 0 | 7:00 | 7 | 42 | 24 | 28.94 | 19.04 | 1.94 | 14 | 4.1 | -0.04 | 6.8 | 32 | 27 | 21 | 18 | 34 | 32 | 0 | 0 | 1 | 0 | 0 | 0 | 0 | 1 | 1 | 1 | 0 | 1 | 100% | #N/A
2003-12-17 | 12 | 17 | 2018 | 2018-12-17 | 1 | 0 | 8:00 | 8 | 40 | 27 | 28.94 | 18.68 | 3.02 | 15.08 | 4.64 | 1.04 | 6.8 | 32 | 26 | 21 | 16 | 34 | 30.92 | 0 | 1 | 0 | 0 | 0 | 0 | 0 | 1 | 1 | 1 | 0 | 1 | 100% | #N/A
2003-12-17 | 12 | 17 | 2018 | 2018-12-17 | 1 | 0 | 9:00 | 9 | 42 | 29 | 30.02 | 18.32 | 3.92 | 15.98 | 7.16 | 3.02 | 6.8 | 32 | 26 | 28 | 25 | 37 | 30.92 | 0 | 1 | 0 | 0 | 0 | 0 | 0 | 1 | 1 | 1 | 0 | 1 | 100% | #N/A
2003-12-17 | 12 | 17 | 2018 | 2018-12-17 | 1 | 0 | 10:00 | 10 | 43 | 32 | 30.92 | 18.68 | 6.08 | 17.96 | 9.5 | 5 | 8.6 | 34 | 26 | 28 | 27 | 39 | 30.92 | 0 | 1 | 0 | 0 | 0 | 0 | 0 | 1 | 1 | 1 | 0 | 1 | 100% | #N/A
2003-12-17 | 12 | 17 | 2018 | 2018-12-17 | 1 | 0 | 11:00 | 11 | 44 | 34 | 30.92 | 19.58 | 8.96 | 19.04 | 14 | 8.06 | 10.4 | 34 | 27 | 32 | 30 | 41 | 30.92 | 0 | 1 | 0 | 0 | 0 | 0 | 0 | 1 | 1 | 1 | 0 | 1 | 100% | #N/A
2003-12-17 | 12 | 17 | 2018 | 2018-12-17 | 1 | 0 | 12:00 | 12 | 44 | 36 | 32 | 21.2 | 10.04 | 21.92 | 17.6 | 10.94 | 12.2 | 37 | 27 | 34 | 36 | 43 | 32 | 0 | 1 | 0 | 0 | 0 | 0 | 0 | 1 | 1 | 1 | 0 | 1 | 100% | #N/A
2003-12-17 | 12 | 17 | 2018 | 2018-12-17 | 1 | 0 | 13:00 | 13 | 44 | 37 | 32 | 22.82 | 12.02 | 23 | 19.76 | 12.92 | 14 | 37 | 27 | 34 | 43 | 41 | 32 | 0 | 1 | 0 | 0 | 0 | 0 | 0 | 1 | 1 | 1 | 0 | 1 | 100% | #N/A
2003-12-17 | 12 | 17 | 2018 | 2018-12-17 | 1 | 0 | 14:00 | 14 | 42 | 38 | 30.92 | 23.18 | 15.08 | 24.08 | 21.02 | 15.08 | 15.8 | 37 | 26 | 34 | 45 | 43 | 33.08 | 0 | 1 | 0 | 0 | 0 | 0 | 0 | 1 | 1 | 1 | 0 | 1 | 100% | #N/A
2003-12-17 | 12 | 17 | 2018 | 2018-12-17 | 1 | 0 | 15:00 | 15 | 42 | 38 | 32 | 26.42 | 17.06 | 24.08 | 19.94 | 15.98 | 19.4 | 36 | 26 | 34 | 45 | 39 | 32 | 0 | 1 | 0 | 0 | 0 | 0 | 0 | 1 | 1 | 1 | 0 | 1 | 100% | #N/A
2003-12-17 | 12 | 17 | 2018 | 2018-12-17 | 1 | 0 | 16:00 | 16 | 40 | 36 | 33.08 | 26.78 | 15.98 | 24.08 | 18.5 | 15.08 | 19.4 | 37 | 25 | 32 | 37 | 37 | 30.92 | 0 | 1 | 0 | 0 | 0 | 0 | 0 | 1 | 1 | 1 | 0 | 1 | 100% | #N/A
2003-12-17 | 12 | 17 | 2018 | 2018-12-17 | 1 | 0 | 17:00 | 17 | 38 | 35 | 35.06 | 26.96 | 15.08 | 23 | 17.24 | 14 | 17.6 | 34 | 23 | 32 | 30 | 36 | 28.94 | 0 | 1 | 0 | 0 | 0 | 0 | 0 | 1 | 1 | 1 | 0 | 1 | 100% | #N/A
2003-12-17 | 12 | 17 | 2018 | 2018-12-17 | 1 | 0 | 18:00 | 18 | 37 | 30 | 35.96 | 26.6 | 14 | 24.08 | 16.16 | 14 | 15.8 | 36 | 20 | 30 | 28 | 34 | 28.94 | 0 | 1 | 0 | 0 | 0 | 1 | 0 | 1 | 1 | 1 | 0 | 1 | 100% | #N/A
2003-12-17 | 12 | 17 | 2018 | 2018-12-17 | 1 | 0 | 19:00 | 19 | 36 | 32 | 35.96 | 27.14 | 15.08 | 23 | 14.72 | 12.92 | 15.8 | 34 | 16 | 28 | 27 | 34 | 26.06 | 0 | 1 | 0 | 0 | 0 | 1 | 0 | 1 | 1 | 1 | 0 | 1 | 100% | #N/A
2003-12-17 | 12 | 17 | 2018 | 2018-12-17 | 1 | 0 | 20:00 | 20 | 35 | 31 | 35.96 | 27.32 | 15.08 | 24.08 | 14.72 | 12.02 | 14 | 36 | 15 | 25 | 25 | 34 | 26.96 | 0 | 1 | 0 | 0 | 0 | 0 | 0 | 1 | 1 | 1 | 0 | 1 | 100% | #N/A
2003-12-17 | 12 | 17 | 2018 | 2018-12-17 | 1 | 0 | 21:00 | 21 | 35 | 25 | 35.06 | 29.12 | 15.98 | 23 | 12.38 | 12.02 | 12.2 | 34 | 14 | 23 | 23 | 32 | 24.98 | 0 | 1 | 0 | 0 | 0 | 0 | 0 | 1 | 1 | 1 | 0 | 1 | 100% | #N/A
2003-12-17 | 12 | 17 | 2018 | 2018-12-17 | 1 | 0 | 22:00 | 22 | 34 | 23 | 33.08 | 30.02 | 17.96 | 23 | 16.7 | 12.92 | 12.2 | 34 | 11 | 27 | 25 | 30 | 24.08 | 0 | 1 | 0 | 0 | 0 | 0 | 0 | 1 | 1 | 1 | 0 | 1 | 100% | #N/A
2003-12-17 | 12 | 17 | 2018 | 2018-12-17 | 1 | 0 | 23:00 | 23 | 34 | 21 | 32 | 30.92 | 19.04 | 24.08 | 16.7 | 14 | 12.2 | 36 | 13 | 23 | 22 | 30 | 26.06 | 0 | 1 | 0 | 0 | 0 | 0 | 0 | 1 | 1 | 1 | 0 | 1 | 100% | #N/A
2003-12-17 | 12 | 17 | 2018 | 2018-12-17 | 1 | 0 | 24:00 | 24 | 34 | 20 | 32 | 29.66 | 19.94 | 26.06 | 17.24 | 15.08 | 14 | 36 | 17 | 25 | 21 | 30 | 26.96 | 0 | 0 | 1 | 0 | 0 | 0 | 0 | 1 | 1 | 1 | 0 | 1 | 100% | #N/A
2003-12-18 | 12 | 18 | 2018 | 2018-12-18 | 2 | 0 | 1:00 | 1 | 34 | 23 | 32 | 29.84 | 19.94 | 21.02 | 18.68 | 15.98 | 17.6 | 43 | 20 | 23 | 20 | 28 | 26.96 | 0 | 0 | 1 | 0 | 0 | 0 | 0 | 1 | 1 | 1 | 0 | 1 | 100% | #N/A
2003-12-18 | 12 | 18 | 2018 | 2018-12-18 | 2 | 0 | 2:00 | 2 | 33 | 22 | 32 | 30.38 | 21.02 | 19.4 | 19.4 | 17.06 | 21.2 | 37 | 15 | 21 | 19 | 28 | 28.04 | 0 | 0 | 1 | 0 | 0 | 0 | 0 | 1 | 1 | 1 | 0 | 1 | 100% | #N/A
2003-12-18 | 12 | 18 | 2018 | 2018-12-18 | 2 | 0 | 3:00 | 3 | 32 | 22 | 32 | 31.28 | 21.92 | 19.04 | 19.4 | 17.06 | 23 | 37 | 15 | 21 | 18 | 28 | 26.06 | 0 | 0 | 1 | 0 | 0 | 0 | 0 | 1 | 1 | 1 | 0 | 1 | 100% | #N/A
2003-12-18 | 12 | 18 | 2018 | 2018-12-18 | 2 | 0 | 4:00 | 4 | 31 | 21 | 30.92 | 31.64 | 21.92 | 17.96 | 19.4 | 17.06 | 24.8 | 36 | 16 | 21 | 17 | 27 | 24.08 | 0 | 0 | 1 | 0 | 0 | 0 | 0 | 1 | 1 | 1 | 0 | 1 | 100% | #N/A
2003-12-18 | 12 | 18 | 2018 | 2018-12-18 | 2 | 0 | 5:00 | 5 | 30 | 22 | 32 | 32 | 21.2 | 17.96 | 19.4 | 17.06 | 24.8 | 36 | 15 | 21 | 16 | 27 | 21.92 | 0 | 0 | 1 | 0 | 0 | 0 | 0 | 1 | 1 | 1 | 0 | 1 | 100% | #N/A
2003-12-18 | 12 | 18 | 2018 | 2018-12-18 | 2 | 0 | 6:00 | 6 | 30 | 22 | 32 | 32.18 | 23 | 17.06 | 21.2 | 17.06 | 26.6 | 34 | 14 | 21 | 16 | 27 | 24.08 | 0 | 0 | 1 | 0 | 0 | 0 | 0 | 1 | 1 | 1 | 0 | 1 | 100% | #N/A
2003-12-18 | 12 | 18 | 2018 | 2018-12-18 | 2 | 0 | 7:00 | 7 | 29 | 22 | 32 | 32.18 | 24.98 | 17.96 | 21.2 | 17.06 | 26.6 | 34 | 13 | 19 | 16 | 25 | 28.04 | 0 | 0 | 1 | 0 | 0 | 0 | 0 | 1 | 1 | 1 | 0 | 1 | 100% | #N/A
2003-12-18 | 12 | 18 | 2018 | 2018-12-18 | 2 | 0 | 8:00 | 8 | 28 | 23 | 33.08 | 26.24 | 24.98 | 17.96 | 21.2 | 17.06 | 28.4 | 34 | 11 | 19 | 17 | 25 | 28.04 | 0 | 1 | 0 | 0 | 0 | 0 | 0 | 1 | 1 | 1 | 0 | 1 | 100% | #N/A
2003-12-18 | 12 | 18 | 2018 | 2018-12-18 | 2 | 0 | 9:00 | 9 | 30 | 24 | 33.98 | 26.06 | 24.98 | 19.04 | 22.82 | 17.96 | 32 | 36 | 14 | 18 | 19 | 28 | 28.04 | 0 | 1 | 0 | 0 | 0 | 0 | 0 | 1 | 1 | 1 | 0 | 1 | 100% | #N/A
2003-12-18 | 12 | 18 | 2018 | 2018-12-18 | 2 | 0 | 10:00 | 10 | 31 | 27 | 35.06 | 25.88 | 24.98 | 19.04 | 22.82 | 19.94 | 33.8 | 36 | 24 | 21 | 28 | 30 | 30.02 | 0 | 1 | 0 | 0 | 0 | 0 | 0 | 1 | 1 | 1 | 0 | 1 | 100% | #N/A
2003-12-18 | 12 | 18 | 2018 | 2018-12-18 | 2 | 0 | 11:00 | 11 | 33 | 29 | 35.96 | 23 | 26.96 | 19.04 | 23.36 | 21.02 | 33.8 | 37 | 24 | 27 | 34 | 34 | 30.02 | 0 | 1 | 0 | 0 | 0 | 0 | 0 | 1 | 1 | 1 | 0 | 1 | 100% | #N/A
2003-12-18 | 12 | 18 | 2018 | 2018-12-18 | 2 | 0 | 12:00 | 12 | 35 | 31 | 37.04 | 21.92 | 32 | 19.04 | 23 | 21.92 | 37.4 | 39 | 25 | 32 | 36 | 34 | 28.94 | 0 | 1 | 0 | 0 | 0 | 0 | 0 | 1 | 1 | 1 | 0 | 1 | 100% | #N/A
2003-12-18 | 12 | 18 | 2018 | 2018-12-18 | 2 | 0 | 13:00 | 13 | 37 | 33 | 37.94 | 22.28 | 33.98 | 19.94 | 23 | 23 | 41 | 41 | 23 | 34 | 41 | 34 | 26.06 | 0 | 1 | 0 | 0 | 0 | 0 | 0 | 1 | 1 | 1 | 0 | 1 | 100% | #N/A
2003-12-18 | 12 | 18 | 2018 | 2018-12-18 | 2 | 0 | 14:00 | 14 | 36 | 34 | 37.94 | 22.64 | 32 | 21.02 | 23 | 24.08 | 42.8 | 46 | 20 | 34 | 41 | 34 | 26.96 | 0 | 1 | 0 | 0 | 0 | 0 | 0 | 1 | 1 | 1 | 0 | 1 | 100% | #N/A
2003-12-18 | 12 | 18 | 2018 | 2018-12-18 | 2 | 0 | 15:00 | 15 | 36 | 35 | 37.94 | 23.72 | 32 | 21.02 | 24.26 | 28.04 | 46.4 | 43 | 18 | 34 | 45 | 34 | 24.98 | 0 | 1 | 0 | 0 | 0 | 0 | 0 | 1 | 1 | 1 | 0 | 1 | 100% | #N/A
2003-12-18 | 12 | 18 | 2018 | 2018-12-18 | 2 | 0 | 16:00 | 16 | 35 | 35 | 35.96 | 24.08 | 32 | 21.92 | 24.8 | 28.94 | 44.6 | 39 | 16 | 32 | 36 | 30 | 23 | 0 | 1 | 0 | 0 | 0 | 0 | 0 | 1 | 1 | 1 | 0 | 1 | 100% | #N/A
2003-12-18 | 12 | 18 | 2018 | 2018-12-18 | 2 | 0 | 17:00 | 17 | 35 | 32 | 35.06 | 23.72 | 30.02 | 21.92 | 25.7 | 28.94 | 42.8 | 36 | 14 | 28 | 32 | 27 | 19.94 | 0 | 1 | 0 | 0 | 0 | 0 | 0 | 1 | 1 | 1 | 0 | 1 | 100% | #N/A
2003-12-18 | 12 | 18 | 2018 | 2018-12-18 | 2 | 0 | 18:00 | 18 | 34 | 30 | 35.06 | 23.36 | 28.94 | 23 | 24.8 | 28.94 | 41 | 36 | 12 | 28 | 28 | 27 | 17.06 | 0 | 1 | 0 | 0 | 0 | 1 | 0 | 1 | 1 | 1 | 0 | 1 | 100% | #N/A
2003-12-18 | 12 | 18 | 2018 | 2018-12-18 | 2 | 0 | 19:00 | 19 | 34 | 31 | 33.08 | 23.54 | 28.94 | 23 | 26.6 | 28.94 | 39.2 | 34 | 11 | 25 | 28 | 27 | 15.98 | 0 | 1 | 0 | 0 | 0 | 1 | 0 | 1 | 1 | 1 | 0 | 1 | 100% | #N/A
2003-12-18 | 12 | 18 | 2018 | 2018-12-18 | 2 | 0 | 20:00 | 20 | 33 | 25 | 30.92 | 23.9 | 28.04 | 23 | 26.6 | 28.94 | 39.2 | 36 | 10 | 21 | 28 | 27 | 15.08 | 0 | 1 | 0 | 0 | 0 | 0 | 0 | 1 | 1 | 1 | 0 | 1 | 100% | #N/A
2003-12-18 | 12 | 18 | 2018 | 2018-12-18 | 2 | 0 | 21:00 | 21 | 28 | 27 | 30.02 | 23.54 | 28.94 | 24.08 | 26.6 | 30.92 | 41 | 36 | 9 | 19 | 26 | 25 | 15.08 | 0 | 1 | 0 | 0 | 0 | 0 | 0 | 1 | 1 | 1 | 0 | 1 | 100% | #N/A
2003-12-18 | 12 | 18 | 2018 | 2018-12-18 | 2 | 0 | 22:00 | 22 | 27 | 24 | 26.96 | 23.54 | 30.02 | 24.08 | 28.4 | 30.92 | 41 | 34 | 8 | 21 | 25 | 25 | 12.92 | 0 | 1 | 0 | 0 | 0 | 0 | 0 | 1 | 1 | 1 | 0 | 1 | 100% | #N/A
2003-12-18 | 12 | 18 | 2018 | 2018-12-18 | 2 | 0 | 23:00 | 23 | 25 | 23 | 26.06 | 23.72 | 32 | 24.08 | 28.4 | 32 | 39.2 | 34 | 6 | 21 | 24 | 23 | 10.94 | 0 | 1 | 0 | 0 | 0 | 0 | 0 | 1 | 1 | 1 | 0 | 1 | 100% | #N/A
2003-12-18 | 12 | 18 | 2018 | 2018-12-18 | 2 | 0 | 24:00 | 24 | 25 | 26 | 24.08 | 23.72 | 33.08 | 24.98 | 29.84 | 33.08 | 41 | 37 | 4 | 21 | 25 | 23 | 8.96 | 0 | 0 | 1 | 0 | 0 | 0 | 0 | 1 | 1 | 1 | 0 | 1 | 100% | #N/A
2003-12-19 | 12 | 19 | 2018 | 2018-12-19 | 3 | 0 | 1:00 | 1 | 24 | 26 | 21.92 | 23.72 | 33.98 | 24.08 | 32 | 33.98 | 46.4 | 36 | 0 | 21 | 25 | 23 | 10.04 | 0 | 0 | 1 | 0 | 0 | 0 | 0 | 1 | 1 | 1 | 0 | 1 | 100% | #N/A
2003-12-19 | 12 | 19 | 2018 | 2018-12-19 | 3 | 0 | 2:00 | 2 | 23 | 26 | 21.92 | 23.54 | 37.04 | 24.08 | 33.8 | 35.06 | 48.2 | 34 | 2 | 21 | 26 | 19 | 10.94 | 0 | 0 | 1 | 0 | 0 | 0 | 0 | 1 | 1 | 1 | 0 | 1 | 100% | #N/A
2003-12-19 | 12 | 19 | 2018 | 2018-12-19 | 3 | 0 | 3:00 | 3 | 22 | 24 | 17.96 | 23.54 | 37.04 | 24.98 | 35.6 | 35.06 | 48.2 | 34 | 2 | 19 | 27 | 19 | 10.94 | 0 | 0 | 1 | 0 | 0 | 0 | 0 | 1 | 1 | 1 | 0 | 1 | 100% | #N/A
2003-12-19 | 12 | 19 | 2018 | 2018-12-19 | 3 | 0 | 4:00 | 4 | 22 | 23 | 17.06 | 23.72 | 39.02 | 24.08 | 35.6 | 37.94 | 51.8 | 34 | 0 | 18 | 28 | 19 | 12.92 | 0 | 0 | 1 | 0 | 0 | 0 | 0 | 1 | 1 | 1 | 0 | 1 | 100% | #N/A
2003-12-19 | 12 | 19 | 2018 | 2018-12-19 | 3 | 0 | 5:00 | 5 | 22 | 21 | 15.98 | 23.72 | 39.02 | 24.08 | 36.32 | 39.02 | 53.6 | 34 | -1 | 18 | 28 | 18 | 12.02 | 0 | 0 | 1 | 0 | 0 | 0 | 0 | 1 | 1 | 1 | 0 | 1 | 100% | #N/A
2003-12-19 | 12 | 19 | 2018 | 2018-12-19 | 3 | 0 | 6:00 | 6 | 22 | 23 | 15.08 | 23.9 | 44.06 | 24.98 | 35.6 | 39.02 | 51.8 | 34 | -1 | 19 | 30 | 18 | 12.02 | 0 | 0 | 1 | 0 | 0 | 0 | 0 | 1 | 1 | 1 | 0 | 1 | 100% | #N/A
2003-12-19 | 12 | 19 | 2018 | 2018-12-19 | 3 | 0 | 7:00 | 7 | 23 | 24 | 15.08 | 24.08 | 44.06 | 24.08 | 35.6 | 42.08 | 53.6 | 32 | -2 | 18 | 30 | 16 | 12.02 | 0 | 0 | 1 | 0 | 0 | 0 | 0 | 1 | 1 | 1 | 0 | 1 | 100% | #N/A
2003-12-19 | 12 | 19 | 2018 | 2018-12-19 | 3 | 0 | 8:00 | 8 | 24 | 25 | 15.08 | 24.44 | 48.92 | 24.08 | 33.8 | 46.04 | 55.4 | 34 | -8 | 16 | 28 | 16 | 12.92 | 0 | 1 | 0 | 0 | 0 | 0 | 0 | 1 | 1 | 1 | 0 | 1 | 100% | #N/A
2003-12-19 | 12 | 19 | 2018 | 2018-12-19 | 3 | 0 | 9:00 | 9 | 26 | 26 | 17.06 | 24.62 | 48.92 | 24.98 | 39.02 | 48.2 | 57.2 | 34 | 0 | 19 | 30 | 21 | 15.98 | 0 | 1 | 0 | 0 | 0 | 0 | 0 | 1 | 1 | 1 | 0 | 1 | 100% | #N/A
2003-12-19 | 12 | 19 | 2018 | 2018-12-19 | 3 | 0 | 10:00 | 10 | 29 | 28 | 19.04 | 24.62 | 51.98 | 26.96 | 44.42 | 48.92 | 59 | 34 | 2 | 27 | 34 | 25 | 19.04 | 0 | 1 | 0 | 0 | 0 | 0 | 0 | 1 | 1 | 1 | 0 | 1 | 100% | #N/A
2003-12-19 | 12 | 19 | 2018 | 2018-12-19 | 3 | 0 | 11:00 | 11 | 31 | 30 | 21.02 | 24.8 | 53.96 | 26.96 | 45.86 | 48.92 | 60.8 | 34 | 5 | 28 | 36 | 28 | 21.02 | 0 | 1 | 0 | 0 | 0 | 0 | 0 | 1 | 1 | 1 | 0 | 1 | 100% | #N/A
2003-12-19 | 12 | 19 | 2018 | 2018-12-19 | 3 | 0 | 12:00 | 12 | 33 | 30 | 21.92 | 25.52 | 55.94 | 26.96 | 46.76 | 50 | 59 | 34 | 11 | 28 | 39 | 32 | 21.92 | 0 | 1 | 0 | 0 | 0 | 0 | 0 | 1 | 1 | 1 | 0 | 1 | 100% | #N/A
2003-12-19 | 12 | 19 | 2018 | 2018-12-19 | 3 | 0 | 13:00 | 13 | 35 | 31 | 24.08 | 25.88 | 55.94 | 28.04 | 46.76 | 51.08 | 59 | 34 | 14 | 28 | 46 | 32 | 24.98 | 0 | 1 | 0 | 0 | 0 | 0 | 0 | 1 | 1 | 1 | 0 | 1 | 100% | #N/A
2003-12-19 | 12 | 19 | 2018 | 2018-12-19 | 3 | 0 | 14:00 | 14 | 36 | 31 | 24.98 | 26.24 | 57.02 | 28.94 | 46.04 | 51.08 | 59 | 34 | 17 | 27 | 47 | 34 | 26.06 | 0 | 1 | 0 | 0 | 0 | 0 | 0 | 1 | 1 | 1 | 0 | 1 | 100% | #N/A
2003-12-19 | 12 | 19 | 2018 | 2018-12-19 | 3 | 0 | 15:00 | 15 | 36 | 31 | 26.06 | 26.6 | 57.02 | 30.02 | 37.4 | 51.08 | 55.4 | 32 | 18 | 27 | 46 | 32 | 26.06 | 0 | 1 | 0 | 0 | 0 | 0 | 0 | 1 | 1 | 1 | 0 | 1 | 100% | #N/A
2003-12-19 | 12 | 19 | 2018 | 2018-12-19 | 3 | 0 | 16:00 | 16 | 36 | 29 | 24.98 | 27.14 | 48.02 | 30.02 | 38.3 | 37.94 | 55.4 | 32 | 19 | 27 | 45 | 30 | 24.98 | 0 | 1 | 0 | 0 | 0 | 0 | 0 | 1 | 1 | 1 | 0 | 1 | 100% | #N/A
2003-12-19 | 12 | 19 | 2018 | 2018-12-19 | 3 | 0 | 17:00 | 17 | 34 | 27 | 23 | 27.5 | 44.6 | 26.96 | 36.32 | 35.96 | 55.4 | 30 | 18 | 25 | 42 | 28 | 23 | 0 | 1 | 0 | 0 | 0 | 0 | 0 | 1 | 1 | 1 | 0 | 1 | 100% | #N/A
2003-12-19 | 12 | 19 | 2018 | 2018-12-19 | 3 | 0 | 18:00 | 18 | 32 | 27 | 21.92 | 27.86 | 44.06 | 24.08 | 34.7 | 33.98 | 48.2 | 30 | 12 | 23 | 41 | 27 | 19.94 | 0 | 1 | 0 | 0 | 0 | 1 | 0 | 1 | 1 | 1 | 0 | 1 | 100% | #N/A
2003-12-19 | 12 | 19 | 2018 | 2018-12-19 | 3 | 0 | 19:00 | 19 | 31 | 25 | 21.02 | 28.4 | 41 | 24.08 | 32.9 | 32 | 44.6 | 30 | 10 | 23 | 37 | 27 | 19.94 | 0 | 1 | 0 | 0 | 0 | 1 | 0 | 1 | 1 | 1 | 0 | 1 | 100% | #N/A
2003-12-19 | 12 | 19 | 2018 | 2018-12-19 | 3 | 0 | 20:00 | 20 | 30 | 25 | 21.02 | 27.14 | 39.02 | 21.02 | 32.18 | 30.92 | 42.8 | 30 | 10 | 23 | 43 | 25 | 19.94 | 0 | 1 | 0 | 0 | 0 | 0 | 0 | 1 | 1 | 1 | 0 | 1 | 100% | #N/A
2003-12-19 | 12 | 19 | 2018 | 2018-12-19 | 3 | 0 | 21:00 | 21 | 29 | 24 | 19.94 | 25.7 | 37.04 | 19.94 | 31.1 | 30.02 | 41 | 30 | 11 | 21 | 43 | 23 | 19.04 | 0 | 1 | 0 | 0 | 0 | 0 | 0 | 1 | 1 | 1 | 0 | 1 | 100% | #N/A
2003-12-19 | 12 | 19 | 2018 | 2018-12-19 | 3 | 0 | 22:00 | 22 | 27 | 23 | 19.94 | 24.8 | 35.06 | 17.06 | 28.76 | 28.04 | 39.2 | 30 | 15 | 21 | 41 | 21 | 17.96 | 0 | 1 | 0 | 0 | 0 | 0 | 0 | 1 | 1 | 1 | 0 | 1 | 100% | #N/A
2003-12-19 | 12 | 19 | 2018 | 2018-12-19 | 3 | 0 | 23:00 | 23 | 27 | 23 | 19.04 | 24.8 | 33.08 | 15.98 | 28.22 | 26.06 | 37.4 | 28 | 5 | 21 | 39 | 19 | 17.96 | 0 | 1 | 0 | 0 | 0 | 0 | 0 | 1 | 1 | 1 | 0 | 1 | 100% | #N/A
2003-12-19 | 12 | 19 | 2018 | 2018-12-19 | 3 | 0 | 24:00 | 24 | 26 | 22 | 17.96 | 24.62 | 30.92 | 17.06 | 26.06 | 24.98 | 35.6 | 28 | 5 | 21 | 38 | 18 | 17.06 | 0 | 0 | 1 | 0 | 0 | 0 | 0 | 1 | 1 | 1 | 0 | 1 | 100% | #N/A
2003-12-20 | 12 | 20 | 2018 | 2018-12-20 | 4 | 0 | 1:00 | 1 | 26 | 21 | 17.96 | 24.08 | 30.92 | 15.08 | 24.98 | 24.08 | 33.8 | 28 | -1 | 19 | 37 | 19 | 15.98 | 0 | 0 | 1 | 0 | 0 | 0 | 0 | 1 | 1 | 1 | 0 | 1 | 100% | #N/A
2003-12-20 | 12 | 20 | 2018 | 2018-12-20 | 4 | 0 | 2:00 | 2 | 25 | 21 | 17.96 | 23.54 | 30.02 | 12.92 | 23.72 | 23 | 32 | 25 | 0 | 19 | 36 | 19 | 15.08 | 0 | 0 | 1 | 0 | 0 | 0 | 0 | 1 | 1 | 1 | 0 | 1 | 100% | #N/A
2003-12-20 | 12 | 20 | 2018 | 2018-12-20 | 4 | 0 | 3:00 | 3 | 26 | 19 | 17.96 | 23.54 | 28.94 | 10.94 | 21.92 | 21.92 | 32 | 23 | 0 | 18 | 35 | 19 | 15.08 | 0 | 0 | 1 | 0 | 0 | 0 | 0 | 1 | 1 | 1 | 0 | 1 | 100% | #N/A
2003-12-20 | 12 | 20 | 2018 | 2018-12-20 | 4 | 0 | 4:00 | 4 | 26 | 19 | 19.04 | 22.82 | 26.96 | 12.02 | 19.94 | 21.02 | 30.2 | 25 | 1 | 12 | 35 | 18 | 10.94 | 0 | 0 | 1 | 0 | 0 | 0 | 0 | 1 | 1 | 1 | 0 | 1 | 100% | #N/A
2003-12-20 | 12 | 20 | 2018 | 2018-12-20 | 4 | 0 | 5:00 | 5 | 27 | 18 | 17.96 | 22.64 | 23 | 6.98 | 19.58 | 19.94 | 28.4 | 25 | -1 | 10 | 34 | 18 | 12.92 | 0 | 0 | 1 | 0 | 0 | 0 | 0 | 1 | 1 | 1 | 0 | 1 | 100% | #N/A
2003-12-20 | 12 | 20 | 2018 | 2018-12-20 | 4 | 0 | 6:00 | 6 | 26 | 17 | 17.96 | 22.46 | 21.02 | 10.04 | 18.86 | 19.04 | 28.4 | 23 | -2 | 10 | 34 | 19 | 12.92 | 0 | 0 | 1 | 0 | 0 | 0 | 0 | 1 | 1 | 1 | 0 | 1 | 100% | #N/A
2003-12-20 | 12 | 20 | 2018 | 2018-12-20 | 4 | 0 | 7:00 | 7 | 26 | 18 | 17.06 | 21.38 | 19.94 | 6.98 | 17.6 | 17.06 | 28.4 | 21 | -5 | 9 | 34 | 18 | 12.92 | 0 | 0 | 1 | 0 | 0 | 0 | 0 | 1 | 1 | 1 | 0 | 1 | 100% | #N/A
2003-12-20 | 12 | 20 | 2018 | 2018-12-20 | 4 | 0 | 8:00 | 8 | 27 | 18 | 19.04 | 21.02 | 19.04 | 8.06 | 16.88 | 15.98 | 28.4 | 19 | -3 | 9 | 34 | 21 | 15.08 | 0 | 1 | 0 | 0 | 0 | 0 | 0 | 1 | 1 | 1 | 0 | 1 | 100% | #N/A
2003-12-20 | 12 | 20 | 2018 | 2018-12-20 | 4 | 0 | 9:00 | 9 | 30 | 20 | 21.02 | 20.84 | 17.96 | 14 | 16.7 | 15.98 | 26.6 | 19 | 2 | 12 | 34 | 25 | 19.04 | 0 | 1 | 0 | 0 | 0 | 0 | 0 | 1 | 1 | 1 | 0 | 1 | 100% | #N/A
2003-12-20 | 12 | 20 | 2018 | 2018-12-20 | 4 | 0 | 10:00 | 10 | 30 | 23 | 24.08 | 23 | 17.96 | 19.04 | 18.5 | 17.06 | 24.8 | 19 | 12 | 21 | 27 | 30 | 24.08 | 0 | 1 | 0 | 0 | 0 | 0 | 0 | 1 | 1 | 1 | 0 | 1 | 100% | #N/A
2003-12-20 | 12 | 20 | 2018 | 2018-12-20 | 4 | 0 | 11:00 | 11 | 32 | 26 | 26.06 | 24.98 | 19.94 | 23 | 20.12 | 19.4 | 23 | 21 | 17 | 28 | 37 | 32 | 28.04 | 0 | 1 | 0 | 0 | 0 | 0 | 0 | 1 | 1 | 1 | 0 | 1 | 100% | #N/A
2003-12-20 | 12 | 20 | 2018 | 2018-12-20 | 4 | 0 | 12:00 | 12 | 32 | 30 | 28.04 | 28.76 | 23 | 24.98 | 21.38 | 19.94 | 26.6 | 21 | 23 | 28 | 37 | 34 | 28.94 | 0 | 1 | 0 | 0 | 0 | 0 | 0 | 1 | 1 | 1 | 0 | 1 | 100% | #N/A
2003-12-20 | 12 | 20 | 2018 | 2018-12-20 | 4 | 0 | 13:00 | 13 | 32 | 30 | 30.92 | 29.48 | 24.08 | 28.04 | 20.48 | 21.92 | 28.4 | 23 | 26 | 28 | 37 | 36 | 30.02 | 0 | 1 | 0 | 0 | 0 | 0 | 0 | 1 | 1 | 1 | 0 | 1 | 100% | #N/A
2003-12-20 | 12 | 20 | 2018 | 2018-12-20 | 4 | 0 | 14:00 | 14 | 33 | 31 | 33.08 | 29.12 | 23 | 30.02 | 21.92 | 21.02 | 26.6 | 21 | 26 | 28 | 37 | 36 | 28.94 | 0 | 1 | 0 | 0 | 0 | 0 | 0 | 1 | 1 | 1 | 0 | 1 | 100% | #N/A
2003-12-20 | 12 | 20 | 2018 | 2018-12-20 | 4 | 0 | 15:00 | 15 | 33 | 30 | 33.98 | 29.3 | 21.92 | 28.94 | 22.28 | 21.02 | 26.6 | 21 | 26 | 28 | 36 | 36 | 28.04 | 0 | 1 | 0 | 0 | 0 | 0 | 0 | 1 | 1 | 1 | 0 | 1 | 100% | #N/A
2003-12-20 | 12 | 20 | 2018 | 2018-12-20 | 4 | 0 | 16:00 | 16 | 31 | 29 | 33.08 | 30.56 | 19.94 | 30.02 | 21.2 | 19.94 | 26.6 | 19 | 25 | 27 | 34 | 39 | 28.04 | 0 | 1 | 0 | 0 | 0 | 0 | 0 | 1 | 1 | 1 | 0 | 1 | 100% | #N/A
2003-12-20 | 12 | 20 | 2018 | 2018-12-20 | 4 | 0 | 17:00 | 17 | 32 | 28 | 30.02 | 30.74 | 19.94 | 28.94 | 18.86 | 19.04 | 24.8 | 19 | 22 | 27 | 32 | 41 | 28.04 | 0 | 1 | 0 | 0 | 0 | 0 | 0 | 1 | 1 | 1 | 0 | 1 | 100% | #N/A
2003-12-20 | 12 | 20 | 2018 | 2018-12-20 | 4 | 0 | 18:00 | 18 | 34 | 27 | 28.04 | 31.1 | 17.96 | 28.04 | 15.08 | 17.96 | 26.6 | 19 | 21 | 27 | 30 | 41 | 28.94 | 0 | 1 | 0 | 0 | 0 | 1 | 0 | 1 | 1 | 1 | 0 | 1 | 100% | #N/A
2003-12-20 | 12 | 20 | 2018 | 2018-12-20 | 4 | 0 | 19:00 | 19 | 36 | 27 | 26.06 | 30.74 | 17.06 | 28.04 | 11.84 | 17.06 | 24.8 | 18 | 21 | 25 | 28 | 41 | 28.04 | 0 | 1 | 0 | 0 | 0 | 1 | 0 | 1 | 1 | 1 | 0 | 1 | 100% | #N/A
2003-12-20 | 12 | 20 | 2018 | 2018-12-20 | 4 | 0 | 20:00 | 20 | 39 | 25 | 26.06 | 30.2 | 19.04 | 28.04 | 10.22 | 15.98 | 24.8 | 18 | 19 | 21 | 28 | 43 | 26.96 | 0 | 1 | 0 | 0 | 0 | 0 | 0 | 1 | 1 | 1 | 0 | 1 | 100% | #N/A
2003-12-20 | 12 | 20 | 2018 | 2018-12-20 | 4 | 0 | 21:00 | 21 | 38 | 25 | 24.98 | 29.84 | 19.04 | 28.04 | 7.52 | 15.08 | 24.8 | 18 | 19 | 21 | 25 | 43 | 26.06 | 0 | 1 | 0 | 0 | 0 | 0 | 0 | 1 | 1 | 1 | 0 | 1 | 100% | #N/A
2003-12-20 | 12 | 20 | 2018 | 2018-12-20 | 4 | 0 | 22:00 | 22 | 38 | 24 | 24.08 | 29.84 | 19.94 | 24.98 | 6.62 | 14 | 24.8 | 18 | 20 | 21 | 24 | 45 | 24.98 | 0 | 1 | 0 | 0 | 0 | 0 | 0 | 1 | 1 | 1 | 0 | 1 | 100% | #N/A
2003-12-20 | 12 | 20 | 2018 | 2018-12-20 | 4 | 0 | 23:00 | 23 | 40 | 23 | 21.92 | 30.38 | 17.06 | 21.92 | 6.26 | 14 | 24.8 | 18 | 20 | 16 | 21 | 45 | 24.98 | 0 | 1 | 0 | 0 | 0 | 0 | 0 | 1 | 1 | 1 | 0 | 1 | 100% | #N/A
2003-12-20 | 12 | 20 | 2018 | 2018-12-20 | 4 | 0 | 24:00 | 24 | 41 | 22 | 17.96 | 29.84 | 19.04 | 19.04 | 4.28 | 14 | 24.8 | 18 | 19 | 16 | 20 | 46 | 24.98 | 0 | 0 | 1 | 0 | 0 | 0 | 0 | 1 | 1 | 1 | 0 | 1 | 100% | #N/A
2003-12-21 | 12 | 21 | 2018 | 2018-12-21 | 5 | 0 | 1:00 | 1 | 42 | 21 | 19.94 | 30.02 | 19.04 | 23 | 3.92 | 15.08 | 24.8 | 18 | 17 | 14 | 18 | 46 | 24.98 | 0 | 0 | 1 | 0 | 0 | 0 | 0 | 1 | 1 | 1 | 0 | 1 | 100% | #N/A
2003-12-21 | 12 | 21 | 2018 | 2018-12-21 | 5 | 0 | 2:00 | 2 | 42 | 20 | 19.04 | 30.2 | 17.96 | 19.94 | 1.4 | 14 | 23 | 16 | 17 | 18 | 17 | 46 | 24.08 | 0 | 0 | 1 | 0 | 0 | 0 | 0 | 1 | 1 | 1 | 0 | 1 | 100% | #N/A
2003-12-21 | 12 | 21 | 2018 | 2018-12-21 | 5 | 0 | 3:00 | 3 | 43 | 18 | 17.96 | 30.02 | 15.8 | 24.08 | 1.04 | 12.92 | 23 | 16 | 15 | 14 | 16 | 43 | 24.08 | 0 | 0 | 1 | 0 | 0 | 0 | 0 | 1 | 1 | 1 | 0 | 1 | 100% | #N/A
2003-12-21 | 12 | 21 | 2018 | 2018-12-21 | 5 | 0 | 4:00 | 4 | 43.0894 | 18 | 15.98 | 29.66 | 15.08 | 23 | 0.32 | 12.92 | 23 | 14 | 11 | 10 | 15 | 43 | 24.08 | 0 | 0 | 1 | 0 | 0 | 0 | 0 | 1 | 1 | 1 | 0 | 1 | 100% | #N/A
2003-12-21 | 12 | 21 | 2018 | 2018-12-21 | 5 | 0 | 5:00 | 5 | 43.0894 | 17 | 15.98 | 28.58 | 15.98 | 21.92 | -0.4 | 12.92 | 23 | 14 | 10 | 9 | 13 | 43 | 24.08 | 0 | 0 | 1 | 0 | 0 | 0 | 0 | 1 | 1 | 1 | 0 | 1 | 100% | #N/A
2003-12-21 | 12 | 21 | 2018 | 2018-12-21 | 5 | 0 | 6:00 | 6 | 43 | 14 | 17.06 | 29.3 | 15.98 | 21.92 | -0.76 | 15.08 | 23 | 10 | 11 | 7 | 13 | 41 | 21.92 | 0 | 0 | 1 | 0 | 0 | 0 | 0 | 1 | 1 | 1 | 0 | 1 | 100% | #N/A
2003-12-21 | 12 | 21 | 2018 | 2018-12-21 | 5 | 0 | 7:00 | 7 | 43 | 14 | 15.98 | 29.48 | 15.98 | 21.92 | -0.22 | 14 | 23 | 3 | 10 | 5 | 12 | 39 | 21.92 | 0 | 0 | 1 | 0 | 0 | 0 | 0 | 1 | 1 | 1 | 0 | 1 | 100% | #N/A
2003-12-21 | 12 | 21 | 2018 | 2018-12-21 | 5 | 0 | 8:00 | 8 | 44 | 15 | 17.96 | 29.66 | 15.98 | 19.94 | -1.12 | 14 | 23 | 1 | 7 | 3 | 10 | 39 | 21.92 | 0 | 1 | 0 | 0 | 0 | 0 | 0 | 1 | 1 | 1 | 0 | 1 | 100% | #N/A
2003-12-21 | 12 | 21 | 2018 | 2018-12-21 | 5 | 0 | 9:00 | 9 | 43 | 19 | 23 | 29.66 | 15.98 | 23 | 4.46 | 19.94 | 23 | 7 | 13 | 7 | 16 | 41 | 23 | 0 | 1 | 0 | 0 | 0 | 0 | 0 | 1 | 1 | 1 | 0 | 1 | 100% | #N/A
2003-12-21 | 12 | 21 | 2018 | 2018-12-21 | 5 | 0 | 10:00 | 10 | 43 | 22 | 26.6 | 32 | 19.04 | 26.06 | 9.5 | 21.02 | 26.6 | 12 | 15 | 10 | 18 | 45 | 23 | 0 | 1 | 0 | 0 | 0 | 0 | 0 | 1 | 1 | 1 | 0 | 1 | 100% | #N/A
2003-12-21 | 12 | 21 | 2018 | 2018-12-21 | 5 | 0 | 11:00 | 11 | 47 | 24 | 28.04 | 33.08 | 23 | 28.04 | 14.36 | 24.08 | 30.2 | 19 | 19 | 18 | 22 | 46 | 26.96 | 0 | 1 | 0 | 0 | 0 | 0 | 0 | 1 | 1 | 1 | 0 | 1 | 100% | #N/A
2003-12-21 | 12 | 21 | 2018 | 2018-12-21 | 5 | 0 | 12:00 | 12 | 46 | 27 | 32 | 33.8 | 30.02 | 30.92 | 18.68 | 24.08 | 35.6 | 25 | 23 | 21 | 25 | 46 | 28.94 | 0 | 1 | 0 | 0 | 0 | 0 | 0 | 1 | 1 | 1 | 0 | 1 | 100% | #N/A
2003-12-21 | 12 | 21 | 2018 | 2018-12-21 | 5 | 0 | 13:00 | 13 | 45 | 29 | 33.98 | 33.8 | 30.92 | 30.92 | 23 | 26.06 | 39.2 | 25 | 25 | 25 | 27 | 43 | 30.02 | 0 | 1 | 0 | 0 | 0 | 0 | 0 | 1 | 1 | 1 | 0 | 1 | 100% | #N/A
2003-12-21 | 12 | 21 | 2018 | 2018-12-21 | 5 | 0 | 14:00 | 14 | 44 | 29 | 35.96 | 35.42 | 33.8 | 33.98 | 25.88 | 28.04 | 39.2 | 25 | 25 | 25 | 30 | 41 | 30.02 | 0 | 1 | 0 | 0 | 0 | 0 | 0 | 1 | 1 | 1 | 0 | 1 | 100% | #N/A
2003-12-21 | 12 | 21 | 2018 | 2018-12-21 | 5 | 0 | 15:00 | 15 | 43 | 30 | 35.96 | 35.78 | 33.08 | 33.98 | 28.76 | 28.04 | 37.4 | 25 | 25 | 27 | 27 | 39 | 28.04 | 0 | 1 | 0 | 0 | 0 | 0 | 0 | 1 | 1 | 1 | 0 | 1 | 100% | #N/A
2003-12-21 | 12 | 21 | 2018 | 2018-12-21 | 5 | 0 | 16:00 | 16 | 42 | 29 | 35.96 | 35.78 | 32 | 32 | 25.7 | 28.04 | 37.4 | 19 | 24 | 25 | 25 | 39 | 28.04 | 0 | 1 | 0 | 0 | 0 | 0 | 0 | 1 | 1 | 1 | 0 | 1 | 100% | #N/A
2003-12-21 | 12 | 21 | 2018 | 2018-12-21 | 5 | 0 | 17:00 | 17 | 40 | 28 | 33.98 | 36.5 | 30.92 | 30.02 | 21.02 | 26.96 | 35.6 | 10 | 24 | 19 | 19 | 38 | 26.06 | 0 | 1 | 0 | 0 | 0 | 0 | 0 | 1 | 1 | 1 | 0 | 1 | 100% | #N/A
2003-12-21 | 12 | 21 | 2018 | 2018-12-21 | 5 | 0 | 18:00 | 18 | 40 | 25 | 32 | 35.42 | 30.92 | 30.92 | 22.1 | 26.96 | 35.6 | 8 | 23 | 18 | 17 | 37 | 24.08 | 0 | 1 | 0 | 0 | 0 | 1 | 0 | 1 | 1 | 1 | 0 | 1 | 100% | #N/A
2003-12-21 | 12 | 21 | 2018 | 2018-12-21 | 5 | 0 | 19:00 | 19 | 39 | 26 | 30.92 | 35.78 | 33.98 | 30.92 | 21.56 | 26.06 | 37.4 | 6 | 22 | 18 | 15 | 36 | 24.08 | 0 | 1 | 0 | 0 | 0 | 1 | 0 | 1 | 1 | 1 | 0 | 1 | 100% | #N/A
2003-12-21 | 12 | 21 | 2018 | 2018-12-21 | 5 | 0 | 20:00 | 20 | 38 | 26 | 32 | 35.6 | 33.8 | 30.92 | 24.8 | 26.06 | 37.4 | 5 | 20 | 18 | 14 | 36 | 23 | 0 | 1 | 0 | 0 | 0 | 0 | 0 | 1 | 1 | 1 | 0 | 1 | 100% | #N/A
2003-12-21 | 12 | 21 | 2018 | 2018-12-21 | 5 | 0 | 21:00 | 21 | 37 | 26 | 33.08 | 35.42 | 33.8 | 24.8 | 24.08 | 26.96 | 37.4 | 9 | 19 | 19 | 12 | 36 | 23 | 0 | 1 | 0 | 0 | 0 | 0 | 0 | 1 | 1 | 1 | 0 | 1 | 100% | #N/A
2003-12-21 | 12 | 21 | 2018 | 2018-12-21 | 5 | 0 | 22:00 | 22 | 35 | 26 | 30.92 | 34.88 | 33.08 | 26.96 | 24.98 | 26.96 | 35.6 | 7 | 18 | 18 | 9 | 35 | 21.92 | 0 | 1 | 0 | 0 | 0 | 0 | 0 | 1 | 1 | 1 | 0 | 1 | 100% | #N/A
2003-12-21 | 12 | 21 | 2018 | 2018-12-21 | 5 | 0 | 23:00 | 23 | 35 | 25 | 30.2 | 34.34 | 32 | 21.92 | 25.34 | 26.06 | 33.8 | 7 | 13 | 19 | 7 | 34 | 21.02 | 0 | 1 | 0 | 0 | 0 | 0 | 0 | 1 | 1 | 1 | 0 | 1 | 100% | #N/A
2003-12-21 | 12 | 21 | 2018 | 2018-12-21 | 5 | 0 | 24:00 | 24 | 34 | 24 | 28.04 | 35.06 | 33.08 | 21.02 | 27.86 | 26.06 | 33.8 | 7 | 8 | 18 | 6 | 34 | 19.94 | 0 | 0 | 1 | 0 | 0 | 0 | 0 | 1 | 1 | 1 | 0 | 1 | 100% | #N/A
2003-12-22 | 12 | 22 | 2018 | 2018-12-22 | 6 | 0 | 1:00 | 1 | 33 | 24 | 26.06 | 35.42 | 33.08 | 24.08 | 27.86 | 26.96 | 35.6 | 7 | 6 | 16 | 5 | 34 | 21.02 | 0 | 0 | 1 | 0 | 0 | 0 | 0 | 1 | 1 | 1 | 0 | 1 | 100% | #N/A
2003-12-22 | 12 | 22 | 2018 | 2018-12-22 | 6 | 0 | 2:00 | 2 | 32 | 24 | 24.08 | 34.7 | 32 | 24.98 | 26.42 | 26.06 | 35.6 | 3 | 3 | 12 | 5 | 33 | 19.94 | 0 | 0 | 1 | 0 | 0 | 0 | 0 | 1 | 1 | 1 | 0 | 1 | 100% | #N/A
2003-12-22 | 12 | 22 | 2018 | 2018-12-22 | 6 | 0 | 3:00 | 3 | 31 | 23 | 23 | 33.98 | 32 | 24.98 | 22.28 | 24.08 | 37.4 | 1 | 2 | 12 | 4 | 32 | 19.94 | 0 | 0 | 1 | 0 | 0 | 0 | 0 | 1 | 1 | 1 | 0 | 1 | 100% | #N/A
2003-12-22 | 12 | 22 | 2018 | 2018-12-22 | 6 | 0 | 4:00 | 4 | 32 | 23 | 26.06 | 32.9 | 28.94 | 26.96 | 16.7 | 24.08 | 33.8 | 3 | 0 | 10 | 4 | 32 | 17.96 | 0 | 0 | 1 | 0 | 0 | 0 | 0 | 1 | 1 | 1 | 0 | 1 | 100% | #N/A
2003-12-22 | 12 | 22 | 2018 | 2018-12-22 | 6 | 0 | 5:00 | 5 | 33 | 21 | 28.94 | 32.72 | 26.96 | 28.04 | 14.72 | 23 | 33.8 | 3 | 0 | 9 | 3 | 32 | 17.96 | 0 | 0 | 1 | 0 | 0 | 0 | 0 | 1 | 1 | 1 | 0 | 1 | 100% | #N/A
2003-12-22 | 12 | 22 | 2018 | 2018-12-22 | 6 | 0 | 6:00 | 6 | 31 | 22 | 24.98 | 34.88 | 24.98 | 28.04 | 11.12 | 23 | 30.2 | 1 | -1 | 7 | 3 | 32 | 17.96 | 0 | 0 | 1 | 0 | 0 | 0 | 0 | 1 | 1 | 1 | 0 | 1 | 100% | #N/A
2003-12-22 | 12 | 22 | 2018 | 2018-12-22 | 6 | 0 | 7:00 | 7 | 31 | 18 | 24.08 | 34.88 | 24.98 | 28.94 | 10.94 | 21.92 | 28.4 | 3 | -3 | 7 | 3 | 32 | 15.08 | 0 | 0 | 1 | 0 | 0 | 0 | 0 | 1 | 1 | 1 | 0 | 1 | 100% | #N/A
2003-12-22 | 12 | 22 | 2018 | 2018-12-22 | 6 | 0 | 8:00 | 8 | 33 | 19 | 28.04 | 35.24 | 26.96 | 30.02 | 9.68 | 24.08 | 28.4 | 7 | -4 | 7 | -2 | 32 | 17.06 | 0 | 0 | 1 | 0 | 0 | 0 | 0 | 1 | 1 | 1 | 0 | 1 | 100% | #N/A
2003-12-22 | 12 | 22 | 2018 | 2018-12-22 | 6 | 0 | 9:00 | 9 | 32 | 25 | 32 | 34.88 | 30.92 | 30.02 | 17.6 | 28.04 | 28.4 | 10 | 2 | 9 | 9 | 32 | 21.02 | 0 | 0 | 1 | 0 | 0 | 0 | 0 | 1 | 1 | 1 | 0 | 1 | 100% | #N/A
2003-12-22 | 12 | 22 | 2018 | 2018-12-22 | 6 | 0 | 10:00 | 10 | 36 | 27 | 35.96 | 34.88 | 35.06 | 30.02 | 26.78 | 30.92 | 32 | 14 | 11 | 12 | 10 | 34 | 24.98 | 0 | 0 | 1 | 0 | 0 | 0 | 0 | 1 | 1 | 1 | 0 | 1 | 100% | #N/A
2003-12-22 | 12 | 22 | 2018 | 2018-12-22 | 6 | 0 | 11:00 | 11 | 38 | 29 | 39.02 | 33.8 | 39.02 | 32 | 33.26 | 33.98 | 37.4 | 18 | 19 | 16 | 16 | 32 | 26.96 | 0 | 0 | 1 | 0 | 0 | 0 | 0 | 1 | 1 | 1 | 0 | 1 | 100% | #N/A
2003-12-22 | 12 | 22 | 2018 | 2018-12-22 | 6 | 0 | 12:00 | 12 | 37 | 31 | 42.08 | 34.52 | 42.08 | 32 | 36.14 | 35.06 | 39.2 | 21 | 25 | 27 | 18 | 34 | 28.04 | 0 | 0 | 1 | 0 | 0 | 0 | 0 | 1 | 1 | 1 | 0 | 1 | 100% | #N/A
2003-12-22 | 12 | 22 | 2018 | 2018-12-22 | 6 | 0 | 13:00 | 13 | 37 | 32 | 44.06 | 34.88 | 44.06 | 32 | 37.94 | 35.06 | 39.2 | 25 | 26 | 28 | 21 | 34 | 28.94 | 0 | 0 | 1 | 0 | 0 | 0 | 0 | 1 | 1 | 1 | 0 | 1 | 100% | #N/A
2003-12-22 | 12 | 22 | 2018 | 2018-12-22 | 6 | 0 | 14:00 | 14 | 40 | 33 | 44.96 | 35.24 | 44.96 | 33.8 | 38.66 | 35.96 | 39.2 | 27 | 26 | 30 | 27 | 34 | 28.94 | 0 | 0 | 1 | 0 | 0 | 0 | 0 | 1 | 1 | 1 | 0 | 1 | 100% | #N/A
2003-12-22 | 12 | 22 | 2018 | 2018-12-22 | 6 | 0 | 15:00 | 15 | 40 | 33 | 44.96 | 35.6 | 44.06 | 33.98 | 34.88 | 35.06 | 39.2 | 27 | 26 | 30 | 23 | 34 | 28.04 | 0 | 0 | 1 | 0 | 0 | 0 | 0 | 1 | 1 | 1 | 0 | 1 | 100% | #N/A
2003-12-22 | 12 | 22 | 2018 | 2018-12-22 | 6 | 0 | 16:00 | 16 | 40 | 33 | 42.98 | 36.32 | 41 | 33.98 | 33.8 | 32 | 37.4 | 27 | 25 | 28 | 23 | 34 | 26.96 | 0 | 0 | 1 | 0 | 0 | 0 | 0 | 1 | 1 | 1 | 0 | 1 | 100% | #N/A
2003-12-22 | 12 | 22 | 2018 | 2018-12-22 | 6 | 0 | 17:00 | 17 | 39 | 32 | 41 | 36.68 | 37.04 | 30.92 | 31.28 | 32 | 35.6 | 25 | 24 | 27 | 23 | 30 | 26.96 | 0 | 0 | 1 | 0 | 0 | 0 | 0 | 1 | 1 | 1 | 0 | 1 | 100% | #N/A
2003-12-22 | 12 | 22 | 2018 | 2018-12-22 | 6 | 0 | 18:00 | 18 | 39 | 31 | 41 | 36.5 | 35.96 | 30.92 | 27.68 | 30.92 | 33.8 | 25 | 23 | 27 | 16 | 30 | 26.96 | 0 | 0 | 1 | 0 | 0 | 0 | 0 | 1 | 1 | 1 | 0 | 1 | 100% | #N/A
2003-12-22 | 12 | 22 | 2018 | 2018-12-22 | 6 | 0 | 19:00 | 19 | 38 | 32 | 35.96 | 36.5 | 33.98 | 33.08 | 24.98 | 28.94 | 33.8 | 25 | 23 | 27 | 12 | 28 | 26.96 | 0 | 0 | 1 | 0 | 0 | 0 | 0 | 1 | 1 | 1 | 0 | 1 | 100% | #N/A
2003-12-22 | 12 | 22 | 2018 | 2018-12-22 | 6 | 0 | 20:00 | 20 | 37 | 31 | 37.94 | 36.32 | 33.08 | 33.08 | 25.7 | 28.04 | 32 | 25 | 24 | 28 | 12 | 28 | 28.04 | 0 | 0 | 1 | 0 | 0 | 0 | 0 | 1 | 1 | 1 | 0 | 1 | 100% | #N/A
2003-12-22 | 12 | 22 | 2018 | 2018-12-22 | 6 | 0 | 21:00 | 21 | 35 | 32 | 37.94 | 36.68 | 32 | 33.08 | 24.62 | 28.94 | 30.2 | 23 | 22 | 28 | 12 | 28 | 28.94 | 0 | 0 | 1 | 0 | 0 | 0 | 0 | 1 | 1 | 1 | 0 | 1 | 100% | #N/A
2003-12-22 | 12 | 22 | 2018 | 2018-12-22 | 6 | 0 | 22:00 | 22 | 36 | 32 | 37.04 | 36.5 | 30.92 | 33.98 | 23.54 | 28.04 | 33.8 | 21 | 21 | 28 | 14 | 27 | 30.02 | 0 | 0 | 1 | 0 | 0 | 0 | 0 | 1 | 1 | 1 | 0 | 1 | 100% | #N/A
2003-12-22 | 12 | 22 | 2018 | 2018-12-22 | 6 | 0 | 23:00 | 23 | 37 | 32 | 30.92 | 37.4 | 32 | 33.98 | 22.28 | 26.96 | 33.8 | 23 | 21 | 28 | 13 | 27 | 30.02 | 0 | 0 | 1 | 0 | 0 | 0 | 0 | 1 | 1 | 1 | 0 | 1 | 100% | #N/A
2003-12-22 | 12 | 22 | 2018 | 2018-12-22 | 6 | 0 | 24:00 | 24 | 37 | 31 | 35.96 | 37.04 | 30.92 | 33.08 | 23.54 | 26.96 | 32 | 25 | 21 | 28 | 14 | 27 | 30.92 | 0 | 0 | 1 | 0 | 0 | 0 | 0 | 1 | 1 | 1 | 0 | 1 | 100% | #N/A
2003-12-23 | 12 | 23 | 2018 | 2018-12-23 | 7 | 0 | 1:00 | 1 | 33 | 32 | 35.96 | 37.22 | 30.02 | 33.08 | 21.56 | 26.06 | 30.2 | 25 | 22 | 28 | 15 | 27 | 28.94 | 0 | 0 | 1 | 0 | 0 | 0 | 0 | 1 | 1 | 1 | 0 | 1 | 100% | #N/A
2003-12-23 | 12 | 23 | 2018 | 2018-12-23 | 7 | 0 | 2:00 | 2 | 33 | 32 | 28.94 | 37.04 | 30.92 | 30.92 | 24.26 | 28.04 | 26.6 | 25 | 22 | 28 | 16 | 25 | 28.94 | 0 | 0 | 1 | 0 | 0 | 0 | 0 | 1 | 1 | 1 | 0 | 1 | 100% | #N/A
2003-12-23 | 12 | 23 | 2018 | 2018-12-23 | 7 | 0 | 3:00 | 3 | 34 | 32 | 28.04 | 37.94 | 30.02 | 32 | 25.52 | 28.94 | 24.8 | 25 | 22 | 30 | 16 | 25 | 30.02 | 0 | 0 | 1 | 0 | 0 | 0 | 0 | 1 | 1 | 1 | 0 | 1 | 100% | #N/A
2003-12-23 | 12 | 23 | 2018 | 2018-12-23 | 7 | 0 | 4:00 | 4 | 33 | 33 | 26.06 | 37.94 | 30.02 | 30.02 | 26.42 | 28.04 | 24.8 | 25 | 22 | 30 | 17 | 25 | 30.92 | 0 | 0 | 1 | 0 | 0 | 0 | 0 | 1 | 1 | 1 | 0 | 1 | 100% | #N/A
2003-12-23 | 12 | 23 | 2018 | 2018-12-23 | 7 | 0 | 5:00 | 5 | 32 | 34 | 26.96 | 38.12 | 30.92 | 28.04 | 25.88 | 28.04 | 26.6 | 25 | 22 | 30 | 18 | 25 | 30.02 | 0 | 0 | 1 | 0 | 0 | 0 | 0 | 1 | 1 | 1 | 0 | 1 | 100% | #N/A
2003-12-23 | 12 | 23 | 2018 | 2018-12-23 | 7 | 0 | 6:00 | 6 | 29 | 33 | 24.98 | 37.94 | 32 | 30.92 | 25.88 | 26.96 | 28.4 | 25 | 23 | 28 | 19 | 23 | 30.02 | 0 | 0 | 1 | 0 | 0 | 0 | 0 | 1 | 1 | 1 | 0 | 1 | 100% | #N/A
2003-12-23 | 12 | 23 | 2018 | 2018-12-23 | 7 | 0 | 7:00 | 7 | 30 | 32 | 26.06 | 37.58 | 30.92 | 28.04 | 26.24 | 26.96 | 28.4 | 25 | 23 | 25 | 19 | 23 | 30.92 | 0 | 0 | 1 | 0 | 0 | 0 | 0 | 1 | 1 | 1 | 0 | 1 | 100% | #N/A
2003-12-23 | 12 | 23 | 2018 | 2018-12-23 | 7 | 0 | 8:00 | 8 | 33 | 33 | 26.96 | 37.04 | 32 | 28.94 | 27.5 | 28.04 | 30.2 | 25 | 24 | 23 | 19 | 23 | 30.92 | 0 | 0 | 1 | 0 | 0 | 0 | 0 | 1 | 1 | 1 | 0 | 1 | 100% | #N/A
2003-12-23 | 12 | 23 | 2018 | 2018-12-23 | 7 | 0 | 9:00 | 9 | 36 | 35 | 37.04 | 37.04 | 33.98 | 30.92 | 28.94 | 30.92 | 33.8 | 25 | 24 | 27 | 19 | 27 | 32 | 0 | 0 | 1 | 0 | 0 | 0 | 0 | 1 | 1 | 1 | 0 | 1 | 100% | #N/A
2003-12-23 | 12 | 23 | 2018 | 2018-12-23 | 7 | 0 | 10:00 | 10 | 39 | 37 | 46.04 | 38.3 | 35.06 | 35.06 | 29.84 | 30.92 | 37.4 | 27 | 25 | 32 | 21 | 28 | 33.08 | 0 | 0 | 1 | 0 | 0 | 0 | 0 | 1 | 1 | 1 | 0 | 1 | 100% | #N/A
2003-12-23 | 12 | 23 | 2018 | 2018-12-23 | 7 | 0 | 11:00 | 11 | 42 | 39 | 51.08 | 40.1 | 35.06 | 37.94 | 31.28 | 30.92 | 41 | 28 | 29 | 36 | 24 | 30 | 33.98 | 0 | 0 | 1 | 0 | 0 | 0 | 0 | 1 | 1 | 1 | 0 | 1 | 100% | #N/A
2003-12-23 | 12 | 23 | 2018 | 2018-12-23 | 7 | 0 | 12:00 | 12 | 43 | 41 | 53.96 | 41.9 | 32 | 41 | 33.62 | 35.6 | 41 | 30 | 31 | 37 | 25 | 32 | 35.06 | 0 | 0 | 1 | 0 | 0 | 0 | 0 | 1 | 1 | 1 | 0 | 1 | 100% | #N/A
2003-12-23 | 12 | 23 | 2018 | 2018-12-23 | 7 | 0 | 13:00 | 13 | 44 | 42 | 57.02 | 44.24 | 33.08 | 44.06 | 36.14 | 35.06 | 41 | 30 | 32 | 39 | 27 | 33 | 35.96 | 0 | 0 | 1 | 0 | 0 | 0 | 0 | 1 | 1 | 1 | 0 | 1 | 100% | #N/A
2003-12-23 | 12 | 23 | 2018 | 2018-12-23 | 7 | 0 | 14:00 | 14 | 44 | 43 | 57.92 | 45.32 | 35.96 | 42.98 | 38.84 | 37.04 | 41 | 32 | 34 | 39 | 28 | 34 | 37.04 | 0 | 0 | 1 | 0 | 0 | 0 | 0 | 1 | 1 | 1 | 0 | 1 | 100% | #N/A
2003-12-23 | 12 | 23 | 2018 | 2018-12-23 | 7 | 0 | 15:00 | 15 | 44 | 42 | 57.92 | 44.78 | 35.06 | 42.08 | 39.74 | 37.94 | 41 | 30 | 34 | 39 | 28 | 34 | 37.94 | 0 | 0 | 1 | 0 | 0 | 0 | 0 | 1 | 1 | 1 | 0 | 1 | 100% | #N/A
2003-12-23 | 12 | 23 | 2018 | 2018-12-23 | 7 | 0 | 16:00 | 16 | 42 | 42 | 55.94 | 43.88 | 33.98 | 42.08 | 38.12 | 35.96 | 41.9 | 30 | 31 | 37 | 28 | 34 | 37.04 | 0 | 0 | 1 | 0 | 0 | 0 | 0 | 1 | 1 | 1 | 0 | 1 | 100% | #N/A
2003-12-23 | 12 | 23 | 2018 | 2018-12-23 | 7 | 0 | 17:00 | 17 | 38 | 41 | 50 | 43.52 | 33.08 | 39.92 | 38.3 | 33.98 | 42.8 | 30 | 32 | 36 | 28 | 30 | 35.96 | 0 | 0 | 1 | 0 | 0 | 0 | 0 | 1 | 1 | 1 | 0 | 1 | 100% | #N/A
2003-12-23 | 12 | 23 | 2018 | 2018-12-23 | 7 | 0 | 18:00 | 18 | 38 | 40 | 51.08 | 42.08 | 28.94 | 37.94 | 37.58 | 33.8 | 42.8 | 30 | 32 | 34 | 28 | 28 | 35.06 | 0 | 0 | 1 | 0 | 0 | 0 | 0 | 1 | 1 | 1 | 0 | 1 | 100% | #N/A
2003-12-23 | 12 | 23 | 2018 | 2018-12-23 | 7 | 0 | 19:00 | 19 | 35 | 39 | 50 | 40.82 | 32 | 37.04 | 36.5 | 33.08 | 41 | 30 | 31 | 34 | 28 | 28 | 35.06 | 0 | 0 | 1 | 0 | 0 | 0 | 0 | 1 | 1 | 1 | 0 | 1 | 100% | #N/A
2003-12-23 | 12 | 23 | 2018 | 2018-12-23 | 7 | 0 | 20:00 | 20 | 34 | 38 | 50 | 39.92 | 32 | 35.96 | 36.14 | 32 | 35.6 | 30 | 31 | 34 | 28 | 28 | 32 | 0 | 0 | 1 | 0 | 0 | 0 | 0 | 1 | 1 | 1 | 0 | 1 | 100% | #N/A
2003-12-23 | 12 | 23 | 2018 | 2018-12-23 | 7 | 0 | 21:00 | 21 | 33 | 37 | 51.08 | 39.2 | 32 | 35.96 | 36.14 | 32 | 35.6 | 30 | 27 | 34 | 28 | 27 | 30.92 | 0 | 0 | 1 | 0 | 0 | 0 | 0 | 1 | 1 | 1 | 0 | 1 | 100% | #N/A
2003-12-23 | 12 | 23 | 2018 | 2018-12-23 | 7 | 0 | 22:00 | 22 | 34 | 38 | 53.06 | 38.84 | 32 | 35.06 | 35.96 | 33.08 | 33.8 | 30 | 27 | 34 | 28 | 25 | 28.04 | 0 | 0 | 1 | 0 | 0 | 0 | 0 | 1 | 1 | 1 | 0 | 1 | 100% | #N/A
2003-12-23 | 12 | 23 | 2018 | 2018-12-23 | 7 | 0 | 23:00 | 23 | 33 | 39 | 50 | 38.12 | 32 | 35.96 | 35.6 | 33.08 | 33.8 | 30 | 24 | 32 | 27 | 25 | 30.02 | 0 | 0 | 1 | 0 | 0 | 0 | 0 | 1 | 1 | 1 | 0 | 1 | 100% | #N/A
2003-12-23 | 12 | 23 | 2018 | 2018-12-23 | 7 | 0 | 24:00 | 24 | 31 | 38 | 37.94 | 37.76 | 32 | 33.98 | 34.7 | 30.92 | 33.8 | 30 | 23 | 32 | 27 | 25 | 28.04 | 0 | 0 | 1 | 0 | 0 | 0 | 0 | 1 | 1 | 1 | 0 | 1 | 100% | #N/A
2003-12-24 | 12 | 24 | 2018 | 2018-12-24 | 1 | 0 | 1:00 | 1 | 28 | 37 | 33.08 | 37.22 | 35.06 | 33.98 | 36.14 | 32 | 32 | 32 | 25 | 32 | 27 | 25 | 26.96 | 0 | 0 | 1 | 0 | 0 | 0 | 0 | 1 | 1 | 0 | 0 | 1 | 100% | #N/A
2003-12-24 | 12 | 24 | 2018 | 2018-12-24 | 1 | 0 | 2:00 | 2 | 25 | 35 | 33.98 | 37.04 | 33.98 | 33.08 | 37.04 | 32 | 32 | 34 | 25 | 32 | 27 | 25 | 28.94 | 0 | 0 | 1 | 0 | 0 | 0 | 0 | 1 | 1 | 0 | 0 | 1 | 100% | #N/A
2003-12-24 | 12 | 24 | 2018 | 2018-12-24 | 1 | 0 | 3:00 | 3 | 29 | 30 | 33.98 | 36.68 | 33.98 | 33.08 | 34.88 | 33.08 | 32 | 32 | 28 | 32 | 27 | 25 | 30.02 | 0 | 0 | 1 | 0 | 0 | 0 | 0 | 1 | 1 | 0 | 0 | 1 | 100% | #N/A
2003-12-24 | 12 | 24 | 2018 | 2018-12-24 | 1 | 0 | 4:00 | 4 | 26 | 32 | 32 | 36.14 | 33.08 | 32 | 34.52 | 33.08 | 32 | 34 | 29 | 32 | 27 | 23 | 30.92 | 0 | 0 | 1 | 0 | 0 | 0 | 0 | 1 | 1 | 0 | 0 | 1 | 100% | #N/A
2003-12-24 | 12 | 24 | 2018 | 2018-12-24 | 1 | 0 | 5:00 | 5 | 27 | 32 | 37.94 | 35.42 | 30.92 | 30.92 | 33.98 | 30.92 | 33.8 | 34 | 29 | 32 | 27 | 21 | 30.92 | 0 | 0 | 1 | 0 | 0 | 0 | 0 | 1 | 1 | 0 | 0 | 1 | 100% | #N/A
2003-12-24 | 12 | 24 | 2018 | 2018-12-24 | 1 | 0 | 6:00 | 6 | 25 | 31 | 37.94 | 35.06 | 32 | 30.92 | 27.86 | 30.02 | 32 | 32 | 30 | 30 | 28 | 19 | 30.92 | 0 | 0 | 1 | 0 | 0 | 0 | 0 | 1 | 1 | 0 | 0 | 1 | 100% | #N/A
2003-12-24 | 12 | 24 | 2018 | 2018-12-24 | 1 | 0 | 7:00 | 7 | 24 | 30 | 39.92 | 34.7 | 30.02 | 30.92 | 23 | 28.94 | 32 | 34 | 30 | 30 | 25 | 19 | 33.08 | 0 | 0 | 1 | 0 | 0 | 0 | 0 | 1 | 1 | 0 | 0 | 1 | 100% | #N/A
2003-12-24 | 12 | 24 | 2018 | 2018-12-24 | 1 | 0 | 8:00 | 8 | 25 | 31 | 39.02 | 34.34 | 30.92 | 30.02 | 26.24 | 30.02 | 28.4 | 36 | 31 | 30 | 27 | 19 | 33.98 | 0 | 1 | 0 | 0 | 0 | 0 | 0 | 1 | 1 | 0 | 0 | 1 | 100% | #N/A
2003-12-24 | 12 | 24 | 2018 | 2018-12-24 | 1 | 0 | 9:00 | 9 | 30 | 34 | 41 | 33.98 | 35.06 | 30.92 | 34.34 | 33.08 | 32 | 36 | 32 | 32 | 27 | 23 | 37.04 | 0 | 1 | 0 | 0 | 0 | 0 | 0 | 1 | 1 | 0 | 0 | 1 | 100% | #N/A
2003-12-24 | 12 | 24 | 2018 | 2018-12-24 | 1 | 0 | 10:00 | 10 | 33 | 40 | 42.08 | 34.52 | 39.02 | 30.92 | 39.2 | 35.06 | 37.4 | 37 | 33 | 35 | 28 | 25 | 39.92 | 0 | 1 | 0 | 0 | 0 | 0 | 0 | 1 | 1 | 0 | 0 | 1 | 100% | #N/A
2003-12-24 | 12 | 24 | 2018 | 2018-12-24 | 1 | 0 | 11:00 | 11 | 35 | 46 | 44.06 | 35.42 | 41 | 33.08 | 41.54 | 37.04 | 39.2 | 39 | 32 | 39 | 36 | 27 | 48.02 | 0 | 1 | 0 | 0 | 0 | 0 | 0 | 1 | 1 | 0 | 0 | 1 | 100% | #N/A
2003-12-24 | 12 | 24 | 2018 | 2018-12-24 | 1 | 0 | 12:00 | 12 | 37 | 47 | 44.96 | 35.42 | 42.98 | 33.98 | 43.34 | 39.02 | 41 | 37 | 33 | 45 | 36 | 27 | 48.92 | 0 | 1 | 0 | 0 | 0 | 0 | 0 | 1 | 1 | 0 | 0 | 1 | 100% | #N/A
2003-12-24 | 12 | 24 | 2018 | 2018-12-24 | 1 | 0 | 13:00 | 13 | 37 | 47 | 46.94 | 37.58 | 44.06 | 35.06 | 44.6 | 39.92 | 42.8 | 37 | 33 | 45 | 34 | 27 | 51.98 | 0 | 1 | 0 | 0 | 0 | 0 | 0 | 1 | 1 | 0 | 0 | 1 | 100% | #N/A
2003-12-24 | 12 | 24 | 2018 | 2018-12-24 | 1 | 0 | 14:00 | 14 | 39 | 45 | 48.02 | 38.48 | 44.96 | 35.06 | 44.24 | 39.92 | 42.8 | 37 | 34 | 45 | 36 | 27 | 51.98 | 0 | 1 | 0 | 0 | 0 | 0 | 0 | 1 | 1 | 0 | 0 | 1 | 100% | #N/A
2003-12-24 | 12 | 24 | 2018 | 2018-12-24 | 1 | 0 | 15:00 | 15 | 39 | 47 | 48.02 | 39.38 | 44.96 | 35.96 | 43.16 | 39.92 | 42.8 | 41 | 35 | 43 | 37 | 25 | 50 | 0 | 1 | 0 | 0 | 0 | 0 | 0 | 1 | 1 | 0 | 0 | 1 | 100% | #N/A
2003-12-24 | 12 | 24 | 2018 | 2018-12-24 | 1 | 0 | 16:00 | 16 | 40 | 46 | 46.04 | 38.84 | 42.98 | 35.96 | 39.92 | 37.94 | 42.8 | 39 | 34 | 43 | 28 | 23 | 46.04 | 0 | 1 | 0 | 0 | 0 | 0 | 0 | 1 | 1 | 0 | 0 | 1 | 100% | #N/A
2003-12-24 | 12 | 24 | 2018 | 2018-12-24 | 1 | 0 | 17:00 | 17 | 40 | 44 | 42.98 | 39.2 | 39.02 | 32 | 34.52 | 35.96 | 39.2 | 41 | 34 | 37 | 21 | 21 | 41 | 0 | 1 | 0 | 0 | 0 | 0 | 0 | 1 | 1 | 0 | 0 | 1 | 100% | #N/A
2003-12-24 | 12 | 24 | 2018 | 2018-12-24 | 1 | 0 | 18:00 | 18 | 39 | 37 | 33.08 | 38.84 | 39.02 | 30.02 | 34.88 | 33.98 | 39.2 | 37 | 33 | 36 | 21 | 19 | 39.92 | 0 | 1 | 0 | 0 | 0 | 1 | 0 | 1 | 1 | 0 | 0 | 1 | 100% | #N/A
2003-12-24 | 12 | 24 | 2018 | 2018-12-24 | 1 | 0 | 19:00 | 19 | 39 | 35 | 30.92 | 38.66 | 37.04 | 30.92 | 33.8 | 33.08 | 39.2 | 37 | 33 | 36 | 18 | 19 | 35.96 | 0 | 1 | 0 | 0 | 0 | 1 | 0 | 1 | 1 | 0 | 0 | 1 | 100% | #N/A
2003-12-24 | 12 | 24 | 2018 | 2018-12-24 | 1 | 0 | 20:00 | 20 | 40 | 30 | 28.94 | 38.12 | 37.04 | 28.04 | 32 | 33.98 | 37.4 | 37 | 33 | 34 | 21 | 18 | 37.04 | 0 | 1 | 0 | 0 | 0 | 0 | 0 | 1 | 1 | 0 | 0 | 1 | 100% | #N/A
2003-12-24 | 12 | 24 | 2018 | 2018-12-24 | 1 | 0 | 21:00 | 21 | 39 | 31 | 28.04 | 37.04 | 35.06 | 32 | 31.82 | 35.06 | 37.4 | 37 | 33 | 34 | 19 | 16 | 33.08 | 0 | 1 | 0 | 0 | 0 | 0 | 0 | 1 | 1 | 0 | 0 | 1 | 100% | #N/A
2003-12-24 | 12 | 24 | 2018 | 2018-12-24 | 1 | 0 | 22:00 | 22 | 32 | 29 | 24.98 | 36.14 | 35.96 | 30.92 | 32.36 | 35.06 | 37.4 | 37 | 32 | 34 | 21 | 14 | 35.06 | 0 | 1 | 0 | 0 | 0 | 0 | 0 | 1 | 1 | 0 | 0 | 1 | 100% | #N/A
2003-12-24 | 12 | 24 | 2018 | 2018-12-24 | 1 | 0 | 23:00 | 23 | 32.0499 | 29 | 24.98 | 35.6 | 35.96 | 28.94 | 32.9 | 35.06 | 39.2 | 39 | 32 | 34 | 21 | 14 | 35.96 | 0 | 1 | 0 | 0 | 0 | 0 | 0 | 1 | 1 | 0 | 0 | 1 | 100% | #N/A
2003-12-24 | 12 | 24 | 2018 | 2018-12-24 | 1 | 0 | 24:00 | 24 | 36 | 28 | 24.08 | 36.32 | 37.04 | 28.94 | 34.34 | 35.96 | 41 | 36 | 32 | 34 | 22 | 12 | 37.04 | 0 | 0 | 1 | 0 | 0 | 0 | 0 | 1 | 1 | 0 | 0 | 1 | 100% | #N/A
2003-12-25 | 12 | 25 | 2018 | 2018-12-25 | 2 | 1 | 1:00 | 1 | 37 | 30 | 23 | 35.96 | 37.04 | 33.08 | 33.08 | 35.96 | 39.2 | 34 | 33 | 34 | 23 | 10 | 37.04 | 0 | 0 | 1 | 0 | 0 | 0 | 0 | 0 | 1 | 0 | 0 | 1 | 100% | #N/A
2003-12-25 | 12 | 25 | 2018 | 2018-12-25 | 2 | 1 | 2:00 | 2 | 38 | 27 | 21.92 | 35.06 | 37.94 | 35.06 | 33.08 | 35.96 | 39.2 | 32 | 33 | 30 | 24 | 10 | 37.04 | 0 | 0 | 1 | 0 | 0 | 0 | 0 | 0 | 1 | 0 | 0 | 1 | 100% | #N/A
2003-12-25 | 12 | 25 | 2018 | 2018-12-25 | 2 | 1 | 3:00 | 3 | 39 | 25 | 23 | 35.42 | 37.04 | 35.06 | 31.46 | 35.06 | 41 | 32 | 32 | 30 | 26 | 9 | 37.94 | 0 | 0 | 1 | 0 | 0 | 0 | 0 | 0 | 1 | 0 | 0 | 1 | 100% | #N/A
2003-12-25 | 12 | 25 | 2018 | 2018-12-25 | 2 | 1 | 4:00 | 4 | 38 | 26 | 23 | 36.5 | 35.06 | 32 | 33.26 | 35.96 | 41 | 30 | 32 | 28 | 27 | 9 | 37.94 | 0 | 0 | 1 | 0 | 0 | 0 | 0 | 0 | 1 | 0 | 0 | 1 | 100% | #N/A
2003-12-25 | 12 | 25 | 2018 | 2018-12-25 | 2 | 1 | 5:00 | 5 | 37 | 24 | 23 | 37.4 | 37.04 | 32 | 35.78 | 35.06 | 41 | 28 | 32 | 28 | 28 | 7 | 37.94 | 0 | 0 | 1 | 0 | 0 | 0 | 0 | 0 | 1 | 0 | 0 | 1 | 100% | #N/A
2003-12-25 | 12 | 25 | 2018 | 2018-12-25 | 2 | 1 | 6:00 | 6 | 39 | 24 | 24.98 | 38.3 | 37.04 | 33.98 | 35.96 | 33.98 | 41 | 21 | 32 | 28 | 30 | 7 | 37.94 | 0 | 0 | 1 | 0 | 0 | 0 | 0 | 0 | 1 | 0 | 0 | 1 | 100% | #N/A
2003-12-25 | 12 | 25 | 2018 | 2018-12-25 | 2 | 1 | 7:00 | 7 | 39 | 25 | 26.06 | 40.28 | 37.94 | 30.02 | 36.32 | 33.98 | 39.2 | 19 | 32 | 28 | 32 | 9 | 37.94 | 0 | 0 | 1 | 0 | 0 | 0 | 0 | 0 | 1 | 0 | 0 | 1 | 100% | #N/A
2003-12-25 | 12 | 25 | 2018 | 2018-12-25 | 2 | 1 | 8:00 | 8 | 37 | 26 | 26.96 | 42.08 | 39.92 | 30.92 | 37.4 | 35.06 | 41 | 14 | 32 | 27 | 32 | 10 | 39.02 | 0 | 0 | 1 | 0 | 0 | 0 | 0 | 0 | 1 | 0 | 0 | 1 | 100% | #N/A
2003-12-25 | 12 | 25 | 2018 | 2018-12-25 | 2 | 1 | 9:00 | 9 | 37 | 30 | 33.98 | 43.52 | 42.08 | 35.06 | 37.4 | 35.06 | 44.6 | 12 | 33 | 27 | 32 | 12 | 41 | 0 | 0 | 1 | 0 | 0 | 0 | 0 | 0 | 1 | 0 | 0 | 1 | 100% | #N/A
2003-12-25 | 12 | 25 | 2018 | 2018-12-25 | 2 | 1 | 10:00 | 10 | 38 | 32 | 37.04 | 46.58 | 42.08 | 42.08 | 35.6 | 35.06 | 48.2 | 12 | 31 | 28 | 33 | 16 | 42.08 | 0 | 0 | 1 | 0 | 0 | 0 | 0 | 0 | 1 | 0 | 0 | 1 | 100% | #N/A
2003-12-25 | 12 | 25 | 2018 | 2018-12-25 | 2 | 1 | 11:00 | 11 | 39 | 35 | 41 | 50.54 | 42.08 | 51.98 | 35.6 | 35.06 | 48.2 | 10 | 28 | 32 | 34 | 18 | 39.02 | 0 | 0 | 1 | 0 | 0 | 0 | 0 | 0 | 1 | 0 | 0 | 1 | 100% | #N/A
2003-12-25 | 12 | 25 | 2018 | 2018-12-25 | 2 | 1 | 12:00 | 12 | 36 | 37 | 42.98 | 54.32 | 42.08 | 51.08 | 36.32 | 37.4 | 48.2 | 12 | 27 | 34 | 34 | 21 | 37.94 | 0 | 0 | 1 | 0 | 0 | 0 | 0 | 0 | 1 | 0 | 0 | 1 | 100% | #N/A
2003-12-25 | 12 | 25 | 2018 | 2018-12-25 | 2 | 1 | 13:00 | 13 | 42 | 37 | 44.06 | 53.96 | 42.98 | 51.98 | 37.4 | 37.04 | 48.2 | 14 | 26 | 39 | 34 | 23 | 37.04 | 0 | 0 | 1 | 0 | 0 | 0 | 0 | 0 | 1 | 0 | 0 | 1 | 100% | #N/A
2003-12-25 | 12 | 25 | 2018 | 2018-12-25 | 2 | 1 | 14:00 | 14 | 42 | 38 | 44.96 | 54.5 | 42.8 | 51.08 | 37.4 | 37.94 | 46.4 | 16 | 24 | 41 | 34 | 23 | 35.96 | 0 | 0 | 1 | 0 | 0 | 0 | 0 | 0 | 1 | 0 | 0 | 1 | 100% | #N/A
2003-12-25 | 12 | 25 | 2018 | 2018-12-25 | 2 | 1 | 15:00 | 15 | 39 | 38 | 44.06 | 54.86 | 42.98 | 50 | 41.36 | 37.94 | 44.6 | 15 | 22 | 43 | 35 | 25 | 33.98 | 0 | 0 | 1 | 0 | 0 | 0 | 0 | 0 | 1 | 0 | 0 | 1 | 100% | #N/A
2003-12-25 | 12 | 25 | 2018 | 2018-12-25 | 2 | 1 | 16:00 | 16 | 39 | 37 | 42.08 | 53.78 | 42.98 | 50 | 38.66 | 39.02 | 42.8 | 12 | 21 | 37 | 36 | 23 | 32 | 0 | 0 | 1 | 0 | 0 | 0 | 0 | 0 | 1 | 0 | 0 | 1 | 100% | #N/A
2003-12-25 | 12 | 25 | 2018 | 2018-12-25 | 2 | 1 | 17:00 | 17 | 41 | 36.2315 | 35.06 | 53.6 | 41 | 51.08 | 39.2 | 37.94 | 41 | 10 | 19 | 36 | 34 | 21 | 28.94 | 0 | 0 | 1 | 0 | 0 | 0 | 0 | 0 | 1 | 0 | 0 | 1 | 100% | #N/A
2003-12-25 | 12 | 25 | 2018 | 2018-12-25 | 2 | 1 | 18:00 | 18 | 42 | 36.1478 | 32 | 53.24 | 39.92 | 51.98 | 41.72 | 37.94 | 39.2 | 10 | 17 | 36 | 34 | 21 | 26.06 | 0 | 0 | 1 | 0 | 0 | 1 | 0 | 0 | 1 | 0 | 0 | 1 | 100% | #N/A
2003-12-25 | 12 | 25 | 2018 | 2018-12-25 | 2 | 1 | 19:00 | 19 | 37 | 36.1478 | 30.92 | 53.42 | 37.94 | 51.98 | 41 | 37.04 | 39.2 | 10 | 16 | 36 | 34 | 19 | 24.08 | 0 | 0 | 1 | 0 | 0 | 1 | 0 | 0 | 1 | 0 | 0 | 1 | 100% | #N/A
2003-12-25 | 12 | 25 | 2018 | 2018-12-25 | 2 | 1 | 20:00 | 20 | 39 | 38.2503 | 30.92 | 53.6 | 35.96 | 51.98 | 41 | 37.04 | 39.2 | 3 | 15 | 37 | 34 | 16 | 23 | 0 | 0 | 1 | 0 | 0 | 0 | 0 | 0 | 1 | 0 | 0 | 1 | 100% | #N/A
2003-12-25 | 12 | 25 | 2018 | 2018-12-25 | 2 | 1 | 21:00 | 21 | 39 | 38.1653 | 30.92 | 54.68 | 37.04 | 51.98 | 40.28 | 37.04 | 37.4 | 3 | 13 | 37 | 34 | 16 | 21.02 | 0 | 0 | 1 | 0 | 0 | 0 | 0 | 0 | 1 | 0 | 0 | 1 | 100% | #N/A
2003-12-25 | 12 | 25 | 2018 | 2018-12-25 | 2 | 1 | 22:00 | 22 | 38 | 38.0801 | 30.02 | 55.4 | 37.94 | 51.08 | 40.1 | 35.96 | 37.4 | 1 | 12 | 39 | 34 | 16 | 19.04 | 0 | 0 | 1 | 0 | 0 | 0 | 0 | 0 | 1 | 0 | 0 | 1 | 100% | #N/A
2003-12-25 | 12 | 25 | 2018 | 2018-12-25 | 2 | 1 | 23:00 | 23 | 36 | 39.0756 | 30.02 | 55.58 | 37.94 | 51.98 | 39.2 | 35.96 | 37.4 | 0 | 11 | 41 | 33 | 16 | 17.96 | 0 | 0 | 1 | 0 | 0 | 0 | 0 | 0 | 1 | 0 | 0 | 1 | 100% | #N/A
2003-12-25 | 12 | 25 | 2018 | 2018-12-25 | 2 | 1 | 24:00 | 24 | 34 | 38 | 28.94 | 55.58 | 37.04 | 51.98 | 38.84 | 35.06 | 35.6 | 3 | 10 | 43 | 33 | 16 | 15.98 | 0 | 0 | 1 | 0 | 0 | 0 | 0 | 0 | 1 | 0 | 0 | 1 | 100% | #N/A
2003-12-26 | 12 | 26 | 2018 | 2018-12-26 | 3 | 0 | 1:00 | 1 | 33 | 40 | 28.94 | 56.66 | 35.96 | 51.08 | 37.58 | 33.98 | 35.6 | 7 | 9 | 41 | 33 | 16 | 15.08 | 0 | 0 | 1 | 0 | 0 | 0 | 0 | 1 | 1 | 0 | 0 | 1 | 100% | #N/A
2003-12-26 | 12 | 26 | 2018 | 2018-12-26 | 3 | 0 | 2:00 | 2 | 33 | 39 | 26.96 | 57.56 | 35.06 | 51.8 | 37.58 | 35.06 | 35.6 | 7 | 7 | 39 | 34 | 16 | 14 | 0 | 0 | 1 | 0 | 0 | 0 | 0 | 1 | 1 | 0 | 0 | 1 | 100% | #N/A
2003-12-26 | 12 | 26 | 2018 | 2018-12-26 | 3 | 0 | 3:00 | 3 | 32 | 39 | 28.94 | 58.64 | 33.08 | 51.98 | 37.94 | 33.98 | 33.8 | 3 | 6 | 39 | 35 | 18 | 14 | 0 | 0 | 1 | 0 | 0 | 0 | 0 | 1 | 1 | 0 | 0 | 1 | 100% | #N/A
2003-12-26 | 12 | 26 | 2018 | 2018-12-26 | 3 | 0 | 4:00 | 4 | 32 | 40 | 30.02 | 58.82 | 32 | 53.96 | 36.14 | 33.98 | 33.8 | 3 | -4 | 37 | 35 | 19 | 14 | 0 | 0 | 1 | 0 | 0 | 0 | 0 | 1 | 1 | 0 | 0 | 1 | 100% | #N/A
2003-12-26 | 12 | 26 | 2018 | 2018-12-26 | 3 | 0 | 5:00 | 5 | 32 | 39 | 30.92 | 58.64 | 32 | 57.02 | 33.44 | 33.98 | 32 | 3 | 4 | 37 | 35 | 19 | 12.92 | 0 | 0 | 1 | 0 | 0 | 0 | 0 | 1 | 1 | 0 | 0 | 1 | 100% | #N/A
2003-12-26 | 12 | 26 | 2018 | 2018-12-26 | 3 | 0 | 6:00 | 6 | 31 | 39 | 30.92 | 58.1 | 30.92 | 57.02 | 29.12 | 33.98 | 32 | 0 | -5 | 36 | 37 | 23 | 10.94 | 0 | 0 | 1 | 0 | 0 | 0 | 0 | 1 | 1 | 0 | 0 | 1 | 100% | #N/A
2003-12-26 | 12 | 26 | 2018 | 2018-12-26 | 3 | 0 | 7:00 | 7 | 31 | 38 | 30.92 | 59.54 | 30.92 | 59 | 26.06 | 33.08 | 30.2 | 0 | -7 | 37 | 37 | 25 | 10.94 | 0 | 0 | 1 | 0 | 0 | 0 | 0 | 1 | 1 | 0 | 0 | 1 | 100% | #N/A
2003-12-26 | 12 | 26 | 2018 | 2018-12-26 | 3 | 0 | 8:00 | 8 | 31 | 39 | 30.92 | 60.08 | 33.98 | 57.92 | 24.62 | 33.98 | 30.2 | 0 | -6 | 37 | 38 | 25 | 12.02 | 0 | 1 | 0 | 0 | 0 | 0 | 0 | 1 | 1 | 0 | 0 | 1 | 100% | #N/A
2003-12-26 | 12 | 26 | 2018 | 2018-12-26 | 3 | 0 | 9:00 | 9 | 33 | 40 | 35.96 | 62.24 | 39.02 | 59 | 34.16 | 35.96 | 35.6 | 1 | 5 | 37 | 39 | 28 | 15.08 | 0 | 1 | 0 | 0 | 0 | 0 | 0 | 1 | 1 | 0 | 0 | 1 | 100% | #N/A
2003-12-26 | 12 | 26 | 2018 | 2018-12-26 | 3 | 0 | 10:00 | 10 | 34 | 40 | 41 | 62.96 | 42.08 | 62.06 | 42.26 | 37.94 | 39.2 | 5 | 13 | 37 | 40 | 30 | 17.96 | 0 | 1 | 0 | 0 | 0 | 0 | 0 | 1 | 1 | 0 | 0 | 1 | 100% | #N/A
2003-12-26 | 12 | 26 | 2018 | 2018-12-26 | 3 | 0 | 11:00 | 11 | 36 | 39 | 44.06 | 61.34 | 42.08 | 60.98 | 43.7 | 39.92 | 41 | 10 | 16 | 37 | 41 | 30 | 19.94 | 0 | 1 | 0 | 0 | 0 | 0 | 0 | 1 | 1 | 0 | 0 | 1 | 100% | #N/A
2003-12-26 | 12 | 26 | 2018 | 2018-12-26 | 3 | 0 | 12:00 | 12 | 37 | 40 | 42.98 | 59.54 | 41 | 60.98 | 44.78 | 39.02 | 44.6 | 18 | 17 | 37 | 41 | 32 | 21.92 | 0 | 1 | 0 | 0 | 0 | 0 | 0 | 1 | 1 | 0 | 0 | 1 | 100% | #N/A
2003-12-26 | 12 | 26 | 2018 | 2018-12-26 | 3 | 0 | 13:00 | 13 | 38 | 40 | 42.08 | 58.82 | 41 | 57.92 | 44.6 | 37.94 | 44.6 | 20 | 19 | 37 | 43 | 36 | 23 | 0 | 1 | 0 | 0 | 0 | 0 | 0 | 1 | 1 | 0 | 0 | 1 | 100% | #N/A
2003-12-26 | 12 | 26 | 2018 | 2018-12-26 | 3 | 0 | 14:00 | 14 | 38 | 40 | 41 | 56.48 | 39.92 | 57.02 | 42.98 | 37.94 | 44.6 | 21 | 20 | 37 | 41 | 36 | 23 | 0 | 1 | 0 | 0 | 0 | 0 | 0 | 1 | 1 | 0 | 0 | 1 | 100% | #N/A
2003-12-26 | 12 | 26 | 2018 | 2018-12-26 | 3 | 0 | 15:00 | 15 | 38 | 40 | 39.02 | 56.12 | 39.02 | 55.94 | 40.82 | 37.04 | 42.8 | 21 | 20 | 37 | 43 | 34 | 24.08 | 0 | 1 | 0 | 0 | 0 | 0 | 0 | 1 | 1 | 0 | 0 | 1 | 100% | #N/A
2003-12-26 | 12 | 26 | 2018 | 2018-12-26 | 3 | 0 | 16:00 | 16 | 37 | 40 | 37.04 | 54.68 | 37.04 | 53.96 | 37.76 | 33.98 | 41 | 21 | 19 | 36 | 39 | 34 | 21.92 | 0 | 1 | 0 | 0 | 0 | 0 | 0 | 1 | 1 | 0 | 0 | 1 | 100% | #N/A
2003-12-26 | 12 | 26 | 2018 | 2018-12-26 | 3 | 0 | 17:00 | 17 | 37 | 40 | 37.04 | 53.42 | 32 | 51.98 | 33.8 | 32 | 37.4 | 19 | 16 | 37 | 39 | 34 | 19.94 | 0 | 1 | 0 | 0 | 0 | 0 | 0 | 1 | 1 | 0 | 0 | 1 | 100% | #N/A
2003-12-26 | 12 | 26 | 2018 | 2018-12-26 | 3 | 0 | 18:00 | 18 | 36 | 40 | 32 | 48.92 | 30.92 | 53.06 | 31.28 | 30.02 | 33.8 | 19 | 14 | 37 | 38 | 30 | 19.04 | 0 | 1 | 0 | 0 | 0 | 1 | 0 | 1 | 1 | 0 | 0 | 1 | 100% | #N/A
2003-12-26 | 12 | 26 | 2018 | 2018-12-26 | 3 | 0 | 19:00 | 19 | 36 | 40 | 30.92 | 51.44 | 28.04 | 53.6 | 31.1 | 28.94 | 33.8 | 19 | 13 | 36 | 37 | 30 | 19.04 | 0 | 1 | 0 | 0 | 0 | 1 | 0 | 1 | 1 | 0 | 0 | 1 | 100% | #N/A
2003-12-26 | 12 | 26 | 2018 | 2018-12-26 | 3 | 0 | 20:00 | 20 | 36 | 39 | 30.02 | 51.62 | 24.98 | 53.06 | 29.12 | 26.96 | 32 | 19 | 9 | 34 | 37 | 28 | 17.06 | 0 | 1 | 0 | 0 | 0 | 0 | 0 | 1 | 1 | 0 | 0 | 1 | 100% | #N/A
2003-12-26 | 12 | 26 | 2018 | 2018-12-26 | 3 | 0 | 21:00 | 21 | 35 | 37 | 33.08 | 51.62 | 26.96 | 51.08 | 28.58 | 26.06 | 30.2 | 19 | 8 | 32 | 36 | 28 | 15.08 | 0 | 1 | 0 | 0 | 0 | 0 | 0 | 1 | 1 | 0 | 0 | 1 | 100% | #N/A
2003-12-26 | 12 | 26 | 2018 | 2018-12-26 | 3 | 0 | 22:00 | 22 | 34 | 36 | 33.98 | 48.92 | 26.06 | 46.94 | 26.06 | 24.98 | 30.2 | 19 | 6 | 32 | 37 | 28 | 17.06 | 0 | 1 | 0 | 0 | 0 | 0 | 0 | 1 | 1 | 0 | 0 | 1 | 100% | #N/A
2003-12-26 | 12 | 26 | 2018 | 2018-12-26 | 3 | 0 | 23:00 | 23 | 34 | 35 | 35.06 | 47.12 | 24.98 | 46.94 | 25.52 | 24.08 | 28.4 | 19 | 5 | 30 | 36 | 27 | 17.06 | 0 | 1 | 0 | 0 | 0 | 0 | 0 | 1 | 1 | 0 | 0 | 1 | 100% | #N/A
2003-12-26 | 12 | 26 | 2018 | 2018-12-26 | 3 | 0 | 24:00 | 24 | 34 | 35 | 33.98 | 45.68 | 21.02 | 41 | 23.9 | 24.08 | 28.4 | 19 | 3 | 28 | 36 | 27 | 17.06 | 0 | 0 | 1 | 0 | 0 | 0 | 0 | 1 | 1 | 0 | 0 | 1 | 100% | #N/A
2003-12-27 | 12 | 27 | 2018 | 2018-12-27 | 4 | 0 | 1:00 | 1 | 33 | 34 | 33.98 | 42.08 | 21.92 | 39.02 | 22.64 | 23 | 26.6 | 19 | 2 | 28 | 35 | 28 | 17.96 | 0 | 0 | 1 | 0 | 0 | 0 | 0 | 1 | 1 | 0 | 0 | 1 | 100% | #N/A
2003-12-27 | 12 | 27 | 2018 | 2018-12-27 | 4 | 0 | 2:00 | 2 | 30 | 34 | 35.06 | 39.38 | 19.94 | 37.04 | 19.04 | 21.92 | 26.6 | 19 | 0 | 27 | 35 | 28 | 17.06 | 0 | 0 | 1 | 0 | 0 | 0 | 0 | 1 | 1 | 0 | 0 | 1 | 100% | #N/A
2003-12-27 | 12 | 27 | 2018 | 2018-12-27 | 4 | 0 | 3:00 | 3 | 31 | 34 | 35.06 | 37.76 | 19.04 | 35.06 | 17.24 | 21.02 | 32 | 21 | 2 | 27 | 35 | 28 | 15.98 | 0 | 0 | 1 | 0 | 0 | 0 | 0 | 1 | 1 | 0 | 0 | 1 | 100% | #N/A
2003-12-27 | 12 | 27 | 2018 | 2018-12-27 | 4 | 0 | 4:00 | 4 | 31 | 33 | 35.06 | 36.5 | 19.94 | 33.98 | 18.32 | 19.94 | 32 | 21 | 7 | 27 | 35 | 28 | 17.06 | 0 | 0 | 1 | 0 | 0 | 0 | 0 | 1 | 1 | 0 | 0 | 1 | 100% | #N/A
2003-12-27 | 12 | 27 | 2018 | 2018-12-27 | 4 | 0 | 5:00 | 5 | 31 | 33 | 37.04 | 35.06 | 19.94 | 33.98 | 15.98 | 19.94 | 30.2 | 19 | 11 | 27 | 35 | 28 | 17.06 | 0 | 0 | 1 | 0 | 0 | 0 | 0 | 1 | 1 | 0 | 0 | 1 | 100% | #N/A
2003-12-27 | 12 | 27 | 2018 | 2018-12-27 | 4 | 0 | 6:00 | 6 | 31 | 33 | 37.04 | 33.98 | 19.04 | 33.08 | 11.12 | 19.04 | 30.2 | 21 | 13 | 28 | 36 | 25 | 19.04 | 0 | 0 | 1 | 0 | 0 | 0 | 0 | 1 | 1 | 0 | 0 | 1 | 100% | #N/A
2003-12-27 | 12 | 27 | 2018 | 2018-12-27 | 4 | 0 | 7:00 | 7 | 29 | 32 | 37.04 | 33.8 | 19.94 | 32 | 13.46 | 19.04 | 28.4 | 21 | 13 | 28 | 36 | 23 | 19.94 | 0 | 0 | 1 | 0 | 0 | 0 | 0 | 1 | 1 | 0 | 0 | 1 | 100% | #N/A
2003-12-27 | 12 | 27 | 2018 | 2018-12-27 | 4 | 0 | 8:00 | 8 | 29 | 32 | 37.94 | 32.9 | 21.92 | 30.92 | 12.92 | 19.94 | 24.8 | 21 | 14 | 27 | 36 | 21 | 21.92 | 0 | 1 | 0 | 0 | 0 | 0 | 0 | 1 | 1 | 0 | 0 | 1 | 100% | #N/A
2003-12-27 | 12 | 27 | 2018 | 2018-12-27 | 4 | 0 | 9:00 | 9 | 32 | 34 | 39.02 | 32.36 | 26.06 | 32 | 19.76 | 23 | 28.4 | 27 | 16 | 28 | 36 | 21 | 24.08 | 0 | 1 | 0 | 0 | 0 | 0 | 0 | 1 | 1 | 0 | 0 | 1 | 100% | #N/A
2003-12-27 | 12 | 27 | 2018 | 2018-12-27 | 4 | 0 | 10:00 | 10 | 34 | 35 | 42.98 | 33.08 | 30.02 | 33.08 | 24.44 | 24.98 | 35.6 | 28 | 18 | 30 | 37 | 21 | 28.04 | 0 | 1 | 0 | 0 | 0 | 0 | 0 | 1 | 1 | 0 | 0 | 1 | 100% | #N/A
2003-12-27 | 12 | 27 | 2018 | 2018-12-27 | 4 | 0 | 11:00 | 11 | 35 | 36 | 46.94 | 32.9 | 32 | 32 | 27.32 | 26.96 | 37.4 | 28 | 20 | 32 | 38 | 23 | 30.02 | 0 | 1 | 0 | 0 | 0 | 0 | 0 | 1 | 1 | 0 | 0 | 1 | 100% | #N/A
2003-12-27 | 12 | 27 | 2018 | 2018-12-27 | 4 | 0 | 12:00 | 12 | 36 | 37 | 48.92 | 33.8 | 35.6 | 32 | 30.92 | 28.94 | 37.4 | 28 | 24 | 32 | 37 | 25 | 33.98 | 0 | 1 | 0 | 0 | 0 | 0 | 0 | 1 | 1 | 0 | 0 | 1 | 100% | #N/A
2003-12-27 | 12 | 27 | 2018 | 2018-12-27 | 4 | 0 | 13:00 | 13 | 36 | 37 | 51.98 | 34.88 | 35.96 | 33.98 | 33.8 | 32 | 37.4 | 28 | 26 | 34 | 37 | 26 | 35.06 | 0 | 1 | 0 | 0 | 0 | 0 | 0 | 1 | 1 | 0 | 0 | 1 | 100% | #N/A
2003-12-27 | 12 | 27 | 2018 | 2018-12-27 | 4 | 0 | 14:00 | 14 | 34 | 38 | 53.06 | 36.68 | 37.4 | 33.98 | 35.24 | 33.08 | 37.4 | 28 | 26 | 36 | 39 | 27 | 35.96 | 0 | 1 | 0 | 0 | 0 | 0 | 0 | 1 | 1 | 0 | 0 | 1 | 100% | #N/A
2003-12-27 | 12 | 27 | 2018 | 2018-12-27 | 4 | 0 | 15:00 | 15 | 35 | 39 | 53.06 | 35.06 | 37.4 | 33.98 | 35.6 | 32 | 37.4 | 28 | 26 | 36 | 39 | 27 | 37.04 | 0 | 1 | 0 | 0 | 0 | 0 | 0 | 1 | 1 | 0 | 0 | 1 | 100% | #N/A
2003-12-27 | 12 | 27 | 2018 | 2018-12-27 | 4 | 0 | 16:00 | 16 | 34 | 38 | 53.06 | 35.42 | 37.04 | 32 | 31.82 | 30.92 | 37.4 | 28 | 26 | 36 | 37 | 25 | 37.04 | 0 | 1 | 0 | 0 | 0 | 0 | 0 | 1 | 1 | 0 | 0 | 1 | 100% | #N/A
2003-12-27 | 12 | 27 | 2018 | 2018-12-27 | 4 | 0 | 17:00 | 17 | 33 | 36 | 53.06 | 35.06 | 37.04 | 30.92 | 32 | 30.02 | 37.4 | 27 | 27 | 34 | 36 | 21 | 35.06 | 0 | 1 | 0 | 0 | 0 | 0 | 0 | 1 | 1 | 0 | 0 | 1 | 100% | #N/A
2003-12-27 | 12 | 27 | 2018 | 2018-12-27 | 4 | 0 | 18:00 | 18 | 31 | 34 | 53.06 | 34.52 | 37.04 | 30.92 | 30.56 | 30.92 | 37.4 | 27 | 26 | 30 | 34 | 19 | 33.98 | 0 | 1 | 0 | 0 | 0 | 1 | 0 | 1 | 1 | 0 | 0 | 1 | 100% | #N/A
2003-12-27 | 12 | 27 | 2018 | 2018-12-27 | 4 | 0 | 19:00 | 19 | 31 | 32 | 51.08 | 33.8 | 37.04 | 30.02 | 30.2 | 30.92 | 39.2 | 27 | 26 | 27 | 30 | 18 | 32 | 0 | 1 | 0 | 0 | 0 | 1 | 0 | 1 | 1 | 0 | 0 | 1 | 100% | #N/A
2003-12-27 | 12 | 27 | 2018 | 2018-12-27 | 4 | 0 | 20:00 | 20 | 30 | 31 | 50 | 32.72 | 37.04 | 30.02 | 30.56 | 32 | 39.2 | 27 | 26 | 25 | 30 | 14 | 33.98 | 0 | 1 | 0 | 0 | 0 | 0 | 0 | 1 | 1 | 0 | 0 | 1 | 100% | #N/A
2003-12-27 | 12 | 27 | 2018 | 2018-12-27 | 4 | 0 | 21:00 | 21 | 29 | 32 | 48.92 | 32.36 | 37.04 | 30.02 | 31.46 | 33.98 | 41 | 25 | 24 | 25 | 30 | 14 | 37.04 | 0 | 1 | 0 | 0 | 0 | 0 | 0 | 1 | 1 | 0 | 0 | 1 | 100% | #N/A
2003-12-27 | 12 | 27 | 2018 | 2018-12-27 | 4 | 0 | 22:00 | 22 | 28 | 30 | 42.98 | 32.36 | 37.04 | 28.94 | 32 | 35.96 | 42.8 | 25 | 24 | 23 | 34 | 12 | 37.04 | 0 | 1 | 0 | 0 | 0 | 0 | 0 | 1 | 1 | 0 | 0 | 1 | 100% | #N/A
2003-12-27 | 12 | 27 | 2018 | 2018-12-27 | 4 | 0 | 23:00 | 23 | 27 | 28 | 42.98 | 32.36 | 39.92 | 28.94 | 37.04 | 39.92 | 48.2 | 23 | 26 | 21 | 31 | 12 | 35.96 | 0 | 1 | 0 | 0 | 0 | 0 | 0 | 1 | 1 | 0 | 0 | 1 | 100% | #N/A
2003-12-27 | 12 | 27 | 2018 | 2018-12-27 | 4 | 0 | 24:00 | 24 | 26 | 29 | 44.96 | 31.46 | 44.06 | 28.94 | 37.4 | 42.08 | 50 | 21 | 24 | 21 | 30 | 12 | 35.06 | 0 | 0 | 1 | 0 | 0 | 0 | 0 | 1 | 1 | 0 | 0 | 1 | 100% | #N/A
2003-12-28 | 12 | 28 | 2018 | 2018-12-28 | 5 | 0 | 1:00 | 1 | 25 | 27 | 44.96 | 30.74 | 46.04 | 26.96 | 42.8 | 44.06 | 53.6 | 19 | 19 | 21 | 28 | 10 | 32 | 0 | 0 | 1 | 0 | 0 | 0 | 0 | 1 | 1 | 0 | 0 | 1 | 100% | #N/A
2003-12-28 | 12 | 28 | 2018 | 2018-12-28 | 5 | 0 | 2:00 | 2 | 26 | 27 | 35.6 | 30.56 | 51.8 | 28.04 | 46.4 | 48.02 | 53.6 | 21 | 18 | 19 | 27 | 10 | 30.02 | 0 | 0 | 1 | 0 | 0 | 0 | 0 | 1 | 1 | 0 | 0 | 1 | 100% | #N/A
2003-12-28 | 12 | 28 | 2018 | 2018-12-28 | 5 | 0 | 3:00 | 3 | 26 | 26 | 35.06 | 30.38 | 53.06 | 26.96 | 46.4 | 51.08 | 55.4 | 21 | 13 | 21 | 26 | 9 | 32 | 0 | 0 | 1 | 0 | 0 | 0 | 0 | 1 | 1 | 0 | 0 | 1 | 100% | #N/A
2003-12-28 | 12 | 28 | 2018 | 2018-12-28 | 5 | 0 | 4:00 | 4 | 24 | 25 | 33.08 | 30.38 | 55.94 | 26.06 | 48.2 | 51.8 | 55.4 | 23 | 10 | 19 | 25 | 10 | 33.98 | 0 | 0 | 1 | 0 | 0 | 0 | 0 | 1 | 1 | 0 | 0 | 1 | 100% | #N/A
2003-12-28 | 12 | 28 | 2018 | 2018-12-28 | 5 | 0 | 5:00 | 5 | 22 | 24 | 30.92 | 29.66 | 57.02 | 24.98 | 50 | 50 | 57.2 | 23 | 13 | 19 | 23 | 9 | 35.96 | 0 | 0 | 1 | 0 | 0 | 0 | 0 | 1 | 1 | 0 | 0 | 1 | 100% | #N/A
2003-12-28 | 12 | 28 | 2018 | 2018-12-28 | 5 | 0 | 6:00 | 6 | 21 | 23 | 30.92 | 29.84 | 57.02 | 24.98 | 48.2 | 48.92 | 55.4 | 25 | 12 | 18 | 23 | 7 | 32 | 0 | 0 | 1 | 0 | 0 | 0 | 0 | 1 | 1 | 0 | 0 | 1 | 100% | #N/A
2003-12-28 | 12 | 28 | 2018 | 2018-12-28 | 5 | 0 | 7:00 | 7 | 24 | 22 | 32 | 27.86 | 55.94 | 24.08 | 50 | 50 | 55.4 | 23 | 10 | 18 | 21 | 5 | 30.02 | 0 | 0 | 1 | 0 | 0 | 0 | 0 | 1 | 1 | 0 | 0 | 1 | 100% | #N/A
2003-12-28 | 12 | 28 | 2018 | 2018-12-28 | 5 | 0 | 8:00 | 8 | 21 | 24 | 32 | 27.14 | 57.02 | 24.98 | 50.36 | 50 | 55.4 | 23 | 10 | 18 | 21 | 9 | 30.92 | 0 | 1 | 0 | 0 | 0 | 0 | 0 | 1 | 1 | 0 | 0 | 1 | 100% | #N/A
2003-12-28 | 12 | 28 | 2018 | 2018-12-28 | 5 | 0 | 9:00 | 9 | 25 | 28 | 42.08 | 27.68 | 57.02 | 28.04 | 50.9 | 51.08 | 53.6 | 25 | 24 | 19 | 21 | 12 | 33.98 | 0 | 1 | 0 | 0 | 0 | 0 | 0 | 1 | 1 | 0 | 0 | 1 | 100% | #N/A
2003-12-28 | 12 | 28 | 2018 | 2018-12-28 | 5 | 0 | 10:00 | 10 | 27 | 31 | 46.94 | 30.02 | 57.02 | 30.92 | 51.62 | 50 | 51.8 | 25 | 26 | 21 | 23 | 16 | 35.96 | 0 | 1 | 0 | 0 | 0 | 0 | 0 | 1 | 1 | 0 | 0 | 1 | 100% | #N/A
2003-12-28 | 12 | 28 | 2018 | 2018-12-28 | 5 | 0 | 11:00 | 11 | 28 | 34 | 50 | 32.72 | 57.2 | 33.08 | 53.06 | 50 | 51.8 | 27 | 28 | 25 | 25 | 18 | 33.98 | 0 | 1 | 0 | 0 | 0 | 0 | 0 | 1 | 1 | 0 | 0 | 1 | 100% | #N/A
2003-12-28 | 12 | 28 | 2018 | 2018-12-28 | 5 | 0 | 12:00 | 12 | 30 | 37 | 48.92 | 36.5 | 57.02 | 35.06 | 53.78 | 50 | 50 | 28 | 28 | 28 | 27 | 19 | 32 | 0 | 1 | 0 | 0 | 0 | 0 | 0 | 1 | 1 | 0 | 0 | 1 | 100% | #N/A
2003-12-28 | 12 | 28 | 2018 | 2018-12-28 | 5 | 0 | 13:00 | 13 | 28 | 39 | 51.08 | 37.4 | 57.92 | 37.04 | 54.14 | 48.92 | 55.4 | 28 | 28 | 30 | 28 | 21 | 30.02 | 0 | 1 | 0 | 0 | 0 | 0 | 0 | 1 | 1 | 0 | 0 | 1 | 100% | #N/A
2003-12-28 | 12 | 28 | 2018 | 2018-12-28 | 5 | 0 | 14:00 | 14 | 29 | 40 | 51.98 | 39.38 | 55.94 | 37.94 | 51.44 | 48.92 | 55.4 | 30 | 28 | 34 | 28 | 21 | 33.08 | 0 | 1 | 0 | 0 | 0 | 0 | 0 | 1 | 1 | 0 | 0 | 1 | 100% | #N/A
2003-12-28 | 12 | 28 | 2018 | 2018-12-28 | 5 | 0 | 15:00 | 15 | 31 | 39 | 50 | 38.66 | 53.96 | 37.94 | 48.2 | 48.02 | 50 | 34 | 28 | 34 | 30 | 21 | 32 | 0 | 1 | 0 | 0 | 0 | 0 | 0 | 1 | 1 | 0 | 0 | 1 | 100% | #N/A
2003-12-28 | 12 | 28 | 2018 | 2018-12-28 | 5 | 0 | 16:00 | 16 | 30 | 40 | 46.94 | 38.48 | 50 | 35.96 | 44.6 | 42.98 | 50 | 34 | 25 | 36 | 28 | 21 | 30.02 | 0 | 1 | 0 | 0 | 0 | 0 | 0 | 1 | 1 | 0 | 0 | 1 | 100% | #N/A
2003-12-28 | 12 | 28 | 2018 | 2018-12-28 | 5 | 0 | 17:00 | 17 | 28 | 38 | 44.96 | 38.66 | 46.94 | 33.08 | 39.56 | 39.02 | 50 | 32 | 23 | 36 | 24 | 21 | 28.94 | 0 | 1 | 0 | 0 | 0 | 0 | 0 | 1 | 1 | 0 | 0 | 1 | 100% | #N/A
2003-12-28 | 12 | 28 | 2018 | 2018-12-28 | 5 | 0 | 18:00 | 18 | 27 | 39 | 41 | 38.66 | 44.06 | 32 | 38.3 | 35.96 | 46.4 | 32 | 21 | 37 | 21 | 18 | 24.98 | 0 | 1 | 0 | 0 | 0 | 1 | 0 | 1 | 1 | 0 | 0 | 1 | 100% | #N/A
2003-12-28 | 12 | 28 | 2018 | 2018-12-28 | 5 | 0 | 19:00 | 19 | 23 | 38 | 41 | 37.22 | 41 | 32 | 37.76 | 33.98 | 46.4 | 32 | 21 | 34 | 18 | 21 | 24.08 | 0 | 1 | 0 | 0 | 0 | 1 | 0 | 1 | 1 | 0 | 0 | 1 | 100% | #N/A
2003-12-28 | 12 | 28 | 2018 | 2018-12-28 | 5 | 0 | 20:00 | 20 | 24 | 34 | 39.02 | 35.6 | 39.92 | 28.04 | 37.58 | 33.08 | 44.6 | 30 | 16 | 34 | 15 | 19 | 24.98 | 0 | 1 | 0 | 0 | 0 | 0 | 0 | 1 | 1 | 0 | 0 | 1 | 100% | #N/A
2003-12-28 | 12 | 28 | 2018 | 2018-12-28 | 5 | 0 | 21:00 | 21 | 24 | 33 | 30.92 | 35.42 | 39.92 | 30.02 | 37.22 | 33.08 | 41 | 32 | 8 | 32 | 12 | 19 | 24.98 | 0 | 1 | 0 | 0 | 0 | 0 | 0 | 1 | 1 | 0 | 0 | 1 | 100% | #N/A
2003-12-28 | 12 | 28 | 2018 | 2018-12-28 | 5 | 0 | 22:00 | 22 | 23 | 34 | 33.08 | 34.88 | 39.92 | 30.92 | 37.22 | 33.08 | 39.2 | 32 | 7 | 32 | 10 | 19 | 26.96 | 0 | 1 | 0 | 0 | 0 | 0 | 0 | 1 | 1 | 0 | 0 | 1 | 100% | #N/A
2003-12-28 | 12 | 28 | 2018 | 2018-12-28 | 5 | 0 | 23:00 | 23 | 23 | 34 | 28.94 | 33.98 | 39.02 | 30.92 | 37.04 | 33.08 | 37.4 | 32 | 5 | 34 | 9 | 19 | 26.96 | 0 | 1 | 0 | 0 | 0 | 0 | 0 | 1 | 1 | 0 | 0 | 1 | 100% | #N/A
2003-12-28 | 12 | 28 | 2018 | 2018-12-28 | 5 | 0 | 24:00 | 24 | 21 | 37 | 30.02 | 34.16 | 39.02 | 30.02 | 37.4 | 33.08 | 35.6 | 34 | 6 | 34 | 8 | 18 | 26.06 | 0 | 0 | 1 | 0 | 0 | 0 | 0 | 1 | 1 | 0 | 0 | 1 | 100% | #N/A
2003-12-29 | 12 | 29 | 2018 | 2018-12-29 | 6 | 0 | 1:00 | 1 | 20 | 37 | 28.94 | 34.16 | 37.94 | 28.04 | 37.04 | 33.08 | 33.8 | 34 | 3 | 34 | 8 | 19 | 24.08 | 0 | 0 | 1 | 0 | 0 | 0 | 0 | 1 | 1 | 0 | 0 | 1 | 100% | #N/A
2003-12-29 | 12 | 29 | 2018 | 2018-12-29 | 6 | 0 | 2:00 | 2 | 19 | 37 | 28.04 | 32.36 | 37.94 | 30.02 | 37.22 | 33.08 | 33.8 | 34 | 0 | 34 | 8 | 19 | 21.92 | 0 | 0 | 1 | 0 | 0 | 0 | 0 | 1 | 1 | 0 | 0 | 1 | 100% | #N/A
2003-12-29 | 12 | 29 | 2018 | 2018-12-29 | 6 | 0 | 3:00 | 3 | 19 | 37 | 28.04 | 32.72 | 37.94 | 30.92 | 36.14 | 33.08 | 30.2 | 34 | -2 | 34 | 7 | 19 | 23 | 0 | 0 | 1 | 0 | 0 | 0 | 0 | 1 | 1 | 0 | 0 | 1 | 100% | #N/A
2003-12-29 | 12 | 29 | 2018 | 2018-12-29 | 6 | 0 | 4:00 | 4 | 17 | 37 | 26.96 | 33.08 | 37.04 | 30.92 | 36.68 | 33.08 | 32 | 34 | -1 | 34 | 7 | 19 | 19.94 | 0 | 0 | 1 | 0 | 0 | 0 | 0 | 1 | 1 | 0 | 0 | 1 | 100% | #N/A
2003-12-29 | 12 | 29 | 2018 | 2018-12-29 | 6 | 0 | 5:00 | 5 | 18 | 37.1338 | 26.06 | 33.62 | 37.04 | 30.92 | 35.96 | 33.08 | 33.8 | 34 | -4 | 34 | 6 | 18 | 19.94 | 0 | 0 | 1 | 0 | 0 | 0 | 0 | 1 | 1 | 0 | 0 | 1 | 100% | #N/A
2003-12-29 | 12 | 29 | 2018 | 2018-12-29 | 6 | 0 | 6:00 | 6 | 16 | 38.1653 | 24.08 | 33.8 | 37.04 | 30.92 | 34.52 | 33.08 | 33.8 | 34 | -5 | 34 | 7 | 16 | 17.96 | 0 | 0 | 1 | 0 | 0 | 0 | 0 | 1 | 1 | 0 | 0 | 1 | 100% | #N/A
2003-12-29 | 12 | 29 | 2018 | 2018-12-29 | 6 | 0 | 7:00 | 7 | 19 | 37.1338 | 26.06 | 35.42 | 37.04 | 33.8 | 34.34 | 32 | 35.6 | 34 | -6 | 34 | 5 | 18 | 15.98 | 0 | 0 | 1 | 0 | 0 | 0 | 0 | 1 | 1 | 0 | 0 | 1 | 100% | #N/A
2003-12-29 | 12 | 29 | 2018 | 2018-12-29 | 6 | 0 | 8:00 | 8 | 19 | 37.1338 | 26.96 | 35.24 | 37.04 | 33.98 | 34.88 | 32 | 35.6 | 34 | -3 | 34 | 7 | 18 | 19.04 | 0 | 0 | 1 | 0 | 0 | 0 | 0 | 1 | 1 | 0 | 0 | 1 | 100% | #N/A
2003-12-29 | 12 | 29 | 2018 | 2018-12-29 | 6 | 0 | 9:00 | 9 | 21 | 38.1653 | 33.98 | 35.96 | 37.04 | 35.96 | 36.14 | 32 | 35.6 | 34 | 3 | 36 | 9 | 21 | 21.92 | 0 | 0 | 1 | 0 | 0 | 0 | 0 | 1 | 1 | 0 | 0 | 1 | 100% | #N/A
2003-12-29 | 12 | 29 | 2018 | 2018-12-29 | 6 | 0 | 10:00 | 10 | 24 | 40 | 39.92 | 38.3 | 39.02 | 39.92 | 35.6 | 33.08 | 37.4 | 36 | 8 | 36 | 12 | 27 | 26.96 | 0 | 0 | 1 | 0 | 0 | 0 | 0 | 1 | 1 | 0 | 0 | 1 | 100% | #N/A
2003-12-29 | 12 | 29 | 2018 | 2018-12-29 | 6 | 0 | 11:00 | 11 | 25 | 40.0381 | 42.98 | 41.54 | 39.92 | 41 | 36.5 | 33.98 | 39.2 | 36 | 17 | 37 | 19 | 30 | 30.02 | 0 | 0 | 1 | 0 | 0 | 0 | 0 | 1 | 1 | 0 | 0 | 1 | 100% | #N/A
2003-12-29 | 12 | 29 | 2018 | 2018-12-29 | 6 | 0 | 12:00 | 12 | 30 | 42 | 44.06 | 44.42 | 39.92 | 39.92 | 38.66 | 35.96 | 39.2 | 36 | 24 | 37 | 21 | 32 | 32 | 0 | 0 | 1 | 0 | 0 | 0 | 0 | 1 | 1 | 0 | 0 | 1 | 100% | #N/A
2003-12-29 | 12 | 29 | 2018 | 2018-12-29 | 6 | 0 | 13:00 | 13 | 34 | 42.2265 | 46.94 | 45.32 | 41 | 44.06 | 37.04 | 33.98 | 41 | 36 | 26 | 39 | 25 | 30 | 33.98 | 0 | 0 | 1 | 0 | 0 | 0 | 0 | 1 | 1 | 0 | 0 | 1 | 100% | #N/A
2003-12-29 | 12 | 29 | 2018 | 2018-12-29 | 6 | 0 | 14:00 | 14 | 34 | 42.2265 | 46.04 | 46.58 | 39.02 | 44.96 | 37.4 | 33.98 | 39.2 | 36 | 28 | 39 | 28 | 30 | 33.98 | 0 | 0 | 1 | 0 | 0 | 0 | 0 | 1 | 1 | 0 | 0 | 1 | 100% | #N/A
2003-12-29 | 12 | 29 | 2018 | 2018-12-29 | 6 | 0 | 15:00 | 15 | 34 | 43.001 | 44.96 | 49.1 | 39.92 | 46.94 | 36.86 | 33.08 | 39.2 | 37 | 28 | 41 | 28 | 28 | 35.06 | 0 | 0 | 1 | 0 | 0 | 0 | 0 | 1 | 1 | 0 | 0 | 1 | 100% | #N/A
2003-12-29 | 12 | 29 | 2018 | 2018-12-29 | 6 | 0 | 16:00 | 16 | 33 | 44 | 44.06 | 50.36 | 37.94 | 48.02 | 35.96 | 33.08 | 37.4 | 36 | 28 | 43 | 30 | 27 | 32 | 0 | 0 | 1 | 0 | 0 | 0 | 0 | 1 | 1 | 0 | 0 | 1 | 100% | #N/A
2003-12-29 | 12 | 29 | 2018 | 2018-12-29 | 6 | 0 | 17:00 | 17 | 33 | 44 | 39.02 | 49.64 | 35.96 | 44.06 | 34.52 | 30.92 | 35.6 | 36 | 25 | 39 | 30 | 23 | 30.92 | 0 | 0 | 1 | 0 | 0 | 0 | 0 | 1 | 1 | 0 | 0 | 1 | 100% | #N/A
2003-12-29 | 12 | 29 | 2018 | 2018-12-29 | 6 | 0 | 18:00 | 18 | 26 | 43.001 | 39.92 | 49.28 | 33.98 | 41 | 33.98 | 30.92 | 33.8 | 36 | 19 | 43 | 30 | 23 | 30.02 | 0 | 0 | 1 | 0 | 0 | 0 | 0 | 1 | 1 | 0 | 0 | 1 | 100% | #N/A
2003-12-29 | 12 | 29 | 2018 | 2018-12-29 | 6 | 0 | 19:00 | 19 | 26 | 43.001 | 41 | 47.84 | 33.08 | 39.92 | 33.62 | 30.92 | 30.2 | 37 | 18 | 41 | 32 | 19 | 28.94 | 0 | 0 | 1 | 0 | 0 | 0 | 0 | 1 | 1 | 0 | 0 | 1 | 100% | #N/A
2003-12-29 | 12 | 29 | 2018 | 2018-12-29 | 6 | 0 | 20:00 | 20 | 25 | 43.001 | 39.02 | 46.58 | 28.94 | 41 | 31.46 | 30.92 | 26.6 | 43 | 16 | 39 | 30 | 21 | 28.04 | 0 | 0 | 1 | 0 | 0 | 0 | 0 | 1 | 1 | 0 | 0 | 1 | 100% | #N/A
2003-12-29 | 12 | 29 | 2018 | 2018-12-29 | 6 | 0 | 21:00 | 21 | 22 | 43.001 | 37.94 | 45.5 | 30.02 | 41 | 29.48 | 30.02 | 24.8 | 43 | 18 | 39 | 30 | 21 | 21.92 | 0 | 0 | 1 | 0 | 0 | 0 | 0 | 1 | 1 | 0 | 0 | 1 | 100% | #N/A
2003-12-29 | 12 | 29 | 2018 | 2018-12-29 | 6 | 0 | 22:00 | 22 | 21 | 43.001 | 37.94 | 44.6 | 26.06 | 41 | 27.68 | 28.04 | 24.8 | 41 | 12 | 39 | 30 | 23 | 24.08 | 0 | 0 | 1 | 0 | 0 | 0 | 0 | 1 | 1 | 0 | 0 | 1 | 100% | #N/A
2003-12-29 | 12 | 29 | 2018 | 2018-12-29 | 6 | 0 | 23:00 | 23 | 23 | 43.001 | 37.94 | 44.24 | 26.96 | 41 | 27.14 | 28.04 | 26.6 | 37 | 11 | 38 | 29 | 23 | 23 | 0 | 0 | 1 | 0 | 0 | 0 | 0 | 1 | 1 | 0 | 0 | 1 | 100% | #N/A
2003-12-29 | 12 | 29 | 2018 | 2018-12-29 | 6 | 0 | 24:00 | 24 | 23 | 44 | 37.94 | 43.88 | 24.98 | 42.08 | 27.14 | 26.96 | 23 | 37 | 8 | 37 | 30 | 27 | 24.08 | 0 | 0 | 1 | 0 | 0 | 0 | 0 | 1 | 1 | 0 | 0 | 1 | 100% | #N/A
2003-12-30 | 12 | 30 | 2018 | 2018-12-30 | 7 | 0 | 1:00 | 1 | 23 | 44 | 37.94 | 42.98 | 24.98 | 41 | 24.8 | 26.96 | 21.2 | 37 | 10 | 36 | 30 | 30 | 24.98 | 0 | 0 | 1 | 0 | 0 | 0 | 0 | 1 | 1 | 0 | 0 | 1 | 100% | #N/A
2003-12-30 | 12 | 30 | 2018 | 2018-12-30 | 7 | 0 | 2:00 | 2 | 19 | 44 | 37.94 | 42.8 | 26.06 | 39.92 | 24.62 | 28.04 | 23 | 36 | 9 | 37 | 31 | 32 | 26.06 | 0 | 0 | 1 | 0 | 0 | 0 | 0 | 1 | 1 | 0 | 0 | 1 | 100% | #N/A
2003-12-30 | 12 | 30 | 2018 | 2018-12-30 | 7 | 0 | 3:00 | 3 | 20 | 43 | 37.94 | 41.9 | 24.98 | 37.94 | 23.72 | 28.04 | 23 | 32 | 11 | 37 | 31 | 34 | 24.08 | 0 | 0 | 1 | 0 | 0 | 0 | 0 | 1 | 1 | 0 | 0 | 1 | 100% | #N/A
2003-12-30 | 12 | 30 | 2018 | 2018-12-30 | 7 | 0 | 4:00 | 4 | 19 | 42 | 37.94 | 41 | 24.08 | 35.96 | 23.54 | 26.06 | 23 | 30 | 11 | 37 | 32 | 34 | 23 | 0 | 0 | 1 | 0 | 0 | 0 | 0 | 1 | 1 | 0 | 0 | 1 | 100% | #N/A
2003-12-30 | 12 | 30 | 2018 | 2018-12-30 | 7 | 0 | 5:00 | 5 | 19 | 41 | 37.94 | 39.38 | 24.08 | 35.96 | 23.72 | 26.06 | 23 | 27 | 8 | 36 | 32 | 36 | 23 | 0 | 0 | 1 | 0 | 0 | 0 | 0 | 1 | 1 | 0 | 0 | 1 | 100% | #N/A
2003-12-30 | 12 | 30 | 2018 | 2018-12-30 | 7 | 0 | 6:00 | 6 | 19 | 39 | 37.94 | 38.3 | 24.98 | 35.06 | 23.54 | 26.06 | 23 | 25 | 5 | 34 | 34 | 37 | 23 | 0 | 0 | 1 | 0 | 0 | 0 | 0 | 1 | 1 | 0 | 0 | 1 | 100% | #N/A
2003-12-30 | 12 | 30 | 2018 | 2018-12-30 | 7 | 0 | 7:00 | 7 | 20 | 38 | 37.94 | 37.4 | 26.06 | 33.08 | 25.52 | 26.96 | 24.8 | 21 | 4 | 34 | 34 | 37 | 21.92 | 0 | 0 | 1 | 0 | 0 | 0 | 0 | 1 | 1 | 0 | 0 | 1 | 100% | #N/A
2003-12-30 | 12 | 30 | 2018 | 2018-12-30 | 7 | 0 | 8:00 | 8 | 18 | 38 | 39.92 | 36.5 | 26.96 | 33.08 | 27.14 | 28.04 | 26.6 | 19 | 3 | 34 | 34 | 37 | 19.94 | 0 | 0 | 1 | 0 | 0 | 0 | 0 | 1 | 1 | 0 | 0 | 1 | 100% | #N/A
2003-12-30 | 12 | 30 | 2018 | 2018-12-30 | 7 | 0 | 9:00 | 9 | 23 | 38 | 39.92 | 35.96 | 30.92 | 35.06 | 28.04 | 28.04 | 30.2 | 18 | 7 | 34 | 34 | 39 | 26.06 | 0 | 0 | 1 | 0 | 0 | 0 | 0 | 1 | 1 | 0 | 0 | 1 | 100% | #N/A
2003-12-30 | 12 | 30 | 2018 | 2018-12-30 | 7 | 0 | 10:00 | 10 | 26 | 38 | 39.92 | 37.04 | 35.96 | 35.96 | 32 | 28.04 | 33.8 | 16 | 22 | 36 | 37 | 41 | 28.94 | 0 | 0 | 1 | 0 | 0 | 0 | 0 | 1 | 1 | 0 | 0 | 1 | 100% | #N/A
2003-12-30 | 12 | 30 | 2018 | 2018-12-30 | 7 | 0 | 11:00 | 11 | 29 | 37 | 39.02 | 37.04 | 37.94 | 33.98 | 32 | 28.4 | 39.2 | 16 | 28 | 36 | 37 | 45 | 32 | 0 | 0 | 1 | 0 | 0 | 0 | 0 | 1 | 1 | 0 | 0 | 1 | 100% | #N/A
2003-12-30 | 12 | 30 | 2018 | 2018-12-30 | 7 | 0 | 12:00 | 12 | 32 | 37 | 37.94 | 37.76 | 39.92 | 33.08 | 32 | 28.04 | 39.2 | 16 | 30 | 34 | 36 | 46 | 33.08 | 0 | 0 | 1 | 0 | 0 | 0 | 0 | 1 | 1 | 0 | 0 | 1 | 100% | #N/A
2003-12-30 | 12 | 30 | 2018 | 2018-12-30 | 7 | 0 | 13:00 | 13 | 31 | 40 | 37.04 | 36.14 | 39.02 | 33.08 | 32 | 28.04 | 41 | 12 | 31 | 34 | 36 | 48 | 33.98 | 0 | 0 | 1 | 0 | 0 | 0 | 0 | 1 | 1 | 0 | 0 | 1 | 100% | #N/A
2003-12-30 | 12 | 30 | 2018 | 2018-12-30 | 7 | 0 | 14:00 | 14 | 31 | 38 | 37.94 | 36.86 | 37.94 | 33.08 | 32 | 28.94 | 41 | 12 | 31 | 32 | 36 | 48 | 35.06 | 0 | 0 | 1 | 0 | 0 | 0 | 0 | 1 | 1 | 0 | 0 | 1 | 100% | #N/A
2003-12-30 | 12 | 30 | 2018 | 2018-12-30 | 7 | 0 | 15:00 | 15 | 31 | 37 | 39.02 | 35.24 | 37.94 | 30.92 | 32 | 30.2 | 41 | 10 | 32 | 30 | 34 | 48 | 33.98 | 0 | 0 | 1 | 0 | 0 | 0 | 0 | 1 | 1 | 0 | 0 | 1 | 100% | #N/A
2003-12-30 | 12 | 30 | 2018 | 2018-12-30 | 7 | 0 | 16:00 | 16 | 31 | 35 | 39.02 | 35.06 | 39.92 | 30.02 | 32 | 30.92 | 41 | 9 | 31 | 30 | 32 | 45 | 33.08 | 0 | 0 | 1 | 0 | 0 | 0 | 0 | 1 | 1 | 0 | 0 | 1 | 100% | #N/A
2003-12-30 | 12 | 30 | 2018 | 2018-12-30 | 7 | 0 | 17:00 | 17 | 30 | 34 | 37.94 | 32.9 | 42.08 | 28.04 | 33.8 | 32 | 40.64 | 9 | 29 | 30 | 30 | 39 | 28.94 | 0 | 0 | 1 | 0 | 0 | 0 | 0 | 1 | 1 | 0 | 0 | 1 | 100% | #N/A
2003-12-30 | 12 | 30 | 2018 | 2018-12-30 | 7 | 0 | 18:00 | 18 | 28 | 32 | 37.94 | 31.46 | 42.08 | 26.06 | 32 | 32 | 40.1 | 7 | 28 | 28 | 30 | 34 | 28.94 | 0 | 0 | 1 | 0 | 0 | 0 | 0 | 1 | 1 | 0 | 0 | 1 | 100% | #N/A
2003-12-30 | 12 | 30 | 2018 | 2018-12-30 | 7 | 0 | 19:00 | 19 | 29 | 32 | 37.94 | 30.2 | 42.98 | 24.98 | 32 | 32 | 39.56 | 5 | 28 | 27 | 28 | 34 | 26.06 | 0 | 0 | 1 | 0 | 0 | 0 | 0 | 1 | 1 | 0 | 0 | 1 | 100% | #N/A
2003-12-30 | 12 | 30 | 2018 | 2018-12-30 | 7 | 0 | 20:00 | 20 | 29 | 31 | 39.02 | 29.3 | 42.08 | 24.08 | 32 | 33.08 | 39.02 | 5 | 26 | 27 | 28 | 32 | 26.06 | 0 | 0 | 1 | 0 | 0 | 0 | 0 | 1 | 1 | 0 | 0 | 1 | 100% | #N/A
2003-12-30 | 12 | 30 | 2018 | 2018-12-30 | 7 | 0 | 21:00 | 21 | 30 | 30 | 39.02 | 28.58 | 37.94 | 23 | 32 | 33.08 | 38.48 | 5 | 24 | 25 | 28 | 32 | 21.02 | 0 | 0 | 1 | 0 | 0 | 0 | 0 | 1 | 1 | 0 | 0 | 1 | 100% | #N/A
2003-12-30 | 12 | 30 | 2018 | 2018-12-30 | 7 | 0 | 22:00 | 22 | 31 | 29 | 39.02 | 28.04 | 33.98 | 23 | 32 | 32 | 37.94 | 3 | 21 | 23 | 28 | 28 | 21.92 | 0 | 0 | 1 | 0 | 0 | 0 | 0 | 1 | 1 | 0 | 0 | 1 | 100% | #N/A
2003-12-30 | 12 | 30 | 2018 | 2018-12-30 | 7 | 0 | 23:00 | 23 | 31 | 28 | 39.02 | 27.86 | 33.08 | 23 | 28.4 | 32 | 37.4 | 3 | 15 | 21 | 26 | 28 | 19.94 | 0 | 0 | 1 | 0 | 0 | 0 | 0 | 1 | 1 | 0 | 0 | 1 | 100% | #N/A
2003-12-30 | 12 | 30 | 2018 | 2018-12-30 | 7 | 0 | 24:00 | 24 | 31 | 28 | 39.92 | 27.86 | 33.98 | 23 | 33.26 | 30.92 | 35.6 | 3 | 16 | 19 | 24 | 28 | 17.96 | 0 | 0 | 1 | 0 | 0 | 0 | 0 | 1 | 1 | 0 | 0 | 1 | 100% | #N/A
2003-12-31 | 12 | 31 | 2018 | 2018-12-31 | 1 | 0 | 1:00 | 1 | 31 | 26 | 41 | 27.14 | 33.98 | 21.92 | 32.36 | 30.92 | 35.6 | 1 | 11 | 19 | 23 | 28 | 23 | 0 | 0 | 1 | 0 | 0 | 0 | 0 | 1 | 1 | 0 | 0 | 1 | 100% | #N/A
2003-12-31 | 12 | 31 | 2018 | 2018-12-31 | 1 | 0 | 2:00 | 2 | 33 | 26 | 42.08 | 26.78 | 33.98 | 21.92 | 32 | 30.02 | 33.8 | 1 | 11 | 18 | 23 | 27 | 21.92 | 0 | 0 | 1 | 0 | 0 | 0 | 0 | 1 | 1 | 0 | 0 | 1 | 100% | #N/A
2003-12-31 | 12 | 31 | 2018 | 2018-12-31 | 1 | 0 | 3:00 | 3 | 35 | 25 | 42.98 | 26.78 | 33.98 | 21.92 | 32 | 30.02 | 33.8 | 1 | 16 | 18 | 22 | 27 | 21.92 | 0 | 0 | 1 | 0 | 0 | 0 | 0 | 1 | 1 | 0 | 0 | 1 | 100% | #N/A
2003-12-31 | 12 | 31 | 2018 | 2018-12-31 | 1 | 0 | 4:00 | 4 | 32 | 24 | 42.98 | 26.06 | 33.98 | 21.92 | 33.26 | 30.02 | 33.8 | 1 | 17 | 18 | 21 | 27 | 21.92 | 0 | 0 | 1 | 0 | 0 | 0 | 0 | 1 | 1 | 0 | 0 | 1 | 100% | #N/A
2003-12-31 | 12 | 31 | 2018 | 2018-12-31 | 1 | 0 | 5:00 | 5 | 33 | 24 | 44.06 | 25.88 | 33.98 | 21.92 | 33.26 | 28.94 | 33.8 | 1 | 19 | 18 | 20 | 27 | 21.92 | 0 | 0 | 1 | 0 | 0 | 0 | 0 | 1 | 1 | 0 | 0 | 1 | 100% | #N/A
2003-12-31 | 12 | 31 | 2018 | 2018-12-31 | 1 | 0 | 6:00 | 6 | 33 | 23 | 44.06 | 26.24 | 33.08 | 21.02 | 30.74 | 28.04 | 33.8 | 1 | 20 | 18 | 20 | 27 | 23 | 0 | 0 | 1 | 0 | 0 | 0 | 0 | 1 | 1 | 0 | 0 | 1 | 100% | #N/A
2003-12-31 | 12 | 31 | 2018 | 2018-12-31 | 1 | 0 | 7:00 | 7 | 33 | 23 | 44.06 | 26.42 | 33.08 | 21.02 | 30.56 | 28.04 | 33.8 | 1 | 21 | 18 | 19 | 25 | 24.98 | 0 | 0 | 1 | 0 | 0 | 0 | 0 | 1 | 1 | 0 | 0 | 1 | 100% | #N/A
2003-12-31 | 12 | 31 | 2018 | 2018-12-31 | 1 | 0 | 8:00 | 8 | 33 | 23 | 44.96 | 27.14 | 33.08 | 21.92 | 31.1 | 28.04 | 33.8 | 0 | 23 | 18 | 18 | 25 | 24.98 | 0 | 1 | 0 | 0 | 0 | 0 | 0 | 1 | 1 | 0 | 0 | 1 | 100% | #N/A
2003-12-31 | 12 | 31 | 2018 | 2018-12-31 | 1 | 0 | 9:00 | 9 | 33 | 24 | 39.92 | 27.5 | 35.06 | 26.06 | 32 | 28.94 | 35.6 | 0 | 24 | 18 | 18 | 25 | 30.92 | 0 | 1 | 0 | 0 | 0 | 0 | 0 | 1 | 1 | 0 | 0 | 1 | 100% | #N/A
2003-12-31 | 12 | 31 | 2018 | 2018-12-31 | 1 | 0 | 10:00 | 10 | 36 | 24 | 39.92 | 28.76 | 35.96 | 26.96 | 33.8 | 30.02 | 37.4 | 0 | 27 | 19 | 18 | 28 | 41 | 0 | 1 | 0 | 0 | 0 | 0 | 0 | 1 | 1 | 0 | 0 | 1 | 100% | #N/A
2003-12-31 | 12 | 31 | 2018 | 2018-12-31 | 1 | 0 | 11:00 | 11 | 36 | 25 | 39.02 | 30.74 | 37.04 | 28.04 | 35.06 | 32 | 39.2 | 0 | 30 | 21 | 16 | 30 | 46.04 | 0 | 1 | 0 | 0 | 0 | 0 | 0 | 1 | 1 | 0 | 0 | 1 | 100% | #N/A
2003-12-31 | 12 | 31 | 2018 | 2018-12-31 | 1 | 0 | 12:00 | 12 | 36 | 26 | 39.92 | 30.74 | 37.94 | 30.92 | 36.68 | 33.08 | 41 | 0 | 35 | 25 | 16 | 32 | 48.92 | 0 | 1 | 0 | 0 | 0 | 0 | 0 | 1 | 1 | 0 | 0 | 1 | 100% | #N/A
2003-12-31 | 12 | 31 | 2018 | 2018-12-31 | 1 | 0 | 13:00 | 13 | 36.4205 | 27 | 39.92 | 33.62 | 37.94 | 33.08 | 37.4 | 33.08 | 41 | 0 | 38 | 27 | 14 | 34 | 48.92 | 0 | 1 | 0 | 0 | 0 | 0 | 0 | 1 | 1 | 0 | 0 | 1 | 100% | #N/A
2003-12-31 | 12 | 31 | 2018 | 2018-12-31 | 1 | 0 | 14:00 | 14 | 36.3392 | 27 | 39.02 | 35.24 | 37.04 | 33.98 | 32 | 30.02 | 41 | 1 | 40 | 28 | 14 | 34 | 48.02 | 0 | 1 | 0 | 0 | 0 | 0 | 0 | 1 | 1 | 0 | 0 | 1 | 100% | #N/A
2003-12-31 | 12 | 31 | 2018 | 2018-12-31 | 1 | 0 | 15:00 | 15 | 37 | 27 | 37.94 | 36.86 | 35.06 | 35.06 | 35.6 | 30.92 | 41 | 1 | 40 | 28 | 14 | 32 | 48.02 | 0 | 1 | 0 | 0 | 0 | 0 | 0 | 1 | 1 | 0 | 0 | 1 | 100% | #N/A
2003-12-31 | 12 | 31 | 2018 | 2018-12-31 | 1 | 0 | 16:00 | 16 | 36.3392 | 25 | 37.94 | 36.86 | 35.96 | 35.06 | 34.34 | 30.02 | 39.2 | 0 | 42 | 28 | 14 | 28 | 46.04 | 0 | 1 | 0 | 0 | 0 | 0 | 0 | 1 | 1 | 0 | 0 | 1 | 100% | #N/A
2003-12-31 | 12 | 31 | 2018 | 2018-12-31 | 1 | 0 | 17:00 | 17 | 38 | 27 | 37.94 | 37.76 | 35.06 | 35.06 | 32.36 | 28.04 | 37.4 | -4 | 41 | 27 | 10 | 27 | 46.04 | 0 | 1 | 0 | 0 | 0 | 0 | 0 | 1 | 1 | 0 | 0 | 1 | 100% | #N/A
2003-12-31 | 12 | 31 | 2018 | 2018-12-31 | 1 | 0 | 18:00 | 18 | 38 | 25 | 39.02 | 36.86 | 33.08 | 35.96 | 31.28 | 26.96 | 35.6 | -8 | 41 | 27 | 9 | 25 | 42.98 | 0 | 1 | 0 | 0 | 0 | 1 | 0 | 1 | 1 | 0 | 0 | 1 | 100% | #N/A
2003-12-31 | 12 | 31 | 2018 | 2018-12-31 | 1 | 0 | 19:00 | 19 | 37 | 25 | 39.02 | 37.22 | 32 | 35.96 | 30.92 | 26.96 | 35.6 | -8 | 41 | 27 | 7 | 23 | 39.02 | 0 | 1 | 0 | 0 | 0 | 1 | 0 | 1 | 1 | 0 | 0 | 1 | 100% | #N/A
2003-12-31 | 12 | 31 | 2018 | 2018-12-31 | 1 | 0 | 20:00 | 20 | 38 | 27 | 39.02 | 37.76 | 32 | 37.04 | 29.12 | 24.98 | 33.8 | -9 | 41 | 27 | 7 | 19 | 39.02 | 0 | 1 | 0 | 0 | 0 | 0 | 0 | 1 | 1 | 0 | 0 | 1 | 100% | #N/A
2003-12-31 | 12 | 31 | 2018 | 2018-12-31 | 1 | 0 | 21:00 | 21 | 40.0054 | 27 | 39.02 | 39.02 | 30.92 | 37.94 | 28.22 | 24.08 | 33.8 | -9 | 39 | 27 | 3 | 21 | 39.02 | 0 | 1 | 0 | 0 | 0 | 0 | 0 | 1 | 1 | 0 | 0 | 1 | 100% | #N/A
2003-12-31 | 12 | 31 | 2018 | 2018-12-31 | 1 | 0 | 22:00 | 22 | 40.0054 | 27 | 39.02 | 40.46 | 30.02 | 39.02 | 27.68 | 23 | 33.8 | -9 | 39 | 27 | 2 | 19 | 39.02 | 0 | 1 | 0 | 0 | 0 | 0 | 0 | 1 | 1 | 0 | 0 | 1 | 100% | #N/A
2003-12-31 | 12 | 31 | 2018 | 2018-12-31 | 1 | 0 | 23:00 | 23 | 41 | 27 | 39.02 | 40.64 | 28.94 | 39.02 | 26.96 | 21.92 | 32 | -9 | 36 | 27 | -1 | 19 | 39.02 | 0 | 1 | 0 | 0 | 0 | 0 | 0 | 1 | 1 | 0 | 0 | 1 | 100% | #N/A
2003-12-31 | 12 | 31 | 2018 | 2018-12-31 | 1 | 0 | 24:00 | 24 | 43.1768 | 28 | 39.92 | 41.54 | 28.04 | 39.92 | 27.68 | 21.02 | 30.2 | -9 | 37 | 25 | -2 | 19 | 37.94 | 0 | 0 | 1 | 0 | 0 | 0 | 0 | 1 | 1 | 0 | 0 | 1 | 100% | #N/A

## Look_UP (hidden)
| Version #: | 1.3
1 | Version Date: | 2021-06-08
2 | Last Revised by: | Rob Bialobrzeski (DMI)
3 | Revision History
≥4