## Disclaimer
Disclaimer
This model is provided as an example of an hourly analysis for small Combined Heat and Power Projects. It is designed primarily for buildings such as hotels, apartment complexes, nursing homes, etc. which use boilers to produce hot water for space heating and domestic hot water purposes. It has limited applicability for industrial processes and buildings with complex processes. EVERSOURCE assumes no responsibility for the results of this model and does not guarantee that it is free from errors. Contractors using this model for their proposals are assuming responsibility for the methodology and results.

## Changes
Change Log
Prior Version | New Version | Changes
2010-06-04 | 2010-06-15 | Minor changes on BCR sheet (utility use only) to reflect kW as being total for all CHP units (rather than just 1 unit). Add indicator as to what is limiting CHP run hours.
2010-06-15 | 2010-07-30 | Instructions to add in toolpak. Also new sheet called "Custom Application Info" which gives out the correct data in the same format as the custom application
2010-07-30 | 2010-08-12 | Minor changes in instructions and Custom Tab.
2010-08-12 | 2010-08-13 | Added Project Name to last page.
2010-08-13 | 2010-08-26 | Added tab listing Model limitations.
2010-08-26 | 2011-02-25 | Added an Error Check tab to summarize error checks in one place.
2010-08-26 | 2011-02-25 | Added questions regarding Temp vs. Non Temp Sensitive Use and additional error checking.
2010-08-26 | 2011-02-25 | Added calculation of Total Run Hours and Avg. Percent Loading by Month.
2010-08-26 | 2011-02-25 | Added a Tab: 17 CHP Operation Metrics which provides key summary information not included in other tabs (for thermal tracking case)
2010-08-26 | 2011-02-25 | Added Summer and Winter Average Coincident Peak kW Reduction in Tab 16
2011-02-25 | 2011-05-04 | Improved Error Checking, format changes, and info screens regarding whether space heating/DHW or both is being utilized.
2011-02-25 | 2011-05-04 | Deleted Detail and Tab 15) as it was redundant with Custom Application Form.

## Read This Tab First
Before using this model, it is very important that the correct add-ins be installed in Excel. Otherwise, errors will result. The Excel default set up does not typically have these add-ins already in place. Refer to Tab: General Instructions, Cells B4 and B5 for how to install these add-ins.

## General Instructions
EVERSOURCE CHP Hourly Demonstration Model
General Instructions: The below is a description of each tab. Each tab includes more detail.
On each tab, the Input data is in blue fonts in the yellow cells.
Under 'Tools' -> 'Ad-ins,' turn on 'Analysis ToolPak,' Analysis ToolPak-vba' and 'Solver Add-ins' for proper formula use.
Make sure the model is finished calculating (as given the size of the model it can take several seconds to update) before viewing or printing results.
Version: 4-22-2011 | It's important to review Tab 17: Error Checks
Weather Data is for Boston. If other locations are desired, follow instructions in Tab: 12 Hourly Simulations
Input Data
Tab | Description
1) Thermal Billing Info | Define breakdown of facility's thermal fuel use.
2 a) Base thermal profile | Enter user defined hourly data for Base Load Fuel Fired available for offset by a CHP system or allow spreadsheet to calculate based on Tab 2b) DHW Profile defined below.
2 b) DHW Profile | Defines typical Domestic Hot Water Load Profiles which can be offset by a CHP system. Select profile most closely matching building type. Profile excludes temperature sensitive use such as for space heating (which is separately modeled).
3) Base Temp & Degree Days | Defines the building base temperature assumption and degree days corresponding to that assumption. There is a separate model available to estimate the building base temperature. If unsure, use 55 F (which should lead to a conservative result).
4) Hourly Electric Interval Data | This is hourly interval data which is generally available from the electric utility serving the customer.
5) CHP System | This defines the CHP unit performance specifications, offsetting boiler efficiency, and thermal dumping assumptions.
6) Run Schedule (optional) | Only used when CHP is run according to a schedule.
7) Peak & Seasons | Defines peak & offpeak seasons, Winter/Summer, and Holidays. Generally does not need changing. Holidays are defined for 2009 (but it doesn't require updating for 2010 and beyond as the impact is immaterial).
User Added Tabs==> | User adds additional tabs as necessary to provide supporting assumptions into the model.
Output Tabs
Tab | Description
8) Building Use - Thermal Track | Shows the therms and kWh & kW building use on a historical versus post-CHP basis (for thermal tracking).
9) CHP Unit - Thermal Track | Shows a monthly & annual summary of CHP performance (for thermal tracking).
10) Building Use - Scheduled Hours | Shows the therms and kWh & kW building use on a historical versus post-CHP basis (for CHP units on a timer).
11) CHP Unit - Scheduled Hours | Shows a monthly & annual summary of CHP performance (for CHP units on a timer).
12) Hourly Simulation | This is an intermediate calculation page. It is not something that would typically be printed out as its rather long.
13) Normalized Monthly Data | This is an intermediate calculation page. It is not something that would typically be printed out.
14) Reconcile | This pages reconciles intermediate calculation with billing data. It is worth checking to ensure the data is 100% reconciled to bills.
15) Deleted | Intentionally Left Blank. Prior Tab was redundant with Tab 16)
16) Custom Application Info | Information to be transferred to the Custom Application.
17 CHP Operation Add'l Metrics | Includes useful summary information not included in the other sheets (Thermal Tracking Case Only)
18) Error Checks | Examine to make sure there are no errors.
There are also two hidden tabs which are used for intermediate calculation purposes.

## Model Limitations
The below are known limitations of the EVERSOURCE CHP hourly model. These may be enhanced in future versions.
| Limitation | Impact of Limitation | Compensating for Impact
| Thermal Storage is not being modeled. | May result in a reduced estimate of run hours in the thermal load following mode. | The thermal load curves can be reshaped outside of the model based on thermal storage and put in as an input to the model.
| CHP performance variations due to changes in temperature are not considered. | This is a more significant issue for combustion turbines than reciprocating engines. | Perform the simulation once based on cut-sheet information then determine the weight averaged temperature throughout the year. Re-enter performance data under Tab 5 based on such weighted average temperature.
| CHP Performance is NOT adjusted for Part Load. | If equipment cut-sheet information is used, this will result in an optimistic estimate of performance. | If part load data is available then perform initial modeling based on cut sheet data. Determine the average loading of the engine. Then re-enter data based on the average percentage of full load operation.
| Thermal Load Following - Dumping Mode Assumed Percentages. | Monthly percentages can be input for projects. In theory, thermal following should have zero dumping. In reality, there is likely some dumping for projects with a dump radiator. The model carves thermal dumping out of existing predicted thermal following run hours (rather than purely a run hour add on while retaining boiler fuel offsets from all predicted thermal load following hours). This will lead to a reduced BCR result (all else being the same). | No quick manner of adjustment has been identified.
| Seasonal variations in make up water temperature for Domestic Hot Water is NOT considered. | Minimum summer use is identified for Domestic Hot Water. The associated therms/hour daily profile and use is applied throughout the year (according to the input profile). The balance of therms fired is assigned to space heating. In reality, DHW therms will increase in the colder months due to a lower make-up water temperature. This is not considered in the model. However, it is not expected to have a material impact on the results. | No adjustment is made.

## Key Inputs===>
Key Inputs ====>

## 1) Thermal Billing Info
Project Name: |  | Customer's Name
Base Load Therms Fired |  | 3751 | Enter the value in Col K which corresponds to the Row with the Minimum Billing Use per Billing Day
# of Billing Days in the month with Minimum Daily Therms Use |  | 33 | Enter the value in Col E which corresponds to the Row with the Minimum Billing Use per Billing Day
| Questions: | [9 empty] | Annual Temperature Sensitive therms which are available to be partially offset by CHP System
| Will the CHP System provide for space heating (Y or N)? |  |  |  |  | Y |  |  |  |  | 57981
| Will the CHP System provide heating for non-temp sensitive load (Y or N)? |  |  |  |  | Y | Enter Daily Profile in Tabs 2a or 2b
A | B | C | D | E = D - C | F | G | H | I | J | K = F - G thru J | L | M = K - L | N = K ÷ E
Deduct fuel for end-uses which can't be supplied from CHP thermal output (enter as positive values)
Calendar Month | Days in Calendar Month | Beginning of Billing Period | End of Billing Period | # Billing Days in Month | Total Fuel Use (therms) | Dryer (therms) | Cooking (therms) | Other 1 (therms) | Other 2 (therms) | Fuel Use (therms) which can be offset by CHP unit | Non Temp Sensitive Base Load (therms) | Temp Sensitive Load (therms) | Fuel Use Therms per Billing Day
Jan | 31 | 2007-12-21 | 2008-01-23 | 33 | 15993 |  |  |  |  | 15993 | 3751 | 12242 | 484.6364
Feb | 28 | 2008-01-23 | 2008-02-21 | 29 | 14076 |  |  |  |  | 14076 | 3296.3333 | 10779.6667 | 485.3793
Mar | 31 | 2008-02-21 | 2008-03-20 | 28 | 12894 |  |  |  |  | 12894 | 3182.6667 | 9711.3333 | 460.5
Apr | 30 | 2008-03-20 | 2008-04-18 | 29 | 11038 |  |  |  |  | 11038 | 3296.3333 | 7741.6667 | 380.6207
May | 31 | 2008-04-18 | 2008-05-21 | 33 | 5577 |  |  |  |  | 5577 | 3751 | 1826 | 169
Jun | 30 | 2008-05-21 | 2008-06-19 | 29 | 3644 |  |  |  |  | 3644 | 3296.3333 | 347.6667 | 125.6552
Jul | 31 | 2008-06-19 | 2008-07-22 | 33 | 3751 |  |  |  |  | 3751 | 3751 | 0 | 113.6667 | Row with Minimum Use/Day
Aug | 31 | 2008-07-22 | 2008-08-20 | 29 | 3402 |  |  |  |  | 3402 | 3296.3333 | 105.6667 | 117.3103
Sep | 30 | 2008-08-20 | 2008-09-22 | 33 | 3861 |  |  |  |  | 3861 | 3751 | 110 | 117
Oct | 31 | 2008-09-22 | 2008-10-20 | 28 | 3536 |  |  |  |  | 3536 | 3182.6667 | 353.3333 | 126.2857
Nov | 30 | 2008-10-20 | 2008-11-21 | 32 | 7695 |  |  |  |  | 7695 | 3637.3333 | 4057.6667 | 240.4688
Dec | 31 | 2008-11-21 | 2008-12-21 | 30 | 14116 |  |  |  |  | 14116 | 3410 | 10706 | 470.5333
|  |  | Total |  | 99583 | 0 | 0 | 0 | 0 | 99583 | 41602 | 57981

## 2a) Base thermal profile
Base Load - Hourly Profile of Therms Fired (HHV)
Domestic Hot Water may be defined according to either Tab 2a or Tab 2b.
Hint: It's easier to define DHW loads using Tab 2b) rather than this Tab 2a) as it will automatically reconcile with the billing data.
Method of Determining Profile (User Defined or Typical Profile) |  |  |  |  | If Therms Fired are User Defined values for each hour, Enter U in the box to the left and enter the data for each hour. Otherwise leave all the yellow boxes blank and enter the profiles in Tab 2b)
[5 empty] | Reconciliation Error Check: | Reconciles
Hour of Day |  | Therms Fired (HHV)
From | To | User Defined (Leave blank if using Typical DHW profiles) | Hourly Therms Fired for Base Load
0 | 1 |  | 4.2002
1 | 2 |  | 3.9376
2 | 3 |  | 3.1501
3 | 4 |  | 3.4126
4 | 5 |  | 3.1501
5 | 6 |  | 3.1501
6 | 7 |  | 3.9376
7 | 8 |  | 4.7252
8 | 9 |  | 7.6128
9 | 10 |  | 6.5627
10 | 11 |  | 6.0377
11 | 12 |  | 5.2502
12 | 13 |  | 5.2502
13 | 14 |  | 4.7252
14 | 15 |  | 3.9376
15 | 16 |  | 3.6751
16 | 17 |  | 3.6751
17 | 18 |  | 4.7252
18 | 19 |  | 6.0377 |  | Note 1: This is daily profile for the portion of Therms fired to the boiler which results in a year round base consumption of hot water or steam which CAN be offset by a CHP unit. It DOES not include boiler fuel being fired for non year round base use (i.e. space heating). Temperature sensitive loads are analyzed automatically within the model algorithm. It also does NOT include the portion of therms being fired for the boiler which cannot be offset by a CHP unit.
19 | 20 |  | 6.5627
20 | 21 |  | 5.7752
21 | 22 |  | 4.7252
22 | 23 |  | 4.2002
23 | 24 |  | 5.2502
Total per day |  |  | 113.6667 | per day
X Billing Days in Base Month |  |  | 33 | days/month
Total per month |  |  | 3751 | Therms per month in Base Billing Month
Difference: Above and Base Load Determined in Tab 1) |  |  | 0

## 2b) DHW Profile
Typical Domestic Hot Water Profiles (For use when base load profile consists entirely of hot water.)
Enter Profile # if typical profile is used
| Profile # to Use (Numbers in Blue Cells) |  | 2 | Note 1: Source: ASHRAE Handbook 2007
Non Temp Sensitive Profiles (typically DHW). Enter Listed Colum Number to use in Cell to the Left.
|  |  |  | 1 | 2 | 3 | 4 | 5
# | Hour Begin | Hour Ending | Apt (Note 1) | Hotel (Note 1) | Apt (Note 1) | Nursing Home (Note 1) | TBD | TBD
1 | 0 | 1 | 3.695% | 2.158% | 3.695% | 0%
2 | 1 | 2 | 3.464% | 1.439% | 3.464% | 0.4854%
3 | 2 | 3 | 2.771% | 1.439% | 2.771% | 0.9709%
4 | 3 | 4 | 3.002% | 0% | 3.002% | 0.9709%
5 | 4 | 5 | 2.771% | 0% | 2.771% | 1.214%
6 | 5 | 6 | 2.771% | 0% | 2.771% | 1.214%
7 | 6 | 7 | 3.464% | 3.597% | 3.464% | 8.252%
8 | 7 | 8 | 4.157% | 8.633% | 4.157% | 8.738%
9 | 8 | 9 | 6.697% | 14.39% | 6.697% | 9.709%
10 | 9 | 10 | 5.774% | 10.79% | 5.774% | 10.19%
11 | 10 | 11 | 5.312% | 7.194% | 5.312% | 6.068%
12 | 11 | 12 | 4.619% | 5.755% | 4.619% | 9.223%
13 | 12 | 13 | 4.619% | 5.036% | 4.619% | 6.796%
14 | 13 | 14 | 4.157% | 5.036% | 4.157% | 8.495%
15 | 14 | 15 | 3.464% | 3.597% | 3.464% | 4.854%
16 | 15 | 16 | 3.233% | 3.597% | 3.233% | 2.427%
17 | 16 | 17 | 3.233% | 3.597% | 3.233% | 2.427%
18 | 17 | 18 | 4.157% | 1.439% | 4.157% | 4.854%
19 | 18 | 19 | 5.312% | 3.597% | 5.312% | 8.738%
20 | 19 | 20 | 5.774% | 4.317% | 5.774% | 1.942%
21 | 20 | 21 | 5.081% | 3.597% | 5.081% | 1.456%
22 | 21 | 22 | 4.157% | 3.597% | 4.157% | 0.4854%
23 | 22 | 23 | 3.695% | 3.597% | 3.695% | 0.4854%
24 | 23 | 24 | 4.619% | 3.597% | 4.619% | 0%
|  |  | 100% | 100% | 100% | 100% | 0% | 0%

## 3) Base Temp & Degree Days
Project Name: |  | Customer's Name
Building Base Temp, F |  | 55 | See a separate spreadsheet tool which uses regression analysis to estimate the Building Base Temp
Beginning of Billing Period | End of Billing Period | Paste degree data used (corresponding to Building Base Temp) Instructions: Note 1 below
2007-12-21 | 2008-01-23 | 670.1
2008-01-23 | 2008-02-21 | 632.8
2008-02-21 | 2008-03-20 | 536 |  | See example format of downloaded degree day information after User Added Tabs
2008-03-20 | 2008-04-18 | 346.6
2008-04-18 | 2008-05-21 | 111.6
2008-05-21 | 2008-06-19 | 8.2
2008-06-19 | 2008-07-22 | 0
2008-07-22 | 2008-08-20 | 0
2008-08-20 | 2008-09-22 | 7.2
2008-09-22 | 2008-10-20 | 55.6
2008-10-20 | 2008-11-21 | 290.5
2008-11-21 | 2008-12-21 | 651.8
3310.4
Note 1:
|  | Above Degree Data at defined base temperature can be obtained from: |  |  |  | www.degreedays.net
|  | Select Weather Station ID: KBOS |  |  | If a weather station other than Boston is desired, then the temperature data in the orange cells for Tab: ... for Typ Temp & Hourly Alloc would require adjustment.
Select Heating Degree Days
Enter Building Base Temperature (as entered above)
For Breakdown
If meter reading dates are 1st of month to last of month, select monthly degree day data (going back enough months to capture billing period).
If meter reading dates are other than 1st to last day of month, select daily degree day data (then across the days corresponding to a billing month).
Period Covered
- Select a long enough time period to capture the same time periods being used for billing data
Click on Generate Degree Days, wait several seconds, then click on Download Now, then click on Open Excel File. It may be necessary to minimizie this model to see the downloaded excel file as it may not be on top.
An excel file will open up.
- If monthly data is selected, then paste into corresponding months above.
- If daily data is selected, then sum for each month correponding to meter read days, then paste into corresponding months above.

## 4) Hrly Electric Interval Data
Enter the electric interval data format for kWh for each hour for the previous 12 months (enter in order from Jan 1 to Dec 31 regardless of year). If not available, allocate bills based on protypical data for the customer's rate class.
Please review data for missing records. If records are missing, then substitute an estimated value (i.e. averaging across adjacent time periods) and add a cell note. If data covers a leap year, delete the February 29th interval data row before pasting in the data.
|  | 0 | 1 | 2 | 3 | 4 | 5 | 6 | 7 | 8 | 9 | 10 | 11 | 12 | 13 | 14 | 15 | 16 | 17 | 18 | 19 | 20 | 21 | 22 | 23
| Date / Time | 1:00 | 2:00 | 3:00 | 4:00 | 5:00 | 6:00 | 7:00 | 8:00 | 9:00 | 10:00 | 11:00 | 12:00 | 13:00 | 14:00 | 15:00 | 16:00 | 17:00 | 18:00 | 19:00 | 20:00 | 21:00 | 22:00 | 23:00 | 24:00
0 | 2014-01-01 | 636.25 | 644 | 651.5 | 649 | 632.5 | 627.5 | 640 | 713 | 707.75 | 675.75 | 717.5 | 699.5 | 642 | 645.75 | 645.75 | 645 | 629.75 | 627.75 | 678 | 727.25 | 683 | 690.75 | 714.25 | 636.25
1 | 2014-01-02 | 644 | 651.5 | 649 | 632.5 | 627.5 | 640 | 713 | 707.75 | 675.75 | 717.5 | 671.5 | 642 | 645.75 | 645.75 | 645 | 629.75 | 627.75 | 678 | 727.25 | 683 | 690.75 | 714.25 | 636.25 | 644
2 | 2014-01-03 | 651.5 | 649 | 632.5 | 627.5 | 640 | 713 | 707.75 | 675.75 | 717.5 | 671.5 | 642 | 645.75 | 645.75 | 645 | 629.75 | 627.75 | 678 | 727.25 | 683 | 690.75 | 714.25 | 636.25 | 644 | 651.5
3 | 2014-01-04 | 649 | 632.5 | 627.5 | 640 | 713 | 707.75 | 675.75 | 717.5 | 671.5 | 642 | 645.75 | 645.75 | 645 | 629.75 | 627.75 | 678 | 727.25 | 683 | 690.75 | 714.25 | 636.25 | 644 | 651.5 | 649
4 | 2014-01-05 | 632.5 | 627.5 | 640 | 713 | 707.75 | 675.75 | 717.5 | 671.5 | 642 | 645.75 | 645.75 | 645 | 629.75 | 627.75 | 678 | 727.25 | 683 | 690.75 | 714.25 | 636.25 | 644 | 651.5 | 649 | 632.5
5 | 2014-01-06 | 627.5 | 640 | 713 | 707.75 | 675.75 | 717.5 | 671.5 | 642 | 645.75 | 645.75 | 645 | 629.75 | 627.75 | 678 | 727.25 | 683 | 690.75 | 714.25 | 740.25 | 803.25 | 810.25 | 785 | 771.25 | 749
6 | 2014-01-07 | 753 | 737.25 | 731.25 | 733.25 | 738.25 | 747.75 | 736.75 | 719.25 | 715.25 | 713.25 | 712 | 720 | 708.25 | 702 | 735 | 745.5 | 750 | 753 | 755.75 | 774.25 | 744 | 748.75 | 722.5 | 729.5
7 | 2014-01-08 | 741 | 735 | 736.5 | 726 | 702.5 | 700.75 | 711 | 700.25 | 710 | 707.25 | 709.25 | 692.25 | 710 | 712 | 754.75 | 752.25 | 759.5 | 773.25 | 786 | 805.75 | 782.5 | 826.5 | 791.25 | 791
8 | 2014-01-09 | 789.5 | 770.25 | 733.5 | 732.25 | 695.25 | 694.75 | 704 | 700 | 689.5 | 678.75 | 687.75 | 685.5 | 678.25 | 696.5 | 754.25 | 808.5 | 856.25 | 877.75 | 861 | 885.25 | 901.5 | 902.5 | 878.75 | 890
9 | 2014-01-10 | 868.75 | 854 | 797.25 | 789.25 | 764.75 | 738.5 | 736.5 | 744.25 | 705.5 | 715 | 691.25 | 697 | 721.5 | 703.25 | 755.25 | 781.75 | 839.75 | 856 | 909.75 | 881.25 | 886.25 | 882 | 885 | 876.5
10 | 2014-01-11 | 849.75 | 852.25 | 808.75 | 795 | 761 | 747.25 | 733.25 | 743.75 | 733.25 | 694 | 685 | 709.25 | 713.75 | 691.25 | 758.75 | 817 | 813 | 851.5 | 847.25 | 869.5 | 853.75 | 853.5 | 861.5 | 844.75
11 | 2014-01-12 | 845.75 | 817.5 | 766.75 | 751.75 | 718.5 | 700.25 | 723.5 | 707.25 | 733.5 | 727.5 | 713.75 | 699.5 | 695.5 | 676.5 | 753 | 792 | 834.25 | 847.75 | 877.25 | 897.25 | 890.25 | 895 | 849.5 | 846.75
12 | 2014-01-13 | 830.75 | 803.75 | 765.25 | 742 | 713.75 | 725 | 731.25 | 725 | 720.25 | 715 | 694 | 710 | 699.75 | 703.25 | 736 | 740.5 | 762 | 764.5 | 731.75 | 740 | 722.25 | 745.5 | 759.5 | 715.75
13 | 2014-01-14 | 696 | 696.5 | 684.5 | 684.75 | 681.5 | 667.25 | 673.75 | 707.5 | 714 | 716.25 | 684.5 | 677 | 691 | 670.5 | 688 | 686.5 | 681.25 | 723.5 | 687.5 | 683.25 | 693 | 685.25 | 714.75 | 740.25
14 | 2014-01-15 | 713.25 | 681.25 | 655.25 | 651.25 | 649.25 | 669.25 | 657.75 | 642 | 651.25 | 655.5 | 654 | 654.5 | 648.75 | 646.5 | 695 | 788.75 | 815.25 | 884.5 | 870.75 | 868.25 | 867.25 | 896.75 | 871.5 | 858
15 | 2014-01-16 | 848.75 | 869.5 | 827.75 | 823 | 815.25 | 790 | 759.25 | 766.75 | 761.75 | 750 | 752.25 | 746.75 | 743.25 | 744.5 | 806.5 | 838 | 870.5 | 904.25 | 905.25 | 925.5 | 893.25 | 943 | 899 | 899.25
16 | 2014-01-17 | 902.75 | 861 | 819.75 | 798.5 | 808.25 | 783.5 | 746.75 | 737.5 | 734 | 733 | 730.5 | 726.25 | 721 | 728.75 | 775.25 | 830 | 881.5 | 907.5 | 926.25 | 926.5 | 934.5 | 905.25 | 881.75 | 930.25
17 | 2014-01-18 | 901.75 | 873.75 | 827.75 | 800.25 | 784.25 | 751.25 | 785.25 | 765 | 745.5 | 725 | 744.25 | 732.75 | 761.75 | 749 | 762 | 793.25 | 841.25 | 902 | 875.5 | 887.5 | 889.75 | 907 | 890 | 881.5
18 | 2014-01-19 | 892.75 | 855 | 814 | 785.5 | 784.5 | 756.75 | 738.5 | 754.25 | 749.5 | 740.25 | 716.75 | 742.5 | 724.75 | 755.25 | 775 | 794.75 | 836.75 | 892 | 873.5 | 883.5 | 853.25 | 891.25 | 911 | 881.25
19 | 2014-01-20 | 850.75 | 822 | 791.25 | 783.75 | 760.75 | 727.75 | 734.75 | 717 | 745.25 | 800 | 806 | 781.25 | 779.5 | 750.25 | 746 | 739.25 | 740.25 | 732.75 | 733.25 | 740.25 | 749 | 724.75 | 718.5 | 715.25
20 | 2014-01-21 | 709.25 | 709.25 | 713.75 | 708.75 | 729.25 | 746 | 751.75 | 749.5 | 751.75 | 755.5 | 767.5 | 739.25 | 731.75 | 732.25 | 733 | 742.5 | 737.5 | 729.75 | 701.75 | 699 | 713.75 | 706.5 | 694.75 | 708.75
21 | 2014-01-22 | 705 | 706 | 701 | 716 | 727.75 | 769.75 | 750.75 | 771.25 | 779.5 | 815 | 770.25 | 824 | 801.75 | 792.75 | 787.25 | 787.75 | 731.5 | 744 | 682.25 | 708.5 | 701.25 | 704.25 | 687.5 | 685.5
22 | 2014-01-23 | 680.5 | 684 | 681.5 | 686.25 | 737.75 | 792 | 851.5 | 874.25 | 863.5 | 879.5 | 899.75 | 900.25 | 891.25 | 882.25 | 873.75 | 849 | 826.75 | 784.75 | 774.75 | 743.75 | 741.25 | 742 | 707.5 | 716
23 | 2014-01-24 | 699 | 691.75 | 710.5 | 709.75 | 729.5 | 785.75 | 825 | 866.75 | 890.25 | 879.25 | 888.25 | 884.75 | 880.75 | 892.75 | 854.75 | 848 | 813.25 | 798 | 777.5 | 749.75 | 737.5 | 739.25 | 734.25 | 704.25
24 | 2014-01-25 | 684.5 | 700.25 | 721 | 692 | 736.75 | 799.25 | 827 | 826.25 | 856.75 | 867 | 860.25 | 853 | 856.75 | 853 | 853 | 821.5 | 766 | 763.25 | 729.25 | 699 | 714.25 | 714.5 | 719.25 | 729
25 | 2014-01-26 | 725 | 707.25 | 688 | 686.5 | 735.25 | 776.25 | 815.5 | 848.75 | 886.75 | 901 | 887.5 | 883 | 862.25 | 845.25 | 836 | 817 | 767 | 747.25 | 728.75 | 724.25 | 732.5 | 722 | 718.25 | 719.25
26 | 2014-01-27 | 701 | 703 | 699.25 | 702.75 | 730.75 | 737.75 | 755.5 | 767.75 | 732.5 | 741 | 715.25 | 748 | 746.25 | 744.25 | 697 | 691.75 | 683.25 | 692.75 | 679.25 | 673.25 | 665.75 | 695.25 | 708.75 | 719.25
27 | 2014-01-28 | 696.25 | 688.25 | 687 | 673 | 680.75 | 689.25 | 681 | 722 | 689.75 | 685.25 | 687.5 | 682 | 697.5 | 738.25 | 723.5 | 690 | 661 | 653.25 | 656 | 660.5 | 671.5 | 638.5 | 648.5 | 652.5
28 | 2014-01-29 | 657 | 655 | 648.75 | 648.75 | 677 | 764 | 819.25 | 865.75 | 879.75 | 863.75 | 860.25 | 898.75 | 874.75 | 858.25 | 848.5 | 875 | 835 | 822.5 | 817 | 797.75 | 770.75 | 766 | 763.75 | 752
29 | 2014-01-30 | 748.75 | 745.75 | 740.5 | 747.5 | 786 | 839 | 860 | 900.75 | 901.25 | 921.75 | 889.75 | 931.75 | 894.25 | 920 | 905.5 | 873.25 | 823.75 | 806.5 | 788.5 | 817 | 746.25 | 735.5 | 738.5 | 735.25
30 | 2014-01-31 | 723 | 733.75 | 717.5 | 727.25 | 760 | 815.25 | 869.5 | 906.75 | 929.75 | 924.25 | 933 | 905.5 | 895.5 | 910.5 | 910.75 | 886 | 838.25 | 798.75 | 793.5 | 756.5 | 784 | 762.75 | 746 | 735.75
31 | 2014-02-01 | 719 | 727.75 | 686.5 | 671.75 | 677.25 | 690.75 | 711.75 | 695 | 699.5 | 689.75 | 747.5 | 700.75 | 706.75 | 717 | 716 | 737 | 726 | 717.5 | 724.25 | 692.75 | 686.25 | 692 | 682 | 696.75
32 | 2014-02-02 | 681.5 | 687 | 707.5 | 687.75 | 690.25 | 696.75 | 675 | 735 | 779.5 | 767 | 785.5 | 841 | 814.75 | 822.5 | 809.5 | 835.25 | 812 | 840.75 | 819.5 | 762.75 | 750 | 726.5 | 725.5 | 719.5
33 | 2014-02-03 | 711 | 722.5 | 700.5 | 695.25 | 704.75 | 678.25 | 686.75 | 746 | 750.75 | 803.5 | 863.25 | 863.75 | 879.75 | 873.75 | 859.75 | 853.5 | 832.5 | 834.5 | 804.75 | 764.75 | 758 | 736.25 | 715.5 | 715.25
34 | 2014-02-04 | 700 | 694.25 | 687 | 674.25 | 674 | 683.75 | 712.5 | 739.25 | 759.75 | 791.25 | 813 | 852.5 | 905.75 | 880.75 | 893.5 | 868 | 867.75 | 873.5 | 829.25 | 761.25 | 732.25 | 711 | 700.75 | 692.75
35 | 2014-02-05 | 689.25 | 675.5 | 677.5 | 671.75 | 676 | 673 | 683.25 | 755.5 | 752 | 784.5 | 838.5 | 847.5 | 878.75 | 880.5 | 864.75 | 848 | 834 | 879.75 | 837.25 | 810.25 | 796 | 737.25 | 719.5 | 707
36 | 2014-02-06 | 709.25 | 701.25 | 692.75 | 681.5 | 700 | 697.25 | 712 | 784 | 795 | 794.5 | 851.75 | 842.5 | 836 | 870 | 868.25 | 864.25 | 842.75 | 816.25 | 795 | 762.25 | 750.5 | 746.25 | 734.75 | 714.25
37 | 2014-02-07 | 717.75 | 683.75 | 685.75 | 691 | 688.75 | 697 | 694.75 | 708.75 | 706.75 | 727 | 737.5 | 744.5 | 756.75 | 764.25 | 772.75 | 741 | 706.5 | 728 | 716.5 | 684.25 | 697.5 | 707.75 | 712.25 | 709.25
38 | 2014-02-08 | 702.5 | 717.5 | 692 | 674.5 | 699.25 | 697.75 | 685.75 | 679.5 | 694 | 698.5 | 701 | 718.5 | 721 | 731.75 | 741 | 733.5 | 727.5 | 723.75 | 732.75 | 730 | 715.25 | 703.5 | 730.75 | 718.5
39 | 2014-02-09 | 719 | 727 | 735.5 | 700.5 | 695 | 710 | 706.5 | 755.5 | 773 | 783.5 | 795.5 | 841 | 823.5 | 878.75 | 821 | 821.75 | 810 | 819.75 | 793.75 | 759 | 728.75 | 727 | 690.25 | 703.25
40 | 2014-02-10 | 720.75 | 699.75 | 703.5 | 707.5 | 692 | 722 | 727 | 748.5 | 742.25 | 762.5 | 766 | 770.5 | 799 | 827 | 786.25 | 779.5 | 776.5 | 806.75 | 760.75 | 734.25 | 725 | 700.75 | 709.75 | 710.25
41 | 2014-02-11 | 692.75 | 703.25 | 686.25 | 673 | 724 | 703.5 | 685.25 | 740.25 | 777.25 | 849.75 | 857.75 | 838.25 | 880 | 885.5 | 870 | 853.5 | 870 | 850 | 851.75 | 787.25 | 777.5 | 719.25 | 724.5 | 704
42 | 2014-02-12 | 708.25 | 708.25 | 694.5 | 684.25 | 690 | 691.75 | 715.25 | 770.75 | 792.25 | 824.25 | 844.75 | 875.5 | 861.5 | 881.5 | 849.5 | 900.25 | 878.5 | 846.75 | 818.25 | 777.5 | 757.25 | 742.75 | 720.25 | 706.25
43 | 2014-02-13 | 714.25 | 709.25 | 702.75 | 707.75 | 713.5 | 711.75 | 705.5 | 777.75 | 785.5 | 828.75 | 886.75 | 881.5 | 862.5 | 890.5 | 864.75 | 859.5 | 860.25 | 845.5 | 815 | 782 | 752 | 784.5 | 749 | 725
44 | 2014-02-14 | 721.5 | 700.75 | 695.5 | 695 | 724 | 704.75 | 694.5 | 699 | 728.25 | 746.25 | 750.25 | 794 | 773.5 | 762.25 | 763 | 798.25 | 746 | 761.5 | 747 | 736 | 723.75 | 739.25 | 708 | 707.25
45 | 2014-02-15 | 724 | 717.5 | 700.75 | 712.75 | 713.5 | 696.25 | 714.25 | 738.25 | 739 | 731.75 | 748.5 | 757.75 | 741 | 746.5 | 765 | 751.25 | 755.5 | 758 | 736 | 732.75 | 720.5 | 713.25 | 725.5 | 732.5
46 | 2014-02-16 | 717.25 | 728.75 | 724 | 698.25 | 735.75 | 720.75 | 700.75 | 774.25 | 763.5 | 782.75 | 771.25 | 804.25 | 812.25 | 792.5 | 805 | 792.75 | 789.5 | 775 | 788.25 | 737.25 | 749.75 | 728.25 | 719 | 712.75
47 | 2014-02-17 | 708.5 | 706.75 | 710.75 | 691 | 701.5 | 686.25 | 702 | 755.5 | 816.75 | 810 | 850.5 | 846.5 | 887.75 | 865.5 | 900.5 | 885.75 | 850.5 | 874 | 818.5 | 792.25 | 758.5 | 735.25 | 708.75 | 719.5
48 | 2014-02-18 | 713.25 | 693.5 | 679.75 | 681.75 | 697.25 | 705.5 | 676.25 | 738 | 785.5 | 824 | 846.25 | 846.75 | 840 | 867.75 | 885.25 | 857.75 | 840.5 | 831.75 | 820.75 | 770 | 748.25 | 718 | 712.5 | 697.75
49 | 2014-02-19 | 719.5 | 728.25 | 677.75 | 671 | 673 | 701.75 | 672.25 | 722.5 | 780.75 | 831.75 | 832.25 | 845.75 | 842.75 | 839 | 882.75 | 876.25 | 837.5 | 845.5 | 821.75 | 774 | 757.5 | 723.75 | 710 | 700.5
50 | 2014-02-20 | 702.25 | 697 | 701 | 698 | 699 | 707.5 | 704.5 | 755 | 774.75 | 807.5 | 850.25 | 888.75 | 876.75 | 854 | 857.5 | 860.5 | 808.75 | 818.5 | 807.25 | 791.5 | 750 | 695.75 | 670.25 | 667
51 | 2014-02-21 | 694.5 | 676.25 | 673.75 | 659 | 661.75 | 675.25 | 669 | 681.5 | 722 | 725.5 | 733.5 | 762.5 | 726.25 | 741 | 741 | 723.5 | 707.25 | 725.25 | 698.75 | 702.5 | 689.75 | 682.75 | 687 | 681.75
52 | 2014-02-22 | 696.75 | 700.25 | 677.25 | 665.5 | 668.25 | 686.25 | 663.5 | 682 | 694.75 | 683.5 | 706.75 | 705.5 | 708.5 | 708 | 731 | 715.75 | 689 | 720.5 | 728 | 701.5 | 699.25 | 699 | 690.25 | 697.5
53 | 2014-02-23 | 698 | 679.25 | 666 | 672.75 | 663.5 | 655.25 | 676 | 705.5 | 748 | 762.25 | 802 | 833.25 | 873 | 845 | 838.25 | 860.75 | 847.25 | 837.5 | 838.75 | 778.5 | 746 | 734 | 709.25 | 706.25
54 | 2014-02-24 | 694.25 | 685.25 | 693.75 | 689.75 | 684.25 | 694 | 703 | 760.75 | 789.25 | 814.25 | 844.75 | 855 | 898.75 | 876.75 | 841.25 | 870.25 | 873.5 | 837.75 | 780.25 | 774.25 | 753.5 | 766.5 | 741 | 716
55 | 2014-02-25 | 708 | 724.75 | 719.5 | 704.75 | 685.25 | 693.75 | 712.5 | 769.75 | 791.75 | 815.5 | 848.75 | 853.25 | 870.75 | 858.25 | 836.75 | 858.5 | 882 | 885.25 | 824.5 | 795.25 | 778 | 741.75 | 715.75 | 686.25
56 | 2014-02-26 | 678.75 | 694 | 678.5 | 689.5 | 694.75 | 694.75 | 703.25 | 756 | 788.5 | 847.75 | 845.25 | 854.75 | 878.75 | 920.75 | 892.5 | 889 | 849 | 833 | 771 | 751.75 | 749.75 | 717.25 | 704.5 | 707.75
57 | 2014-02-27 | 677.75 | 689.5 | 724.25 | 671.75 | 668.75 | 684.5 | 690.25 | 779.75 | 780.75 | 805 | 820 | 855.75 | 873.25 | 852.5 | 875.75 | 856.5 | 837.25 | 794.25 | 782.75 | 747 | 756.5 | 737 | 697.25 | 683
58 | 2014-02-28 | 686.75 | 676.75 | 685 | 682.75 | 663.5 | 656.5 | 667 | 713.75 | 714 | 731.75 | 731.5 | 764.75 | 732.75 | 719.75 | 736.5 | 787 | 702.75 | 728.25 | 703 | 671.5 | 704.5 | 680 | 694 | 666.75
60 | 2014-03-01 | 664.75 | 704 | 670.5 | 684.5 | 684.25 | 656.5 | 676.75 | 677.75 | 694.75 | 709.25 | 708.5 | 709.5 | 729 | 715.75 | 742.25 | 709.75 | 737 | 718.5 | 720 | 716 | 670.25 | 697 | 678.25 | 700.5
61 | 2014-03-02 | 703.25 | 692 | 678 | 687 | 669.5 | 685.25 | 701 | 761.75 | 791.5 | 792.25 | 842 | 875.75 | 841.25 | 846.75 | 856.5 | 861.5 | 864.25 | 825 | 788.5 | 765.5 | 773.75 | 712 | 701 | 678
62 | 2014-03-03 | 680.25 | 683.25 | 673.75 | 670.25 | 663.5 | 668 | 675 | 737.75 | 772.75 | 788.75 | 834 | 834.5 | 841 | 807 | 849.25 | 851 | 816 | 836.75 | 765.5 | 746 | 731 | 693.5 | 697.25 | 678
63 | 2014-03-04 | 672.75 | 693 | 695.75 | 699.75 | 664.25 | 650 | 672.75 | 707 | 750.25 | 803.75 | 828.75 | 808.25 | 847.25 | 870.25 | 850.75 | 837.5 | 836.25 | 798.5 | 777.75 | 749.5 | 726.5 | 696 | 691.5 | 688.75
64 | 2014-03-05 | 666.75 | 669.75 | 655 | 655.75 | 649.75 | 650 | 673.75 | 709.75 | 766.5 | 817.75 | 861.25 | 873 | 825 | 826.5 | 851.5 | 827.25 | 827.75 | 852 | 785.5 | 737.5 | 731 | 726.25 | 693 | 677.25
65 | 2014-03-06 | 691.5 | 683.75 | 680.25 | 680.25 | 672.5 | 681 | 703.25 | 788.25 | 809.25 | 839.75 | 836.75 | 840.25 | 868.75 | 816.5 | 841.75 | 838.5 | 813.25 | 781 | 774.5 | 751.25 | 743 | 706 | 678.5 | 653.25
66 | 2014-03-07 | 666 | 651.25 | 666.75 | 652.75 | 695.5 | 683.25 | 652.75 | 685 | 703.75 | 753.5 | 736.25 | 713.25 | 727.25 | 716.5 | 763.25 | 731.25 | 705.5 | 686 | 665.75 | 703.75 | 677 | 665.75 | 663.25 | 663
67 | 2014-03-08 | 672.25 | 701.5 | 662.75 | 666.75 | 669.75 | 689.5 | 685 | 686.25 | 680.5 | 689.75 | 712.25 | 697.5 | 678 | 701 | 708.75 | 686.75 | 675.5 | 673.25 | 676.75 | 675.5 | 657.5 | 663.5 | 670 | 669.5
68 | 2014-03-09 | 675.25 | 663.5 | 655.75 | 658.5 | 672.75 | 668.5 | 707.5 | 743.75 | 775.25 | 788.5 | 772.75 | 792 | 801.25 | 783.75 | 767.75 | 754 | 757.5 | 728.5 | 691.75 | 702 | 668 | 662.5 | 668.5 | 660
69 | 2014-03-10 | 660 | 651 | 663.5 | 665 | 637.25 | 667 | 689.25 | 725.75 | 757 | 750.25 | 763 | 817.75 | 773.25 | 758.25 | 770 | 769.25 | 733.5 | 704 | 686.75 | 681.25 | 666.5 | 634.5 | 647.25 | 643.5
70 | 2014-03-11 | 643 | 658.5 | 658.75 | 652 | 639.5 | 633 | 684.5 | 731.5 | 746.75 | 727.5 | 753 | 744.5 | 756.75 | 780.25 | 774.75 | 757.5 | 740.75 | 704 | 664 | 626.75 | 596.5 | 603.5 | 599.5 | 604.25
71 | 2014-03-12 | 597 | 615.75 | 592 | 589.25 | 588.75 | 590.25 | 681 | 676.5 | 720 | 762.5 | 741.25 | 776.25 | 743.5 | 740 | 755.75 | 731.25 | 717.5 | 687.75 | 665.75 | 651.25 | 654.25 | 630.75 | 597.25 | 610.75
72 | 2014-03-13 | 626.75 | 643.5 | 618 | 616.75 | 646.25 | 631 | 674.25 | 712.5 | 738 | 756.25 | 765.25 | 805 | 758.5 | 763 | 744 | 738 | 736.5 | 696.25 | 671 | 662.5 | 646.25 | 624 | 609.75 | 607
73 | 2014-03-14 | 614.75 | 657 | 623 | 621 | 635.5 | 652 | 654.75 | 659.25 | 686.25 | 693.75 | 690.75 | 715.5 | 689.25 | 708 | 705.25 | 692.75 | 653 | 666.75 | 655.75 | 634.75 | 622 | 645 | 646.5 | 651
74 | 2014-03-15 | 663.5 | 650.75 | 634.5 | 629 | 652.25 | 640.5 | 636.5 | 665.25 | 665 | 652.75 | 663.5 | 673 | 655.75 | 652 | 674 | 650.75 | 657 | 694 | 644 | 662.5 | 665.5 | 641.5 | 675.5 | 626.75
75 | 2014-03-16 | 663.25 | 660 | 633.25 | 668.75 | 646.5 | 678.25 | 711 | 737 | 803.5 | 810.25 | 823.75 | 823.25 | 841.5 | 808.5 | 827.25 | 805.75 | 796.25 | 758.75 | 750.25 | 730.75 | 688.75 | 662 | 653 | 649.75
76 | 2014-03-17 | 648.75 | 649 | 650.25 | 663 | 675 | 669.75 | 706.25 | 747 | 775.25 | 810.25 | 814.75 | 829.5 | 855 | 813.5 | 833.75 | 781 | 799.5 | 766 | 722 | 746.25 | 713.75 | 690.5 | 663.25 | 648.25
77 | 2014-03-18 | 648.75 | 655.75 | 634 | 670.75 | 655 | 657 | 722 | 745.75 | 815.5 | 833 | 819.25 | 864.75 | 827.25 | 843.25 | 850 | 835 | 848.5 | 773.25 | 740.75 | 713.25 | 692.25 | 677.75 | 659.25 | 677.25
78 | 2014-03-19 | 685.25 | 669 | 654.5 | 659.5 | 660.25 | 672.5 | 744.25 | 756.75 | 807.25 | 837.5 | 845 | 865.5 | 843 | 853.5 | 840.25 | 830 | 820.5 | 749.75 | 739 | 726 | 730.25 | 702 | 656.25 | 670.5
79 | 2014-03-20 | 658.75 | 653.5 | 647.5 | 664 | 656.25 | 679.75 | 724.25 | 752.75 | 822 | 808.75 | 818.75 | 790.5 | 807.75 | 777.75 | 791.5 | 790 | 758.5 | 778.25 | 758 | 713 | 683.75 | 668 | 658.5 | 660.75
80 | 2014-03-21 | 657.75 | 646.75 | 645.25 | 661.75 | 656.25 | 676.5 | 690.5 | 714 | 737.25 | 742.25 | 734 | 775.5 | 744.75 | 750.25 | 700.25 | 703.75 | 709 | 694.25 | 653.75 | 649 | 671.5 | 665.5 | 640.5 | 647.75
81 | 2014-03-22 | 642.75 | 639.75 | 628.75 | 668.75 | 660.25 | 662 | 678.75 | 663.25 | 663.75 | 675.25 | 682.5 | 693.5 | 710 | 714.5 | 709.75 | 709.25 | 708.25 | 679 | 662.25 | 680.5 | 671.5 | 676.5 | 673.25 | 661
82 | 2014-03-23 | 652.75 | 643 | 650.75 | 687 | 675 | 754 | 778.75 | 788.25 | 810.25 | 860.75 | 848.5 | 834.75 | 874 | 843.25 | 840.75 | 804.75 | 768.5 | 749.5 | 785.5 | 706.5 | 689.75 | 662.75 | 668.75 | 655.5
83 | 2014-03-24 | 646.5 | 646.25 | 647.75 | 686.25 | 649.75 | 723.5 | 760.25 | 783.75 | 797.75 | 814 | 865 | 844.5 | 818.5 | 822.75 | 800.75 | 818 | 777 | 744.75 | 740.75 | 725 | 674.5 | 657 | 666.25 | 654
84 | 2014-03-25 | 639.5 | 636.75 | 636.25 | 672.75 | 653 | 721.75 | 754.75 | 772 | 822 | 815.75 | 847.25 | 818 | 816.75 | 834.25 | 827.25 | 775.5 | 759.5 | 736.5 | 728.5 | 715.75 | 695.25 | 681 | 672.25 | 655.5
85 | 2014-03-26 | 661.5 | 644.75 | 647.25 | 653.25 | 632 | 733.75 | 730.75 | 765 | 813 | 824.5 | 850.75 | 828.75 | 831.5 | 814.25 | 808.75 | 801.25 | 771.75 | 769.75 | 723.25 | 656.5 | 650.75 | 657.5 | 646.25 | 632.25
86 | 2014-03-27 | 624 | 619.5 | 608.75 | 642.75 | 622.25 | 697.5 | 704.75 | 763 | 797.25 | 804.75 | 824.25 | 828.75 | 859.75 | 813 | 803.5 | 783 | 766.75 | 735 | 718.75 | 713 | 676.5 | 672.75 | 663.25 | 653.25
87 | 2014-03-28 | 653.25 | 646.75 | 651.75 | 676.75 | 652.75 | 694.75 | 690.25 | 711.5 | 754 | 747 | 737.75 | 760 | 763.75 | 758 | 746 | 737.25 | 709 | 687.75 | 704 | 676.25 | 676.75 | 682.75 | 671.5 | 678.5
88 | 2014-03-29 | 669.75 | 660.5 | 656.25 | 686.75 | 677.5 | 705.5 | 689 | 680.25 | 740.75 | 708.25 | 709.75 | 708.75 | 734 | 719.5 | 705.25 | 694.5 | 692.75 | 688.25 | 683.75 | 683.75 | 682 | 665.75 | 668 | 669.25
89 | 2014-03-30 | 649.75 | 649.25 | 642.75 | 672.5 | 665.5 | 732 | 782.25 | 818.25 | 822.25 | 868.75 | 896 | 864.25 | 872.25 | 850.5 | 848 | 805.75 | 772.5 | 749.75 | 719 | 747.25 | 740 | 664.75 | 662 | 650.75
90 | 2014-03-31 | 649.5 | 639 | 675.25 | 666.25 | 647.75 | 750.75 | 748.25 | 763.25 | 806 | 831.5 | 859.25 | 831.75 | 822.5 | 807 | 795 | 786.25 | 756 | 727.25 | 739.75 | 681 | 677 | 656.75 | 659.25 | 651
91 | 2014-04-01 | 657.75 | 637 | 636 | 656.5 | 631 | 677.75 | 728 | 757.25 | 779.5 | 811.75 | 802.75 | 807 | 797.75 | 852 | 822.75 | 796.75 | 788 | 754.5 | 709.75 | 704 | 680.5 | 660.75 | 636.5 | 641.25
92 | 2014-04-02 | 633.25 | 631.25 | 631 | 654 | 634 | 663 | 715.25 | 752.25 | 803.75 | 816 | 836.25 | 901 | 1017.5 | 1078.25 | 1063.5 | 1084.25 | 1014.75 | 1013.75 | 952.75 | 957.75 | 939 | 880.25 | 863.5 | 831.5
93 | 2014-04-03 | 813.75 | 856.75 | 835 | 866.75 | 825 | 882.25 | 891.5 | 971.25 | 999.5 | 1031.5 | 1034.75 | 1066.5 | 1053 | 1052 | 1057 | 1032.25 | 1014.5 | 982.75 | 951.25 | 940.25 | 916.75 | 858.25 | 859.25 | 750.75
94 | 2014-04-04 | 783.75 | 797.25 | 759.25 | 797 | 775.25 | 791 | 763.25 | 638.25 | 677 | 670.5 | 816 | 952.75 | 873 | 682.5 | 721.5 | 683 | 662.5 | 644.25 | 646.75 | 634 | 660.75 | 654.25 | 639.75 | 640.5
95 | 2014-04-05 | 627.75 | 630.25 | 634 | 640.5 | 658.25 | 638.5 | 663.25 | 655 | 653.75 | 662.25 | 665.25 | 680 | 656 | 684.5 | 683 | 669 | 658 | 677 | 664.25 | 670.75 | 651.25 | 650 | 645.25 | 636
96 | 2014-04-06 | 634.5 | 619.25 | 618.5 | 655 | 627.5 | 649.75 | 706 | 733 | 744.75 | 788.5 | 760.75 | 805.25 | 805 | 804 | 808.5 | 792.75 | 769 | 733.75 | 713.75 | 698.25 | 674.5 | 659.25 | 646 | 624.25
97 | 2014-04-07 | 622.75 | 608 | 606.75 | 635.75 | 617.5 | 634.5 | 690.75 | 729.75 | 765.25 | 818.5 | 816.25 | 853.75 | 833.75 | 811.25 | 825.75 | 792.25 | 797.5 | 768.25 | 764.75 | 737.25 | 691.75 | 669.5 | 644.25 | 670.5
98 | 2014-04-08 | 646 | 643.75 | 651.5 | 659.75 | 643.5 | 684.25 | 728 | 725.75 | 778.5 | 830.5 | 793 | 835.5 | 821.25 | 820 | 831 | 820 | 800.5 | 759.5 | 739 | 730.75 | 685.5 | 693 | 668 | 653
99 | 2014-04-09 | 673.75 | 649 | 657.5 | 666 | 655.5 | 663.75 | 733.75 | 738.25 | 792.5 | 827 | 842 | 864.25 | 851.5 | 847.25 | 838.25 | 825.75 | 784.25 | 768 | 759.5 | 728.75 | 680 | 688.5 | 671 | 658.25
100 | 2014-04-10 | 660.75 | 658 | 644.25 | 671 | 647 | 673 | 727.75 | 750.25 | 779.25 | 792.75 | 824.75 | 838 | 799.5 | 798.75 | 775.5 | 767.75 | 783 | 740.75 | 699.5 | 688 | 675 | 648 | 650.5 | 642.5
101 | 2014-04-11 | 640 | 636.75 | 627.75 | 662.25 | 629.25 | 634.75 | 672.75 | 693.25 | 713.75 | 718.5 | 723.25 | 731.75 | 947 | 975.75 | 991.75 | 955.5 | 974.5 | 950.25 | 935.5 | 894.25 | 707.25 | 653.75 | 659.75 | 660.25
102 | 2014-04-12 | 653 | 664 | 648.25 | 654.75 | 645.5 | 663.25 | 671.5 | 656.75 | 641.25 | 878.5 | 780.75 | 843 | 871 | 958.25 | 877.5 | 955.5 | 844 | 859.75 | 891 | 842 | 856.25 | 869.5 | 785.75 | 819.5
103 | 2014-04-13 | 895.5 | 881.25 | 873.5 | 519.75 | 638.75 | 652 | 688.75 | 946.25 | 1075.5 | 1106.25 | 1104.75 | 1146.75 | 1136.75 | 1112 | 1144.25 | 1135.75 | 1131.5 | 1046.75 | 1041.75 | 980.25 | 917.25 | 912.75 | 901.25 | 883.25
104 | 2014-04-14 | 882.75 | 867.25 | 874.5 | 896.75 | 863.75 | 903 | 977.75 | 989.75 | 1022.25 | 1045.25 | 1111.5 | 1076.5 | 1091.5 | 1134 | 1099.5 | 1057.5 | 1072.5 | 1065.75 | 1014 | 997.5 | 930.25 | 911 | 907.25 | 899.75
105 | 2014-04-15 | 869.5 | 854.75 | 861.25 | 876.5 | 850.75 | 864.75 | 949.75 | 958.25 | 1032.25 | 1070.5 | 1088.5 | 1114 | 1089 | 1089.5 | 1067 | 1097.25 | 1092.75 | 1003.75 | 990 | 979.75 | 917.5 | 903 | 900.5 | 899
106 | 2014-04-16 | 845.5 | 828 | 605.75 | 638.25 | 647 | 660.5 | 701.25 | 705.5 | 779.75 | 1082.5 | 1061 | 1101 | 1126 | 1104.5 | 1101 | 1079.25 | 1106.25 | 1080.5 | 994.5 | 973.75 | 935 | 911 | 902 | 871.25
107 | 2014-04-17 | 668 | 616.75 | 602.75 | 621 | 604.25 | 657.75 | 988.75 | 890 | 958.75 | 991.75 | 1004.5 | 1018.5 | 1014.5 | 1034.5 | 1000.25 | 1027 | 996.5 | 968.75 | 913.5 | 902.75 | 841.5 | 828.25 | 826 | 793.25
108 | 2014-04-18 | 809 | 792.25 | 772.25 | 799.5 | 763 | 801.5 | 811.5 | 849.25 | 870.75 | 908.75 | 910.5 | 888 | 880.25 | 882 | 743.25 | 675.5 | 668.75 | 653.75 | 643.75 | 844 | 811.5 | 757.25 | 624.75 | 638.25
109 | 2014-04-19 | 610.75 | 603.75 | 608.25 | 637.75 | 615.75 | 637.25 | 649.5 | 633.75 | 647.5 | 653 | 667.25 | 670 | 676.5 | 670.75 | 677 | 676.75 | 658 | 652.5 | 648.5 | 655.75 | 633.5 | 621.25 | 616.25 | 635.5
110 | 2014-04-20 | 629.25 | 629 | 632 | 650.5 | 645.75 | 650.5 | 689.75 | 711.25 | 734.75 | 778.25 | 780.25 | 787.75 | 787.75 | 774 | 783 | 773.25 | 765.25 | 717.5 | 696.75 | 700.5 | 669.5 | 743.25 | 837 | 804.75
111 | 2014-04-21 | 911.5 | 907.5 | 804.5 | 943.25 | 758.75 | 866 | 925.75 | 961 | 1046.25 | 1030 | 1111.75 | 1097.25 | 1050.75 | 1065.5 | 1118 | 1133.25 | 1041.5 | 1061.75 | 991 | 974.25 | 965 | 936.25 | 922.5 | 907.25
112 | 2014-04-22 | 897.25 | 825.75 | 789.5 | 631 | 619.25 | 626 | 686.75 | 937.25 | 982.25 | 1016 | 1019.75 | 1070.75 | 1052.5 | 1066 | 1104.75 | 1104 | 1120 | 1064.5 | 987.75 | 955.75 | 950.25 | 916 | 799.75 | 892.75
113 | 2014-04-23 | 847.75 | 720.75 | 623.5 | 652.25 | 620.75 | 660.5 | 696 | 728.75 | 757.5 | 794.25 | 809.25 | 789.25 | 788 | 795 | 771.5 | 780 | 763 | 713 | 690.25 | 700.25 | 666 | 667.25 | 653.25 | 650
114 | 2014-04-24 | 630.5 | 650.25 | 636.25 | 645.75 | 654 | 685.25 | 729.75 | 730.25 | 761.25 | 789.25 | 797 | 793.5 | 789.5 | 804.5 | 792.75 | 767.5 | 788.25 | 713 | 720 | 703.25 | 680.75 | 634.5 | 639.25 | 638.75
115 | 2014-04-25 | 638.5 | 655.5 | 637.25 | 661 | 642.75 | 649.5 | 668.5 | 672.75 | 700.75 | 704.25 | 691.75 | 711.5 | 808 | 984 | 940.25 | 960.75 | 946.5 | 831 | 914.5 | 705.25 | 657.5 | 634.25 | 657.25 | 653
116 | 2014-04-26 | 659.5 | 634 | 643.5 | 660 | 629.25 | 642 | 665.5 | 649.75 | 639.25 | 677.5 | 821.5 | 896.25 | 954.25 | 952 | 958.75 | 926 | 932.5 | 944.25 | 904.25 | 896.75 | 910.5 | 894 | 858.25 | 879.75
117 | 2014-04-27 | 851.5 | 892 | 838.5 | 624.25 | 619.5 | 640 | 699 | 704.5 | 732.5 | 905 | 960.5 | 953.25 | 985 | 972.75 | 962.25 | 965.75 | 943 | 901.75 | 881.75 | 861.5 | 862.5 | 820.25 | 670.25 | 631.5
118 | 2014-04-28 | 633.75 | 640.5 | 627.75 | 640.25 | 628 | 648.5 | 709.5 | 713.75 | 734.5 | 781 | 783.5 | 817 | 1022.75 | 984.75 | 989.5 | 1058.25 | 997.5 | 943.25 | 934.75 | 880 | 883.75 | 827 | 832.75 | 762
119 | 2014-04-29 | 691.5 | 698.25 | 719 | 751.75 | 707.75 | 737.25 | 910.25 | 964.5 | 1048.25 | 1041.75 | 1016.5 | 1079 | 939.75 | 775.75 | 783.75 | 1000 | 1055.25 | 945.5 | 935.75 | 940.25 | 873.5 | 892 | 860.25 | 869.5
120 | 2014-04-30 | 917.25 | 898.75 | 885.75 | 885.5 | 839 | 753.75 | 702.25 | 717.25 | 761.75 | 857.25 | 979 | 1026 | 960.75 | 989.75 | 986 | 947.5 | 942.5 | 884.25 | 871.75 | 712.5 | 653.5 | 642.5 | 624.5 | 617
121 | 2014-05-01 | 624 | 610.75 | 615.75 | 642.75 | 610.75 | 638.5 | 706.75 | 747.25 | 892.5 | 903.5 | 957 | 936 | 946 | 941.5 | 890.75 | 749 | 736.5 | 718.25 | 693 | 696 | 650.5 | 632 | 620.5 | 614.5
122 | 2014-05-02 | 626.75 | 621.75 | 611.25 | 619.25 | 617.5 | 629 | 638.75 | 673.25 | 680.75 | 691.75 | 706.75 | 666.75 | 657 | 689.75 | 860.5 | 813 | 787 | 789 | 780.5 | 783.75 | 749 | 754.5 | 752 | 756
123 | 2014-05-03 | 768.75 | 589.75 | 561.5 | 596.25 | 573 | 576.75 | 601 | 627.5 | 728.25 | 728.5 | 767.25 | 781.25 | 785.5 | 797.25 | 806 | 752.75 | 759.25 | 764 | 753.5 | 739.25 | 738.25 | 697.75 | 668 | 668.5
124 | 2014-05-04 | 656.75 | 718.5 | 657.75 | 667 | 652.25 | 650 | 872.25 | 871 | 1021.25 | 1107.5 | 1110.75 | 1132.5 | 1151 | 1112.75 | 1185.25 | 1140.5 | 1108.25 | 1053.5 | 990 | 972.25 | 909 | 944.25 | 893 | 885.5
125 | 2014-05-05 | 850.5 | 880.5 | 857 | 880.75 | 856 | 898.25 | 979 | 999.5 | 1025 | 1067 | 1081.5 | 1119.75 | 1112.5 | 1130.75 | 1118 | 1108.25 | 1081.5 | 1011.5 | 962.25 | 933.5 | 907.25 | 890.5 | 880.75 | 895
126 | 2014-05-06 | 875 | 878.5 | 867.5 | 828.25 | 800 | 903.25 | 906.25 | 950.75 | 970 | 1002.25 | 1012 | 1011 | 1002.75 | 998.25 | 1029 | 1014 | 1011.75 | 965.5 | 945.5 | 889 | 846.25 | 803.5 | 812 | 801.75
127 | 2014-05-07 | 797 | 790.5 | 786.75 | 805.25 | 786.5 | 838.5 | 936.75 | 1035.25 | 1043.75 | 1069.25 | 1089 | 1125.5 | 1123.5 | 1149.75 | 1117.75 | 1136 | 1119.75 | 1050.75 | 1045 | 991 | 921.5 | 916.75 | 887.5 | 791
128 | 2014-05-08 | 782.5 | 717.25 | 767 | 775.5 | 825 | 838.75 | 974.25 | 1012 | 1095.25 | 1068.75 | 1045.75 | 1038.75 | 1029 | 1025.5 | 1028.75 | 1019.75 | 987.5 | 911.25 | 890.75 | 647.25 | 629.75 | 607.75 | 607.25 | 619.25
129 | 2014-05-09 | 602.5 | 597 | 599.25 | 616.5 | 607.5 | 629.25 | 629 | 641.25 | 880.75 | 977.75 | 972 | 1014 | 995.25 | 982 | 973.5 | 966.75 | 1030.5 | 1017.75 | 1015.5 | 967.25 | 970.25 | 945 | 932.5 | 939.25
130 | 2014-05-10 | 935.75 | 938.75 | 921.75 | 958.5 | 945 | 985.25 | 1012 | 1028.5 | 1073 | 1094 | 1113 | 1124.25 | 1136.75 | 1142 | 1124.75 | 1124 | 1111 | 1076.5 | 1070 | 1104.5 | 1075.5 | 1052.5 | 1048.75 | 1042.5
131 | 2014-05-11 | 1030.5 | 1015 | 1002 | 1044 | 1005.5 | 1083.5 | 1179.5 | 1244.5 | 1306.75 | 1360.75 | 1313.5 | 1194.5 | 1134.25 | 1092.5 | 1096.25 | 1083.5 | 1018 | 972 | 936.25 | 895.5 | 902.25 | 871.25 | 868.5 | 881.25
132 | 2014-05-12 | 876.25 | 844.25 | 865 | 882.75 | 871.25 | 931.5 | 953.75 | 909.5 | 1025 | 1087.25 | 1121.25 | 1235.25 | 1272 | 1287.25 | 1283.5 | 1262.5 | 1207 | 1162.25 | 1049 | 1000.25 | 955.75 | 922.25 | 902.25 | 883.75
133 | 2014-05-13 | 885 | 881.5 | 857.75 | 872.75 | 846.25 | 892.25 | 961.5 | 993.5 | 1018.75 | 1079.5 | 1081.5 | 1053 | 1056 | 1058.25 | 1066 | 1036 | 1004.75 | 994 | 953.75 | 859 | 883.5 | 842.25 | 819.5 | 829.75
134 | 2014-05-14 | 789 | 791 | 842.25 | 824.75 | 769.25 | 801.75 | 864.5 | 903.5 | 979.25 | 1058.75 | 1082.5 | 1137.5 | 1072.75 | 1081.75 | 1086 | 1067.75 | 1048.5 | 1000.25 | 972 | 953 | 908.5 | 875 | 865.25 | 847.5
135 | 2014-05-15 | 822.25 | 789.25 | 804 | 807.5 | 853.75 | 858.25 | 904.5 | 910.25 | 975 | 994.25 | 1000.75 | 1034.5 | 1032.5 | 1032.5 | 994.25 | 1007 | 991.75 | 935.25 | 911.5 | 863 | 840.75 | 816 | 784.75 | 715.5
136 | 2014-05-16 | 675.5 | 653.5 | 654.25 | 695 | 686.25 | 667.5 | 827 | 855.5 | 868.5 | 929 | 938.25 | 931.5 | 966 | 962.5 | 937.25 | 908.25 | 893.25 | 884.5 | 857.25 | 840.25 | 845.25 | 842.75 | 827 | 819
137 | 2014-05-17 | 809 | 798 | 811 | 813 | 799 | 832.5 | 847.25 | 886.25 | 929.75 | 994 | 947.5 | 946.75 | 940 | 965.25 | 929.5 | 913.25 | 895 | 885 | 887.5 | 835.75 | 838.5 | 798 | 774.25 | 768.25
138 | 2014-05-18 | 765 | 758.5 | 748.75 | 758 | 745 | 799.5 | 870.5 | 884.75 | 898.5 | 953 | 967.5 | 978.25 | 965.25 | 981 | 973 | 942.5 | 929.5 | 901.5 | 830.5 | 821 | 795.25 | 792.5 | 762.5 | 769.25
139 | 2014-05-19 | 769.5 | 769 | 754 | 776.5 | 784 | 815.5 | 892.5 | 918.5 | 975 | 1010.25 | 1016 | 1061 | 1027.25 | 1056.25 | 1054 | 1064.75 | 1075 | 1001.25 | 1015.25 | 951.25 | 911.5 | 908.5 | 898.75 | 900.75
140 | 2014-05-20 | 905 | 846.25 | 792.75 | 817 | 797 | 837.25 | 921.75 | 953.5 | 999.5 | 995.75 | 992 | 1011.75 | 1015.75 | 1011.75 | 1023.75 | 982.25 | 970.5 | 913.25 | 876.5 | 848.25 | 833.25 | 804 | 793.75 | 783.25
141 | 2014-05-21 | 778 | 775.25 | 766.5 | 613.25 | 608.5 | 632.5 | 866.5 | 1020.5 | 1025.75 | 1051 | 1087.25 | 1092.5 | 1127.25 | 1092.5 | 1114.75 | 1132.25 | 1082.5 | 1015.25 | 981.25 | 921.75 | 893.5 | 895.25 | 863 | 890.5
142 | 2014-05-22 | 806.5 | 803.5 | 794.25 | 805.75 | 826.25 | 914.5 | 918.25 | 939.5 | 975.75 | 977.25 | 1005.25 | 1023.25 | 1004.5 | 1007.75 | 1025.75 | 999.25 | 1000 | 944.75 | 909.5 | 869 | 822.25 | 823.75 | 809.5 | 779.25
143 | 2014-05-23 | 788.75 | 759 | 643.5 | 619.5 | 613.5 | 629.75 | 620.5 | 645 | 678 | 732.75 | 913.75 | 886.5 | 905 | 917.75 | 914 | 892.75 | 899.75 | 854.25 | 873.5 | 825.75 | 841.75 | 819.5 | 802.5 | 796.5
144 | 2014-05-24 | 791.25 | 795.75 | 793.5 | 794.75 | 805 | 809 | 816 | 864.25 | 870.5 | 903 | 924 | 908.75 | 911.75 | 913 | 932.5 | 923.5 | 910.5 | 906.75 | 877 | 874.25 | 856.25 | 849.5 | 841.75 | 822.75
145 | 2014-05-25 | 838.25 | 827.75 | 813.75 | 817.5 | 807.5 | 848.5 | 920.5 | 950.5 | 960 | 1003.25 | 1045.5 | 1023.25 | 1106.5 | 1161.5 | 1274.5 | 1235.75 | 1270.5 | 1032.75 | 993.5 | 939.75 | 893 | 893.75 | 884 | 881.75
146 | 2014-05-26 | 860 | 860 | 850.75 | 876.25 | 849.25 | 908.75 | 993 | 1104 | 1157.5 | 1186.5 | 1215.75 | 1182.75 | 1261 | 1295.5 | 1290.25 | 1351 | 1355.25 | 1243.75 | 1160 | 1082.25 | 1054.75 | 998 | 972.75 | 974.25
147 | 2014-05-27 | 961.5 | 951.5 | 937.5 | 968 | 969.5 | 1002.5 | 1098.75 | 1164.75 | 1219.5 | 1276 | 1322.5 | 1372.5 | 1353 | 1443 | 1518 | 1508 | 1499.75 | 1390.75 | 1234.25 | 1128.75 | 1038.5 | 1006.75 | 1002 | 983.5
148 | 2014-05-28 | 964.75 | 955.75 | 955.25 | 975.25 | 961.75 | 1030.5 | 1125.5 | 1189.75 | 1239.75 | 1253.25 | 1285 | 1344.75 | 1362 | 1441.5 | 1527 | 1512 | 1495 | 1394.75 | 1140.5 | 1119 | 1037.75 | 969.75 | 951.75 | 952.5
149 | 2014-05-29 | 940.75 | 925.25 | 943.5 | 953 | 946 | 978 | 1086.25 | 1128.25 | 1158.75 | 1177.25 | 1176.25 | 1164 | 1178 | 1179.25 | 1186.5 | 1202.75 | 1156.25 | 1064 | 1027.5 | 1006.25 | 986.75 | 921.75 | 918 | 836.75
150 | 2014-05-30 | 787.5 | 766.75 | 770 | 818.25 | 771.25 | 792.5 | 1105 | 1044.5 | 1117.25 | 1155 | 1227.75 | 1250.75 | 1224 | 1230.5 | 1189 | 1156 | 1127.5 | 1078.75 | 1076.75 | 1007.25 | 991.5 | 990.5 | 991.5 | 974.5
151 | 2014-05-31 | 984 | 965.25 | 953.75 | 979 | 966 | 993.5 | 1022 | 1019.25 | 1066 | 1123.5 | 1147 | 1166.25 | 1177.25 | 1157.5 | 971.5 | 933.5 | 904.25 | 857.75 | 860.5 | 755 | 803.25 | 900 | 841 | 847.75
152 | 2014-06-01 | 845.25 | 575.25 | 574.75 | 584.75 | 590.75 | 589.75 | 685 | 890.5 | 915.25 | 933 | 928.25 | 956 | 952.25 | 955 | 921.5 | 745.25 | 759.5 | 705 | 675.25 | 663.5 | 630.5 | 637.5 | 603.5 | 601.75
153 | 2014-06-02 | 612.25 | 591 | 605.75 | 619.75 | 617.25 | 628.25 | 696.75 | 702.25 | 728.5 | 761.5 | 759 | 766.5 | 776.5 | 797.5 | 771.75 | 791.5 | 761.5 | 713.5 | 675.75 | 678.5 | 645 | 624.25 | 609.75 | 614.75
154 | 2014-06-03 | 600.75 | 606 | 593.25 | 624.25 | 616 | 627.75 | 678.5 | 943 | 944.5 | 983 | 981.75 | 977 | 986.5 | 983.75 | 975 | 984.75 | 959.75 | 928.5 | 890 | 849.5 | 824.25 | 806.5 | 795.5 | 787
155 | 2014-06-04 | 780.75 | 783.75 | 787 | 789.75 | 782.75 | 806 | 888.5 | 906.5 | 925 | 982.75 | 976.75 | 1014 | 1010 | 1029.75 | 1017.75 | 985.5 | 971 | 910.75 | 915.75 | 881.5 | 829.75 | 799 | 790 | 791.25
156 | 2014-06-05 | 792.25 | 788.5 | 773.5 | 805 | 782 | 821.5 | 890.5 | 919.25 | 959 | 977 | 993.75 | 991.5 | 967.5 | 978.75 | 975.25 | 1008 | 987.25 | 936.75 | 914.25 | 896.25 | 837.25 | 843.75 | 808.25 | 829.75
157 | 2014-06-06 | 808.25 | 816.75 | 815 | 829 | 808 | 830.75 | 833 | 863.5 | 899 | 932.5 | 961.25 | 965.25 | 959 | 964.25 | 916.5 | 867 | 834.75 | 782.25 | 806.25 | 788.5 | 781.5 | 811 | 774.75 | 726.75
158 | 2014-06-07 | 787.25 | 769 | 755.75 | 791.5 | 709.25 | 762.25 | 780.25 | 793.75 | 810.5 | 823.75 | 820.25 | 816.5 | 834.5 | 813.5 | 820.75 | 822.5 | 804.5 | 1017 | 906.75 | 892.25 | 840.5 | 830.25 | 825 | 821.25
159 | 2014-06-08 | 824.75 | 815.75 | 804.5 | 822.5 | 797.75 | 835.75 | 924.25 | 964.5 | 1004.25 | 1049.75 | 1084.75 | 1115.25 | 1096.75 | 1077.5 | 1086.75 | 1184.5 | 1147 | 1040.25 | 991.75 | 961.75 | 913.75 | 863 | 869 | 871
160 | 2014-06-09 | 885.5 | 862.5 | 874 | 878.25 | 870.75 | 911.5 | 1088 | 1080.25 | 1144.25 | 1137.75 | 1284.25 | 1241.25 | 1350.5 | 1357.5 | 1185 | 1285.75 | 1244 | 1171 | 1159 | 1126.25 | 1012.5 | 983 | 962.5 | 936.25
161 | 2014-06-10 | 920.5 | 906.25 | 899.75 | 904.75 | 898 | 924.25 | 1034.5 | 1046.25 | 1107 | 1154.75 | 1159 | 1151 | 1158.25 | 1130.25 | 1170.5 | 1172 | 1164.75 | 1105.25 | 1074.5 | 1023 | 981.25 | 974.75 | 953.5 | 942.25
162 | 2014-06-11 | 941 | 924.75 | 931.25 | 943.5 | 919.5 | 969.75 | 1123.75 | 1130.5 | 1160.5 | 1221.5 | 1265.5 | 1302.25 | 1323.5 | 1306 | 1460.5 | 1459.25 | 1419.75 | 1226.5 | 1119 | 1105 | 994.5 | 975.75 | 965.5 | 957.75
163 | 2014-06-12 | 964.25 | 964 | 946.75 | 967.5 | 944.5 | 976.75 | 1081.75 | 1106 | 1127.75 | 1156.75 | 1143 | 1166 | 1187.25 | 1191 | 1180.5 | 1159.25 | 1126.75 | 1063.75 | 1034.75 | 1042 | 1003 | 1048.75 | 1049.75 | 1050.5
164 | 2014-06-13 | 1051.75 | 1052.75 | 1050.5 | 1072 | 1036.75 | 1039.25 | 1048.5 | 1032 | 1065.75 | 1064.75 | 1077.25 | 1107.75 | 1091 | 1089.25 | 1079 | 1080.75 | 1060.5 | 1019.75 | 1001.75 | 999.25 | 993.75 | 983.75 | 983 | 956
165 | 2014-06-14 | 954.75 | 975.75 | 951.25 | 973.5 | 948.75 | 973.75 | 1001.5 | 985.25 | 990.25 | 1022.25 | 986 | 983.25 | 983.5 | 990 | 990 | 997 | 957 | 977.25 | 972.75 | 942.75 | 948 | 938.75 | 913.25 | 889.75
166 | 2014-06-15 | 906.25 | 889 | 898.5 | 960.75 | 898.25 | 935.25 | 1013.25 | 1019 | 1029.75 | 1072.5 | 1056.5 | 1090.5 | 1120.25 | 1078 | 1064.25 | 1054.75 | 1063.25 | 1025 | 985.25 | 957 | 916.5 | 900.25 | 895.25 | 900.5
167 | 2014-06-16 | 893 | 886 | 891.25 | 920 | 912.75 | 914.25 | 1014 | 1062 | 1086.25 | 1093.75 | 1145 | 1181.75 | 1225.75 | 1200 | 1259.75 | 1262.5 | 1299.5 | 1249.75 | 1204 | 1148 | 1076.5 | 1072.75 | 1029.75 | 1005.25
168 | 2014-06-17 | 1007 | 969.25 | 948 | 992.5 | 926 | 936 | 1060 | 1103 | 1088.75 | 1054 | 1098.75 | 1134 | 1100 | 1075.5 | 1103.75 | 1083.75 | 1106.75 | 1029.75 | 999.75 | 981.75 | 918.5 | 908.5 | 916.25 | 899.25
169 | 2014-06-18 | 893 | 886.75 | 881.5 | 884.5 | 874 | 920.25 | 983.25 | 1005.5 | 1068.5 | 1076.25 | 1115.25 | 1106.25 | 1106.25 | 1142 | 1115 | 1141.75 | 1128.75 | 1066 | 1037 | 978.75 | 930.75 | 906.25 | 903.5 | 892.25
170 | 2014-06-19 | 889.25 | 883.75 | 892 | 920 | 910.25 | 946.25 | 1064.5 | 1090.75 | 1148 | 1181 | 1212 | 1246.25 | 1242.5 | 1232.75 | 1188.25 | 1184.5 | 1135 | 1111.5 | 1057.25 | 1023 | 986 | 941.75 | 899.75 | 881.5
171 | 2014-06-20 | 868 | 854 | 881.5 | 875.5 | 855.5 | 881.5 | 900.75 | 933.25 | 970.75 | 1017 | 994 | 1037.25 | 1047 | 1035.75 | 1030.25 | 1016.25 | 1015.5 | 982.75 | 915.5 | 919 | 917.25 | 924.5 | 914.75 | 947.5
172 | 2014-06-21 | 939 | 932 | 960.75 | 964.75 | 945.25 | 982.75 | 1042 | 1001.5 | 1031.25 | 1126 | 1170.75 | 1179.25 | 1146 | 1140.25 | 1190 | 1153 | 1197.25 | 1136.25 | 1096.5 | 1112 | 1040 | 1006 | 962.5 | 964.75
173 | 2014-06-22 | 959.75 | 956.75 | 960.75 | 986 | 938.5 | 971.5 | 1106.25 | 1173.25 | 1226.75 | 1213 | 1193.75 | 1236.5 | 1239 | 1247.25 | 1267.75 | 1277.5 | 1301 | 1183.5 | 1131.25 | 1152.5 | 1047.75 | 1042.25 | 1039.75 | 1021.75
174 | 2014-06-23 | 998.5 | 973.75 | 958.75 | 981.5 | 975 | 1014 | 1133.25 | 1161 | 1234.75 | 1333.75 | 1409.75 | 1530.25 | 1590.5 | 1557.25 | 1568.25 | 1575 | 1610.25 | 1396 | 1238.5 | 1210.25 | 1148.75 | 1113.25 | 1090 | 1011.75
175 | 2014-06-24 | 964.75 | 950.25 | 936.75 | 957 | 963.25 | 964.25 | 1103.25 | 1137 | 1162.25 | 1182.25 | 1203 | 1228 | 1179.75 | 1214.5 | 1218.5 | 1230.5 | 1175.5 | 1107.5 | 1038.75 | 1006.75 | 945.5 | 919 | 927.75 | 930.75
176 | 2014-06-25 | 926.25 | 917.75 | 930 | 940.25 | 905.5 | 941.75 | 1088.25 | 1064.5 | 1145.5 | 1149.25 | 1132.75 | 1191.25 | 1210.5 | 1170.75 | 1207.25 | 1189 | 1174.5 | 1138 | 1073 | 1062.75 | 985.5 | 972.5 | 964 | 956
177 | 2014-06-26 | 942.75 | 966 | 957.75 | 934.5 | 910 | 910.75 | 1048 | 1012.5 | 1064.75 | 1101.25 | 1104.25 | 1121 | 1100.5 | 1113.25 | 1100.25 | 1093 | 1075.5 | 1043.75 | 998.75 | 961 | 946.5 | 917 | 894.5 | 889.75
178 | 2014-06-27 | 727.25 | 726.25 | 794.75 | 789.5 | 744 | 770 | 965.25 | 1002 | 1008.75 | 1007 | 1048 | 1035.25 | 1013 | 1031 | 1041.75 | 1007.75 | 1006 | 976.5 | 939.5 | 929.5 | 885.5 | 912.25 | 903.5 | 905.5
179 | 2014-06-28 | 891.25 | 902.25 | 901.25 | 904.25 | 879.5 | 889.75 | 917.75 | 931.5 | 943 | 986.75 | 960.25 | 978 | 969.75 | 966.25 | 970.5 | 951.75 | 946.75 | 910.5 | 913.75 | 869.5 | 810 | 872 | 862.5 | 889.75
180 | 2014-06-29 | 862.5 | 841.5 | 841.25 | 864.75 | 855.5 | 875 | 964 | 986.5 | 1039 | 1058.75 | 1118.75 | 1126.25 | 1179 | 1169 | 1187.75 | 1173 | 1147.75 | 1094.5 | 1079.5 | 1052.75 | 983.25 | 975.75 | 952.5 | 966.25
181 | 2014-06-30 | 958.5 | 940.5 | 928 | 978.75 | 927.5 | 971 | 1090.25 | 1114 | 1155 | 1152.75 | 1199 | 1215.5 | 1215.75 | 1218.5 | 1183.25 | 1198 | 1186.25 | 1139 | 1082 | 1056.25 | 964.75 | 950 | 951.25 | 946.75
182 | 2014-07-01 | 810.75 | 808.5 | 763.5 | 790.25 | 788.5 | 840.5 | 1269 | 1211.75 | 1230.75 | 1230.25 | 1242.25 | 1301.25 | 1403.5 | 1428.5 | 1491.5 | 1460.25 | 1425.75 | 1303.25 | 1177.25 | 1139.75 | 1045.5 | 1002.75 | 970.5 | 966.5
183 | 2014-07-02 | 935.75 | 943 | 929.5 | 932.25 | 917 | 994.25 | 1081 | 1112 | 1136.5 | 1140.5 | 1154.75 | 1175.75 | 1181.25 | 1205.25 | 1190.5 | 1178.25 | 1138 | 1096.5 | 1033.75 | 1045.5 | 961 | 972.25 | 943 | 933.5
184 | 2014-07-03 | 927 | 926.5 | 914.5 | 915.5 | 877 | 928 | 996.25 | 1000.5 | 1010 | 1020.25 | 1041.25 | 1047.25 | 1052.25 | 1036.75 | 1079.75 | 1055.25 | 1084.25 | 1015.25 | 1003.5 | 975.5 | 921 | 935.75 | 918.25 | 914.25
185 | 2014-07-04 | 897.75 | 915.5 | 907.5 | 927.5 | 916.25 | 953.25 | 982.5 | 1029.5 | 1052.25 | 1059.25 | 1060.5 | 1059.5 | 1064.5 | 1053.5 | 1045.75 | 1005.5 | 1006 | 955.75 | 942.5 | 962.5 | 906.25 | 914.5 | 888 | 930.75
186 | 2014-07-05 | 945.25 | 959.75 | 921.75 | 948.5 | 926 | 948 | 973.25 | 996.75 | 1015.5 | 1063.25 | 1047.5 | 1087.25 | 1044 | 1062 | 1083.75 | 1056.75 | 1067.25 | 1048 | 1041 | 1060.25 | 1030.5 | 1019.5 | 1010.25 | 1001.25
187 | 2014-07-06 | 1022.25 | 1003.25 | 986 | 1016.5 | 986 | 1018.75 | 1088 | 1141.5 | 1186.25 | 1192.75 | 1197.25 | 1214.75 | 1218.5 | 1240 | 1232.25 | 1211 | 1212 | 1172 | 1168.25 | 1135.75 | 1104.5 | 1072.75 | 1038.5 | 1004.5
188 | 2014-07-07 | 998.75 | 986.25 | 964.5 | 1006 | 998 | 1036.5 | 1155.25 | 1217 | 1291.5 | 1392.5 | 1505.25 | 1530 | 1537.25 | 1525.25 | 1551.75 | 1540.75 | 1510.5 | 1391.5 | 1354.25 | 1361 | 1191.5 | 1151.5 | 1161 | 1271.25
189 | 2014-07-08 | 1189.75 | 1147.75 | 1126.25 | 1126.25 | 1095.75 | 1150.25 | 1293.75 | 1276.5 | 1367.25 | 1542.75 | 1473 | 1551.5 | 1543.5 | 1535 | 1535.25 | 1530.5 | 1500.25 | 1395.5 | 1215.25 | 1104.25 | 963 | 950.25 | 944.5 | 938.5
190 | 2014-07-09 | 924.75 | 918.5 | 907.75 | 927.5 | 911.5 | 957.25 | 1063.5 | 1056.5 | 1093.25 | 1126.25 | 1125.25 | 1140.75 | 1159.25 | 1142.75 | 1144.25 | 1152.75 | 1105.5 | 1062 | 1031.5 | 996.5 | 950.75 | 936 | 921.5 | 930.5
191 | 2014-07-10 | 950.5 | 938.75 | 950.25 | 960.5 | 951.75 | 971.75 | 1051.75 | 1079.5 | 1129.75 | 1204.5 | 1168.25 | 1175.25 | 1180 | 1189.25 | 1178 | 1170.75 | 1155 | 1079.75 | 1070.75 | 1040.5 | 978.75 | 969.5 | 955.5 | 935.75
192 | 2014-07-11 | 963.25 | 940.5 | 929 | 924.75 | 927.5 | 928.25 | 955.75 | 1015 | 1075.75 | 1081.25 | 1107.25 | 1078.75 | 1084.5 | 1111.5 | 1064 | 1044.5 | 1054.25 | 988.25 | 1017.75 | 1002 | 997.5 | 995.25 | 987.75 | 985.75
193 | 2014-07-12 | 951.5 | 951.5 | 953.5 | 972 | 984.5 | 980.25 | 997 | 1010 | 1033.5 | 1114.25 | 1123.5 | 1164.5 | 1183.75 | 1114.5 | 1123.75 | 1100 | 1152.5 | 1098.25 | 1104.25 | 1071.75 | 1081 | 1083.75 | 1091.5 | 1084.75
194 | 2014-07-13 | 1073.75 | 1075.5 | 1053.25 | 1056.5 | 1040.25 | 1097.5 | 1274.5 | 1228.75 | 1213.5 | 1235.25 | 1229.25 | 1206.25 | 1238.75 | 1230.75 | 1262 | 1229.25 | 1227 | 1206.5 | 1121 | 1089.25 | 1031.25 | 1042.75 | 1034.25 | 1000.75
195 | 2014-07-14 | 1000.5 | 1010.25 | 1033.25 | 1027.75 | 1011.75 | 1066.25 | 1175 | 1218.75 | 1411.5 | 1500.75 | 1490.25 | 1507.75 | 1493.25 | 1486 | 1501.75 | 1321 | 1497.25 | 1352.75 | 1347.25 | 1188.75 | 1170.25 | 1163.25 | 1120.25 | 1165.25
196 | 2014-07-15 | 1092.5 | 1098 | 1096.75 | 1126.5 | 1099.5 | 1189 | 1374.75 | 1399.75 | 1403 | 1426.5 | 1485.5 | 1526.5 | 1539.5 | 1498 | 1489.75 | 1535.25 | 1475.75 | 1302.25 | 1162 | 1083.75 | 1040.75 | 1016 | 986 | 954.75
197 | 2014-07-16 | 946.75 | 907.75 | 878.5 | 904 | 885.5 | 925 | 1010.25 | 1039.5 | 1075 | 1099.25 | 1111 | 1089 | 1102.75 | 1100.5 | 1096 | 1070 | 1094 | 1043.25 | 1020.5 | 981 | 939 | 942 | 922 | 912.25
198 | 2014-07-17 | 919 | 919.5 | 915.25 | 940 | 911.5 | 945.5 | 1033.5 | 1063.75 | 1116.75 | 1131 | 1149.75 | 1168 | 1145.5 | 1194.75 | 1159.75 | 1173.25 | 1157.5 | 1096 | 1071.5 | 1062.75 | 993.75 | 976 | 949.25 | 819.75
199 | 2014-07-18 | 792.25 | 749 | 806 | 785.75 | 764.75 | 760.75 | 1082.5 | 1071.25 | 1116.5 | 1164.5 | 1143 | 1154.25 | 1159 | 1225.5 | 1216.25 | 1175 | 1171.5 | 1097 | 1092.25 | 1104.25 | 1088.75 | 1085 | 1092 | 1071.5
200 | 2014-07-19 | 1089 | 1061.25 | 1062 | 1081 | 1062.75 | 1093.25 | 1137.25 | 1196.75 | 1211.25 | 1416.75 | 1380.25 | 1273.75 | 1387.5 | 1359.25 | 1389.75 | 1406.25 | 1385.75 | 1299.75 | 1242.25 | 1267 | 1225 | 1238 | 1239.5 | 1260
201 | 2014-07-20 | 1265.75 | 1138.75 | 1235.75 | 1214.75 | 1151.5 | 1251.75 | 1512.5 | 1506 | 1565.25 | 1574.5 | 1513.25 | 1574 | 1580.75 | 1581.75 | 1543.25 | 1476.25 | 1380.25 | 1277.75 | 1198 | 1126.5 | 1056.5 | 1008.25 | 979 | 992.75
202 | 2014-07-21 | 975.75 | 971.25 | 955.5 | 986 | 961.5 | 1006.5 | 1135.25 | 1164.75 | 1197.25 | 1240 | 1331 | 1445.5 | 1337.75 | 1469.25 | 1517.5 | 1488.5 | 1502.75 | 1399.25 | 1245.25 | 1242 | 1123.25 | 1136.5 | 1088.5 | 1066
203 | 2014-07-22 | 1017.75 | 804 | 782.25 | 805.75 | 760.75 | 809.75 | 1086.5 | 1247.75 | 1165 | 1185.5 | 1220 | 1242.25 | 1216.25 | 1215.75 | 1232.5 | 1240.75 | 1227.5 | 1128.25 | 1079.75 | 1057 | 1026.25 | 1022 | 992.5 | 993
204 | 2014-07-23 | 983.75 | 971.25 | 973 | 992.25 | 976 | 972.75 | 1115.25 | 1143.25 | 1171.75 | 1152.75 | 1206.75 | 1218.25 | 1516.75 | 1605.25 | 1618.75 | 1605.5 | 1611.25 | 1541.75 | 1437.5 | 1363.25 | 1298.5 | 1260 | 1294.75 | 1209.75
205 | 2014-07-24 | 1096.75 | 1100.75 | 1075.25 | 1070.5 | 1071.75 | 1082.5 | 1379.75 | 1366 | 1373.75 | 1395 | 1417.75 | 1443 | 1360.5 | 1256.5 | 1278.25 | 1221.25 | 1207.75 | 1154.25 | 1062.25 | 1033.25 | 997.25 | 1003.25 | 990.25 | 979.25
206 | 2014-07-25 | 952 | 907.5 | 909.75 | 933 | 894.75 | 903 | 1053.25 | 1092 | 1097.5 | 1139.5 | 1142.25 | 1157.25 | 1139.25 | 1164.75 | 1166 | 1182 | 1189 | 1157.25 | 1041.75 | 1058.5 | 974.5 | 973.75 | 972.75 | 964.75
207 | 2014-07-26 | 958.25 | 944.5 | 904 | 908.25 | 931.5 | 919 | 965 | 998 | 1101.75 | 1138.75 | 1160.25 | 1192.5 | 1168 | 1147.25 | 1150.25 | 1063.25 | 1149.5 | 1055.75 | 1040 | 990.25 | 968.5 | 958.75 | 1001.25 | 1018.75
208 | 2014-07-27 | 1024.75 | 987.75 | 975.25 | 997 | 984.75 | 995.25 | 1056 | 1091 | 1074.25 | 1123.5 | 1151.25 | 1127.75 | 1110.5 | 1139.5 | 1147.75 | 1180.5 | 1263.25 | 1265.25 | 1084.75 | 1097.75 | 1053 | 1056.75 | 1046.25 | 1074.75
209 | 2014-07-28 | 1065.25 | 1053.75 | 1037.75 | 1032 | 1044 | 1040 | 1365.75 | 1413.5 | 1411.25 | 1464.25 | 1495.75 | 1546.75 | 1525.25 | 1496.25 | 1524 | 1537.5 | 1494.25 | 1459.75 | 1377 | 1225 | 1077.25 | 1045.5 | 1016 | 980.75
210 | 2014-07-29 | 976.75 | 941 | 933.75 | 919.5 | 907.5 | 904.25 | 1031.25 | 1076.5 | 1087.5 | 1105.25 | 1141 | 1178 | 1161.25 | 1176 | 1165.5 | 1153.25 | 1141.25 | 1076.75 | 1032.75 | 987.5 | 932 | 940.25 | 912.25 | 908.5
211 | 2014-07-30 | 921.75 | 901.75 | 883 | 893.75 | 901 | 908.25 | 1041.25 | 1072 | 1094 | 1160.5 | 1137.5 | 1181.75 | 1120.75 | 1175.75 | 1140 | 1164.5 | 1123.75 | 1092.5 | 1028 | 996.5 | 932.5 | 923.5 | 918.5 | 952
212 | 2014-07-31 | 908 | 889.75 | 896 | 895 | 918.75 | 901.25 | 1054.25 | 1104.25 | 1175 | 1222 | 1244.5 | 1277.25 | 1249.25 | 1259.75 | 1244.75 | 1259.75 | 1220.5 | 1202.75 | 1114.25 | 1039 | 977 | 963.75 | 961.25 | 994.25
213 | 2014-08-01 | 967.75 | 954 | 946.25 | 961.25 | 944.25 | 944.25 | 1136.75 | 1230.25 | 1252.25 | 1253.25 | 1408.5 | 1435 | 1424 | 1480.25 | 1441 | 1420 | 1417.5 | 1364 | 1161.5 | 1102.75 | 1038.5 | 1022.75 | 1035.5 | 1025.5
214 | 2014-08-02 | 1000.25 | 989.75 | 1021.5 | 1024 | 1023.5 | 1015.25 | 1054 | 1098.5 | 1152.5 | 1149.25 | 1119 | 1130 | 1081.75 | 1059 | 1042.25 | 987.5 | 1002.75 | 968.25 | 936.25 | 899.75 | 895.25 | 907.75 | 920.75 | 901
215 | 2014-08-03 | 910.75 | 890.5 | 927.25 | 901.5 | 890.25 | 896.5 | 944.75 | 953 | 941.25 | 986.25 | 980 | 975 | 1040.75 | 1006.75 | 1006.25 | 979.75 | 1028 | 981.5 | 955.25 | 945.5 | 932 | 951 | 973.75 | 947.5
216 | 2014-08-04 | 948.75 | 939.5 | 969.5 | 992.75 | 961.75 | 979.75 | 1122.25 | 1168.25 | 1217.5 | 1251.25 | 1277 | 1386.75 | 1392.25 | 1382.5 | 1409 | 1424.25 | 1429.25 | 1367.5 | 1185 | 1216.75 | 1146 | 1069 | 1077.75 | 1073
217 | 2014-08-05 | 1079 | 1064.75 | 1028.75 | 1029.5 | 1013 | 1038 | 1186.25 | 1330 | 1405 | 1431.25 | 1372.75 | 1439.25 | 1414 | 1443.5 | 1453.75 | 1449 | 1408.5 | 1362.75 | 1316 | 1321.75 | 1114 | 1112 | 1088.75 | 1070
218 | 2014-08-06 | 1060.5 | 1016.25 | 984.25 | 965.5 | 997.75 | 1019.75 | 1160.75 | 1171.25 | 1202 | 1246.75 | 1253.5 | 1280.75 | 1243.25 | 1268 | 1267.25 | 1272.25 | 1221.5 | 1121.75 | 1032.5 | 1016.25 | 973 | 947 | 941.5 | 949.75
219 | 2014-08-07 | 930.5 | 914.5 | 902.25 | 941.5 | 896.25 | 901.75 | 1026.5 | 1067.25 | 1120.75 | 1110.25 | 1156.75 | 1173.5 | 1153.75 | 1122.75 | 1164 | 1189.75 | 1120 | 1079 | 1023.5 | 1005.75 | 951.25 | 939 | 921.5 | 927.25
220 | 2014-08-08 | 902.25 | 877.75 | 891.75 | 879.5 | 910 | 886.75 | 996.25 | 1040.75 | 1096.75 | 1116.25 | 1105.25 | 1161.75 | 1130.75 | 1171.25 | 1142.75 | 1154.25 | 1125.5 | 1103 | 1048.5 | 996 | 938.75 | 929.75 | 933.25 | 924.5
221 | 2014-08-09 | 924.5 | 918 | 912 | 905.5 | 887 | 899 | 941 | 949.25 | 1009.25 | 1051.5 | 1089.75 | 1157.75 | 1092.25 | 1126.25 | 1107.25 | 1057.75 | 1035.75 | 1007.5 | 970.75 | 974.75 | 962.5 | 984.5 | 962.75 | 941
222 | 2014-08-10 | 949.5 | 940.25 | 928.25 | 920.75 | 910 | 926 | 951.5 | 961 | 969 | 1025 | 993.25 | 1020 | 983 | 1010.25 | 1033.25 | 1030.25 | 986.5 | 996.5 | 982 | 948 | 919 | 923 | 919 | 907
223 | 2014-08-11 | 923.75 | 916.5 | 920.75 | 913.25 | 908 | 912.5 | 1066.75 | 1112.5 | 1216.75 | 1243.75 | 1230.25 | 1250.75 | 1246.5 | 1262 | 1227.75 | 1251 | 1233.75 | 1199.5 | 1081.25 | 1050.5 | 977.5 | 938.25 | 933.75 | 928
224 | 2014-08-12 | 970.25 | 957 | 943.25 | 920.25 | 927.75 | 933.75 | 1125.25 | 1173.75 | 1202 | 1229.5 | 1245.25 | 1267.25 | 1253 | 1222.5 | 1236 | 1240.25 | 1208.5 | 1182.75 | 1102 | 1097.5 | 1065.25 | 1043 | 1030.25 | 1003.75
225 | 2014-08-13 | 1010.25 | 984.25 | 989 | 990.75 | 1003 | 1038.25 | 1180 | 1162 | 1181 | 1190 | 1192.5 | 1204.25 | 1217 | 1193.5 | 1207 | 1246.5 | 1275.5 | 1234.25 | 1175.5 | 1148.75 | 1088.25 | 1020.5 | 977.5 | 964.75
226 | 2014-08-14 | 930.75 | 914.5 | 905.5 | 908 | 904.25 | 909.25 | 1040.25 | 1041.75 | 1110.75 | 1116.75 | 1117 | 1125 | 1105.5 | 1126 | 1126 | 1130 | 1104.5 | 1059 | 997 | 1000.25 | 935.75 | 910.75 | 921 | 900.75
227 | 2014-08-15 | 893.25 | 890.25 | 876.5 | 894 | 903 | 903.25 | 1018.25 | 1041.25 | 1079.5 | 1077.25 | 1130 | 1110.75 | 1112.25 | 1110.75 | 1137.75 | 1086.5 | 1062.5 | 1037.25 | 991.25 | 1010.5 | 950.5 | 929 | 919.75 | 906.75
228 | 2014-08-16 | 923.25 | 880.25 | 870.75 | 867.5 | 869.5 | 875.25 | 893.25 | 936.25 | 1019.5 | 1063.75 | 1044 | 1036.25 | 1026.75 | 1044.25 | 1044.75 | 979.5 | 1010 | 969.5 | 955 | 949.25 | 921.25 | 900 | 903.5 | 923.75
229 | 2014-08-17 | 912.5 | 920.25 | 941 | 960.75 | 966.25 | 921.75 | 952.5 | 986 | 984.75 | 1002.5 | 1018.75 | 1073.75 | 1094.75 | 1086 | 1069.5 | 1024 | 999 | 989.75 | 1005 | 966.5 | 963.5 | 923.5 | 898.75 | 906.5
230 | 2014-08-18 | 890.75 | 877.25 | 876.5 | 883 | 912.75 | 917.75 | 1026.5 | 1037 | 1095.25 | 1107 | 1120 | 1160.75 | 1145.75 | 1145.75 | 1186.25 | 1138 | 1117.25 | 1095.5 | 1014.25 | 1006.5 | 943 | 935.75 | 907.75 | 897.5
231 | 2014-08-19 | 890 | 875.5 | 885.75 | 888 | 880.75 | 882.25 | 981.75 | 1035.25 | 1069.25 | 1137.25 | 1083 | 1123.5 | 1112 | 1148.5 | 1143.5 | 1131.75 | 1107 | 1071.5 | 1019.5 | 1017.5 | 930 | 923.75 | 927.75 | 905.75
232 | 2014-08-20 | 918 | 890.5 | 885.5 | 898.25 | 889 | 912.25 | 1018 | 1026.5 | 1117.25 | 1127.5 | 1131.25 | 1131 | 1158.75 | 1139.75 | 1166.25 | 1097 | 1134.25 | 1060.5 | 1022.75 | 1000.5 | 968.25 | 971.25 | 968.5 | 947.25
233 | 2014-08-21 | 972 | 942 | 935.75 | 919.25 | 911.75 | 910.75 | 1034.5 | 1082.25 | 1117.25 | 1168 | 1205.25 | 1196.5 | 1224.75 | 1235.5 | 1230.25 | 1257.25 | 1214.75 | 1168.75 | 1072.25 | 1079 | 1027.5 | 1022.25 | 996.75 | 976.5
234 | 2014-08-22 | 973.5 | 978.75 | 992.5 | 958 | 952.5 | 940 | 1066.5 | 1109 | 1147 | 1192 | 1207 | 1187 | 1194 | 1216.5 | 1200 | 1153.5 | 1140.5 | 1101.25 | 1028.75 | 1020.25 | 1008.5 | 985.25 | 964 | 951.25
235 | 2014-08-23 | 926 | 918.75 | 912.75 | 902.75 | 904.75 | 904 | 935.5 | 1007 | 1022.75 | 1043.25 | 1030.5 | 1035.25 | 1059.5 | 1056.5 | 1066.75 | 995.25 | 1031.25 | 957.5 | 919.25 | 912.25 | 897 | 910 | 909 | 922.25
236 | 2014-08-24 | 900.75 | 886.75 | 870.5 | 884 | 884.25 | 908 | 927.5 | 913.25 | 934 | 951.75 | 974 | 993.5 | 993.75 | 974.5 | 976.5 | 995.25 | 978 | 975.25 | 950.25 | 935 | 934 | 976.25 | 930.5 | 917.25
237 | 2014-08-25 | 919.75 | 923 | 913 | 935.75 | 937.25 | 942 | 1035.25 | 1097 | 1163.25 | 1204.75 | 1253 | 1329.75 | 1275.5 | 1231.25 | 1220 | 1201 | 1223.75 | 1184.25 | 1109.5 | 1063 | 1017 | 1013.75 | 1041.75 | 1018.5
238 | 2014-08-26 | 988.5 | 973.25 | 984.25 | 988.25 | 962.5 | 942 | 1075.75 | 1160.5 | 1186.25 | 1256.5 | 1250.25 | 1244.5 | 1265.25 | 1240 | 1265.75 | 1320 | 1290.5 | 1287 | 1173.25 | 1100.75 | 1039.75 | 1048.5 | 1031.75 | 1005
239 | 2014-08-27 | 955.75 | 951.75 | 935 | 959.25 | 944.5 | 940.5 | 1074.75 | 1153.25 | 1205.25 | 1276.5 | 1312 | 1353 | 1494.75 | 1503.5 | 1528 | 1502.5 | 1542.5 | 1478 | 1370 | 1325.75 | 1136 | 1116 | 1077.75 | 1090.25
240 | 2014-08-28 | 1113.5 | 1079.75 | 1074 | 1039.25 | 1024.25 | 1000.75 | 1120.25 | 1117.25 | 1139 | 1191 | 1144.75 | 1217.5 | 1181 | 1185.5 | 1181 | 1153.5 | 1165.5 | 1113.5 | 1030.5 | 1016 | 974.75 | 953 | 938.75 | 937
241 | 2014-08-29 | 904.5 | 913 | 889.25 | 906 | 891 | 899.25 | 1001.5 | 1025.5 | 1058 | 1136 | 1117.75 | 1143.5 | 1139.75 | 1129.25 | 1103.25 | 1102.25 | 1104.5 | 1064.75 | 1029.75 | 992 | 925.5 | 912.75 | 932.5 | 889.5
242 | 2014-08-30 | 909.5 | 880.25 | 898.75 | 879.75 | 894.5 | 892.75 | 930.75 | 952.5 | 1041.75 | 1040.5 | 1054.5 | 1053 | 1053.75 | 1055 | 1099.25 | 1055.25 | 1060 | 1040.5 | 993.5 | 992.25 | 971 | 961.25 | 969.5 | 963.75
243 | 2014-08-31 | 978.75 | 972 | 994.25 | 1015.25 | 1006.25 | 1057.5 | 1069.25 | 1091.25 | 1095.75 | 1181 | 1319.25 | 1341.25 | 1363.75 | 1363.25 | 1368 | 1380 | 1366.75 | 1326.75 | 1309.75 | 1295.25 | 1311.5 | 1271 | 1272.5 | 1271.25
244 | 2014-09-01 | 1263.5 | 1075.5 | 1105.5 | 1093.5 | 1089.75 | 1115 | 1374 | 1379 | 1396 | 1425.25 | 1430.25 | 1413.75 | 1430.75 | 1414.5 | 1424.75 | 1439.5 | 1463.75 | 1430.25 | 1314.5 | 1327.25 | 1113 | 1118.5 | 1166 | 1164.25
245 | 2014-09-02 | 1139.25 | 1086.25 | 1113.5 | 1077 | 1094.25 | 1100 | 1403.5 | 1438.5 | 1499 | 1575 | 1573.75 | 1578.5 | 1611.25 | 1594.25 | 1634.75 | 1618.75 | 1597.5 | 1510 | 1463.25 | 1390.25 | 1185.5 | 1141 | 1164.5 | 1162.5
246 | 2014-09-03 | 1152.75 | 1100.75 | 1109 | 1107.25 | 1063.25 | 1053 | 1218.5 | 1246 | 1259.25 | 1244 | 1232 | 1235.25 | 1255.25 | 1237.5 | 1276 | 1325.5 | 1269.5 | 1215.25 | 1106.5 | 1088.5 | 1027 | 1022.5 | 969.75 | 963.25
247 | 2014-09-04 | 968.25 | 941 | 930.75 | 936 | 930.75 | 959.75 | 1066.5 | 1113.5 | 1151 | 1171.75 | 1208 | 1239.5 | 1213.5 | 1246 | 1252.25 | 1270.25 | 1252.75 | 1194.75 | 1137.25 | 1104 | 1044 | 1006.25 | 998 | 1001.75
248 | 2014-09-05 | 985.5 | 968.5 | 963.5 | 972.5 | 953.5 | 953.25 | 1129.25 | 1178 | 1232 | 1301.25 | 1468.25 | 1510.25 | 1512.75 | 1530.75 | 1533.5 | 1531.75 | 1513.5 | 1460 | 1291.25 | 1180.5 | 1125.5 | 1093.25 | 1117 | 1147.75
249 | 2014-09-06 | 1115 | 1111.25 | 1091.75 | 1089.5 | 1091 | 1094 | 1146.75 | 1338 | 1426.5 | 1473.5 | 1474.75 | 1497.75 | 1515 | 1512.25 | 1507.75 | 1426.75 | 1424.5 | 1366 | 1105 | 1090.75 | 1070.75 | 1065.25 | 1026.5 | 1004.25
250 | 2014-09-07 | 986 | 952.75 | 927.75 | 948.25 | 912.75 | 925 | 964 | 985.25 | 962 | 970 | 964.5 | 999.75 | 963.5 | 986.25 | 996.75 | 993.5 | 984.25 | 982.5 | 957 | 921.25 | 913 | 906.75 | 924.25 | 894.25
251 | 2014-09-08 | 895.25 | 876.5 | 891.5 | 886.5 | 896.75 | 904.25 | 999.75 | 1036.25 | 1097.25 | 1135 | 1142.75 | 1129.25 | 1158 | 1144.25 | 1162 | 1131.75 | 1139.25 | 1079.75 | 1016 | 983 | 955.25 | 943.25 | 906 | 909.75
252 | 2014-09-09 | 917.25 | 908.25 | 896.75 | 917.25 | 896 | 915 | 1022.75 | 1039 | 1110.25 | 1068.75 | 1120.25 | 1140.75 | 1120.25 | 1131.25 | 1113.5 | 1140 | 1159 | 1119.75 | 1042.75 | 1022.75 | 983.25 | 967.25 | 950.75 | 939.5
253 | 2014-09-10 | 924.75 | 938.25 | 921 | 917.25 | 906.75 | 905 | 1031.25 | 1068.75 | 1098.75 | 1128.75 | 1149.5 | 1195 | 1179.5 | 1208.25 | 1186 | 1162.75 | 1172.25 | 1128 | 1063.25 | 1062 | 1044.25 | 1010.25 | 977.5 | 976.5
254 | 2014-09-11 | 949 | 946.5 | 932.25 | 939.75 | 935.75 | 945.25 | 1072.5 | 1117 | 1179.75 | 1199.75 | 1274.25 | 1258 | 1302.5 | 1317.25 | 1297.5 | 1408.75 | 1474 | 1447 | 1382.25 | 1354.25 | 1111 | 1132.75 | 1069.5 | 991
255 | 2014-09-12 | 952.25 | 920.5 | 922.75 | 906.75 | 906.25 | 904.5 | 1025 | 1058.5 | 1096.5 | 1101.25 | 1089.75 | 1104.5 | 1117.5 | 1124.5 | 1141.75 | 1116.75 | 1138 | 1092.75 | 993.25 | 993 | 912.25 | 904.25 | 899.25 | 883.5
256 | 2014-09-13 | 814.25 | 909.5 | 890 | 852.5 | 868.25 | 863.25 | 872.75 | 871.5 | 951.25 | 990.75 | 1028.75 | 1032.25 | 1017.25 | 1003.75 | 1013.5 | 984.5 | 984.75 | 977.25 | 963.75 | 964.5 | 920 | 920 | 900.75 | 917
257 | 2014-09-14 | 941 | 921.5 | 910.75 | 813 | 834 | 863.25 | 876.5 | 907.75 | 902 | 903 | 919.5 | 924.5 | 958 | 948 | 954 | 946 | 955.25 | 948.75 | 943.25 | 932 | 902 | 850 | 878.5 | 898.25
258 | 2014-09-15 | 868.5 | 866 | 822.25 | 612.25 | 628.25 | 677 | 717 | 920.25 | 926.25 | 1047.75 | 1051.5 | 1077 | 1082.5 | 1090 | 1122.75 | 1088.75 | 1127.25 | 1061.25 | 988.25 | 969.25 | 910.75 | 886.25 | 817.75 | 715
259 | 2014-09-16 | 806.5 | 749.5 | 805.75 | 750.5 | 783.5 | 838.75 | 996 | 999.25 | 1029.25 | 1063.25 | 1089.5 | 1137.25 | 1105.25 | 1157.25 | 1155.75 | 1123 | 1087.75 | 1075.5 | 992.25 | 962.25 | 934.75 | 940.25 | 891.25 | 888.25
260 | 2014-09-17 | 887.75 | 900.5 | 830.25 | 839.75 | 840.5 | 848.5 | 946.5 | 939.25 | 1038.75 | 1076 | 1067 | 1119.25 | 1120.75 | 1135 | 1141.5 | 1098 | 1107.75 | 1055.25 | 980.25 | 981.5 | 942.75 | 927.5 | 911.75 | 838.5
261 | 2014-09-18 | 840.75 | 851.25 | 803.75 | 831.75 | 824 | 843.25 | 933.25 | 982 | 1058.25 | 1102.5 | 1080.75 | 1113.25 | 1111.75 | 1123.25 | 1125.75 | 1131.25 | 1096.5 | 1027 | 1038.5 | 1006.75 | 945.75 | 907.25 | 837 | 862
262 | 2014-09-19 | 844.5 | 806.25 | 839.5 | 828.75 | 601.25 | 588.75 | 670 | 700.25 | 726.5 | 773.25 | 826.5 | 1129.5 | 1064.5 | 1043.25 | 1067 | 1070 | 1061 | 940 | 874.5 | 913 | 841 | 859 | 860.5 | 683.25
263 | 2014-09-20 | 618.75 | 629.25 | 641.25 | 633.75 | 634.25 | 639.25 | 770.5 | 908.25 | 945.25 | 968.5 | 940.5 | 992 | 999.75 | 1049 | 1033.5 | 987.75 | 1012.75 | 952 | 927.5 | 914 | 924.75 | 905 | 894 | 881
264 | 2014-09-21 | 899.5 | 882.25 | 929.5 | 921.25 | 902.5 | 930.25 | 975.5 | 1014 | 1052.25 | 1120.25 | 1189.25 | 1182.5 | 1194.5 | 1172.5 | 1199.25 | 1163.25 | 1180 | 1140 | 1119 | 1079.75 | 1074.5 | 1073.25 | 1072.5 | 1065.5
265 | 2014-09-22 | 1088.75 | 1068 | 1048.75 | 1053.5 | 1004.75 | 951 | 1058.5 | 1069.25 | 1113.75 | 1132.5 | 1128.25 | 1139 | 1179.75 | 1154.25 | 1134.5 | 1140.5 | 1118.5 | 1047.25 | 1002.25 | 977.5 | 924.25 | 830.25 | 814 | 795.25
266 | 2014-09-23 | 874.5 | 890.25 | 799 | 866.75 | 792.5 | 713.5 | 687.5 | 810.25 | 1053.25 | 1042 | 1080 | 1102 | 1086.5 | 1087.5 | 1125.75 | 1093.25 | 1085.75 | 1049 | 963.5 | 985.25 | 922 | 904.25 | 900 | 888
267 | 2014-09-24 | 824.5 | 792.5 | 828.75 | 848 | 783 | 858.75 | 967.5 | 1027.25 | 1093.75 | 1071.75 | 1128 | 1099.75 | 1115 | 1112.75 | 1127.75 | 1091.25 | 1124 | 1023.5 | 1006 | 971 | 917.75 | 876.75 | 885 | 873.25
268 | 2014-09-25 | 873.5 | 818.25 | 843 | 824.75 | 815.25 | 820.5 | 942.5 | 980 | 1048.75 | 1072.25 | 1063.5 | 1072.5 | 1090.75 | 1118.5 | 1080 | 1082 | 1103.5 | 1064.5 | 977.75 | 978.75 | 916.25 | 913 | 890 | 888
269 | 2014-09-26 | 836.25 | 775 | 817.5 | 813.75 | 750.5 | 839.25 | 964.5 | 980 | 1055.5 | 1075.25 | 1070.25 | 1103.75 | 1131.75 | 1124.75 | 1114 | 1106.25 | 1116.5 | 1052.75 | 984.25 | 992.75 | 936.5 | 892.25 | 890.75 | 898.75
270 | 2014-09-27 | 892 | 866.75 | 866.75 | 874.25 | 862.25 | 872.5 | 901.5 | 916.5 | 982.25 | 1028 | 1030 | 1082.5 | 1100.5 | 1097.75 | 1107.75 | 1132.25 | 1080.5 | 1032 | 976 | 957.5 | 944.25 | 935 | 923.75 | 931.25
271 | 2014-09-28 | 940.75 | 941 | 891.5 | 705.25 | 739.25 | 738.75 | 747.5 | 807.5 | 779 | 840.5 | 858.25 | 1046.75 | 1254 | 1148 | 1197.75 | 1092 | 1127.5 | 1098.75 | 1060.75 | 1035.25 | 1007 | 1017 | 995.25 | 966
272 | 2014-09-29 | 953.75 | 936.75 | 938 | 926.5 | 941.25 | 954.5 | 1094 | 1149.75 | 1162 | 1191.5 | 1220.5 | 1252.25 | 1245.75 | 1216.75 | 1246.75 | 1202.75 | 1212.25 | 1156.75 | 1051.5 | 1026.75 | 941.75 | 918 | 920.75 | 905.25
273 | 2014-09-30 | 889 | 886.25 | 876.25 | 875.5 | 876.25 | 864.5 | 978.75 | 1004 | 1085.5 | 1103.5 | 1136 | 1113.25 | 1095.25 | 1102 | 1094.5 | 1100 | 1082 | 1044 | 1000.75 | 968.25 | 948.5 | 915.5 | 907.25 | 914.25
274 | 2014-10-01 | 927.25 | 923.5 | 923.5 | 910.75 | 906 | 894.25 | 994.75 | 1033.5 | 1096.5 | 1121 | 1126 | 1128 | 1158 | 1121.25 | 1085.25 | 1104 | 1067.75 | 1044.75 | 1002.75 | 964.75 | 965.25 | 935.75 | 913 | 914.75
275 | 2014-10-02 | 897.75 | 891.25 | 881.5 | 873.5 | 861.25 | 893.5 | 945.75 | 998.75 | 1027 | 1072.75 | 1087 | 1065.75 | 1091.75 | 1073.25 | 1056.75 | 1092.75 | 1044.75 | 965 | 890 | 899.25 | 894 | 809.75 | 804.75 | 866.5
276 | 2014-10-03 | 887.75 | 876 | 841.5 | 834.75 | 835 | 835.5 | 917 | 935 | 977 | 1059.75 | 1043.5 | 1028.75 | 1032 | 1077 | 1054.25 | 1040.75 | 1048.75 | 991.25 | 943.25 | 930 | 858.5 | 882.25 | 754.75 | 611
277 | 2014-10-04 | 624.25 | 631.5 | 597.5 | 579.5 | 589.75 | 730.25 | 956.75 | 900.75 | 950.25 | 987.5 | 998.5 | 986.75 | 1019.25 | 1012.5 | 1027.25 | 983.25 | 1003.25 | 959 | 960.75 | 962.5 | 956.25 | 979.5 | 986.5 | 992.25
278 | 2014-10-05 | 964.75 | 932.25 | 879.75 | 847 | 874.25 | 804.75 | 862.75 | 869 | 826.25 | 887 | 880.5 | 887.75 | 940 | 968 | 936 | 931 | 928.5 | 900.75 | 771.25 | 903 | 861 | 826 | 844.25 | 698.75
279 | 2014-10-06 | 765.5 | 674.25 | 579.75 | 600.5 | 619.25 | 616.75 | 671.25 | 700.5 | 770.25 | 1093.5 | 1099.25 | 1073.5 | 1091.5 | 1071 | 1127.25 | 1077.25 | 1106.5 | 1018.75 | 967.25 | 953 | 858 | 862.75 | 845.75 | 810.75
280 | 2014-10-07 | 814.25 | 853.25 | 837.5 | 845.75 | 850.5 | 889 | 987.25 | 1032.75 | 1104.75 | 1137.25 | 1161.25 | 1195 | 1190.75 | 1209.75 | 1188.75 | 1170.25 | 1162.5 | 1090.5 | 1031.25 | 1047.5 | 964 | 982 | 947.75 | 943.5
281 | 2014-10-08 | 968 | 964.75 | 964 | 971.25 | 963.75 | 980.25 | 1062.5 | 1110 | 1149.25 | 1203.75 | 1191.75 | 1165.5 | 1155.5 | 1147.25 | 1134.25 | 1132.5 | 1098 | 1048.5 | 1015.75 | 999.25 | 926 | 906 | 916.25 | 849.5
282 | 2014-10-09 | 891.25 | 849.5 | 870.25 | 804.5 | 845.5 | 804.5 | 929.75 | 961.5 | 964 | 1054.25 | 1078.25 | 1090.75 | 1095.25 | 1087.25 | 1110.25 | 1085.5 | 1098.25 | 1028.25 | 1025.25 | 992.5 | 875.75 | 860.75 | 905.75 | 877
283 | 2014-10-10 | 869.5 | 887.25 | 834.5 | 867 | 768.5 | 797.5 | 902 | 905 | 1019.25 | 1043.25 | 1049 | 1067.5 | 1056.25 | 1082.25 | 1082.25 | 1037.75 | 1025.5 | 1008 | 983.5 | 892 | 895.75 | 855.5 | 854.5 | 846.5
284 | 2014-10-11 | 869.25 | 846.25 | 827.75 | 800.75 | 829.25 | 882.75 | 868.75 | 853.75 | 901 | 914.25 | 682.25 | 639 | 665.25 | 712 | 671.5 | 658.5 | 650.75 | 637.75 | 642.5 | 616.75 | 590.25 | 587.25 | 600 | 592.5
285 | 2014-10-12 | 597.25 | 618.75 | 617.5 | 595.75 | 580.75 | 584.5 | 611.75 | 627.5 | 603 | 612 | 895.5 | 847.25 | 871.75 | 841.25 | 886.25 | 864.75 | 858.75 | 874.75 | 811 | 845.75 | 865.25 | 842.25 | 766.5 | 785.75
286 | 2014-10-13 | 600.75 | 579.5 | 582.75 | 603 | 590.25 | 601.5 | 672 | 665.25 | 647 | 847.75 | 965 | 915.5 | 990.5 | 976.25 | 990.5 | 1027.5 | 987 | 962.25 | 944.25 | 921.75 | 909.5 | 904.75 | 878.25 | 737
287 | 2014-10-14 | 810.25 | 715 | 725.25 | 770.75 | 732.5 | 817.25 | 1063.5 | 1172.75 | 1144.5 | 1197 | 1250.75 | 1266.75 | 1269 | 1280 | 1301.5 | 1285.5 | 1227.75 | 1187.75 | 1096.75 | 1081 | 1032.25 | 986.25 | 1002.75 | 969
288 | 2014-10-15 | 943.5 | 952 | 935 | 947.75 | 956.25 | 964.25 | 1114.25 | 1149.5 | 1204.5 | 1259.75 | 1383.25 | 1495.25 | 1461.5 | 1483.25 | 1467.5 | 1446.25 | 1453.5 | 1412.5 | 1348.5 | 1289.5 | 1077.25 | 1130.5 | 1070.5 | 1034.5
289 | 2014-10-16 | 1040.75 | 1033.25 | 1033.5 | 1025.75 | 1044.5 | 1064.25 | 1356.5 | 1385.25 | 1424.25 | 1469.75 | 1517 | 1523.5 | 1520.5 | 1534.75 | 1539 | 1465 | 1403 | 1362.75 | 1313.25 | 1231.75 | 1066.25 | 1051.5 | 981.25 | 959
290 | 2014-10-17 | 970.75 | 933.75 | 930.25 | 921 | 915.5 | 935 | 1037.25 | 1038.5 | 1095.75 | 1130.75 | 1152.75 | 1154.25 | 1164.5 | 1135.75 | 1153.25 | 1119 | 1106.5 | 1069.25 | 1033.75 | 981 | 936.75 | 932 | 935.25 | 959.75
291 | 2014-10-18 | 933 | 923.25 | 907.5 | 890.5 | 880 | 894.5 | 923 | 960.25 | 1012.5 | 1039.25 | 1052 | 1056 | 1061 | 1046.25 | 1055 | 1010.5 | 991.5 | 956.25 | 935.75 | 932 | 898.75 | 875.75 | 851 | 805.5
292 | 2014-10-19 | 826.5 | 778.25 | 790.25 | 757.25 | 762.5 | 804 | 818.25 | 793.75 | 839.25 | 878 | 875.5 | 890.5 | 892.75 | 907 | 851.5 | 910.75 | 820.25 | 882 | 599.5 | 607.75 | 613.75 | 610.75 | 607 | 600.25
293 | 2014-10-20 | 606.5 | 624.5 | 602 | 602.5 | 583.5 | 616.75 | 716.25 | 729 | 743.75 | 759.5 | 744.5 | 793.75 | 1004.75 | 974.5 | 1025.5 | 1013.25 | 1009.5 | 999.25 | 845.75 | 899.75 | 815.75 | 815.5 | 854.75 | 814.5
294 | 2014-10-21 | 761 | 837 | 825.25 | 831.75 | 802.25 | 764 | 909.25 | 938.5 | 1028.25 | 1071 | 1059 | 1081.75 | 1136.75 | 1145 | 1115.25 | 1085.25 | 1039 | 1018.5 | 958.75 | 970.25 | 865.5 | 765 | 721.25 | 762.5
295 | 2014-10-22 | 729.75 | 791.5 | 782.75 | 792.25 | 729 | 749.5 | 854.5 | 975 | 985 | 1010.25 | 964 | 977.25 | 1041.25 | 1044.25 | 1039.75 | 1008.25 | 984.25 | 937.25 | 934.25 | 901.25 | 855.25 | 800 | 791 | 779.25
296 | 2014-10-23 | 789.75 | 786.25 | 790.25 | 772.25 | 765.75 | 787 | 882.75 | 901.75 | 943.5 | 979.25 | 1009.5 | 1065 | 1060.75 | 1029 | 1064.5 | 1033.25 | 1003.25 | 993.5 | 930.5 | 916.5 | 840 | 780 | 770.75 | 836
297 | 2014-10-24 | 834 | 805.5 | 794 | 837.75 | 819.5 | 845.25 | 927 | 974 | 1020.25 | 1034.75 | 959.5 | 1009.5 | 994.25 | 990.25 | 990.25 | 1049.75 | 914.5 | 976.5 | 924.25 | 895.5 | 840.25 | 864.5 | 786.25 | 612.5
298 | 2014-10-25 | 640.5 | 610 | 593.5 | 599 | 589 | 606.25 | 620.25 | 635.5 | 657.5 | 874 | 879.25 | 972 | 985.5 | 969.25 | 989.75 | 935.5 | 951.25 | 922.25 | 925 | 873.25 | 872.5 | 851.5 | 799 | 744.5
299 | 2014-10-26 | 805.5 | 820.25 | 753 | 809.75 | 732.5 | 812.5 | 834.25 | 837.75 | 833.5 | 851.75 | 855.25 | 833.75 | 861.75 | 805.5 | 805 | 799 | 797.25 | 821 | 798.75 | 796.25 | 733.25 | 779.5 | 757.5 | 606.5
300 | 2014-10-27 | 615.25 | 584 | 594.25 | 597.25 | 598.25 | 601.75 | 693.25 | 712.5 | 715 | 939 | 1021.5 | 1041.75 | 1077.25 | 1073 | 1094 | 1097 | 1050.75 | 993 | 940.5 | 898.5 | 883.5 | 844.25 | 824 | 822
301 | 2014-10-28 | 775.25 | 771.75 | 607.25 | 579.75 | 588.5 | 598.25 | 666.75 | 706.25 | 742.5 | 1010.25 | 1040.75 | 1080.5 | 1116.75 | 1108.5 | 1093.25 | 1076.5 | 1084.5 | 1016 | 999.5 | 985.75 | 854 | 914.5 | 843.5 | 859.75
302 | 2014-10-29 | 849.75 | 839.25 | 837.75 | 833.5 | 848 | 860.25 | 938.5 | 968.25 | 1043.25 | 1107.75 | 1167.75 | 1187 | 1210 | 1215.25 | 1221 | 1199.75 | 1142.5 | 989.75 | 942.5 | 932.5 | 903.75 | 865.5 | 829.75 | 881
303 | 2014-10-30 | 883.25 | 801.75 | 750.25 | 685 | 579 | 604.25 | 660.5 | 679.5 | 739 | 886.25 | 991.75 | 969 | 1081.5 | 1011 | 1014 | 1004.25 | 1034.5 | 968.75 | 889.5 | 907.5 | 926.25 | 832.75 | 852.75 | 691.25
304 | 2014-10-31 | 633.75 | 609 | 606.75 | 607 | 601.5 | 625.5 | 685 | 694.5 | 757 | 801.5 | 753.75 | 812.75 | 763.75 | 777.75 | 774.75 | 767.75 | 755 | 705 | 675.25 | 663.5 | 626.75 | 614.5 | 619 | 615.25
305 | 2014-11-01 | 637.75 | 636 | 639.5 | 610.75 | 601 | 597.5 | 618.75 | 623.5 | 682 | 682 | 642 | 643 | 684 | 659.5 | 669.75 | 654.25 | 681.25 | 650.25 | 651 | 627 | 617.25 | 642.25 | 642.75 | 608.25
306 | 2014-11-02 | 614.25 | 601.5 | 617 | 624 | 611.25 | 597.25 | 601.75 | 628.25 | 665.25 | 645.25 | 644.75 | 650.5 | 657.25 | 664.5 | 677.75 | 694.75 | 694.5 | 682.5 | 649 | 630 | 652.25 | 656.5 | 631 | 620.75
307 | 2014-11-03 | 631.5 | 639 | 606.5 | 581.75 | 597.25 | 626 | 632.5 | 700.25 | 747.75 | 817.5 | 816.75 | 810.5 | 847 | 801.5 | 808.5 | 1023.25 | 1120.25 | 1018.75 | 978.5 | 932.5 | 692.75 | 681 | 646.5 | 656.75
308 | 2014-11-04 | 636.25 | 631.25 | 615.5 | 627.75 | 629.25 | 614.5 | 636.25 | 689.75 | 764 | 782.75 | 1054.75 | 1064.25 | 1098.25 | 1100.5 | 1091.25 | 1101.25 | 1095.75 | 1009.75 | 1023 | 1006.25 | 916 | 831.25 | 851.5 | 857.5
309 | 2014-11-05 | 811.75 | 862.25 | 822.25 | 864.75 | 853.25 | 876.5 | 792.75 | 933.25 | 992 | 996.25 | 1054.75 | 1101 | 1125 | 1089.25 | 1102 | 1097.5 | 1132.5 | 1058 | 1033.5 | 975.25 | 960 | 934 | 879.5 | 876.75
310 | 2014-11-06 | 821.75 | 864 | 850.5 | 795.5 | 691 | 630.5 | 634 | 699 | 881 | 1001.5 | 1043.75 | 1080.25 | 1085.25 | 1032.75 | 846.75 | 818.75 | 822 | 803.75 | 757.25 | 713.25 | 702.5 | 696 | 660 | 637.75
311 | 2014-11-07 | 634.75 | 636.5 | 603.5 | 624.25 | 616.25 | 601.75 | 629.5 | 682 | 738 | 745.75 | 793.5 | 811.5 | 842 | 785.5 | 791 | 756.25 | 775.75 | 781.75 | 768.25 | 704.25 | 676.25 | 648.25 | 612 | 610.25
312 | 2014-11-08 | 613.25 | 611.75 | 600.5 | 606.75 | 590.5 | 602.75 | 608.5 | 628.25 | 653.5 | 679.25 | 721.5 | 718.25 | 702.25 | 698.75 | 688.25 | 696 | 676.75 | 686.75 | 637.25 | 629.75 | 620.75 | 650.5 | 645.25 | 620.5
313 | 2014-11-09 | 617.5 | 614.25 | 650 | 613.5 | 592 | 599.5 | 618 | 620.5 | 620.75 | 618 | 662 | 734.75 | 905.25 | 910.25 | 913.75 | 901.75 | 895.75 | 905 | 885.5 | 836 | 763 | 638.75 | 612 | 608
314 | 2014-11-10 | 616 | 617 | 608.75 | 618 | 634.5 | 607.5 | 633 | 715.5 | 749 | 783.5 | 940.75 | 1095.25 | 1078.75 | 1115 | 1063 | 1084 | 1050.75 | 1034.5 | 970.25 | 943 | 897.25 | 891.5 | 772.5 | 640
315 | 2014-11-11 | 632.75 | 653 | 641.25 | 622.5 | 654.75 | 653.75 | 643.75 | 690.25 | 723.75 | 835.75 | 985.25 | 1054.25 | 1066 | 1076 | 1067 | 1096 | 1071.75 | 1073 | 974.5 | 965 | 934 | 911.5 | 894.25 | 878.25
316 | 2014-11-12 | 879.5 | 840.5 | 855.25 | 855.25 | 857.75 | 849 | 861.25 | 901.5 | 980.25 | 1049.25 | 1086.25 | 1119.5 | 1131.25 | 1074.5 | 1084.5 | 1143.5 | 1121.75 | 1089.75 | 1035.25 | 984 | 944.5 | 835.75 | 812 | 741.75
317 | 2014-11-13 | 630.5 | 627.25 | 636.25 | 672.5 | 671.75 | 676.25 | 700.5 | 747 | 740 | 783.75 | 775.75 | 794.75 | 826.5 | 851.5 | 816.75 | 825.75 | 817.75 | 816.5 | 766 | 749 | 700.25 | 711 | 694 | 666
318 | 2014-11-14 | 664.75 | 655 | 657.75 | 640.5 | 656.75 | 687 | 674.75 | 727.25 | 776.25 | 812 | 822.5 | 881.25 | 855 | 829.75 | 833 | 839.25 | 855 | 834.25 | 781.75 | 739.5 | 745.75 | 728.5 | 665.5 | 653.25
319 | 2014-11-15 | 657.75 | 674 | 692.25 | 648.5 | 639.5 | 640.5 | 681.25 | 686 | 700.75 | 744 | 759.5 | 737.25 | 724 | 767.5 | 746 | 726.25 | 716.75 | 742.25 | 702.5 | 700 | 694.75 | 689.5 | 666.5 | 684.25
320 | 2014-11-16 | 685.5 | 667.25 | 644 | 663 | 648.75 | 634.25 | 648.25 | 679.5 | 660 | 667 | 711.25 | 692 | 709.75 | 703.5 | 701.25 | 706.5 | 699.25 | 700.75 | 695.75 | 676.25 | 648 | 657.75 | 652 | 666.5
321 | 2014-11-17 | 635.5 | 645.25 | 642.5 | 636.25 | 655.5 | 644.75 | 654 | 769.5 | 751.25 | 788.5 | 819.25 | 822 | 847.25 | 824 | 816.75 | 817.75 | 806 | 845.25 | 778.5 | 754.75 | 728.5 | 703.5 | 699.5 | 664.75
322 | 2014-11-18 | 692.5 | 647.75 | 648.75 | 652.75 | 643 | 670 | 666 | 743 | 780 | 821 | 849 | 846 | 895.25 | 857 | 836.75 | 887.25 | 861.75 | 816 | 802.25 | 779 | 733 | 707.75 | 702.75 | 687.75
323 | 2014-11-19 | 655.25 | 637.75 | 634.5 | 637.25 | 637.75 | 657.75 | 688 | 734.75 | 762 | 844.25 | 888.25 | 867 | 862 | 852.75 | 850.75 | 829.5 | 857.25 | 816 | 768.75 | 758.25 | 724.5 | 705 | 690 | 683.25
324 | 2014-11-20 | 670.75 | 666.75 | 697 | 696.5 | 671 | 653.25 | 672.75 | 752 | 797.5 | 840.75 | 847.75 | 842.5 | 850.5 | 847 | 830.75 | 851.25 | 843.75 | 811 | 770 | 758.75 | 727.75 | 694 | 689.25 | 676
325 | 2014-11-21 | 673.25 | 674.25 | 643 | 669 | 634.75 | 635.75 | 679 | 749 | 773.25 | 803 | 852.25 | 849.75 | 850 | 834.75 | 877.25 | 843.75 | 829 | 796 | 769.25 | 740.75 | 704 | 717 | 705.75 | 685.75
326 | 2014-11-22 | 679.25 | 675.25 | 681.25 | 694.75 | 666 | 658.5 | 662 | 705.5 | 711.75 | 715.75 | 763.25 | 759.75 | 754.25 | 777.5 | 758 | 732 | 694.75 | 714.25 | 696.75 | 678.25 | 680.75 | 655 | 674.5 | 680
327 | 2014-11-23 | 641.5 | 678.25 | 632.75 | 626.5 | 643.5 | 628.25 | 658.75 | 656.25 | 654.25 | 668.75 | 668.25 | 806.5 | 952.5 | 951.75 | 924.75 | 965.25 | 996 | 982.75 | 946 | 945 | 937.75 | 810 | 648.75 | 647.75
328 | 2014-11-24 | 661.75 | 633.25 | 644.75 | 637 | 642.5 | 640 | 833 | 970 | 1059 | 1103.5 | 1119.5 | 1198.5 | 1208 | 1236 | 1237.25 | 1217.5 | 1234.5 | 1155.25 | 1100 | 1035.75 | 1009.25 | 975.25 | 932.25 | 916.5
329 | 2014-11-25 | 908.25 | 902.5 | 852.25 | 859.25 | 891.75 | 897.25 | 871.25 | 1003.25 | 1009.25 | 1045.5 | 1062.5 | 1089.75 | 1074.75 | 1069.25 | 1095 | 1093 | 1063.75 | 988.25 | 949 | 877.25 | 875 | 785 | 804.25 | 639.75
330 | 2014-11-26 | 620.25 | 615.5 | 614 | 605.75 | 610 | 601 | 659 | 672.75 | 678.5 | 709 | 769.25 | 772.25 | 737.5 | 732.25 | 731.25 | 757 | 740.75 | 721.75 | 701.25 | 668 | 666.5 | 658.5 | 656.25 | 628
331 | 2014-11-27 | 627.25 | 622.25 | 625.25 | 620 | 654 | 639 | 626.25 | 659 | 669.5 | 675.75 | 701.75 | 727.5 | 689.5 | 677.75 | 675.5 | 679.25 | 707.75 | 684.25 | 652.5 | 648.5 | 639.25 | 620 | 633.75 | 627.5
332 | 2014-11-28 | 609.5 | 560.5 | 555.75 | 556.5 | 591.75 | 572.25 | 564 | 637.5 | 709.25 | 760.75 | 740 | 723 | 728.5 | 755.25 | 713.5 | 734 | 712.5 | 712 | 679.75 | 672.5 | 672 | 618.25 | 615.5 | 616.5
333 | 2014-11-29 | 642 | 640.5 | 632.5 | 634.25 | 651.5 | 635 | 629.25 | 666.5 | 687.5 | 692.25 | 748.25 | 686.5 | 689.25 | 753.75 | 699.5 | 700.75 | 663.25 | 660.5 | 662.5 | 636.5 | 645.25 | 646.75 | 640 | 642.25
334 | 2014-11-30 | 669.5 | 660 | 635.5 | 656 | 639 | 621.75 | 627.5 | 660.5 | 635.75 | 640.25 | 649.75 | 837.5 | 853 | 901.75 | 907.5 | 908.75 | 840.75 | 657.75 | 636 | 624.25 | 648.25 | 630.5 | 639.25 | 603.25
335 | 2014-12-01 | 617.75 | 631.25 | 609.25 | 616.75 | 632.5 | 604.75 | 631.75 | 766.75 | 915.25 | 976 | 979.5 | 1029.75 | 1023.75 | 996.75 | 1031 | 977.75 | 996 | 945.5 | 905.75 | 839.25 | 706 | 695 | 646.75 | 644.75
336 | 2014-12-02 | 629.75 | 626.5 | 617 | 621.5 | 625.5 | 646 | 645 | 716.25 | 756.25 | 790.25 | 846.75 | 893.25 | 850.25 | 893.25 | 833.75 | 836.25 | 822.25 | 814.75 | 771.25 | 749.25 | 752.25 | 730.25 | 689.25 | 691.25
337 | 2014-12-03 | 654.75 | 654.75 | 643.75 | 626 | 657.5 | 660.75 | 660 | 740.75 | 793.75 | 803.75 | 830 | 840.75 | 867 | 868.75 | 831.5 | 891 | 1009 | 984 | 924.75 | 903.25 | 873.25 | 706.75 | 661.75 | 654.5
338 | 2014-12-04 | 656.75 | 664.25 | 662 | 647.25 | 654 | 656 | 667.5 | 730 | 768.25 | 810 | 795.75 | 851 | 836.5 | 838.25 | 843 | 816.75 | 818.25 | 811 | 776.75 | 822.75 | 741.25 | 717 | 689.25 | 714.5
339 | 2014-12-05 | 670.5 | 665.25 | 698.25 | 659.25 | 655.5 | 691.75 | 684 | 762.5 | 778.25 | 827.75 | 838.75 | 836.5 | 887.25 | 821.75 | 839.75 | 828.25 | 829.5 | 816.5 | 774.25 | 756.5 | 732 | 687 | 675 | 677
340 | 2014-12-06 | 681.25 | 667.25 | 656.75 | 656 | 647 | 653.75 | 631.5 | 670 | 694 | 710.75 | 726.25 | 733 | 761.25 | 770.75 | 748.75 | 750.5 | 714.25 | 707.75 | 701.25 | 681 | 658.25 | 666.5 | 678 | 665.5
341 | 2014-12-07 | 682.25 | 655.5 | 662.5 | 638.25 | 646.75 | 641.75 | 672 | 689.75 | 683 | 678.5 | 717.75 | 690 | 717.25 | 722 | 726.75 | 698.75 | 700.25 | 711.5 | 686.25 | 678 | 682.5 | 671.5 | 669 | 690.75
342 | 2014-12-08 | 671.5 | 661.75 | 668.5 | 673 | 646 | 660 | 691.25 | 740.75 | 782 | 825.75 | 876.5 | 900 | 893 | 865.5 | 901.25 | 882 | 892 | 861 | 825.5 | 763.5 | 767 | 725.5 | 710 | 732.5
343 | 2014-12-09 | 728.25 | 687 | 687.75 | 676.5 | 683.75 | 671 | 692.5 | 768.75 | 781.25 | 795.25 | 823.5 | 824.25 | 892.5 | 832.25 | 841 | 833.5 | 829.75 | 826.25 | 803.25 | 755.25 | 710 | 678 | 676.75 | 650.75
344 | 2014-12-10 | 686.25 | 662.25 | 648.5 | 650 | 654.25 | 648.5 | 716.5 | 734.25 | 780.75 | 815 | 857.75 | 854.5 | 885.75 | 874.75 | 860 | 838.5 | 841.5 | 826.5 | 781.75 | 751 | 723.5 | 709.75 | 699.75 | 681.25
345 | 2014-12-11 | 688.25 | 661.75 | 653.75 | 654.75 | 656.75 | 641.25 | 674.75 | 737.75 | 780.75 | 801.5 | 819.75 | 846 | 865.25 | 868.75 | 882 | 857.75 | 833.75 | 848.75 | 796 | 772.75 | 742.5 | 697.25 | 683.25 | 693
346 | 2014-12-12 | 694.25 | 683.25 | 674.5 | 698.25 | 675 | 673.75 | 694.75 | 748 | 794 | 822.25 | 843.5 | 846.75 | 898 | 855.5 | 810 | 815.5 | 816 | 804.75 | 771.25 | 731.75 | 719.75 | 688 | 676.25 | 697
347 | 2014-12-13 | 672.25 | 668.25 | 662.25 | 664.25 | 653.5 | 654.25 | 660.75 | 672.5 | 704.75 | 730.25 | 735.25 | 713.75 | 696.5 | 721.25 | 733.75 | 728.25 | 698.75 | 691.25 | 680 | 663.75 | 638.5 | 653 | 648.25 | 653.5
348 | 2014-12-14 | 654.5 | 649.5 | 655.5 | 648.75 | 636.75 | 638.25 | 646 | 652 | 668 | 664.5 | 680.5 | 680.25 | 681 | 689.25 | 674.25 | 644 | 671.25 | 671.25 | 671.5 | 665.75 | 636.5 | 643.25 | 636.5 | 636.5
349 | 2014-12-15 | 654.5 | 668 | 645 | 637.5 | 649.25 | 660.75 | 659.5 | 738.75 | 740.25 | 793 | 800.5 | 811.5 | 850 | 804.25 | 828.75 | 840 | 804.25 | 780.25 | 739.25 | 721 | 689.25 | 648.75 | 668.25 | 653.75
350 | 2014-12-16 | 655.25 | 651.25 | 650.5 | 632.75 | 642 | 651.5 | 649.75 | 719.25 | 735.75 | 768.75 | 802.25 | 831.25 | 839.25 | 781 | 779.5 | 785.25 | 797.25 | 776.25 | 737.5 | 723.25 | 667.5 | 642.5 | 637.5 | 656
351 | 2014-12-17 | 655.5 | 630.25 | 632.75 | 615.25 | 632 | 633.25 | 640 | 725.75 | 741.5 | 775.25 | 793.5 | 788.5 | 835.5 | 765.5 | 747.5 | 767.5 | 762.5 | 776 | 724 | 682 | 663.25 | 653.25 | 661.5 | 665
352 | 2014-12-18 | 663 | 655.75 | 656.75 | 656.75 | 652.5 | 643.5 | 641 | 708 | 736.5 | 795.5 | 796.5 | 779.25 | 804 | 827 | 816.75 | 777 | 767.5 | 767.25 | 728.75 | 694.5 | 684.75 | 661.25 | 616.5 | 623.5
353 | 2014-12-19 | 660.25 | 660.75 | 646.5 | 638.25 | 633.5 | 641.5 | 639.75 | 726.75 | 735.75 | 778.5 | 782.25 | 772 | 775.5 | 784.5 | 772.75 | 786.25 | 751.5 | 744.5 | 705.5 | 691.5 | 683.5 | 650.25 | 626.25 | 616.75
354 | 2014-12-20 | 626.5 | 645 | 643.25 | 622.5 | 625.25 | 626.5 | 648 | 658.75 | 682.5 | 696.5 | 710 | 728 | 702.75 | 760.75 | 720 | 701 | 707 | 673 | 680.5 | 671.5 | 628.75 | 625.25 | 637.5 | 622.5
355 | 2014-12-21 | 631 | 615.75 | 622 | 644 | 630.5 | 623.5 | 649 | 639.5 | 645.5 | 658 | 667 | 656.5 | 675.75 | 685.5 | 687 | 679.25 | 670.5 | 658 | 651 | 623.25 | 637.5 | 619.25 | 617.5 | 639.5
356 | 2014-12-22 | 603.5 | 630.75 | 604.25 | 599 | 623.5 | 618.25 | 638.25 | 695 | 700.5 | 754 | 770.25 | 784.25 | 819.5 | 768.75 | 731.25 | 773 | 759.25 | 781.75 | 705.5 | 682.25 | 648.25 | 616.25 | 640.75 | 623.75
357 | 2014-12-23 | 598 | 592.75 | 616 | 614.25 | 594.75 | 596.25 | 600 | 694.5 | 690.25 | 721.75 | 762.25 | 760.5 | 787.5 | 767.5 | 809.5 | 793.25 | 785.25 | 781 | 721 | 680.5 | 684.75 | 682 | 664.5 | 671.75
358 | 2014-12-24 | 664.75 | 648 | 644.75 | 617 | 616.5 | 624 | 643.5 | 695.75 | 725.5 | 715.5 | 737.75 | 739 | 761.25 | 758 | 740 | 719.75 | 731.25 | 741.25 | 701 | 673 | 634.75 | 632 | 616.5 | 621.75
359 | 2014-12-25 | 641.25 | 637.75 | 609 | 599.75 | 606.75 | 618.75 | 654.75 | 699.5 | 705.5 | 684.25 | 674 | 670.5 | 677.25 | 701.5 | 694 | 675.25 | 697 | 703.75 | 667.25 | 647.5 | 618.75 | 635.75 | 640.25 | 607.25
360 | 2014-12-26 | 624.75 | 632.75 | 624.25 | 606 | 624.75 | 628 | 625.5 | 694 | 678.25 | 688.75 | 711 | 728.5 | 741.75 | 744.25 | 708.25 | 706 | 724.75 | 705.5 | 678 | 677.25 | 649.25 | 637 | 622 | 622.75
361 | 2014-12-27 | 626 | 604.75 | 638 | 604 | 631.75 | 608 | 616.5 | 666.5 | 663.25 | 686.5 | 712 | 706.5 | 692 | 709.75 | 694.5 | 685.25 | 667.25 | 666.25 | 644.75 | 630.75 | 621.25 | 607 | 627.25 | 608.75
362 | 2014-12-28 | 618.25 | 616.25 | 631.5 | 618 | 602.25 | 622.75 | 621.5 | 640.5 | 649.75 | 640.25 | 685.75 | 658 | 670.25 | 663.5 | 667.25 | 655 | 663.25 | 649.25 | 631.5 | 645.75 | 627 | 640.75 | 624 | 622
363 | 2014-12-29 | 627 | 621 | 620.5 | 629 | 624.5 | 622.25 | 624.5 | 708.5 | 716.75 | 720 | 790 | 761 | 784.75 | 783.25 | 757.75 | 791.25 | 758.75 | 751 | 717 | 682.25 | 671.5 | 659.5 | 622.5 | 625.75
364 | 2014-12-30 | 624.75 | 631 | 627.75 | 625.25 | 627.25 | 627.75 | 649.5 | 716.25 | 736.75 | 743 | 787.25 | 787.25 | 795.75 | 805.25 | 792.75 | 799 | 831 | 797 | 725 | 713.25 | 723.5 | 648.5 | 647.75 | 636.5
364 | 2014-12-31 | 638.5 | 637.25 | 635.75 | 634.25 | 629.25 | 636.5 | 660.5 | 749.75 | 785.75 | 763.25 | 742.5 | 756.25 | 778.5 | 756 | 781.75 | 735.25 | 771.5 | 751 | 692.5 | 687.75 | 662.25 | 650.75 | 649 | 638

## 5) CHP System
Project Name: | Customer's Name
CHP Data used for the Analysis
Number of Units | 1 |  | Thermal Dumping when controlled by thermal load following (Note 1)
|  |  | 1 | 2 | 3 | 4 | 5 | 6 | 7 | 8 | 9 | 10 | 11 | 12
Is Electric Exporting Allowed (Y or N)? | N |  | 0% | 0% | 0% | 2.4% | 2.4% | 5% | 5% | 5% | 5% | 2.433% | 2.433% | 0%
If exporting is NOT allowed, then enter minimum buffer allowed (i.e. minimum import) between building load and CHP output. | 5 | kW
Boiler AFUE (Existing) | 75% | Enter boiler efficiency consistent with thermal load shown on billing information.
New Boiler AFUE | 88% | If existing boilers will continue to be used after the CHP installation, then use the existing boiler efficiency above. If boilers are being replaced, then enter the seasonal efficiency for the new boilers.
Minimum Threshold for Running | 0.5 | Min # of Units (or fraction which are allowed to run)
Each Unit
Capacity | 75 | kW
Fuel Fired (HHV) | 9.486 | Therms/hr
Availability (Note 2)
|  |  | 1 | 2 | 3 | 4 | 5 | 6 | 7 | 8 | 9 | 10 | 11 | 12
|  |  | 95% | 95% | 95% | 95% | 95% | 95% | 95% | 95% | 95% | 95% | 95% | 95%
Thermal Output | 5.23 | Therms/hr
Parasitic Losses | 4%
Maintenance Cost | 0.016 | per kWh
Net kW | 72 | After deducting for parasitic losses
Heat Rate (w/o parasitics) | 12648 | BTU/kWh HHV
Heat Rate (considering parasitics) | 13175 | BTU/kWh HHV
All Units
Net kW Max. Capacity | 72 | All Units
Notes:
1) Dumping is applied uniformly for each month based on load following. In reality, dumping occurs during hours where sufficient thermal does not exist. This should lead to a slightly conservative result.
2) Availability factor applied uniformly throughout each month.

## 6) Run Schedule
Project Name: | Customer's Name
This worksheet is only used when CHP run hours are set according to a schedule rather than thermal load following. An example is shown below. Delete if not needed.
If Scheduled, Enter below (not needed if Thermal Load Following)
January
Hour Ending | Normal Weekday (Non Holiday) | Weekend | Holiday
| # of Units Operating (or Fraction Operating) | # of Units Operating (or Fraction Operating) | # of Units Operating (or Fraction Operating)
1 | 1 | 1 | 1
2 | 1 | 1 | 1
3 | 1 | 1 | 1
4 | 1 | 1 | 1
5 | 1 | 1 | 1
6 | 1 | 1 | 1
7 | 1 | 1 | 1
8 | 1 | 1 | 1
9 | 1 | 1 | 1
10 | 1 | 1 | 1
11 | 1 | 1 | 1
12 | 1 | 1 | 1
13 | 1 | 1 | 1
14 | 1 | 1 | 1
15 | 1 | 1 | 1
16 | 1 | 1 | 1
17 | 1 | 1 | 1
18 | 1 | 1 | 1
19 | 1 | 1 | 1
20 | 1 | 1 | 1
21 | 1 | 1 | 1
22 | 1 | 1 | 1
23 | 1 | 1 | 1
0 | 1 | 1 | 1
February
Hour Ending | Normal Weekday (Non Holiday) | Weekend | Holiday
| # of Units Operating (or Fraction Operating) | # of Units Operating (or Fraction Operating) | # of Units Operating (or Fraction Operating)
1 | 1 | 1 | 1
2 | 1 | 1 | 1
3 | 1 | 1 | 1
4 | 1 | 1 | 1
5 | 1 | 1 | 1
6 | 1 | 1 | 1
7 | 1 | 1 | 1
8 | 1 | 1 | 1
9 | 1 | 1 | 1
10 | 1 | 1 | 1
11 | 1 | 1 | 1
12 | 1 | 1 | 1
13 | 1 | 1 | 1
14 | 1 | 1 | 1
15 | 1 | 1 | 1
16 | 1 | 1 | 1
17 | 1 | 1 | 1
18 | 1 | 1 | 1
19 | 1 | 1 | 1
20 | 1 | 1 | 1
21 | 1 | 1 | 1
22 | 1 | 1 | 1
23 | 1 | 1 | 1
0 | 1 | 1 | 1
March
Hour Ending | Normal Weekday (Non Holiday) | Weekend | Holiday
| # of Units Operating (or Fraction Operating) | # of Units Operating (or Fraction Operating) | # of Units Operating (or Fraction Operating)
1 | 0.75 | 0.75 | 0.75
2 | 0.75 | 0.75 | 0.75
3 | 0.75 | 0.75 | 0.75
4 | 0.75 | 0.75 | 0.75
5 | 0.75 | 0.75 | 0.75
6 | 0.75 | 0.75 | 0.75
7 | 0.75 | 0.75 | 0.75
8 | 0.75 | 0.75 | 0.75
9 | 0.75 | 0.75 | 0.75
10 | 0.75 | 0.75 | 0.75
11 | 0.75 | 0.75 | 0.75
12 | 0.75 | 0.75 | 0.75
13 | 0.75 | 0.75 | 0.75
14 | 0.75 | 0.75 | 0.75
15 | 0.75 | 0.75 | 0.75
16 | 0.75 | 0.75 | 0.75
17 | 0.75 | 0.75 | 0.75
18 | 0.75 | 0.75 | 0.75
19 | 0.75 | 0.75 | 0.75
20 | 0.75 | 0.75 | 0.75
21 | 0.75 | 0.75 | 0.75
22 | 0.75 | 0.75 | 0.75
23 | 0.75 | 0.75 | 0.75
0 | 0.75 | 0.75 | 0.75
April
Hour Ending | Normal Weekday (Non Holiday) | Weekend | Holiday
| # of Units Operating (or Fraction Operating) | # of Units Operating (or Fraction Operating) | # of Units Operating (or Fraction Operating)
1 | 0.6 | 0.6 | 0.6
2 | 0.6 | 0.6 | 0.6
3 | 0.6 | 0.6 | 0.6
4 | 0.6 | 0.6 | 0.6
5 | 0.6 | 0.6 | 0.6
6 | 0.6 | 0.6 | 0.6
7 | 0.6 | 0.6 | 0.6
8 | 0.6 | 0.6 | 0.6
9 | 0.6 | 0.6 | 0.6
10 | 0.6 | 0.6 | 0.6
11 | 0.6 | 0.6 | 0.6
12 | 0.6 | 0.6 | 0.6
13 | 0.6 | 0.6 | 0.6
14 | 0.6 | 0.6 | 0.6
15 | 0.6 | 0.6 | 0.6
16 | 0.6 | 0.6 | 0.6
17 | 0.6 | 0.6 | 0.6
18 | 0.6 | 0.6 | 0.6
19 | 0.6 | 0.6 | 0.6
20 | 0.6 | 0.6 | 0.6
21 | 0.6 | 0.6 | 0.6
22 | 0.6 | 0.6 | 0.6
23 | 0.6 | 0.6 | 0.6
0 | 0.6 | 0.6 | 0.6
May
Hour Ending | Normal Weekday (Non Holiday) | Weekend | Holiday
| # of Units Operating (or Fraction Operating) | # of Units Operating (or Fraction Operating) | # of Units Operating (or Fraction Operating)
1 | 0.6 | 0.6 | 0.6
2 | 0.6 | 0.6 | 0.6
3 | 0.6 | 0.6 | 0.6
4 | 0.6 | 0.6 | 0.6
5 | 0.6 | 0.6 | 0.6
6 | 0.6 | 0.6 | 0.6
7 | 0.6 | 0.6 | 0.6
8 | 0.6 | 0.6 | 0.6
9 | 0.6 | 0.6 | 0.6
10 | 0.6 | 0.6 | 0.6
11 | 0.6 | 0.6 | 0.6
12 | 0.6 | 0.6 | 0.6
13 | 0.6 | 0.6 | 0.6
14 | 0.6 | 0.6 | 0.6
15 | 0.6 | 0.6 | 0.6
16 | 0.6 | 0.6 | 0.6
17 | 0.6 | 0.6 | 0.6
18 | 0.6 | 0.6 | 0.6
19 | 0.6 | 0.6 | 0.6
20 | 0.6 | 0.6 | 0.6
21 | 0.6 | 0.6 | 0.6
22 | 0.6 | 0.6 | 0.6
23 | 0.6 | 0.6 | 0.6
0 | 0.6 | 0.6 | 0.6
June
Hour Ending | Normal Weekday (Non Holiday) | Weekend | Holiday
| # of Units Operating (or Fraction Operating) | # of Units Operating (or Fraction Operating) | # of Units Operating (or Fraction Operating)
1
2
3
4
5
6 | 0.6 | 0.6 | 0.6
7 | 0.6 | 0.6 | 0.6
8 | 0.6 | 0.6 | 0.6
9 | 0.6 | 0.6 | 0.6
10 | 0.6 | 0.6 | 0.6
11 | 0.6 | 0.6 | 0.6
12 | 0.6 | 0.6 | 0.6
13 | 1 | 0.6 | 0.6
14 | 1 | 0.6 | 0.6
15 | 1 | 0.6 | 0.6
16 | 1 | 0.6 | 0.6
17 | 1 | 0.6 | 0.6
18 | 0.6 | 0.6 | 0.6
19 | 0.6 | 0.6 | 0.6
20 | 0.6 | 0.6 | 0.6
21 | 0.6 | 0.6 | 0.6
22 | 0.6 | 0.6 | 0.6
23 | 0.6 | 0.6 | 0.6
0
July
Hour Ending | Normal Weekday (Non Holiday) | Weekend | Holiday
| # of Units Operating (or Fraction Operating) | # of Units Operating (or Fraction Operating) | # of Units Operating (or Fraction Operating)
1
2
3
4
5
6 | 0.6 | 0.6 | 0.6
7 | 0.6 | 0.6 | 0.6
8 | 0.6 | 0.6 | 0.6
9 | 0.6 | 0.6 | 0.6
10 | 0.6 | 0.6 | 0.6
11 | 0.6 | 0.6 | 0.6
12 | 0.6 | 0.6 | 0.6
13 | 1 | 0.6 | 0.6
14 | 1 | 0.6 | 0.6
15 | 1 | 0.6 | 0.6
16 | 1 | 0.6 | 0.6
17 | 1 | 0.6 | 0.6
18 | 0.6 | 0.6 | 0.6
19 | 0.6 | 0.6 | 0.6
20 | 0.6 | 0.6 | 0.6
21 | 0.6 | 0.6 | 0.6
22 | 0.6 | 0.6 | 0.6
23 | 0.6 | 0.6 | 0.6
0
August
Hour Ending | Normal Weekday (Non Holiday) | Weekend | Holiday
| # of Units Operating (or Fraction Operating) | # of Units Operating (or Fraction Operating) | # of Units Operating (or Fraction Operating)
1
2
3
4
5
6 | 0.8 | 0.8 | 0.8
7 | 0.8 | 0.8 | 0.8
8 | 0.8 | 0.8 | 0.8
9 | 0.8 | 0.8 | 0.8
10 | 0.8 | 0.8 | 0.8
11 | 0.8 | 0.8 | 0.8
12 | 0.8 | 0.8 | 0.8
13 | 1 | 0.8 | 0.8
14 | 1 | 0.8 | 0.8
15 | 1 | 0.8 | 0.8
16 | 1 | 0.8 | 0.8
17 | 1 | 0.8 | 0.8
18 | 0.8 | 0.8 | 0.8
19 | 0.8 | 0.8 | 0.8
20 | 0.8 | 0.8 | 0.8
21 | 0.8 | 0.8 | 0.8
22 | 0.8 | 0.8 | 0.8
23 | 0.8 | 0.8 | 0.8
0
September
Hour Ending | Normal Weekday (Non Holiday) | Weekend | Holiday
| # of Units Operating (or Fraction Operating) | # of Units Operating (or Fraction Operating) | # of Units Operating (or Fraction Operating)
1
2
3
4
5
6 | 0.8 | 0.8 | 0.8
7 | 0.8 | 0.8 | 0.8
8 | 0.8 | 0.8 | 0.8
9 | 0.8 | 0.8 | 0.8
10 | 0.8 | 0.8 | 0.8
11 | 0.8 | 0.8 | 0.8
12 | 0.8 | 0.8 | 0.8
13 | 0.8 | 0.8 | 0.8
14 | 0.8 | 0.8 | 0.8
15 | 0.8 | 0.8 | 0.8
16 | 0.8 | 0.8 | 0.8
17 | 0.8 | 0.8 | 0.8
18 | 0.8 | 0.8 | 0.8
19 | 0.8 | 0.8 | 0.8
20 | 0.8 | 0.8 | 0.8
21 | 0.8 | 0.8 | 0.8
22 | 0.8 | 0.8 | 0.8
23 | 0.8 | 0.8 | 0.8
0
October
Hour Ending | Normal Weekday (Non Holiday) | Weekend | Holiday
| # of Units Operating (or Fraction Operating) | # of Units Operating (or Fraction Operating) | # of Units Operating (or Fraction Operating)
1
2
3
4
5
6 | 0.8 | 0.8 | 0.8
7 | 0.8 | 0.8 | 0.8
8 | 0.8 | 0.8 | 0.8
9 | 0.8 | 0.8 | 0.8
10 | 0.8 | 0.8 | 0.8
11 | 0.8 | 0.8 | 0.8
12 | 0.8 | 0.8 | 0.8
13 | 0.8 | 0.8 | 0.8
14 | 0.8 | 0.8 | 0.8
15 | 0.8 | 0.8 | 0.8
16 | 0.8 | 0.8 | 0.8
17 | 0.8 | 0.8 | 0.8
18 | 0.8 | 0.8 | 0.8
19 | 0.8 | 0.8 | 0.8
20 | 0.8 | 0.8 | 0.8
21 | 0.8 | 0.8 | 0.8
22 | 0.8 | 0.8 | 0.8
23 | 0.8 | 0.8 | 0.8
0
November
Hour Ending | Normal Weekday (Non Holiday) | Weekend | Holiday
| # of Units Operating (or Fraction Operating) | # of Units Operating (or Fraction Operating) | # of Units Operating (or Fraction Operating)
1 | 0.8 | 0.8 | 0.8
2 | 0.8 | 0.8 | 0.8
3 | 0.8 | 0.8 | 0.8
4 | 0.8 | 0.8 | 0.8
5 | 0.8 | 0.8 | 0.8
6 | 0.8 | 0.8 | 0.8
7 | 0.8 | 0.8 | 0.8
8 | 0.8 | 0.8 | 0.8
9 | 0.8 | 0.8 | 0.8
10 | 0.8 | 0.8 | 0.8
11 | 0.8 | 0.8 | 0.8
12 | 0.8 | 0.8 | 0.8
13 | 0.8 | 0.8 | 0.8
14 | 0.8 | 0.8 | 0.8
15 | 0.8 | 0.8 | 0.8
16 | 0.8 | 0.8 | 0.8
17 | 0.8 | 0.8 | 0.8
18 | 0.8 | 0.8 | 0.8
19 | 0.8 | 0.8 | 0.8
20 | 0.8 | 0.8 | 0.8
21 | 0.8 | 0.8 | 0.8
22 | 0.8 | 0.8 | 0.8
23 | 0.8 | 0.8 | 0.8
0 | 0.8 | 0.8 | 0.8
December
Hour Ending | Normal Weekday (Non Holiday) | Weekend | Holiday
| # of Units Operating (or Fraction Operating) | # of Units Operating (or Fraction Operating) | # of Units Operating (or Fraction Operating)
1 | 1 | 1 | 1
2 | 1 | 1 | 1
3 | 1 | 1 | 1
4 | 1 | 1 | 1
5 | 1 | 1 | 1
6 | 1 | 1 | 1
7 | 1 | 1 | 1
8 | 1 | 1 | 1
9 | 1 | 1 | 1
10 | 1 | 1 | 1
11 | 1 | 1 | 1
12 | 1 | 1 | 1
13 | 1 | 1 | 1
14 | 1 | 1 | 1
15 | 1 | 1 | 1
16 | 1 | 1 | 1
17 | 1 | 1 | 1
18 | 1 | 1 | 1
19 | 1 | 1 | 1
20 | 1 | 1 | 1
21 | 1 | 1 | 1
22 | 1 | 1 | 1
23 | 1 | 1 | 1
0 | 1 | 1 | 1

## 7) Peak & Seasons
Project Name: | Customer's Name
Define Periods
Basis Year | 2014 | Year selected is not critical but must agree with year of holidays defined below.
Period 1 (remaining dates are Period 2)
Error Check
Start Date | 2014-06-01 | OK
End End | 2014-09-30 | OK
Coincident Demand Reduction Periods
| Period 1: Energy Peak Hours applied to Non Holiday Weekdays | Period 2: Energy Peak Hours applied to Non Holiday Weekdays |  | Winter | Summer
Start (24 hour clock) | 6 | 6 | Start (24 hour clock) | 17 | 13
End (24 hour clock) | 22 | 22 | End (24 hour clock) | 19 | 17
Holidays (which are considered off-peak hours) | Dates (in Chronological Order) | Error Check | Months | Define Winter/Summer
New Year's | 2014-01-01 | OK | 1 | Winter
Martin L. King | 2014-01-20 | OK | 2 | Winter
President's | 2014-02-17 | OK | 3 | Winter
Patriot's | 2014-04-21 | OK | 4 | Winter
Memorial | 2014-05-26 | OK | 5 | Winter
Independence | 2014-07-04 | OK | 6 | Summer
Labor | 2014-09-01 | OK | 7 | Summer
Columbus | 2014-10-13 | OK | 8 | Summer
Veteran's | 2014-11-11 | OK | 9 | Summer
Thanksgiving | 2014-11-27 | OK | 10 | Winter
Day > Thanks | 2014-11-28 | OK | 11 | Winter
Christmas | 2014-12-25 | OK | 12 | Winter

## Thermal Track Results===>
Thermal Tracking Results ====>

## 8) Blding Use - Thermal Track
Project | Customer's Name
CHP Controlled by Thermal Tracking
| Pre-CHP |  |  | Post-CHP |  |  |  |  | Difference in Purchased Utilities: Pre-CHP less Post-CHP (positive is a benefit; negative is a cost)
Month | Fuel Purchased (therms) | Max kW (purchased) Note 1 | Purchased Electricity (kWh) | Fuel Purchased (therms) | Max kW (purchased) Note 1 | Purchased Electricity (kWh) | CHP Electricity Consumed Internally (kWh) | Electricity Exported (kWh) | Fuel Purchased (therms) | kW Purchased | kWh Purchased
Jan | 15993 | 943 | 558871 | 18486.0538 | 874.6 | 508205.1565 | 50665.8435 | 0 | -2493.0538 | 68.4 | 50665.8435
Feb | 14076 | 920.75 | 506476.5 | 16337.7351 | 852.35 | 460511.7 | 45964.8 | 0 | -2261.7351 | 68.4 | 45964.8
Mar | 12894 | 896 | 534298 | 15317.0438 | 844.5019 | 485054.9545 | 49243.0455 | 0 | -2423.0438 | 51.4981 | 49243.0455
Apr | 11038 | 1146.75 | 579976.25 | 13412.5831 | 1088.0726 | 533585.7761 | 46390.4739 | 0 | -2374.5831 | 58.6774 | 46390.4739
May | 5577 | 1527 | 695697.25 | 7467.2701 | 1490.9514 | 658768.4414 | 36928.8086 | 0 | -1890.2701 | 36.0486 | 36928.8086
Jun | 3644 | 1610.25 | 710471 | 5390.2838 | 1563.9017 | 677727.985 | 32743.015 | 0 | -1746.2838 | 46.3483 | 32743.015
Jul | 3751 | 1618.75 | 830891.5 | 5375.3749 | 1582.7014 | 800434.2905 | 30457.2095 | 0 | -1624.3749 | 36.0486 | 30457.2095
Aug | 3402 | 1542.5 | 787180 | 5026.3749 | 1496.1517 | 756722.7905 | 30457.2095 | 0 | -1624.3749 | 46.3483 | 30457.2095
Sept | 3861 | 1634.75 | 744892.5 | 5515.6185 | 1598.7014 | 713868.2187 | 31024.2813 | 0 | -1654.6185 | 36.0486 | 31024.2813
Oct | 3536 | 1539 | 681527.75 | 5541.9914 | 1502.9514 | 642359.0199 | 39168.7301 | 0 | -2005.9914 | 36.0486 | 39168.7301
Nov | 7695 | 1237.25 | 547891 | 10060.3308 | 1168.85 | 501705.8545 | 46185.1455 | 0 | -2365.3308 | 68.4 | 46185.1455
Dec | 14116 | 1031 | 528930 | 16592.6302 | 962.6 | 478597.9304 | 50332.0696 | 0 | -2476.6302 | 68.4 | 50332.0696
Total/Avg. | 99583 | 1303.9167 | 7707102.75 | 124523.2904 | 1252.1945 | 7217542.1181 | 489560.6319 | 0 | -24940.2904 | 51.7222 | 489560.6319
Note 1: Not precisely equal to actual billing demand (latter of which is based on 15 minute interval data and may be based off of kVa rather than kW).

## 9) CHP Unit - Thermal Track
Project | Customer's Name
Summary is for CHP Controlled on a Thermal Tracking Basis
Monthly Breakdown
|  | Annual Total |  | 1 | 2 | 3 | 4 | 5 | 6 | 7 | 8 | 9 | 10 | 11 | 12
|  |  |  | Winter | Winter | Winter | Winter | Winter | Summer | Summer | Summer | Summer | Winter | Winter | Winter
Run hours |  | 7795.7 |  | 706.8 | 638.4 | 699.2 | 676.4 | 648.85 | 603.25 | 589 | 589 | 591.85 | 671.65 | 674.5 | 706.8
Equivalent Full Load Hours (all units) |  | 6799.4532 |  | 703.6923 | 638.4 | 683.9312 | 644.3121 | 512.9001 | 454.7641 | 423.0168 | 423.0168 | 430.8928 | 544.0101 | 641.4604 | 699.0565
Average Loading |  | 87.22% |  | 99.56% | 100% | 97.82% | 95.26% | 79.05% | 75.39% | 71.82% | 71.82% | 72.8% | 81% | 95.1% | 98.9%
On-site Generation: | 100% | 489560.6319 | kWh | 50665.8435 | 45964.8 | 49243.0455 | 46390.4739 | 36928.8086 | 32743.015 | 30457.2095 | 30457.2095 | 31024.2813 | 39168.7301 | 46185.1455 | 50332.0696
Peak | 51.09% | 250133.8232 | kWh | 24274.7479 | 22093.2 | 24065.8212 | 23203.0498 | 19312.5634 | 18223.9292 | 18725.7525 | 17874.5819 | 18093.2145 | 20653.468 | 18494.4121 | 25119.0826
Off-peak | 48.91% | 239426.8087 | kWh | 26391.0957 | 23871.6 | 25177.2242 | 23187.4241 | 17616.2452 | 14519.0857 | 11731.457 | 12582.6276 | 12931.0668 | 18515.262 | 27690.7333 | 25212.987
Generation Consumed Internally: | 100% | 489560.6319 | kWh | 50665.8435 | 45964.8 | 49243.0455 | 46390.4739 | 36928.8086 | 32743.015 | 30457.2095 | 30457.2095 | 31024.2813 | 39168.7301 | 46185.1455 | 50332.0696
Peak | 51.09% | 250133.8232 | kWh | 24274.7479 | 22093.2 | 24065.8212 | 23203.0498 | 19312.5634 | 18223.9292 | 18725.7525 | 17874.5819 | 18093.2145 | 20653.468 | 18494.4121 | 25119.0826
Off-peak | 48.91% | 239426.8087 | kWh | 26391.0957 | 23871.6 | 25177.2242 | 23187.4241 | 17616.2452 | 14519.0857 | 11731.457 | 12582.6276 | 12931.0668 | 18515.262 | 27690.7333 | 25212.987
Generation Exported: | 0% | 0 | kWh | 0 | 0 | 0 | 0 | 0 | 0 | 0 | 0 | 0 | 0 | 0 | 0
Peak | 0% | 0 | kWh | 0 | 0 | 0 | 0 | 0 | 0 | 0 | 0 | 0 | 0 | 0 | 0
Off-peak | 0% | 0 | kWh | 0 | 0 | 0 | 0 | 0 | 0 | 0 | 0 | 0 | 0 | 0 | 0
Fuel Fired (HHV) |  | 64499.6132 | therms | 6675.2249 | 6055.8624 | 6487.7712 | 6111.9449 | 4865.3705 | 4313.8922 | 4012.7374 | 4012.7374 | 4087.4491 | 5160.4802 | 6084.8929 | 6631.2502
Thermal Energy Produced |  | 35561.1403 | therms | 3680.3106 | 3338.832 | 3576.9601 | 3369.7525 | 2682.4676 | 2378.4162 | 2212.3779 | 2212.3779 | 2253.5693 | 2845.173 | 3354.8376 | 3656.0656
Useful Thermal Energy Consumed |  | 34812.2041 | therms | 3680.3106 | 3338.832 | 3576.9601 | 3288.8784 | 2618.0884 | 2259.4954 | 2101.759 | 2101.759 | 2140.8909 | 2775.9501 | 3273.2146 | 3656.0656
Thermal Energy Dumped |  | 748.9363 | therms | 0 | 0 | 0 | 80.8741 | 64.3792 | 118.9208 | 110.6189 | 110.6189 | 112.6785 | 69.2229 | 81.623 | 0
Boiler Fuel Saved |  | 39559.3228 | therms | 4182.1711 | 3794.1273 | 4064.7274 | 3737.3618 | 2975.1005 | 2567.6084 | 2388.3625 | 2388.3625 | 2432.8305 | 3154.4888 | 3719.5621 | 4154.62
Facility Fuel Increase |  | 24940.2904 | therms | 2493.0538 | 2261.7351 | 2423.0438 | 2374.5831 | 1890.2701 | 1746.2838 | 1624.3749 | 1624.3749 | 1654.6185 | 2005.9914 | 2365.3308 | 2476.6302
Maintenance Cost |  | 7832.9701 |  | 810.6535 | 735.4368 | 787.8887 | 742.2476 | 590.8609 | 523.8882 | 487.3154 | 487.3154 | 496.3885 | 626.6997 | 738.9623 | 805.3131
Electric Efficiency |  | 25.9% |  | 25.9% | 25.9% | 25.9% | 25.9% | 25.9% | 25.9% | 25.9% | 25.9% | 25.9% | 25.9% | 25.9% | 25.9%
Thermal Efficiency |  | 53.97% |  | 55.13% | 55.13% | 55.13% | 53.81% | 53.81% | 52.38% | 52.38% | 52.38% | 52.38% | 53.79% | 53.79% | 55.13%
|  | 79.87% |  | 81.03% | 81.03% | 81.03% | 79.71% | 79.71% | 78.27% | 78.27% | 78.27% | 78.27% | 79.69% | 79.69% | 81.03%
Thermal Dumping |  | 2.106% |  | 0% | 0% | 0% | 2.4% | 2.4% | 5% | 5% | 5% | 5% | 2.433% | 2.433% | 0%
Average Coincident Peak kW Reduction |  |  |  | 68.4 | 68.4 | 67.6565 | 66.079 | 56.1374 | 39.6798 | 39.2673 | 39.2673 | 39.2673 | 57.1093 | 66.1054 | 68.204
Net Electric Generation (kWh) | Winter | Summer | Total
Peak | 177216.345 | 72917.4782 | 250133.8232
Off-Peak | 187662.5715 | 51764.2372 | 239426.8087
Total | 364878.9165 | 124681.7153 | 489560.6319
Net Electric Generation (% of total) | Winter | Summer | Total
Peak | 36.2% | 14.89% | 51.09%
Off-Peak | 38.33% | 10.57% | 48.91%
Total | 74.53% | 25.47% | 100%
|  | Annual Total |  | 1 | 2 | 3 | 4 | 5 | 6 | 7 | 8 | 9 | 10 | 11 | 12
Checks
Heat Rate (Btu/kWh), considering parasitics |  | OK | bar: 1 to 12
Reconcile Thermal Energy Dumped |  | OK | bar: 1 to 12
Peak vs. Off-Peak Hours |  | OK | bar: 1 to 12

## Scheduled Hours Results===>
Scheduled Hours Results ===>
These results are only applicable if scheduled hours were selected.

## 10)Blding Use - Scheduled Hours
Project | Customer's Name
CHP Controlled by Schedule
| Pre-CHP |  |  | Post-CHP |  |  |  |  | Difference in Purchased Utilities: Pre-CHP less Post-CHP (positive is a benefit; negative is a cost)
Month | Fuel Purchased (therms) | Max kW (purchased) Note 1 | Purchased Electricity (kWh) | Fuel Purchased (therms) | Max kW (purchased) Note 1 | Purchased Electricity (kWh) | CHP Electricity Consumed Internally (kWh) | Electricity Exported (kWh) | Fuel Purchased (therms) | kW Purchased | kWh Purchased
Jan | 15993 | 943 | 558871 | 18512.0191 | 874.6 | 507981.4 | 50889.6 | 0 | -2519.0191 | 68.4 | 50889.6
Feb | 14076 | 920.75 | 506476.5 | 16337.7351 | 852.35 | 460511.7 | 45964.8 | 0 | -2261.7351 | 68.4 | 45964.8
Mar | 12894 | 896 | 534298 | 14802.1218 | 844.7 | 496130.8 | 38167.2 | 0 | -1908.1218 | 51.3 | 38167.2
Apr | 11038 | 1146.75 | 579976.25 | 12501.0719 | 1105.71 | 550427.45 | 29548.8 | 0 | -1463.0719 | 41.04 | 29548.8
May | 5577 | 1527 | 695697.25 | 7133.8782 | 1485.96 | 665163.49 | 30533.76 | 0 | -1556.8782 | 41.04 | 30533.76
Jun | 3644 | 1610.25 | 710471 | 5097.9721 | 1541.85 | 685436.6 | 25034.4 | 0 | -1453.9721 | 68.4 | 25034.4
Jul | 3751 | 1618.75 | 830891.5 | 5264.0025 | 1550.35 | 804981.58 | 25909.92 | 0 | -1513.0025 | 68.4 | 25909.92
Aug | 3402 | 1542.5 | 787180 | 5345.2019 | 1474.1 | 755209.84 | 31970.16 | 0 | -1943.2019 | 68.4 | 31970.16
Sept | 3861 | 1634.75 | 744892.5 | 5546.9555 | 1580.03 | 715343.7 | 29548.8 | 0 | -1685.9555 | 54.72 | 29548.8
Oct | 3536 | 1539 | 681527.75 | 5194.8948 | 1484.28 | 650993.99 | 30533.76 | 0 | -1658.8948 | 54.72 | 30533.76
Nov | 7695 | 1237.25 | 547891 | 9705.6231 | 1182.53 | 508492.6 | 39398.4 | 0 | -2010.6231 | 54.72 | 39398.4
Dec | 14116 | 1031 | 528930 | 16658.076 | 962.6 | 478040.4 | 50889.6 | 0 | -2542.076 | 68.4 | 50889.6
Total/Avg. | 99583 | 1303.9167 | 7707102.75 | 122099.552 | 1244.9217 | 7278713.55 | 428389.2 | 0 | -22516.552 | 58.995 | 428389.2
Note 1: Not precisely equal to actual billing demand (latter of which is based on 15 minute interval data and may be based off of kVa rather than kW).

## 11) CHP Unit - Scheduled Hours
Project Name: | Customer's Name
Summary is for CHP Controlled based on Scheduled Run Hours
Monthly Breakdown
|  | Annual Total |  | 1 | 2 | 3 | 4 | 5 | 6 | 7 | 8 | 9 | 10 | 11 | 12
|  |  |  | Winter | Winter | Winter | Winter | Winter | Summer | Summer | Summer | Summer | Winter | Winter | Winter
Run hours |  | 7449.9 |  | 706.8 | 638.4 | 706.8 | 684 | 706.8 | 513 | 530.1 | 530.1 | 513 | 530.1 | 684 | 706.8
Equivalent Full Load Hours (all units) |  | 5949.85 |  | 706.8 | 638.4 | 530.1 | 410.4 | 424.08 | 347.7 | 359.86 | 444.03 | 410.4 | 424.08 | 547.2 | 706.8
Average Loading |  | 79.86% |  | 100% | 100% | 75% | 60% | 60% | 67.78% | 67.89% | 83.76% | 80% | 80% | 80% | 100%
On-site generation: | 100% | 428389.2 | kWh | 50889.6 | 45964.8 | 38167.2 | 29548.8 | 30533.76 | 25034.4 | 25909.92 | 31970.16 | 29548.8 | 30533.76 | 39398.4 | 50889.6
Peak | 54.24% | 232378.74 | kWh | 24418.8 | 22093.2 | 18314.1 | 14651.28 | 14651.28 | 17524.08 | 18358.56 | 20971.44 | 19535.04 | 20465.28 | 15814.08 | 25581.6
Off-peak | 45.76% | 196010.46 | kWh | 26470.8 | 23871.6 | 19853.1 | 14897.52 | 15882.48 | 7510.32 | 7551.36 | 10998.72 | 10013.76 | 10068.48 | 23584.32 | 25308
Generation Consumed Internally: | 100% | 428389.2 | kWh | 50889.6 | 45964.8 | 38167.2 | 29548.8 | 30533.76 | 25034.4 | 25909.92 | 31970.16 | 29548.8 | 30533.76 | 39398.4 | 50889.6
Peak | 54.24% | 232378.74 | kWh | 24418.8 | 22093.2 | 18314.1 | 14651.28 | 14651.28 | 17524.08 | 18358.56 | 20971.44 | 19535.04 | 20465.28 | 15814.08 | 25581.6
Off-peak | 45.76% | 196010.46 | kWh | 26470.8 | 23871.6 | 19853.1 | 14897.52 | 15882.48 | 7510.32 | 7551.36 | 10998.72 | 10013.76 | 10068.48 | 23584.32 | 25308
Generation Exported: | 0% | 0 | kWh | 0 | 0 | 0 | 0 | 0 | 0 | 0 | 0 | 0 | 0 | 0 | 0
Peak | 0% | 0 | kWh | 0 | 0 | 0 | 0 | 0 | 0 | 0 | 0 | 0 | 0 | 0 | 0
Off-peak | 0% | 0 | kWh | 0 | 0 | 0 | 0 | 0 | 0 | 0 | 0 | 0 | 0 | 0 | 0
Fuel Fired (HHV) |  | 56440.2771 | therms | 6704.7048 | 6055.8624 | 5028.5286 | 3893.0544 | 4022.8229 | 3298.2822 | 3413.632 | 4212.0686 | 3893.0544 | 4022.8229 | 5190.7392 | 6704.7048
Thermal Energy Produced |  | 31117.7155 | therms | 3696.564 | 3338.832 | 2772.423 | 2146.392 | 2217.9384 | 1818.471 | 1882.0678 | 2322.2769 | 2146.392 | 2217.9384 | 2861.856 | 3696.564
Useful Thermal Energy Consumed |  | 29852.8781 | therms | 3683.4034 | 3338.832 | 2745.958 | 2138.3846 | 2170.0313 | 1622.9929 | 1672.5539 | 1996.6026 | 1942.2471 | 2080.2567 | 2798.5021 | 3663.1133
Thermal Energy Dumped |  | 1264.8374 | therms | 13.1606 | 0 | 26.465 | 8.0074 | 47.9071 | 195.4781 | 209.5139 | 325.6743 | 204.1449 | 137.6817 | 63.3539 | 33.4507
Boiler Fuel Saved |  | 33923.7251 | therms | 4185.6857 | 3794.1273 | 3120.4068 | 2429.9825 | 2465.9446 | 1844.3101 | 1900.6295 | 2268.8666 | 2207.0989 | 2363.9281 | 3180.1161 | 4162.6288
Facility Fuel Increase |  | 22516.552 | therms | 2519.0191 | 2261.7351 | 1908.1218 | 1463.0719 | 1556.8782 | 1453.9721 | 1513.0025 | 1943.2019 | 1685.9555 | 1658.8948 | 2010.6231 | 2542.076
Maintenance Cost |  | 6854.2272 |  | 814.2336 | 735.4368 | 610.6752 | 472.7808 | 488.5402 | 400.5504 | 414.5587 | 511.5226 | 472.7808 | 488.5402 | 630.3744 | 814.2336
Electric Efficiency |  | 25.9% |  | 25.9% | 25.9% | 25.9% | 25.9% | 25.9% | 25.9% | 25.9% | 25.9% | 25.9% | 25.9% | 25.9% | 25.9%
Thermal Efficiency |  | 52.89% |  | 54.94% | 55.13% | 54.61% | 54.93% | 53.94% | 49.21% | 49% | 47.4% | 49.89% | 51.71% | 53.91% | 54.63%
|  | 78.79% |  | 80.84% | 81.03% | 80.51% | 80.83% | 79.84% | 75.1% | 74.89% | 73.3% | 75.79% | 77.61% | 79.81% | 80.53%
Thermal Dumping |  | 4.065% |  | 0.356% | 0% | 0.9546% | 0.3731% | 2.16% | 10.75% | 11.13% | 14.02% | 9.511% | 6.208% | 2.214% | 0.9049%
Average Coincident Peak kW Reduction |  |  |  | 68.4 | 68.4 | 51.3 | 41.04 | 41.04 | 68.4 | 68.4 | 68.4 | 54.72 | 54.72 | 54.72 | 68.4
Net Electric Generation (kWh) | Winter | Summer | Total
Peak | 155989.62 | 76389.12 | 232378.74
Off-Peak | 159936.3 | 36074.16 | 196010.46
Total | 315925.92 | 112463.28 | 428389.2
Net Electric Generation (% of total) | Winter | Summer | Total
Peak | 36.41% | 17.83% | 54.24%
Off-Peak | 37.33% | 8.421% | 45.76%
Total | 73.75% | 26.25% | 100%
|  | Annual Total |  | 1 | 2 | 3 | 4 | 5 | 6 | 7 | 8 | 9 | 10 | 11 | 12
Checks
Gross Heat Rate (Btu/kWh) |  | OK | bar: 1 to 12
Reconcile Thermal Energy Dumped |  | OK | bar: 1 to 12
Peak vs. Off-Peak Hours |  | OK | bar: 1 to 12

## Base Load Use & Base Temp==>
Base Load Use & Base Temp
Refer to the Following Two Tabs

## 12) Hourly Simulation
725090 | Boston - Typical Temperature Data | [5 empty] | 38 |  | 10 | 6.8439 | 3.6751 | 10.519 | 0.95 | 1 | 68.4 | 9.0117 | 4.9685 | 4.9685 | 0 | 0 | 9.2544 | 1 | 1 | 1 | 68.4 | 9.0117 | 4.9685 | 4.9685 | 0 | 0 | 638 | 68.4 | 0 | 569.6 | 638 | 68.4 | 0 | 569.6
|  |  |  | If data is desired to be used for other than Boston, copy/paste new temperatures below in degrees C. It is available as one of the columns in the below link. |  |  | 99 |  | 59 | 44.9111 | 7.6128 | 50.2402 | 0.95 | 1 | 68.4 | 9.0117 | 4.9685 | 4.9685 | 0.24843 | 0.05 | 23.8268 | 1 | 1 | 1 | 68.4 | 9.0117 | 4.9685 | 4.9685 | 2.2121 | 0.44523 | 1634.75 | 68.4 | 0 | 1598.7014 | 1634.75 | 68.4 | 0 | 1580.03
[7 empty] | 447459 |  | 83918 | 60016.623 | 41488.3333 | 101504.9563 | 8322 | 7157.3192 | 489560.6319 | 64499.6132 | 35561.1403 | 34812.2041 | 748.9363 | 217.155 | 112036.5899 | 6263 | 6263 | 6263 | 428389.2 | 56440.2771 | 31117.7155 | 29852.8781 | 1264.8374 | 292.1032 | 7707102.75 | 489560.6319 | 0 | 7217542.1181 | 7707102.75 | 428389.2 | 0 | 7278713.55
Base Temperature |  | 55 |  | http://rredc.nrel.gov/solar/old_data/nsrdb/1991-2005/tmy3/by_state_and_city.html
|  |  |  | Boston | [35 empty] | Intermediate Calculations
|  |  |  | Typical Temperatures |  |  | Typical Temperatures converted to F |  | Calculations from the Input Base Temperature |  |  |  |  | Thermal Tracking | [6 empty] | Intermediate Calcs |  |  | Scheduled | [6 empty] | Electric Profile (with CHP being thermal following) |  |  |  | Electric Profile (with CHP being scheduled) |  |  |  |  | Winter | Summer | Overall |  |  | What limits the CHP system (being primarily in a thermal following mode) |  | Intermediate Calculations
Date (MM/DD/YYYY) for Typical Temperatures | Month | Day | Time | Dry-bulb (C) | Time (Integer) | Schedule (WKN =1; WE = 2; H =3) | Dry Bulb (F); Calculated from Dry-Bulb Temp entered in degrees C | Intentionally Left Blank | Base Temp - Dry Bulb | Allocate Space Heating Therms Fired for a Typical Year | Base Load Therms Fired (which can be provided by CHP - excludes loads which can't be met by CHP - i.e. cooking, gas dryer, etc.) | Total Therms Fired for Space Heating and Baseline | Availability | # of Units Operating (According to Thermal Tracking & limited if exporting is prohibited) | kW (net) | CHP Fuel Fired | CHP Available Therms Produced | Therms Used | Therms Dumped | % Therms Dumped | Ratio of (Facility kW less buffer) ÷ (CHP Output x Avail) | Used when exporting allowed - Scheduled # (or zero if < threshold # for operating) | Used when exporting NOT allowed - Smaller of Ratio or Scheduled (or zero if < threshold # for operating) | # of Units Operating (According to Schedule and limited depending if exporting is allowed) | kW (net) | CHP Fuel Fired | CHP Available Therms Produced | Therms Used | Therms Dumped | % Therms Dumped | Facility Purchased kWh (Existing - actual bills - not weather adjusted) | kWh Generation consumed internally | kWh Generation exported | Post CHP Purchased kWh (if thermal following) | Facility Purchased kWh (Existing - actual bills - not weather adjusted) | kWh Generation consumed internally | kWh Generation exported | Post CHP Purchased kWh (if scheduled) | Winter/Summer | Coincident Period (1 = Yes; 0 = No) | Coincident Period (1 = Yes; 0 = No) | Coincident Period Multiplier (1 = Yes; 0 = No) | Thermal Following Basis | Scheduled Basis | Hours that Min Turndown Limit Applies | Number of Hours that Output is Limited from Prohibition of Electric Exporting | # of hours that thermal load exceeds CHP available output | # of hours that thermal load is <= CHP Available Output - INFO Only - Not Used | # of hours CHP units are operating - INFO Only - Not used
1976-01-01 | 1 | 1 | 1:00 | 1.7 | 1 | 3 | 35 |  | 20 | 15.2241 | 3.9376 | 19.1617 | 95% | 1 | 68.4 | 9.0117 | 4.9685 | 4.9685 | 0 | 0% | 9.2288 | 1 | 1 | 1 | 68.4 | 9.0117 | 4.9685 | 4.9685 | 0 | 0% | 636.25 | 68.4 | 0 | 567.85 | 636.25 | 68.4 | 0 | 567.85 | Winter | 0 | 0 | 0 | 0 | 0 | 0 | 0 | 0 | 1 | 1
1976-01-01 | 1 | 1 | 2:00 | 1.7 | 2 | 3 | 35 |  | 20 | 15.2241 | 3.1501 | 18.3742 | 95% | 1 | 68.4 | 9.0117 | 4.9685 | 4.9685 | 0 | 0% | 9.3421 | 1 | 1 | 1 | 68.4 | 9.0117 | 4.9685 | 4.9685 | 0 | 0% | 644 | 68.4 | 0 | 575.6 | 644 | 68.4 | 0 | 575.6 | Winter | 0 | 0 | 0 | 0 | 0 | 0 | 0 | 0 | 1 | 1
1976-01-01 | 1 | 1 | 3:00 | 1.1 | 3 | 3 | 34 |  | 21 | 15.9853 | 3.4126 | 19.3979 | 95% | 1 | 68.4 | 9.0117 | 4.9685 | 4.9685 | 0 | 0% | 9.4518 | 1 | 1 | 1 | 68.4 | 9.0117 | 4.9685 | 4.9685 | 0 | 0% | 651.5 | 68.4 | 0 | 583.1 | 651.5 | 68.4 | 0 | 583.1 | Winter | 0 | 0 | 0 | 0 | 0 | 0 | 0 | 0 | 1 | 1
1976-01-01 | 1 | 1 | 4:00 | 1.1 | 4 | 3 | 34 |  | 21 | 15.9853 | 3.1501 | 19.1354 | 95% | 1 | 68.4 | 9.0117 | 4.9685 | 4.9685 | 0 | 0% | 9.4152 | 1 | 1 | 1 | 68.4 | 9.0117 | 4.9685 | 4.9685 | 0 | 0% | 649 | 68.4 | 0 | 580.6 | 649 | 68.4 | 0 | 580.6 | Winter | 0 | 0 | 0 | 0 | 0 | 0 | 0 | 0 | 1 | 1
1976-01-01 | 1 | 1 | 5:00 | 1.1 | 5 | 3 | 34 |  | 21 | 15.9853 | 3.1501 | 19.1354 | 95% | 1 | 68.4 | 9.0117 | 4.9685 | 4.9685 | 0 | 0% | 9.174 | 1 | 1 | 1 | 68.4 | 9.0117 | 4.9685 | 4.9685 | 0 | 0% | 632.5 | 68.4 | 0 | 564.1 | 632.5 | 68.4 | 0 | 564.1 | Winter | 0 | 0 | 0 | 0 | 0 | 0 | 0 | 0 | 1 | 1
1976-01-01 | 1 | 1 | 6:00 | 1.1 | 6 | 3 | 34 |  | 21 | 15.9853 | 3.9376 | 19.9229 | 95% | 1 | 68.4 | 9.0117 | 4.9685 | 4.9685 | 0 | 0% | 9.1009 | 1 | 1 | 1 | 68.4 | 9.0117 | 4.9685 | 4.9685 | 0 | 0% | 627.5 | 68.4 | 0 | 559.1 | 627.5 | 68.4 | 0 | 559.1 | Winter | 0 | 0 | 0 | 0 | 0 | 0 | 0 | 0 | 1 | 1
1976-01-01 | 1 | 1 | 7:00 | 0.6 | 7 | 3 | 33 |  | 22 | 16.7465 | 4.7252 | 21.4717 | 95% | 1 | 68.4 | 9.0117 | 4.9685 | 4.9685 | 0 | 0% | 9.2836 | 1 | 1 | 1 | 68.4 | 9.0117 | 4.9685 | 4.9685 | 0 | 0% | 640 | 68.4 | 0 | 571.6 | 640 | 68.4 | 0 | 571.6 | Winter | 0 | 0 | 0 | 0 | 0 | 0 | 0 | 0 | 1 | 1
1976-01-01 | 1 | 1 | 8:00 | 0.6 | 8 | 3 | 33 |  | 22 | 16.7465 | 7.6128 | 24.3593 | 95% | 1 | 68.4 | 9.0117 | 4.9685 | 4.9685 | 0 | 0% | 10.3509 | 1 | 1 | 1 | 68.4 | 9.0117 | 4.9685 | 4.9685 | 0 | 0% | 713 | 68.4 | 0 | 644.6 | 713 | 68.4 | 0 | 644.6 | Winter | 0 | 0 | 0 | 0 | 0 | 0 | 0 | 0 | 1 | 1
1976-01-01 | 1 | 1 | 9:00 | 0.6 | 9 | 3 | 33 |  | 22 | 16.7465 | 6.5627 | 23.3092 | 95% | 1 | 68.4 | 9.0117 | 4.9685 | 4.9685 | 0 | 0% | 10.2741 | 1 | 1 | 1 | 68.4 | 9.0117 | 4.9685 | 4.9685 | 0 | 0% | 707.75 | 68.4 | 0 | 639.35 | 707.75 | 68.4 | 0 | 639.35 | Winter | 0 | 0 | 0 | 0 | 0 | 0 | 0 | 0 | 1 | 1
1976-01-01 | 1 | 1 | 10:00 | 0 | 10 | 3 | 32 |  | 23 | 17.5077 | 6.0377 | 23.5454 | 95% | 1 | 68.4 | 9.0117 | 4.9685 | 4.9685 | 0 | 0% | 9.8063 | 1 | 1 | 1 | 68.4 | 9.0117 | 4.9685 | 4.9685 | 0 | 0% | 675.75 | 68.4 | 0 | 607.35 | 675.75 | 68.4 | 0 | 607.35 | Winter | 0 | 0 | 0 | 0 | 0 | 0 | 0 | 0 | 1 | 1
1976-01-01 | 1 | 1 | 11:00 | 1.1 | 11 | 3 | 34 |  | 21 | 15.9853 | 5.2502 | 21.2355 | 95% | 1 | 68.4 | 9.0117 | 4.9685 | 4.9685 | 0 | 0% | 10.4167 | 1 | 1 | 1 | 68.4 | 9.0117 | 4.9685 | 4.9685 | 0 | 0% | 717.5 | 68.4 | 0 | 649.1 | 717.5 | 68.4 | 0 | 649.1 | Winter | 0 | 0 | 0 | 0 | 0 | 0 | 0 | 0 | 1 | 1
1976-01-01 | 1 | 1 | 12:00 | 1.1 | 12 | 3 | 34 |  | 21 | 15.9853 | 5.2502 | 21.2355 | 95% | 1 | 68.4 | 9.0117 | 4.9685 | 4.9685 | 0 | 0% | 10.1535 | 1 | 1 | 1 | 68.4 | 9.0117 | 4.9685 | 4.9685 | 0 | 0% | 699.5 | 68.4 | 0 | 631.1 | 699.5 | 68.4 | 0 | 631.1 | Winter | 0 | 0 | 0 | 0 | 0 | 0 | 0 | 0 | 1 | 1
1976-01-01 | 1 | 1 | 13:00 | 2.2 | 13 | 3 | 36 |  | 19 | 14.4629 | 4.7252 | 19.1881 | 95% | 1 | 68.4 | 9.0117 | 4.9685 | 4.9685 | 0 | 0% | 9.3129 | 1 | 1 | 1 | 68.4 | 9.0117 | 4.9685 | 4.9685 | 0 | 0% | 642 | 68.4 | 0 | 573.6 | 642 | 68.4 | 0 | 573.6 | Winter | 0 | 0 | 0 | 0 | 0 | 0 | 0 | 0 | 1 | 1
1976-01-01 | 1 | 1 | 14:00 | 2.8 | 14 | 3 | 37 |  | 18 | 13.7017 | 3.9376 | 17.6393 | 95% | 1 | 68.4 | 9.0117 | 4.9685 | 4.9685 | 0 | 0% | 9.3677 | 1 | 1 | 1 | 68.4 | 9.0117 | 4.9685 | 4.9685 | 0 | 0% | 645.75 | 68.4 | 0 | 577.35 | 645.75 | 68.4 | 0 | 577.35 | Winter | 0 | 0 | 0 | 0 | 0 | 0 | 0 | 0 | 1 | 1
1976-01-01 | 1 | 1 | 15:00 | 2.8 | 15 | 3 | 37 |  | 18 | 13.7017 | 3.6751 | 17.3768 | 95% | 1 | 68.4 | 9.0117 | 4.9685 | 4.9685 | 0 | 0% | 9.3677 | 1 | 1 | 1 | 68.4 | 9.0117 | 4.9685 | 4.9685 | 0 | 0% | 645.75 | 68.4 | 0 | 577.35 | 645.75 | 68.4 | 0 | 577.35 | Winter | 0 | 0 | 0 | 0 | 0 | 0 | 0 | 0 | 1 | 1
1976-01-01 | 1 | 1 | 16:00 | 2.2 | 16 | 3 | 36 |  | 19 | 14.4629 | 3.6751 | 18.138 | 95% | 1 | 68.4 | 9.0117 | 4.9685 | 4.9685 | 0 | 0% | 9.3567 | 1 | 1 | 1 | 68.4 | 9.0117 | 4.9685 | 4.9685 | 0 | 0% | 645 | 68.4 | 0 | 576.6 | 645 | 68.4 | 0 | 576.6 | Winter | 0 | 0 | 0 | 0 | 0 | 0 | 0 | 0 | 1 | 1
1976-01-01 | 1 | 1 | 17:00 | 1.1 | 17 | 3 | 34 |  | 21 | 15.9853 | 4.7252 | 20.7105 | 95% | 1 | 68.4 | 9.0117 | 4.9685 | 4.9685 | 0 | 0% | 9.1338 | 1 | 1 | 1 | 68.4 | 9.0117 | 4.9685 | 4.9685 | 0 | 0% | 629.75 | 68.4 | 0 | 561.35 | 629.75 | 68.4 | 0 | 561.35 | Winter | 0 | 0 | 0 | 0 | 0 | 0 | 0 | 0 | 1 | 1
1976-01-01 | 1 | 1 | 18:00 | 0 | 18 | 3 | 32 |  | 23 | 17.5077 | 6.0377 | 23.5454 | 95% | 1 | 68.4 | 9.0117 | 4.9685 | 4.9685 | 0 | 0% | 9.1045 | 1 | 1 | 1 | 68.4 | 9.0117 | 4.9685 | 4.9685 | 0 | 0% | 627.75 | 68.4 | 0 | 559.35 | 627.75 | 68.4 | 0 | 559.35 | Winter | 0 | 0 | 0 | 0 | 0 | 0 | 0 | 0 | 1 | 1
1976-01-01 | 1 | 1 | 19:00 | -1.1 | 19 | 3 | 30 |  | 25 | 19.0301 | 6.5627 | 25.5929 | 95% | 1 | 68.4 | 9.0117 | 4.9685 | 4.9685 | 0 | 0% | 9.8392 | 1 | 1 | 1 | 68.4 | 9.0117 | 4.9685 | 4.9685 | 0 | 0% | 678 | 68.4 | 0 | 609.6 | 678 | 68.4 | 0 | 609.6 | Winter | 0 | 0 | 0 | 0 | 0 | 0 | 0 | 0 | 1 | 1
1976-01-01 | 1 | 1 | 20:00 | -2.2 | 20 | 3 | 28 |  | 27 | 20.5525 | 5.7752 | 26.3277 | 95% | 1 | 68.4 | 9.0117 | 4.9685 | 4.9685 | 0 | 0% | 10.5592 | 1 | 1 | 1 | 68.4 | 9.0117 | 4.9685 | 4.9685 | 0 | 0% | 727.25 | 68.4 | 0 | 658.85 | 727.25 | 68.4 | 0 | 658.85 | Winter | 0 | 0 | 0 | 0 | 0 | 0 | 0 | 0 | 1 | 1
1976-01-01 | 1 | 1 | 21:00 | -3.3 | 21 | 3 | 26 |  | 29 | 22.0749 | 4.7252 | 26.8001 | 95% | 1 | 68.4 | 9.0117 | 4.9685 | 4.9685 | 0 | 0% | 9.9123 | 1 | 1 | 1 | 68.4 | 9.0117 | 4.9685 | 4.9685 | 0 | 0% | 683 | 68.4 | 0 | 614.6 | 683 | 68.4 | 0 | 614.6 | Winter | 0 | 0 | 0 | 0 | 0 | 0 | 0 | 0 | 1 | 1
1976-01-01 | 1 | 1 | 22:00 | -4.4 | 22 | 3 | 24 |  | 31 | 23.5973 | 4.2002 | 27.7975 | 95% | 1 | 68.4 | 9.0117 | 4.9685 | 4.9685 | 0 | 0% | 10.0256 | 1 | 1 | 1 | 68.4 | 9.0117 | 4.9685 | 4.9685 | 0 | 0% | 690.75 | 68.4 | 0 | 622.35 | 690.75 | 68.4 | 0 | 622.35 | Winter | 0 | 0 | 0 | 0 | 0 | 0 | 0 | 0 | 1 | 1
1976-01-01 | 1 | 1 | 23:00 | -5.6 | 23 | 3 | 22 |  | 33 | 25.1198 | 5.2502 | 30.37 | 95% | 1 | 68.4 | 9.0117 | 4.9685 | 4.9685 | 0 | 0% | 10.3692 | 1 | 1 | 1 | 68.4 | 9.0117 | 4.9685 | 4.9685 | 0 | 0% | 714.25 | 68.4 | 0 | 645.85 | 714.25 | 68.4 | 0 | 645.85 | Winter | 0 | 0 | 0 | 0 | 0 | 0 | 0 | 0 | 1 | 1
1976-01-01 | 1 | 1 | 24:00 | -6.7 | 0 | 3 | 20 |  | 35 | 26.6422 | 4.2002 | 30.8423 | 95% | 1 | 68.4 | 9.0117 | 4.9685 | 4.9685 | 0 | 0% | 9.2288 | 1 | 1 | 1 | 68.4 | 9.0117 | 4.9685 | 4.9685 | 0 | 0% | 636.25 | 68.4 | 0 | 567.85 | 636.25 | 68.4 | 0 | 567.85 | Winter | 0 | 0 | 0 | 0 | 0 | 0 | 0 | 0 | 1 | 1
1976-01-02 | 1 | 2 | 1:00 | -6.7 | 1 | 1 | 20 |  | 35 | 26.6422 | 3.9376 | 30.5798 | 95% | 1 | 68.4 | 9.0117 | 4.9685 | 4.9685 | 0 | 0% | 9.3421 | 1 | 1 | 1 | 68.4 | 9.0117 | 4.9685 | 4.9685 | 0 | 0% | 644 | 68.4 | 0 | 575.6 | 644 | 68.4 | 0 | 575.6 | Winter | 0 | FALSE | 0 | 0 | 0 | 0 | 0 | 0 | 1 | 1
1976-01-02 | 1 | 2 | 2:00 | -7.2 | 2 | 1 | 19 |  | 36 | 27.4034 | 3.1501 | 30.5535 | 95% | 1 | 68.4 | 9.0117 | 4.9685 | 4.9685 | 0 | 0% | 9.4518 | 1 | 1 | 1 | 68.4 | 9.0117 | 4.9685 | 4.9685 | 0 | 0% | 651.5 | 68.4 | 0 | 583.1 | 651.5 | 68.4 | 0 | 583.1 | Winter | 0 | FALSE | 0 | 0 | 0 | 0 | 0 | 0 | 1 | 1
1976-01-02 | 1 | 2 | 3:00 | -7.8 | 3 | 1 | 18 |  | 37 | 28.1646 | 3.4126 | 31.5772 | 95% | 1 | 68.4 | 9.0117 | 4.9685 | 4.9685 | 0 | 0% | 9.4152 | 1 | 1 | 1 | 68.4 | 9.0117 | 4.9685 | 4.9685 | 0 | 0% | 649 | 68.4 | 0 | 580.6 | 649 | 68.4 | 0 | 580.6 | Winter | 0 | FALSE | 0 | 0 | 0 | 0 | 0 | 0 | 1 | 1
1976-01-02 | 1 | 2 | 4:00 | -7.8 | 4 | 1 | 18 |  | 37 | 28.1646 | 3.1501 | 31.3147 | 95% | 1 | 68.4 | 9.0117 | 4.9685 | 4.9685 | 0 | 0% | 9.174 | 1 | 1 | 1 | 68.4 | 9.0117 | 4.9685 | 4.9685 | 0 | 0% | 632.5 | 68.4 | 0 | 564.1 | 632.5 | 68.4 | 0 | 564.1 | Winter | 0 | FALSE | 0 | 0 | 0 | 0 | 0 | 0 | 1 | 1
1976-01-02 | 1 | 2 | 5:00 | -7.8 | 5 | 1 | 18 |  | 37 | 28.1646 | 3.1501 | 31.3147 | 95% | 1 | 68.4 | 9.0117 | 4.9685 | 4.9685 | 0 | 0% | 9.1009 | 1 | 1 | 1 | 68.4 | 9.0117 | 4.9685 | 4.9685 | 0 | 0% | 627.5 | 68.4 | 0 | 559.1 | 627.5 | 68.4 | 0 | 559.1 | Winter | 0 | FALSE | 0 | 0 | 0 | 0 | 0 | 0 | 1 | 1
1976-01-02 | 1 | 2 | 6:00 | -8.3 | 6 | 1 | 17 |  | 38 | 28.9258 | 3.9376 | 32.8634 | 95% | 1 | 68.4 | 9.0117 | 4.9685 | 4.9685 | 0 | 0% | 9.2836 | 1 | 1 | 1 | 68.4 | 9.0117 | 4.9685 | 4.9685 | 0 | 0% | 640 | 68.4 | 0 | 571.6 | 640 | 68.4 | 0 | 571.6 | Winter | 0 | FALSE | 0 | 0 | 0 | 0 | 0 | 0 | 1 | 1
1976-01-02 | 1 | 2 | 7:00 | -8.3 | 7 | 1 | 17 |  | 38 | 28.9258 | 4.7252 | 33.651 | 95% | 1 | 68.4 | 9.0117 | 4.9685 | 4.9685 | 0 | 0% | 10.3509 | 1 | 1 | 1 | 68.4 | 9.0117 | 4.9685 | 4.9685 | 0 | 0% | 713 | 68.4 | 0 | 644.6 | 713 | 68.4 | 0 | 644.6 | Winter | 0 | FALSE | 0 | 0 | 0 | 0 | 0 | 0 | 1 | 1
1976-01-02 | 1 | 2 | 8:00 | -8.3 | 8 | 1 | 17 |  | 38 | 28.9258 | 7.6128 | 36.5386 | 95% | 1 | 68.4 | 9.0117 | 4.9685 | 4.9685 | 0 | 0% | 10.2741 | 1 | 1 | 1 | 68.4 | 9.0117 | 4.9685 | 4.9685 | 0 | 0% | 707.75 | 68.4 | 0 | 639.35 | 707.75 | 68.4 | 0 | 639.35 | Winter | 0 | FALSE | 0 | 0 | 0 | 0 | 0 | 0 | 1 | 1
1976-01-02 | 1 | 2 | 9:00 | -7.2 | 9 | 1 | 19 |  | 36 | 27.4034 | 6.5627 | 33.9661 | 95% | 1 | 68.4 | 9.0117 | 4.9685 | 4.9685 | 0 | 0% | 9.8063 | 1 | 1 | 1 | 68.4 | 9.0117 | 4.9685 | 4.9685 | 0 | 0% | 675.75 | 68.4 | 0 | 607.35 | 675.75 | 68.4 | 0 | 607.35 | Winter | 0 | FALSE | 0 | 0 | 0 | 0 | 0 | 0 | 1 | 1
1976-01-02 | 1 | 2 | 10:00 | -5.6 | 10 | 1 | 22 |  | 33 | 25.1198 | 6.0377 | 31.1575 | 95% | 1 | 68.4 | 9.0117 | 4.9685 | 4.9685 | 0 | 0% | 10.4167 | 1 | 1 | 1 | 68.4 | 9.0117 | 4.9685 | 4.9685 | 0 | 0% | 717.5 | 68.4 | 0 | 649.1 | 717.5 | 68.4 | 0 | 649.1 | Winter | 0 | FALSE | 0 | 0 | 0 | 0 | 0 | 0 | 1 | 1
1976-01-02 | 1 | 2 | 11:00 | -4.4 | 11 | 1 | 24 |  | 31 | 23.5973 | 5.2502 | 28.8475 | 95% | 1 | 68.4 | 9.0117 | 4.9685 | 4.9685 | 0 | 0% | 9.7442 | 1 | 1 | 1 | 68.4 | 9.0117 | 4.9685 | 4.9685 | 0 | 0% | 671.5 | 68.4 | 0 | 603.1 | 671.5 | 68.4 | 0 | 603.1 | Winter | 0 | FALSE | 0 | 0 | 0 | 0 | 0 | 0 | 1 | 1
1976-01-02 | 1 | 2 | 12:00 | -3.3 | 12 | 1 | 26 |  | 29 | 22.0749 | 5.2502 | 27.3251 | 95% | 1 | 68.4 | 9.0117 | 4.9685 | 4.9685 | 0 | 0% | 9.3129 | 1 | 1 | 1 | 68.4 | 9.0117 | 4.9685 | 4.9685 | 0 | 0% | 642 | 68.4 | 0 | 573.6 | 642 | 68.4 | 0 | 573.6 | Winter | 0 | FALSE | 0 | 0 | 0 | 0 | 0 | 0 | 1 | 1
1976-01-02 | 1 | 2 | 13:00 | -1.7 | 13 | 1 | 29 |  | 26 | 19.7913 | 4.7252 | 24.5165 | 95% | 1 | 68.4 | 9.0117 | 4.9685 | 4.9685 | 0 | 0% | 9.3677 | 1 | 1 | 1 | 68.4 | 9.0117 | 4.9685 | 4.9685 | 0 | 0% | 645.75 | 68.4 | 0 | 577.35 | 645.75 | 68.4 | 0 | 577.35 | Winter | 0 | FALSE | 0 | 0 | 0 | 0 | 0 | 0 | 1 | 1
1976-01-02 | 1 | 2 | 14:00 | -1.1 | 14 | 1 | 30 |  | 25 | 19.0301 | 3.9376 | 22.9678 | 95% | 1 | 68.4 | 9.0117 | 4.9685 | 4.9685 | 0 | 0% | 9.3677 | 1 | 1 | 1 | 68.4 | 9.0117 | 4.9685 | 4.9685 | 0 | 0% | 645.75 | 68.4 | 0 | 577.35 | 645.75 | 68.4 | 0 | 577.35 | Winter | 0 | FALSE | 0 | 0 | 0 | 0 | 0 | 0 | 1 | 1
1976-01-02 | 1 | 2 | 15:00 | -1.1 | 15 | 1 | 30 |  | 25 | 19.0301 | 3.6751 | 22.7053 | 95% | 1 | 68.4 | 9.0117 | 4.9685 | 4.9685 | 0 | 0% | 9.3567 | 1 | 1 | 1 | 68.4 | 9.0117 | 4.9685 | 4.9685 | 0 | 0% | 645 | 68.4 | 0 | 576.6 | 645 | 68.4 | 0 | 576.6 | Winter | 0 | FALSE | 0 | 0 | 0 | 0 | 0 | 0 | 1 | 1
1976-01-02 | 1 | 2 | 16:00 | -1.7 | 16 | 1 | 29 |  | 26 | 19.7913 | 3.6751 | 23.4665 | 95% | 1 | 68.4 | 9.0117 | 4.9685 | 4.9685 | 0 | 0% | 9.1338 | 1 | 1 | 1 | 68.4 | 9.0117 | 4.9685 | 4.9685 | 0 | 0% | 629.75 | 68.4 | 0 | 561.35 | 629.75 | 68.4 | 0 | 561.35 | Winter | 0 | FALSE | 0 | 0 | 0 | 0 | 0 | 0 | 1 | 1
1976-01-02 | 1 | 2 | 17:00 | -1.7 | 17 | 1 | 29 |  | 26 | 19.7913 | 4.7252 | 24.5165 | 95% | 1 | 68.4 | 9.0117 | 4.9685 | 4.9685 | 0 | 0% | 9.1045 | 1 | 1 | 1 | 68.4 | 9.0117 | 4.9685 | 4.9685 | 0 | 0% | 627.75 | 68.4 | 0 | 559.35 | 627.75 | 68.4 | 0 | 559.35 | Winter | 1 | FALSE | 1 | 68.4 | 68.4 | 0 | 0 | 0 | 1 | 1
1976-01-02 | 1 | 2 | 18:00 | -1.7 | 18 | 1 | 29 |  | 26 | 19.7913 | 6.0377 | 25.829 | 95% | 1 | 68.4 | 9.0117 | 4.9685 | 4.9685 | 0 | 0% | 9.8392 | 1 | 1 | 1 | 68.4 | 9.0117 | 4.9685 | 4.9685 | 0 | 0% | 678 | 68.4 | 0 | 609.6 | 678 | 68.4 | 0 | 609.6 | Winter | 1 | FALSE | 1 | 68.4 | 68.4 | 0 | 0 | 0 | 1 | 1
1976-01-02 | 1 | 2 | 19:00 | -1.7 | 19 | 1 | 29 |  | 26 | 19.7913 | 6.5627 | 26.3541 | 95% | 1 | 68.4 | 9.0117 | 4.9685 | 4.9685 | 0 | 0% | 10.5592 | 1 | 1 | 1 | 68.4 | 9.0117 | 4.9685 | 4.9685 | 0 | 0% | 727.25 | 68.4 | 0 | 658.85 | 727.25 | 68.4 | 0 | 658.85 | Winter | 0 | FALSE | 0 | 0 | 0 | 0 | 0 | 0 | 1 | 1
1976-01-02 | 1 | 2 | 20:00 | -1.7 | 20 | 1 | 29 |  | 26 | 19.7913 | 5.7752 | 25.5665 | 95% | 1 | 68.4 | 9.0117 | 4.9685 | 4.9685 | 0 | 0% | 9.9123 | 1 | 1 | 1 | 68.4 | 9.0117 | 4.9685 | 4.9685 | 0 | 0% | 683 | 68.4 | 0 | 614.6 | 683 | 68.4 | 0 | 614.6 | Winter | 0 | FALSE | 0 | 0 | 0 | 0 | 0 | 0 | 1 | 1
1976-01-02 | 1 | 2 | 21:00 | -1.1 | 21 | 1 | 30 |  | 25 | 19.0301 | 4.7252 | 23.7553 | 95% | 1 | 68.4 | 9.0117 | 4.9685 | 4.9685 | 0 | 0% | 10.0256 | 1 | 1 | 1 | 68.4 | 9.0117 | 4.9685 | 4.9685 | 0 | 0% | 690.75 | 68.4 | 0 | 622.35 | 690.75 | 68.4 | 0 | 622.35 | Winter | 0 | FALSE | 0 | 0 | 0 | 0 | 0 | 0 | 1 | 1
1976-01-02 | 1 | 2 | 22:00 | -0.6 | 22 | 1 | 31 |  | 24 | 18.2689 | 4.2002 | 22.4691 | 95% | 1 | 68.4 | 9.0117 | 4.9685 | 4.9685 | 0 | 0% | 10.3692 | 1 | 1 | 1 | 68.4 | 9.0117 | 4.9685 | 4.9685 | 0 | 0% | 714.25 | 68.4 | 0 | 645.85 | 714.25 | 68.4 | 0 | 645.85 | Winter | 0 | FALSE | 0 | 0 | 0 | 0 | 0 | 0 | 1 | 1
1976-01-02 | 1 | 2 | 23:00 | -0.6 | 23 | 1 | 31 |  | 24 | 18.2689 | 5.2502 | 23.5191 | 95% | 1 | 68.4 | 9.0117 | 4.9685 | 4.9685 | 0 | 0% | 9.2288 | 1 | 1 | 1 | 68.4 | 9.0117 | 4.9685 | 4.9685 | 0 | 0% | 636.25 | 68.4 | 0 | 567.85 | 636.25 | 68.4 | 0 | 567.85 | Winter | 0 | FALSE | 0 | 0 | 0 | 0 | 0 | 0 | 1 | 1
1976-01-02 | 1 | 2 | 24:00 | -0.6 | 0 | 1 | 31 |  | 24 | 18.2689 | 4.2002 | 22.4691 | 95% | 1 | 68.4 | 9.0117 | 4.9685 | 4.9685 | 0 | 0% | 9.3421 | 1 | 1 | 1 | 68.4 | 9.0117 | 4.9685 | 4.9685 | 0 | 0% | 644 | 68.4 | 0 | 575.6 | 644 | 68.4 | 0 | 575.6 | Winter | 0 | FALSE | 0 | 0 | 0 | 0 | 0 | 0 | 1 | 1
1976-01-03 | 1 | 3 | 1:00 | 0 | 1 | 1 | 32 |  | 23 | 17.5077 | 3.9376 | 21.4454 | 95% | 1 | 68.4 | 9.0117 | 4.9685 | 4.9685 | 0 | 0% | 9.4518 | 1 | 1 | 1 | 68.4 | 9.0117 | 4.9685 | 4.9685 | 0 | 0% | 651.5 | 68.4 | 0 | 583.1 | 651.5 | 68.4 | 0 | 583.1 | Winter | 0 | FALSE | 0 | 0 | 0 | 0 | 0 | 0 | 1 | 1
1976-01-03 | 1 | 3 | 2:00 | 0 | 2 | 1 | 32 |  | 23 | 17.5077 | 3.1501 | 20.6578 | 95% | 1 | 68.4 | 9.0117 | 4.9685 | 4.9685 | 0 | 0% | 9.4152 | 1 | 1 | 1 | 68.4 | 9.0117 | 4.9685 | 4.9685 | 0 | 0% | 649 | 68.4 | 0 | 580.6 | 649 | 68.4 | 0 | 580.6 | Winter | 0 | FALSE | 0 | 0 | 0 | 0 | 0 | 0 | 1 | 1
1976-01-03 | 1 | 3 | 3:00 | 0.6 | 3 | 1 | 33 |  | 22 | 16.7465 | 3.4126 | 20.1591 | 95% | 1 | 68.4 | 9.0117 | 4.9685 | 4.9685 | 0 | 0% | 9.174 | 1 | 1 | 1 | 68.4 | 9.0117 | 4.9685 | 4.9685 | 0 | 0% | 632.5 | 68.4 | 0 | 564.1 | 632.5 | 68.4 | 0 | 564.1 | Winter | 0 | FALSE | 0 | 0 | 0 | 0 | 0 | 0 | 1 | 1
1976-01-03 | 1 | 3 | 4:00 | 0.6 | 4 | 1 | 33 |  | 22 | 16.7465 | 3.1501 | 19.8966 | 95% | 1 | 68.4 | 9.0117 | 4.9685 | 4.9685 | 0 | 0% | 9.1009 | 1 | 1 | 1 | 68.4 | 9.0117 | 4.9685 | 4.9685 | 0 | 0% | 627.5 | 68.4 | 0 | 559.1 | 627.5 | 68.4 | 0 | 559.1 | Winter | 0 | FALSE | 0 | 0 | 0 | 0 | 0 | 0 | 1 | 1
1976-01-03 | 1 | 3 | 5:00 | 1.1 | 5 | 1 | 34 |  | 21 | 15.9853 | 3.1501 | 19.1354 | 95% | 1 | 68.4 | 9.0117 | 4.9685 | 4.9685 | 0 | 0% | 9.2836 | 1 | 1 | 1 | 68.4 | 9.0117 | 4.9685 | 4.9685 | 0 | 0% | 640 | 68.4 | 0 | 571.6 | 640 | 68.4 | 0 | 571.6 | Winter | 0 | FALSE | 0 | 0 | 0 | 0 | 0 | 0 | 1 | 1
1976-01-03 | 1 | 3 | 6:00 | 1.1 | 6 | 1 | 34 |  | 21 | 15.9853 | 3.9376 | 19.9229 | 95% | 1 | 68.4 | 9.0117 | 4.9685 | 4.9685 | 0 | 0% | 10.3509 | 1 | 1 | 1 | 68.4 | 9.0117 | 4.9685 | 4.9685 | 0 | 0% | 713 | 68.4 | 0 | 644.6 | 713 | 68.4 | 0 | 644.6 | Winter | 0 | FALSE | 0 | 0 | 0 | 0 | 0 | 0 | 1 | 1
1976-01-03 | 1 | 3 | 7:00 | 1.1 | 7 | 1 | 34 |  | 21 | 15.9853 | 4.7252 | 20.7105 | 95% | 1 | 68.4 | 9.0117 | 4.9685 | 4.9685 | 0 | 0% | 10.2741 | 1 | 1 | 1 | 68.4 | 9.0117 | 4.9685 | 4.9685 | 0 | 0% | 707.75 | 68.4 | 0 | 639.35 | 707.75 | 68.4 | 0 | 639.35 | Winter | 0 | FALSE | 0 | 0 | 0 | 0 | 0 | 0 | 1 | 1
1976-01-03 | 1 | 3 | 8:00 | 1.1 | 8 | 1 | 34 |  | 21 | 15.9853 | 7.6128 | 23.5981 | 95% | 1 | 68.4 | 9.0117 | 4.9685 | 4.9685 | 0 | 0% | 9.8063 | 1 | 1 | 1 | 68.4 | 9.0117 | 4.9685 | 4.9685 | 0 | 0% | 675.75 | 68.4 | 0 | 607.35 | 675.75 | 68.4 | 0 | 607.35 | Winter | 0 | FALSE | 0 | 0 | 0 | 0 | 0 | 0 | 1 | 1
1976-01-03 | 1 | 3 | 9:00 | 1.7 | 9 | 1 | 35 |  | 20 | 15.2241 | 6.5627 | 21.7868 | 95% | 1 | 68.4 | 9.0117 | 4.9685 | 4.9685 | 0 | 0% | 10.4167 | 1 | 1 | 1 | 68.4 | 9.0117 | 4.9685 | 4.9685 | 0 | 0% | 717.5 | 68.4 | 0 | 649.1 | 717.5 | 68.4 | 0 | 649.1 | Winter | 0 | FALSE | 0 | 0 | 0 | 0 | 0 | 0 | 1 | 1
1976-01-03 | 1 | 3 | 10:00 | 1.7 | 10 | 1 | 35 |  | 20 | 15.2241 | 6.0377 | 21.2618 | 95% | 1 | 68.4 | 9.0117 | 4.9685 | 4.9685 | 0 | 0% | 9.7442 | 1 | 1 | 1 | 68.4 | 9.0117 | 4.9685 | 4.9685 | 0 | 0% | 671.5 | 68.4 | 0 | 603.1 | 671.5 | 68.4 | 0 | 603.1 | Winter | 0 | FALSE | 0 | 0 | 0 | 0 | 0 | 0 | 1 | 1
1976-01-03 | 1 | 3 | 11:00 | 2.2 | 11 | 1 | 36 |  | 19 | 14.4629 | 5.2502 | 19.7131 | 95% | 1 | 68.4 | 9.0117 | 4.9685 | 4.9685 | 0 | 0% | 9.3129 | 1 | 1 | 1 | 68.4 | 9.0117 | 4.9685 | 4.9685 | 0 | 0% | 642 | 68.4 | 0 | 573.6 | 642 | 68.4 | 0 | 573.6 | Winter | 0 | FALSE | 0 | 0 | 0 | 0 | 0 | 0 | 1 | 1
1976-01-03 | 1 | 3 | 12:00 | 2.2 | 12 | 1 | 36 |  | 19 | 14.4629 | 5.2502 | 19.7131 | 95% | 1 | 68.4 | 9.0117 | 4.9685 | 4.9685 | 0 | 0% | 9.3677 | 1 | 1 | 1 | 68.4 | 9.0117 | 4.9685 | 4.9685 | 0 | 0% | 645.75 | 68.4 | 0 | 577.35 | 645.75 | 68.4 | 0 | 577.35 | Winter | 0 | FALSE | 0 | 0 | 0 | 0 | 0 | 0 | 1 | 1
1976-01-03 | 1 | 3 | 13:00 | 2.8 | 13 | 1 | 37 |  | 18 | 13.7017 | 4.7252 | 18.4269 | 95% | 1 | 68.4 | 9.0117 | 4.9685 | 4.9685 | 0 | 0% | 9.3677 | 1 | 1 | 1 | 68.4 | 9.0117 | 4.9685 | 4.9685 | 0 | 0% | 645.75 | 68.4 | 0 | 577.35 | 645.75 | 68.4 | 0 | 577.35 | Winter | 0 | FALSE | 0 | 0 | 0 | 0 | 0 | 0 | 1 | 1
1976-01-03 | 1 | 3 | 14:00 | 3.3 | 14 | 1 | 38 |  | 17 | 12.9405 | 3.9376 | 16.8781 | 95% | 1 | 68.4 | 9.0117 | 4.9685 | 4.9685 | 0 | 0% | 9.3567 | 1 | 1 | 1 | 68.4 | 9.0117 | 4.9685 | 4.9685 | 0 | 0% | 645 | 68.4 | 0 | 576.6 | 645 | 68.4 | 0 | 576.6 | Winter | 0 | FALSE | 0 | 0 | 0 | 0 | 0 | 0 | 1 | 1
1976-01-03 | 1 | 3 | 15:00 | 3.3 | 15 | 1 | 38 |  | 17 | 12.9405 | 3.6751 | 16.6156 | 95% | 1 | 68.4 | 9.0117 | 4.9685 | 4.9685 | 0 | 0% | 9.1338 | 1 | 1 | 1 | 68.4 | 9.0117 | 4.9685 | 4.9685 | 0 | 0% | 629.75 | 68.4 | 0 | 561.35 | 629.75 | 68.4 | 0 | 561.35 | Winter | 0 | FALSE | 0 | 0 | 0 | 0 | 0 | 0 | 1 | 1
1976-01-03 | 1 | 3 | 16:00 | 3.3 | 16 | 1 | 38 |  | 17 | 12.9405 | 3.6751 | 16.6156 | 95% | 1 | 68.4 | 9.0117 | 4.9685 | 4.9685 | 0 | 0% | 9.1045 | 1 | 1 | 1 | 68.4 | 9.0117 | 4.9685 | 4.9685 | 0 | 0% | 627.75 | 68.4 | 0 | 559.35 | 627.75 | 68.4 | 0 | 559.35 | Winter | 0 | FALSE | 0 | 0 | 0 | 0 | 0 | 0 | 1 | 1
1976-01-03 | 1 | 3 | 17:00 | 3.9 | 17 | 1 | 39 |  | 16 | 12.1793 | 4.7252 | 16.9044 | 95% | 1 | 68.4 | 9.0117 | 4.9685 | 4.9685 | 0 | 0% | 9.8392 | 1 | 1 | 1 | 68.4 | 9.0117 | 4.9685 | 4.9685 | 0 | 0% | 678 | 68.4 | 0 | 609.6 | 678 | 68.4 | 0 | 609.6 | Winter | 1 | FALSE | 1 | 68.4 | 68.4 | 0 | 0 | 0 | 1 | 1
1976-01-03 | 1 | 3 | 18:00 | 5 | 18 | 1 | 41 |  | 14 | 10.6569 | 6.0377 | 16.6946 | 95% | 1 | 68.4 | 9.0117 | 4.9685 | 4.9685 | 0 | 0% | 10.5592 | 1 | 1 | 1 | 68.4 | 9.0117 | 4.9685 | 4.9685 | 0 | 0% | 727.25 | 68.4 | 0 | 658.85 | 727.25 | 68.4 | 0 | 658.85 | Winter | 1 | FALSE | 1 | 68.4 | 68.4 | 0 | 0 | 0 | 1 | 1
1976-01-03 | 1 | 3 | 19:00 | 5.6 | 19 | 1 | 42 |  | 13 | 9.8957 | 6.5627 | 16.4584 | 95% | 1 | 68.4 | 9.0117 | 4.9685 | 4.9685 | 0 | 0% | 9.9123 | 1 | 1 | 1 | 68.4 | 9.0117 | 4.9685 | 4.9685 | 0 | 0% | 683 | 68.4 | 0 | 614.6 | 683 | 68.4 | 0 | 614.6 | Winter | 0 | FALSE | 0 | 0 | 0 | 0 | 0 | 0 | 1 | 1
1976-01-03 | 1 | 3 | 20:00 | 5 | 20 | 1 | 41 |  | 14 | 10.6569 | 5.7752 | 16.4321 | 95% | 1 | 68.4 | 9.0117 | 4.9685 | 4.9685 | 0 | 0% | 10.0256 | 1 | 1 | 1 | 68.4 | 9.0117 | 4.9685 | 4.9685 | 0 | 0% | 690.75 | 68.4 | 0 | 622.35 | 690.75 | 68.4 | 0 | 622.35 | Winter | 0 | FALSE | 0 | 0 | 0 | 0 | 0 | 0 | 1 | 1
1976-01-03 | 1 | 3 | 21:00 | 4.4 | 21 | 1 | 40 |  | 15 | 11.4181 | 4.7252 | 16.1432 | 95% | 1 | 68.4 | 9.0117 | 4.9685 | 4.9685 | 0 | 0% | 10.3692 | 1 | 1 | 1 | 68.4 | 9.0117 | 4.9685 | 4.9685 | 0 | 0% | 714.25 | 68.4 | 0 | 645.85 | 714.25 | 68.4 | 0 | 645.85 | Winter | 0 | FALSE | 0 | 0 | 0 | 0 | 0 | 0 | 1 | 1
1976-01-03 | 1 | 3 | 22:00 | 4.4 | 22 | 1 | 40 |  | 15 | 11.4181 | 4.2002 | 15.6182 | 95% | 1 | 68.4 | 9.0117 | 4.9685 | 4.9685 | 0 | 0% | 9.2288 | 1 | 1 | 1 | 68.4 | 9.0117 | 4.9685 | 4.9685 | 0 | 0% | 636.25 | 68.4 | 0 | 567.85 | 636.25 | 68.4 | 0 | 567.85 | Winter | 0 | FALSE | 0 | 0 | 0 | 0 | 0 | 0 | 1 | 1
1976-01-03 | 1 | 3 | 23:00 | 3.9 | 23 | 1 | 39 |  | 16 | 12.1793 | 5.2502 | 17.4295 | 95% | 1 | 68.4 | 9.0117 | 4.9685 | 4.9685 | 0 | 0% | 9.3421 | 1 | 1 | 1 | 68.4 | 9.0117 | 4.9685 | 4.9685 | 0 | 0% | 644 | 68.4 | 0 | 575.6 | 644 | 68.4 | 0 | 575.6 | Winter | 0 | FALSE | 0 | 0 | 0 | 0 | 0 | 0 | 1 | 1
1976-01-03 | 1 | 3 | 24:00 | 3.3 | 0 | 1 | 38 |  | 17 | 12.9405 | 4.2002 | 17.1406 | 95% | 1 | 68.4 | 9.0117 | 4.9685 | 4.9685 | 0 | 0% | 9.4518 | 1 | 1 | 1 | 68.4 | 9.0117 | 4.9685 | 4.9685 | 0 | 0% | 651.5 | 68.4 | 0 | 583.1 | 651.5 | 68.4 | 0 | 583.1 | Winter | 0 | FALSE | 0 | 0 | 0 | 0 | 0 | 0 | 1 | 1
1976-01-04 | 1 | 4 | 1:00 | 2.8 | 1 | 2 | 37 |  | 18 | 13.7017 | 3.9376 | 17.6393 | 95% | 1 | 68.4 | 9.0117 | 4.9685 | 4.9685 | 0 | 0% | 9.4152 | 1 | 1 | 1 | 68.4 | 9.0117 | 4.9685 | 4.9685 | 0 | 0% | 649 | 68.4 | 0 | 580.6 | 649 | 68.4 | 0 | 580.6 | Winter | 0 | 0 | 0 | 0 | 0 | 0 | 0 | 0 | 1 | 1
1976-01-04 | 1 | 4 | 2:00 | 1.7 | 2 | 2 | 35 |  | 20 | 15.2241 | 3.1501 | 18.3742 | 95% | 1 | 68.4 | 9.0117 | 4.9685 | 4.9685 | 0 | 0% | 9.174 | 1 | 1 | 1 | 68.4 | 9.0117 | 4.9685 | 4.9685 | 0 | 0% | 632.5 | 68.4 | 0 | 564.1 | 632.5 | 68.4 | 0 | 564.1 | Winter | 0 | 0 | 0 | 0 | 0 | 0 | 0 | 0 | 1 | 1
1976-01-04 | 1 | 4 | 3:00 | 1.7 | 3 | 2 | 35 |  | 20 | 15.2241 | 3.4126 | 18.6367 | 95% | 1 | 68.4 | 9.0117 | 4.9685 | 4.9685 | 0 | 0% | 9.1009 | 1 | 1 | 1 | 68.4 | 9.0117 | 4.9685 | 4.9685 | 0 | 0% | 627.5 | 68.4 | 0 | 559.1 | 627.5 | 68.4 | 0 | 559.1 | Winter | 0 | 0 | 0 | 0 | 0 | 0 | 0 | 0 | 1 | 1
1976-01-04 | 1 | 4 | 4:00 | 1.1 | 4 | 2 | 34 |  | 21 | 15.9853 | 3.1501 | 19.1354 | 95% | 1 | 68.4 | 9.0117 | 4.9685 | 4.9685 | 0 | 0% | 9.2836 | 1 | 1 | 1 | 68.4 | 9.0117 | 4.9685 | 4.9685 | 0 | 0% | 640 | 68.4 | 0 | 571.6 | 640 | 68.4 | 0 | 571.6 | Winter | 0 | 0 | 0 | 0 | 0 | 0 | 0 | 0 | 1 | 1
1976-01-04 | 1 | 4 | 5:00 | 1.1 | 5 | 2 | 34 |  | 21 | 15.9853 | 3.1501 | 19.1354 | 95% | 1 | 68.4 | 9.0117 | 4.9685 | 4.9685 | 0 | 0% | 10.3509 | 1 | 1 | 1 | 68.4 | 9.0117 | 4.9685 | 4.9685 | 0 | 0% | 713 | 68.4 | 0 | 644.6 | 713 | 68.4 | 0 | 644.6 | Winter | 0 | 0 | 0 | 0 | 0 | 0 | 0 | 0 | 1 | 1
1976-01-04 | 1 | 4 | 6:00 | 0.6 | 6 | 2 | 33 |  | 22 | 16.7465 | 3.9376 | 20.6841 | 95% | 1 | 68.4 | 9.0117 | 4.9685 | 4.9685 | 0 | 0% | 10.2741 | 1 | 1 | 1 | 68.4 | 9.0117 | 4.9685 | 4.9685 | 0 | 0% | 707.75 | 68.4 | 0 | 639.35 | 707.75 | 68.4 | 0 | 639.35 | Winter | 0 | 0 | 0 | 0 | 0 | 0 | 0 | 0 | 1 | 1
1976-01-04 | 1 | 4 | 7:00 | 0.6 | 7 | 2 | 33 |  | 22 | 16.7465 | 4.7252 | 21.4717 | 95% | 1 | 68.4 | 9.0117 | 4.9685 | 4.9685 | 0 | 0% | 9.8063 | 1 | 1 | 1 | 68.4 | 9.0117 | 4.9685 | 4.9685 | 0 | 0% | 675.75 | 68.4 | 0 | 607.35 | 675.75 | 68.4 | 0 | 607.35 | Winter | 0 | 0 | 0 | 0 | 0 | 0 | 0 | 0 | 1 | 1
1976-01-04 | 1 | 4 | 8:00 | 3.3 | 8 | 2 | 38 |  | 17 | 12.9405 | 7.6128 | 20.5533 | 95% | 1 | 68.4 | 9.0117 | 4.9685 | 4.9685 | 0 | 0% | 10.4167 | 1 | 1 | 1 | 68.4 | 9.0117 | 4.9685 | 4.9685 | 0 | 0% | 717.5 | 68.4 | 0 | 649.1 | 717.5 | 68.4 | 0 | 649.1 | Winter | 0 | 0 | 0 | 0 | 0 | 0 | 0 | 0 | 1 | 1
1976-01-04 | 1 | 4 | 9:00 | 0.6 | 9 | 2 | 33 |  | 22 | 16.7465 | 6.5627 | 23.3092 | 95% | 1 | 68.4 | 9.0117 | 4.9685 | 4.9685 | 0 | 0% | 9.7442 | 1 | 1 | 1 | 68.4 | 9.0117 | 4.9685 | 4.9685 | 0 | 0% | 671.5 | 68.4 | 0 | 603.1 | 671.5 | 68.4 | 0 | 603.1 | Winter | 0 | 0 | 0 | 0 | 0 | 0 | 0 | 0 | 1 | 1
1976-01-04 | 1 | 4 | 10:00 | 0 | 10 | 2 | 32 |  | 23 | 17.5077 | 6.0377 | 23.5454 | 95% | 1 | 68.4 | 9.0117 | 4.9685 | 4.9685 | 0 | 0% | 9.3129 | 1 | 1 | 1 | 68.4 | 9.0117 | 4.9685 | 4.9685 | 0 | 0% | 642 | 68.4 | 0 | 573.6 | 642 | 68.4 | 0 | 573.6 | Winter | 0 | 0 | 0 | 0 | 0 | 0 | 0 | 0 | 1 | 1
1976-01-04 | 1 | 4 | 11:00 | 0 | 11 | 2 | 32 |  | 23 | 17.5077 | 5.2502 | 22.7579 | 95% | 1 | 68.4 | 9.0117 | 4.9685 | 4.9685 | 0 | 0% | 9.3677 | 1 | 1 | 1 | 68.4 | 9.0117 | 4.9685 | 4.9685 | 0 | 0% | 645.75 | 68.4 | 0 | 577.35 | 645.75 | 68.4 | 0 | 577.35 | Winter | 0 | 0 | 0 | 0 | 0 | 0 | 0 | 0 | 1 | 1
1976-01-04 | 1 | 4 | 12:00 | 0 | 12 | 2 | 32 |  | 23 | 17.5077 | 5.2502 | 22.7579 | 95% | 1 | 68.4 | 9.0117 | 4.9685 | 4.9685 | 0 | 0% | 9.3677 | 1 | 1 | 1 | 68.4 | 9.0117 | 4.9685 | 4.9685 | 0 | 0% | 645.75 | 68.4 | 0 | 577.35 | 645.75 | 68.4 | 0 | 577.35 | Winter | 0 | 0 | 0 | 0 | 0 | 0 | 0 | 0 | 1 | 1
1976-01-04 | 1 | 4 | 13:00 | 0.6 | 13 | 2 | 33 |  | 22 | 16.7465 | 4.7252 | 21.4717 | 95% | 1 | 68.4 | 9.0117 | 4.9685 | 4.9685 | 0 | 0% | 9.3567 | 1 | 1 | 1 | 68.4 | 9.0117 | 4.9685 | 4.9685 | 0 | 0% | 645 | 68.4 | 0 | 576.6 | 645 | 68.4 | 0 | 576.6 | Winter | 0 | 0 | 0 | 0 | 0 | 0 | 0 | 0 | 1 | 1
1976-01-04 | 1 | 4 | 14:00 | 0.6 | 14 | 2 | 33 |  | 22 | 16.7465 | 3.9376 | 20.6841 | 95% | 1 | 68.4 | 9.0117 | 4.9685 | 4.9685 | 0 | 0% | 9.1338 | 1 | 1 | 1 | 68.4 | 9.0117 | 4.9685 | 4.9685 | 0 | 0% | 629.75 | 68.4 | 0 | 561.35 | 629.75 | 68.4 | 0 | 561.35 | Winter | 0 | 0 | 0 | 0 | 0 | 0 | 0 | 0 | 1 | 1
1976-01-04 | 1 | 4 | 15:00 | 0.6 | 15 | 2 | 33 |  | 22 | 16.7465 | 3.6751 | 20.4216 | 95% | 1 | 68.4 | 9.0117 | 4.9685 | 4.9685 | 0 | 0% | 9.1045 | 1 | 1 | 1 | 68.4 | 9.0117 | 4.9685 | 4.9685 | 0 | 0% | 627.75 | 68.4 | 0 | 559.35 | 627.75 | 68.4 | 0 | 559.35 | Winter | 0 | 0 | 0 | 0 | 0 | 0 | 0 | 0 | 1 | 1
1976-01-04 | 1 | 4 | 16:00 | 0 | 16 | 2 | 32 |  | 23 | 17.5077 | 3.6751 | 21.1828 | 95% | 1 | 68.4 | 9.0117 | 4.9685 | 4.9685 | 0 | 0% | 9.8392 | 1 | 1 | 1 | 68.4 | 9.0117 | 4.9685 | 4.9685 | 0 | 0% | 678 | 68.4 | 0 | 609.6 | 678 | 68.4 | 0 | 609.6 | Winter | 0 | 0 | 0 | 0 | 0 | 0 | 0 | 0 | 1 | 1
1976-01-04 | 1 | 4 | 17:00 | -1.1 | 17 | 2 | 30 |  | 25 | 19.0301 | 4.7252 | 23.7553 | 95% | 1 | 68.4 | 9.0117 | 4.9685 | 4.9685 | 0 | 0% | 10.5592 | 1 | 1 | 1 | 68.4 | 9.0117 | 4.9685 | 4.9685 | 0 | 0% | 727.25 | 68.4 | 0 | 658.85 | 727.25 | 68.4 | 0 | 658.85 | Winter | 0 | 0 | 0 | 0 | 0 | 0 | 0 | 0 | 1 | 1
1976-01-04 | 1 | 4 | 18:00 | -2.2 | 18 | 2 | 28 |  | 27 | 20.5525 | 6.0377 | 26.5903 | 95% | 1 | 68.4 | 9.0117 | 4.9685 | 4.9685 | 0 | 0% | 9.9123 | 1 | 1 | 1 | 68.4 | 9.0117 | 4.9685 | 4.9685 | 0 | 0% | 683 | 68.4 | 0 | 614.6 | 683 | 68.4 | 0 | 614.6 | Winter | 0 | 0 | 0 | 0 | 0 | 0 | 0 | 0 | 1 | 1
1976-01-04 | 1 | 4 | 19:00 | -3.3 | 19 | 2 | 26 |  | 29 | 22.0749 | 6.5627 | 28.6377 | 95% | 1 | 68.4 | 9.0117 | 4.9685 | 4.9685 | 0 | 0% | 10.0256 | 1 | 1 | 1 | 68.4 | 9.0117 | 4.9685 | 4.9685 | 0 | 0% | 690.75 | 68.4 | 0 | 622.35 | 690.75 | 68.4 | 0 | 622.35 | Winter | 0 | 0 | 0 | 0 | 0 | 0 | 0 | 0 | 1 | 1
1976-01-04 | 1 | 4 | 20:00 | -3.9 | 20 | 2 | 25 |  | 30 | 22.8361 | 5.7752 | 28.6114 | 95% | 1 | 68.4 | 9.0117 | 4.9685 | 4.9685 | 0 | 0% | 10.3692 | 1 | 1 | 1 | 68.4 | 9.0117 | 4.9685 | 4.9685 | 0 | 0% | 714.25 | 68.4 | 0 | 645.85 | 714.25 | 68.4 | 0 | 645.85 | Winter | 0 | 0 | 0 | 0 | 0 | 0 | 0 | 0 | 1 | 1
1976-01-04 | 1 | 4 | 21:00 | -5 | 21 | 2 | 23 |  | 32 | 24.3586 | 4.7252 | 29.0837 | 95% | 1 | 68.4 | 9.0117 | 4.9685 | 4.9685 | 0 | 0% | 9.2288 | 1 | 1 | 1 | 68.4 | 9.0117 | 4.9685 | 4.9685 | 0 | 0% | 636.25 | 68.4 | 0 | 567.85 | 636.25 | 68.4 | 0 | 567.85 | Winter | 0 | 0 | 0 | 0 | 0 | 0 | 0 | 0 | 1 | 1
1976-01-04 | 1 | 4 | 22:00 | -5.6 | 22 | 2 | 22 |  | 33 | 25.1198 | 4.2002 | 29.3199 | 95% | 1 | 68.4 | 9.0117 | 4.9685 | 4.9685 | 0 | 0% | 9.3421 | 1 | 1 | 1 | 68.4 | 9.0117 | 4.9685 | 4.9685 | 0 | 0% | 644 | 68.4 | 0 | 575.6 | 644 | 68.4 | 0 | 575.6 | Winter | 0 | 0 | 0 | 0 | 0 | 0 | 0 | 0 | 1 | 1
1976-01-04 | 1 | 4 | 23:00 | -6.1 | 23 | 2 | 21 |  | 34 | 25.881 | 5.2502 | 31.1312 | 95% | 1 | 68.4 | 9.0117 | 4.9685 | 4.9685 | 0 | 0% | 9.4518 | 1 | 1 | 1 | 68.4 | 9.0117 | 4.9685 | 4.9685 | 0 | 0% | 651.5 | 68.4 | 0 | 583.1 | 651.5 | 68.4 | 0 | 583.1 | Winter | 0 | 0 | 0 | 0 | 0 | 0 | 0 | 0 | 1 | 1
1976-01-04 | 1 | 4 | 24:00 | -7.2 | 0 | 2 | 19 |  | 36 | 27.4034 | 4.2002 | 31.6035 | 95% | 1 | 68.4 | 9.0117 | 4.9685 | 4.9685 | 0 | 0% | 9.4152 | 1 | 1 | 1 | 68.4 | 9.0117 | 4.9685 | 4.9685 | 0 | 0% | 649 | 68.4 | 0 | 580.6 | 649 | 68.4 | 0 | 580.6 | Winter | 0 | 0 | 0 | 0 | 0 | 0 | 0 | 0 | 1 | 1
1976-01-05 | 1 | 5 | 1:00 | -7.8 | 1 | 2 | 18 |  | 37 | 28.1646 | 3.9376 | 32.1022 | 95% | 1 | 68.4 | 9.0117 | 4.9685 | 4.9685 | 0 | 0% | 9.174 | 1 | 1 | 1 | 68.4 | 9.0117 | 4.9685 | 4.9685 | 0 | 0% | 632.5 | 68.4 | 0 | 564.1 | 632.5 | 68.4 | 0 | 564.1 | Winter | 0 | 0 | 0 | 0 | 0 | 0 | 0 | 0 | 1 | 1
1976-01-05 | 1 | 5 | 2:00 | -8.3 | 2 | 2 | 17 |  | 38 | 28.9258 | 3.1501 | 32.0759 | 95% | 1 | 68.4 | 9.0117 | 4.9685 | 4.9685 | 0 | 0% | 9.1009 | 1 | 1 | 1 | 68.4 | 9.0117 | 4.9685 | 4.9685 | 0 | 0% | 627.5 | 68.4 | 0 | 559.1 | 627.5 | 68.4 | 0 | 559.1 | Winter | 0 | 0 | 0 | 0 | 0 | 0 | 0 | 0 | 1 | 1
1976-01-05 | 1 | 5 | 3:00 | -8.9 | 3 | 2 | 16 |  | 39 | 29.687 | 3.4126 | 33.0996 | 95% | 1 | 68.4 | 9.0117 | 4.9685 | 4.9685 | 0 | 0% | 9.2836 | 1 | 1 | 1 | 68.4 | 9.0117 | 4.9685 | 4.9685 | 0 | 0% | 640 | 68.4 | 0 | 571.6 | 640 | 68.4 | 0 | 571.6 | Winter | 0 | 0 | 0 | 0 | 0 | 0 | 0 | 0 | 1 | 1
1976-01-05 | 1 | 5 | 4:00 | -9.4 | 4 | 2 | 15 |  | 40 | 30.4482 | 3.1501 | 33.5983 | 95% | 1 | 68.4 | 9.0117 | 4.9685 | 4.9685 | 0 | 0% | 10.3509 | 1 | 1 | 1 | 68.4 | 9.0117 | 4.9685 | 4.9685 | 0 | 0% | 713 | 68.4 | 0 | 644.6 | 713 | 68.4 | 0 | 644.6 | Winter | 0 | 0 | 0 | 0 | 0 | 0 | 0 | 0 | 1 | 1
1976-01-05 | 1 | 5 | 5:00 | -9.4 | 5 | 2 | 15 |  | 40 | 30.4482 | 3.1501 | 33.5983 | 95% | 1 | 68.4 | 9.0117 | 4.9685 | 4.9685 | 0 | 0% | 10.2741 | 1 | 1 | 1 | 68.4 | 9.0117 | 4.9685 | 4.9685 | 0 | 0% | 707.75 | 68.4 | 0 | 639.35 | 707.75 | 68.4 | 0 | 639.35 | Winter | 0 | 0 | 0 | 0 | 0 | 0 | 0 | 0 | 1 | 1
1976-01-05 | 1 | 5 | 6:00 | -10 | 6 | 2 | 14 |  | 41 | 31.2094 | 3.9376 | 35.147 | 95% | 1 | 68.4 | 9.0117 | 4.9685 | 4.9685 | 0 | 0% | 9.8063 | 1 | 1 | 1 | 68.4 | 9.0117 | 4.9685 | 4.9685 | 0 | 0% | 675.75 | 68.4 | 0 | 607.35 | 675.75 | 68.4 | 0 | 607.35 | Winter | 0 | 0 | 0 | 0 | 0 | 0 | 0 | 0 | 1 | 1
1976-01-05 | 1 | 5 | 7:00 | -10 | 7 | 2 | 14 |  | 41 | 31.2094 | 4.7252 | 35.9346 | 95% | 1 | 68.4 | 9.0117 | 4.9685 | 4.9685 | 0 | 0% | 10.4167 | 1 | 1 | 1 | 68.4 | 9.0117 | 4.9685 | 4.9685 | 0 | 0% | 717.5 | 68.4 | 0 | 649.1 | 717.5 | 68.4 | 0 | 649.1 | Winter | 0 | 0 | 0 | 0 | 0 | 0 | 0 | 0 | 1 | 1
1976-01-05 | 1 | 5 | 8:00 | -10 | 8 | 2 | 14 |  | 41 | 31.2094 | 7.6128 | 38.8222 | 95% | 1 | 68.4 | 9.0117 | 4.9685 | 4.9685 | 0 | 0% | 9.7442 | 1 | 1 | 1 | 68.4 | 9.0117 | 4.9685 | 4.9685 | 0 | 0% | 671.5 | 68.4 | 0 | 603.1 | 671.5 | 68.4 | 0 | 603.1 | Winter | 0 | 0 | 0 | 0 | 0 | 0 | 0 | 0 | 1 | 1
1976-01-05 | 1 | 5 | 9:00 | -10 | 9 | 2 | 14 |  | 41 | 31.2094 | 6.5627 | 37.7721 | 95% | 1 | 68.4 | 9.0117 | 4.9685 | 4.9685 | 0 | 0% | 9.3129 | 1 | 1 | 1 | 68.4 | 9.0117 | 4.9685 | 4.9685 | 0 | 0% | 642 | 68.4 | 0 | 573.6 | 642 | 68.4 | 0 | 573.6 | Winter | 0 | 0 | 0 | 0 | 0 | 0 | 0 | 0 | 1 | 1
1976-01-05 | 1 | 5 | 10:00 | -9.4 | 10 | 2 | 15 |  | 40 | 30.4482 | 6.0377 | 36.4859 | 95% | 1 | 68.4 | 9.0117 | 4.9685 | 4.9685 | 0 | 0% | 9.3677 | 1 | 1 | 1 | 68.4 | 9.0117 | 4.9685 | 4.9685 | 0 | 0% | 645.75 | 68.4 | 0 | 577.35 | 645.75 | 68.4 | 0 | 577.35 | Winter | 0 | 0 | 0 | 0 | 0 | 0 | 0 | 0 | 1 | 1
1976-01-05 | 1 | 5 | 11:00 | -8.3 | 11 | 2 | 17 |  | 38 | 28.9258 | 5.2502 | 34.176 | 95% | 1 | 68.4 | 9.0117 | 4.9685 | 4.9685 | 0 | 0% | 9.3677 | 1 | 1 | 1 | 68.4 | 9.0117 | 4.9685 | 4.9685 | 0 | 0% | 645.75 | 68.4 | 0 | 577.35 | 645.75 | 68.4 | 0 | 577.35 | Winter | 0 | 0 | 0 | 0 | 0 | 0 | 0 | 0 | 1 | 1
1976-01-05 | 1 | 5 | 12:00 | -7.2 | 12 | 2 | 19 |  | 36 | 27.4034 | 5.2502 | 32.6536 | 95% | 1 | 68.4 | 9.0117 | 4.9685 | 4.9685 | 0 | 0% | 9.3567 | 1 | 1 | 1 | 68.4 | 9.0117 | 4.9685 | 4.9685 | 0 | 0% | 645 | 68.4 | 0 | 576.6 | 645 | 68.4 | 0 | 576.6 | Winter | 0 | 0 | 0 | 0 | 0 | 0 | 0 | 0 | 1 | 1
1976-01-05 | 1 | 5 | 13:00 | -6.7 | 13 | 2 | 20 |  | 35 | 26.6422 | 4.7252 | 31.3673 | 95% | 1 | 68.4 | 9.0117 | 4.9685 | 4.9685 | 0 | 0% | 9.1338 | 1 | 1 | 1 | 68.4 | 9.0117 | 4.9685 | 4.9685 | 0 | 0% | 629.75 | 68.4 | 0 | 561.35 | 629.75 | 68.4 | 0 | 561.35 | Winter | 0 | 0 | 0 | 0 | 0 | 0 | 0 | 0 | 1 | 1
1976-01-05 | 1 | 5 | 14:00 | -5.6 | 14 | 2 | 22 |  | 33 | 25.1198 | 3.9376 | 29.0574 | 95% | 1 | 68.4 | 9.0117 | 4.9685 | 4.9685 | 0 | 0% | 9.1045 | 1 | 1 | 1 | 68.4 | 9.0117 | 4.9685 | 4.9685 | 0 | 0% | 627.75 | 68.4 | 0 | 559.35 | 627.75 | 68.4 | 0 | 559.35 | Winter | 0 | 0 | 0 | 0 | 0 | 0 | 0 | 0 | 1 | 1
1976-01-05 | 1 | 5 | 15:00 | -5 | 15 | 2 | 23 |  | 32 | 24.3586 | 3.6751 | 28.0337 | 95% | 1 | 68.4 | 9.0117 | 4.9685 | 4.9685 | 0 | 0% | 9.8392 | 1 | 1 | 1 | 68.4 | 9.0117 | 4.9685 | 4.9685 | 0 | 0% | 678 | 68.4 | 0 | 609.6 | 678 | 68.4 | 0 | 609.6 | Winter | 0 | 0 | 0 | 0 | 0 | 0 | 0 | 0 | 1 | 1
1976-01-05 | 1 | 5 | 16:00 | -5.6 | 16 | 2 | 22 |  | 33 | 25.1198 | 3.6751 | 28.7949 | 95% | 1 | 68.4 | 9.0117 | 4.9685 | 4.9685 | 0 | 0% | 10.5592 | 1 | 1 | 1 | 68.4 | 9.0117 | 4.9685 | 4.9685 | 0 | 0% | 727.25 | 68.4 | 0 | 658.85 | 727.25 | 68.4 | 0 | 658.85 | Winter | 0 | 0 | 0 | 0 | 0 | 0 | 0 | 0 | 1 | 1
1976-01-05 | 1 | 5 | 17:00 | -6.7 | 17 | 2 | 20 |  | 35 | 26.6422 | 4.7252 | 31.3673 | 95% | 1 | 68.4 | 9.0117 | 4.9685 | 4.9685 | 0 | 0% | 9.9123 | 1 | 1 | 1 | 68.4 | 9.0117 | 4.9685 | 4.9685 | 0 | 0% | 683 | 68.4 | 0 | 614.6 | 683 | 68.4 | 0 | 614.6 | Winter | 0 | 0 | 0 | 0 | 0 | 0 | 0 | 0 | 1 | 1
1976-01-05 | 1 | 5 | 18:00 | -7.2 | 18 | 2 | 19 |  | 36 | 27.4034 | 6.0377 | 33.4411 | 95% | 1 | 68.4 | 9.0117 | 4.9685 | 4.9685 | 0 | 0% | 10.0256 | 1 | 1 | 1 | 68.4 | 9.0117 | 4.9685 | 4.9685 | 0 | 0% | 690.75 | 68.4 | 0 | 622.35 | 690.75 | 68.4 | 0 | 622.35 | Winter | 0 | 0 | 0 | 0 | 0 | 0 | 0 | 0 | 1 | 1
1976-01-05 | 1 | 5 | 19:00 | -7.8 | 19 | 2 | 18 |  | 37 | 28.1646 | 6.5627 | 34.7273 | 95% | 1 | 68.4 | 9.0117 | 4.9685 | 4.9685 | 0 | 0% | 10.3692 | 1 | 1 | 1 | 68.4 | 9.0117 | 4.9685 | 4.9685 | 0 | 0% | 714.25 | 68.4 | 0 | 645.85 | 714.25 | 68.4 | 0 | 645.85 | Winter | 0 | 0 | 0 | 0 | 0 | 0 | 0 | 0 | 1 | 1
1976-01-05 | 1 | 5 | 20:00 | -8.3 | 20 | 2 | 17 |  | 38 | 28.9258 | 5.7752 | 34.701 | 95% | 1 | 68.4 | 9.0117 | 4.9685 | 4.9685 | 0 | 0% | 9.2288 | 1 | 1 | 1 | 68.4 | 9.0117 | 4.9685 | 4.9685 | 0 | 0% | 636.25 | 68.4 | 0 | 567.85 | 636.25 | 68.4 | 0 | 567.85 | Winter | 0 | 0 | 0 | 0 | 0 | 0 | 0 | 0 | 1 | 1
1976-01-05 | 1 | 5 | 21:00 | -8.9 | 21 | 2 | 16 |  | 39 | 29.687 | 4.7252 | 34.4122 | 95% | 1 | 68.4 | 9.0117 | 4.9685 | 4.9685 | 0 | 0% | 9.3421 | 1 | 1 | 1 | 68.4 | 9.0117 | 4.9685 | 4.9685 | 0 | 0% | 644 | 68.4 | 0 | 575.6 | 644 | 68.4 | 0 | 575.6 | Winter | 0 | 0 | 0 | 0 | 0 | 0 | 0 | 0 | 1 | 1
1976-01-05 | 1 | 5 | 22:00 | -8.9 | 22 | 2 | 16 |  | 39 | 29.687 | 4.2002 | 33.8871 | 95% | 1 | 68.4 | 9.0117 | 4.9685 | 4.9685 | 0 | 0% | 9.4518 | 1 | 1 | 1 | 68.4 | 9.0117 | 4.9685 | 4.9685 | 0 | 0% | 651.5 | 68.4 | 0 | 583.1 | 651.5 | 68.4 | 0 | 583.1 | Winter | 0 | 0 | 0 | 0 | 0 | 0 | 0 | 0 | 1 | 1
1976-01-05 | 1 | 5 | 23:00 | -9.4 | 23 | 2 | 15 |  | 40 | 30.4482 | 5.2502 | 35.6984 | 95% | 1 | 68.4 | 9.0117 | 4.9685 | 4.9685 | 0 | 0% | 9.4152 | 1 | 1 | 1 | 68.4 | 9.0117 | 4.9685 | 4.9685 | 0 | 0% | 649 | 68.4 | 0 | 580.6 | 649 | 68.4 | 0 | 580.6 | Winter | 0 | 0 | 0 | 0 | 0 | 0 | 0 | 0 | 1 | 1
1976-01-05 | 1 | 5 | 24:00 | -10 | 0 | 2 | 14 |  | 41 | 31.2094 | 4.2002 | 35.4096 | 95% | 1 | 68.4 | 9.0117 | 4.9685 | 4.9685 | 0 | 0% | 9.174 | 1 | 1 | 1 | 68.4 | 9.0117 | 4.9685 | 4.9685 | 0 | 0% | 632.5 | 68.4 | 0 | 564.1 | 632.5 | 68.4 | 0 | 564.1 | Winter | 0 | 0 | 0 | 0 | 0 | 0 | 0 | 0 | 1 | 1
1976-01-06 | 1 | 6 | 1:00 | -10.6 | 1 | 1 | 13 |  | 42 | 31.9706 | 3.9376 | 35.9082 | 95% | 1 | 68.4 | 9.0117 | 4.9685 | 4.9685 | 0 | 0% | 9.1009 | 1 | 1 | 1 | 68.4 | 9.0117 | 4.9685 | 4.9685 | 0 | 0% | 627.5 | 68.4 | 0 | 559.1 | 627.5 | 68.4 | 0 | 559.1 | Winter | 0 | FALSE | 0 | 0 | 0 | 0 | 0 | 0 | 1 | 1
1976-01-06 | 1 | 6 | 2:00 | -10.6 | 2 | 1 | 13 |  | 42 | 31.9706 | 3.1501 | 35.1207 | 95% | 1 | 68.4 | 9.0117 | 4.9685 | 4.9685 | 0 | 0% | 9.2836 | 1 | 1 | 1 | 68.4 | 9.0117 | 4.9685 | 4.9685 | 0 | 0% | 640 | 68.4 | 0 | 571.6 | 640 | 68.4 | 0 | 571.6 | Winter | 0 | FALSE | 0 | 0 | 0 | 0 | 0 | 0 | 1 | 1
1976-01-06 | 1 | 6 | 3:00 | -10.6 | 3 | 1 | 13 |  | 42 | 31.9706 | 3.4126 | 35.3832 | 95% | 1 | 68.4 | 9.0117 | 4.9685 | 4.9685 | 0 | 0% | 10.3509 | 1 | 1 | 1 | 68.4 | 9.0117 | 4.9685 | 4.9685 | 0 | 0% | 713 | 68.4 | 0 | 644.6 | 713 | 68.4 | 0 | 644.6 | Winter | 0 | FALSE | 0 | 0 | 0 | 0 | 0 | 0 | 1 | 1
1976-01-06 | 1 | 6 | 4:00 | -11.1 | 4 | 1 | 12 |  | 43 | 32.7318 | 3.1501 | 35.8819 | 95% | 1 | 68.4 | 9.0117 | 4.9685 | 4.9685 | 0 | 0% | 10.2741 | 1 | 1 | 1 | 68.4 | 9.0117 | 4.9685 | 4.9685 | 0 | 0% | 707.75 | 68.4 | 0 | 639.35 | 707.75 | 68.4 | 0 | 639.35 | Winter | 0 | FALSE | 0 | 0 | 0 | 0 | 0 | 0 | 1 | 1
1976-01-06 | 1 | 6 | 5:00 | -10.6 | 5 | 1 | 13 |  | 42 | 31.9706 | 3.1501 | 35.1207 | 95% | 1 | 68.4 | 9.0117 | 4.9685 | 4.9685 | 0 | 0% | 9.8063 | 1 | 1 | 1 | 68.4 | 9.0117 | 4.9685 | 4.9685 | 0 | 0% | 675.75 | 68.4 | 0 | 607.35 | 675.75 | 68.4 | 0 | 607.35 | Winter | 0 | FALSE | 0 | 0 | 0 | 0 | 0 | 0 | 1 | 1
1976-01-06 | 1 | 6 | 6:00 | -11.1 | 6 | 1 | 12 |  | 43 | 32.7318 | 3.9376 | 36.6695 | 95% | 1 | 68.4 | 9.0117 | 4.9685 | 4.9685 | 0 | 0% | 10.4167 | 1 | 1 | 1 | 68.4 | 9.0117 | 4.9685 | 4.9685 | 0 | 0% | 717.5 | 68.4 | 0 | 649.1 | 717.5 | 68.4 | 0 | 649.1 | Winter | 0 | FALSE | 0 | 0 | 0 | 0 | 0 | 0 | 1 | 1
1976-01-06 | 1 | 6 | 7:00 | -11.1 | 7 | 1 | 12 |  | 43 | 32.7318 | 4.7252 | 37.457 | 95% | 1 | 68.4 | 9.0117 | 4.9685 | 4.9685 | 0 | 0% | 9.7442 | 1 | 1 | 1 | 68.4 | 9.0117 | 4.9685 | 4.9685 | 0 | 0% | 671.5 | 68.4 | 0 | 603.1 | 671.5 | 68.4 | 0 | 603.1 | Winter | 0 | FALSE | 0 | 0 | 0 | 0 | 0 | 0 | 1 | 1
1976-01-06 | 1 | 6 | 8:00 | -10.6 | 8 | 1 | 13 |  | 42 | 31.9706 | 7.6128 | 39.5834 | 95% | 1 | 68.4 | 9.0117 | 4.9685 | 4.9685 | 0 | 0% | 9.3129 | 1 | 1 | 1 | 68.4 | 9.0117 | 4.9685 | 4.9685 | 0 | 0% | 642 | 68.4 | 0 | 573.6 | 642 | 68.4 | 0 | 573.6 | Winter | 0 | FALSE | 0 | 0 | 0 | 0 | 0 | 0 | 1 | 1
1976-01-06 | 1 | 6 | 9:00 | -8.9 | 9 | 1 | 16 |  | 39 | 29.687 | 6.5627 | 36.2497 | 95% | 1 | 68.4 | 9.0117 | 4.9685 | 4.9685 | 0 | 0% | 9.3677 | 1 | 1 | 1 | 68.4 | 9.0117 | 4.9685 | 4.9685 | 0 | 0% | 645.75 | 68.4 | 0 | 577.35 | 645.75 | 68.4 | 0 | 577.35 | Winter | 0 | FALSE | 0 | 0 | 0 | 0 | 0 | 0 | 1 | 1
1976-01-06 | 1 | 6 | 10:00 | -6.7 | 10 | 1 | 20 |  | 35 | 26.6422 | 6.0377 | 32.6799 | 95% | 1 | 68.4 | 9.0117 | 4.9685 | 4.9685 | 0 | 0% | 9.3677 | 1 | 1 | 1 | 68.4 | 9.0117 | 4.9685 | 4.9685 | 0 | 0% | 645.75 | 68.4 | 0 | 577.35 | 645.75 | 68.4 | 0 | 577.35 | Winter | 0 | FALSE | 0 | 0 | 0 | 0 | 0 | 0 | 1 | 1
1976-01-06 | 1 | 6 | 11:00 | -5 | 11 | 1 | 23 |  | 32 | 24.3586 | 5.2502 | 29.6087 | 95% | 1 | 68.4 | 9.0117 | 4.9685 | 4.9685 | 0 | 0% | 9.3567 | 1 | 1 | 1 | 68.4 | 9.0117 | 4.9685 | 4.9685 | 0 | 0% | 645 | 68.4 | 0 | 576.6 | 645 | 68.4 | 0 | 576.6 | Winter | 0 | FALSE | 0 | 0 | 0 | 0 | 0 | 0 | 1 | 1
1976-01-06 | 1 | 6 | 12:00 | -3.9 | 12 | 1 | 25 |  | 30 | 22.8361 | 5.2502 | 28.0863 | 95% | 1 | 68.4 | 9.0117 | 4.9685 | 4.9685 | 0 | 0% | 9.1338 | 1 | 1 | 1 | 68.4 | 9.0117 | 4.9685 | 4.9685 | 0 | 0% | 629.75 | 68.4 | 0 | 561.35 | 629.75 | 68.4 | 0 | 561.35 | Winter | 0 | FALSE | 0 | 0 | 0 | 0 | 0 | 0 | 1 | 1
1976-01-06 | 1 | 6 | 13:00 | -2.8 | 13 | 1 | 27 |  | 28 | 21.3137 | 4.7252 | 26.0389 | 95% | 1 | 68.4 | 9.0117 | 4.9685 | 4.9685 | 0 | 0% | 9.1045 | 1 | 1 | 1 | 68.4 | 9.0117 | 4.9685 | 4.9685 | 0 | 0% | 627.75 | 68.4 | 0 | 559.35 | 627.75 | 68.4 | 0 | 559.35 | Winter | 0 | FALSE | 0 | 0 | 0 | 0 | 0 | 0 | 1 | 1
1976-01-06 | 1 | 6 | 14:00 | -1.7 | 14 | 1 | 29 |  | 26 | 19.7913 | 3.9376 | 23.729 | 95% | 1 | 68.4 | 9.0117 | 4.9685 | 4.9685 | 0 | 0% | 9.8392 | 1 | 1 | 1 | 68.4 | 9.0117 | 4.9685 | 4.9685 | 0 | 0% | 678 | 68.4 | 0 | 609.6 | 678 | 68.4 | 0 | 609.6 | Winter | 0 | FALSE | 0 | 0 | 0 | 0 | 0 | 0 | 1 | 1
1976-01-06 | 1 | 6 | 15:00 | -1.7 | 15 | 1 | 29 |  | 26 | 19.7913 | 3.6751 | 23.4665 | 95% | 1 | 68.4 | 9.0117 | 4.9685 | 4.9685 | 0 | 0% | 10.5592 | 1 | 1 | 1 | 68.4 | 9.0117 | 4.9685 | 4.9685 | 0 | 0% | 727.25 | 68.4 | 0 | 658.85 | 727.25 | 68.4 | 0 | 658.85 | Winter | 0 | FALSE | 0 | 0 | 0 | 0 | 0 | 0 | 1 | 1
1976-01-06 | 1 | 6 | 16:00 | -1.1 | 16 | 1 | 30 |  | 25 | 19.0301 | 3.6751 | 22.7053 | 95% | 1 | 68.4 | 9.0117 | 4.9685 | 4.9685 | 0 | 0% | 9.9123 | 1 | 1 | 1 | 68.4 | 9.0117 | 4.9685 | 4.9685 | 0 | 0% | 683 | 68.4 | 0 | 614.6 | 683 | 68.4 | 0 | 614.6 | Winter | 0 | FALSE | 0 | 0 | 0 | 0 | 0 | 0 | 1 | 1
1976-01-06 | 1 | 6 | 17:00 | -1.1 | 17 | 1 | 30 |  | 25 | 19.0301 | 4.7252 | 23.7553 | 95% | 1 | 68.4 | 9.0117 | 4.9685 | 4.9685 | 0 | 0% | 10.0256 | 1 | 1 | 1 | 68.4 | 9.0117 | 4.9685 | 4.9685 | 0 | 0% | 690.75 | 68.4 | 0 | 622.35 | 690.75 | 68.4 | 0 | 622.35 | Winter | 1 | FALSE | 1 | 68.4 | 68.4 | 0 | 0 | 0 | 1 | 1
1976-01-06 | 1 | 6 | 18:00 | -1.1 | 18 | 1 | 30 |  | 25 | 19.0301 | 6.0377 | 25.0678 | 95% | 1 | 68.4 | 9.0117 | 4.9685 | 4.9685 | 0 | 0% | 10.3692 | 1 | 1 | 1 | 68.4 | 9.0117 | 4.9685 | 4.9685 | 0 | 0% | 714.25 | 68.4 | 0 | 645.85 | 714.25 | 68.4 | 0 | 645.85 | Winter | 1 | FALSE | 1 | 68.4 | 68.4 | 0 | 0 | 0 | 1 | 1
1976-01-06 | 1 | 6 | 19:00 | -1.7 | 19 | 1 | 29 |  | 26 | 19.7913 | 6.5627 | 26.3541 | 95% | 1 | 68.4 | 9.0117 | 4.9685 | 4.9685 | 0 | 0% | 10.7493 | 1 | 1 | 1 | 68.4 | 9.0117 | 4.9685 | 4.9685 | 0 | 0% | 740.25 | 68.4 | 0 | 671.85 | 740.25 | 68.4 | 0 | 671.85 | Winter | 0 | FALSE | 0 | 0 | 0 | 0 | 0 | 0 | 1 | 1
1976-01-06 | 1 | 6 | 20:00 | -1.7 | 20 | 1 | 29 |  | 26 | 19.7913 | 5.7752 | 25.5665 | 95% | 1 | 68.4 | 9.0117 | 4.9685 | 4.9685 | 0 | 0% | 11.6703 | 1 | 1 | 1 | 68.4 | 9.0117 | 4.9685 | 4.9685 | 0 | 0% | 803.25 | 68.4 | 0 | 734.85 | 803.25 | 68.4 | 0 | 734.85 | Winter | 0 | FALSE | 0 | 0 | 0 | 0 | 0 | 0 | 1 | 1
1976-01-06 | 1 | 6 | 21:00 | -2.2 | 21 | 1 | 28 |  | 27 | 20.5525 | 4.7252 | 25.2777 | 95% | 1 | 68.4 | 9.0117 | 4.9685 | 4.9685 | 0 | 0% | 11.7727 | 1 | 1 | 1 | 68.4 | 9.0117 | 4.9685 | 4.9685 | 0 | 0% | 810.25 | 68.4 | 0 | 741.85 | 810.25 | 68.4 | 0 | 741.85 | Winter | 0 | FALSE | 0 | 0 | 0 | 0 | 0 | 0 | 1 | 1
1976-01-06 | 1 | 6 | 22:00 | -2.2 | 22 | 1 | 28 |  | 27 | 20.5525 | 4.2002 | 24.7527 | 95% | 1 | 68.4 | 9.0117 | 4.9685 | 4.9685 | 0 | 0% | 11.4035 | 1 | 1 | 1 | 68.4 | 9.0117 | 4.9685 | 4.9685 | 0 | 0% | 785 | 68.4 | 0 | 716.6 | 785 | 68.4 | 0 | 716.6 | Winter | 0 | FALSE | 0 | 0 | 0 | 0 | 0 | 0 | 1 | 1
1976-01-06 | 1 | 6 | 23:00 | -2.2 | 23 | 1 | 28 |  | 27 | 20.5525 | 5.2502 | 25.8027 | 95% | 1 | 68.4 | 9.0117 | 4.9685 | 4.9685 | 0 | 0% | 11.2025 | 1 | 1 | 1 | 68.4 | 9.0117 | 4.9685 | 4.9685 | 0 | 0% | 771.25 | 68.4 | 0 | 702.85 | 771.25 | 68.4 | 0 | 702.85 | Winter | 0 | FALSE | 0 | 0 | 0 | 0 | 0 | 0 | 1 | 1
1976-01-06 | 1 | 6 | 24:00 | -2.2 | 0 | 1 | 28 |  | 27 | 20.5525 | 4.2002 | 24.7527 | 95% | 1 | 68.4 | 9.0117 | 4.9685 | 4.9685 | 0 | 0% | 10.8772 | 1 | 1 | 1 | 68.4 | 9.0117 | 4.9685 | 4.9685 | 0 | 0% | 749 | 68.4 | 0 | 680.6 | 749 | 68.4 | 0 | 680.6 | Winter | 0 | FALSE | 0 | 0 | 0 | 0 | 0 | 0 | 1 | 1
1976-01-07 | 1 | 7 | 1:00 | -1.7 | 1 | 1 | 29 |  | 26 | 19.7913 | 3.9376 | 23.729 | 95% | 1 | 68.4 | 9.0117 | 4.9685 | 4.9685 | 0 | 0% | 10.9357 | 1 | 1 | 1 | 68.4 | 9.0117 | 4.9685 | 4.9685 | 0 | 0% | 753 | 68.4 | 0 | 684.6 | 753 | 68.4 | 0 | 684.6 | Winter | 0 | FALSE | 0 | 0 | 0 | 0 | 0 | 0 | 1 | 1
1976-01-07 | 1 | 7 | 2:00 | -1.7 | 2 | 1 | 29 |  | 26 | 19.7913 | 3.1501 | 22.9414 | 95% | 1 | 68.4 | 9.0117 | 4.9685 | 4.9685 | 0 | 0% | 10.7054 | 1 | 1 | 1 | 68.4 | 9.0117 | 4.9685 | 4.9685 | 0 | 0% | 737.25 | 68.4 | 0 | 668.85 | 737.25 | 68.4 | 0 | 668.85 | Winter | 0 | FALSE | 0 | 0 | 0 | 0 | 0 | 0 | 1 | 1
1976-01-07 | 1 | 7 | 3:00 | -1.7 | 3 | 1 | 29 |  | 26 | 19.7913 | 3.4126 | 23.2039 | 95% | 1 | 68.4 | 9.0117 | 4.9685 | 4.9685 | 0 | 0% | 10.6177 | 1 | 1 | 1 | 68.4 | 9.0117 | 4.9685 | 4.9685 | 0 | 0% | 731.25 | 68.4 | 0 | 662.85 | 731.25 | 68.4 | 0 | 662.85 | Winter | 0 | FALSE | 0 | 0 | 0 | 0 | 0 | 0 | 1 | 1
1976-01-07 | 1 | 7 | 4:00 | -1.1 | 4 | 1 | 30 |  | 25 | 19.0301 | 3.1501 | 22.1802 | 95% | 1 | 68.4 | 9.0117 | 4.9685 | 4.9685 | 0 | 0% | 10.6469 | 1 | 1 | 1 | 68.4 | 9.0117 | 4.9685 | 4.9685 | 0 | 0% | 733.25 | 68.4 | 0 | 664.85 | 733.25 | 68.4 | 0 | 664.85 | Winter | 0 | FALSE | 0 | 0 | 0 | 0 | 0 | 0 | 1 | 1
1976-01-07 | 1 | 7 | 5:00 | -0.6 | 5 | 1 | 31 |  | 24 | 18.2689 | 3.1501 | 21.419 | 95% | 1 | 68.4 | 9.0117 | 4.9685 | 4.9685 | 0 | 0% | 10.72 | 1 | 1 | 1 | 68.4 | 9.0117 | 4.9685 | 4.9685 | 0 | 0% | 738.25 | 68.4 | 0 | 669.85 | 738.25 | 68.4 | 0 | 669.85 | Winter | 0 | FALSE | 0 | 0 | 0 | 0 | 0 | 0 | 1 | 1
1976-01-07 | 1 | 7 | 6:00 | -0.6 | 6 | 1 | 31 |  | 24 | 18.2689 | 3.9376 | 22.2066 | 95% | 1 | 68.4 | 9.0117 | 4.9685 | 4.9685 | 0 | 0% | 10.8589 | 1 | 1 | 1 | 68.4 | 9.0117 | 4.9685 | 4.9685 | 0 | 0% | 747.75 | 68.4 | 0 | 679.35 | 747.75 | 68.4 | 0 | 679.35 | Winter | 0 | FALSE | 0 | 0 | 0 | 0 | 0 | 0 | 1 | 1
1976-01-07 | 1 | 7 | 7:00 | -0.6 | 7 | 1 | 31 |  | 24 | 18.2689 | 4.7252 | 22.9941 | 95% | 1 | 68.4 | 9.0117 | 4.9685 | 4.9685 | 0 | 0% | 10.6981 | 1 | 1 | 1 | 68.4 | 9.0117 | 4.9685 | 4.9685 | 0 | 0% | 736.75 | 68.4 | 0 | 668.35 | 736.75 | 68.4 | 0 | 668.35 | Winter | 0 | FALSE | 0 | 0 | 0 | 0 | 0 | 0 | 1 | 1
1976-01-07 | 1 | 7 | 8:00 | 0 | 8 | 1 | 32 |  | 23 | 17.5077 | 7.6128 | 25.1205 | 95% | 1 | 68.4 | 9.0117 | 4.9685 | 4.9685 | 0 | 0% | 10.4423 | 1 | 1 | 1 | 68.4 | 9.0117 | 4.9685 | 4.9685 | 0 | 0% | 719.25 | 68.4 | 0 | 650.85 | 719.25 | 68.4 | 0 | 650.85 | Winter | 0 | FALSE | 0 | 0 | 0 | 0 | 0 | 0 | 1 | 1
1976-01-07 | 1 | 7 | 9:00 | 0.6 | 9 | 1 | 33 |  | 22 | 16.7465 | 6.5627 | 23.3092 | 95% | 1 | 68.4 | 9.0117 | 4.9685 | 4.9685 | 0 | 0% | 10.3838 | 1 | 1 | 1 | 68.4 | 9.0117 | 4.9685 | 4.9685 | 0 | 0% | 715.25 | 68.4 | 0 | 646.85 | 715.25 | 68.4 | 0 | 646.85 | Winter | 0 | FALSE | 0 | 0 | 0 | 0 | 0 | 0 | 1 | 1
1976-01-07 | 1 | 7 | 10:00 | 1.7 | 10 | 1 | 35 |  | 20 | 15.2241 | 6.0377 | 21.2618 | 95% | 1 | 68.4 | 9.0117 | 4.9685 | 4.9685 | 0 | 0% | 10.3545 | 1 | 1 | 1 | 68.4 | 9.0117 | 4.9685 | 4.9685 | 0 | 0% | 713.25 | 68.4 | 0 | 644.85 | 713.25 | 68.4 | 0 | 644.85 | Winter | 0 | FALSE | 0 | 0 | 0 | 0 | 0 | 0 | 1 | 1
1976-01-07 | 1 | 7 | 11:00 | 3.3 | 11 | 1 | 38 |  | 17 | 12.9405 | 5.2502 | 18.1907 | 95% | 1 | 68.4 | 9.0117 | 4.9685 | 4.9685 | 0 | 0% | 10.3363 | 1 | 1 | 1 | 68.4 | 9.0117 | 4.9685 | 4.9685 | 0 | 0% | 712 | 68.4 | 0 | 643.6 | 712 | 68.4 | 0 | 643.6 | Winter | 0 | FALSE | 0 | 0 | 0 | 0 | 0 | 0 | 1 | 1
1976-01-07 | 1 | 7 | 12:00 | 4.4 | 12 | 1 | 40 |  | 15 | 11.4181 | 5.2502 | 16.6683 | 95% | 1 | 68.4 | 9.0117 | 4.9685 | 4.9685 | 0 | 0% | 10.4532 | 1 | 1 | 1 | 68.4 | 9.0117 | 4.9685 | 4.9685 | 0 | 0% | 720 | 68.4 | 0 | 651.6 | 720 | 68.4 | 0 | 651.6 | Winter | 0 | FALSE | 0 | 0 | 0 | 0 | 0 | 0 | 1 | 1
1976-01-07 | 1 | 7 | 13:00 | 5 | 13 | 1 | 41 |  | 14 | 10.6569 | 4.7252 | 15.382 | 95% | 1 | 68.4 | 9.0117 | 4.9685 | 4.9685 | 0 | 0% | 10.2814 | 1 | 1 | 1 | 68.4 | 9.0117 | 4.9685 | 4.9685 | 0 | 0% | 708.25 | 68.4 | 0 | 639.85 | 708.25 | 68.4 | 0 | 639.85 | Winter | 0 | FALSE | 0 | 0 | 0 | 0 | 0 | 0 | 1 | 1
1976-01-07 | 1 | 7 | 14:00 | 5.6 | 14 | 1 | 42 |  | 13 | 9.8957 | 3.9376 | 13.8333 | 95% | 1 | 68.4 | 9.0117 | 4.9685 | 4.9685 | 0 | 0% | 10.1901 | 1 | 1 | 1 | 68.4 | 9.0117 | 4.9685 | 4.9685 | 0 | 0% | 702 | 68.4 | 0 | 633.6 | 702 | 68.4 | 0 | 633.6 | Winter | 0 | FALSE | 0 | 0 | 0 | 0 | 0 | 0 | 1 | 1
1976-01-07 | 1 | 7 | 15:00 | 5.6 | 15 | 1 | 42 |  | 13 | 9.8957 | 3.6751 | 13.5708 | 95% | 1 | 68.4 | 9.0117 | 4.9685 | 4.9685 | 0 | 0% | 10.6725 | 1 | 1 | 1 | 68.4 | 9.0117 | 4.9685 | 4.9685 | 0 | 0% | 735 | 68.4 | 0 | 666.6 | 735 | 68.4 | 0 | 666.6 | Winter | 0 | FALSE | 0 | 0 | 0 | 0 | 0 | 0 | 1 | 1
1976-01-07 | 1 | 7 | 16:00 | 5.6 | 16 | 1 | 42 |  | 13 | 9.8957 | 3.6751 | 13.5708 | 95% | 1 | 68.4 | 9.0117 | 4.9685 | 4.9685 | 0 | 0% | 10.826 | 1 | 1 | 1 | 68.4 | 9.0117 | 4.9685 | 4.9685 | 0 | 0% | 745.5 | 68.4 | 0 | 677.1 | 745.5 | 68.4 | 0 | 677.1 | Winter | 0 | FALSE | 0 | 0 | 0 | 0 | 0 | 0 | 1 | 1
1976-01-07 | 1 | 7 | 17:00 | 5.6 | 17 | 1 | 42 |  | 13 | 9.8957 | 4.7252 | 14.6208 | 95% | 1 | 68.4 | 9.0117 | 4.9685 | 4.9685 | 0 | 0% | 10.8918 | 1 | 1 | 1 | 68.4 | 9.0117 | 4.9685 | 4.9685 | 0 | 0% | 750 | 68.4 | 0 | 681.6 | 750 | 68.4 | 0 | 681.6 | Winter | 1 | FALSE | 1 | 68.4 | 68.4 | 0 | 0 | 0 | 1 | 1
1976-01-07 | 1 | 7 | 18:00 | 5 | 18 | 1 | 41 |  | 14 | 10.6569 | 6.0377 | 16.6946 | 95% | 1 | 68.4 | 9.0117 | 4.9685 | 4.9685 | 0 | 0% | 10.9357 | 1 | 1 | 1 | 68.4 | 9.0117 | 4.9685 | 4.9685 | 0 | 0% | 753 | 68.4 | 0 | 684.6 | 753 | 68.4 | 0 | 684.6 | Winter | 1 | FALSE | 1 | 68.4 | 68.4 | 0 | 0 | 0 | 1 | 1
1976-01-07 | 1 | 7 | 19:00 | 5 | 19 | 1 | 41 |  | 14 | 10.6569 | 6.5627 | 17.2196 | 95% | 1 | 68.4 | 9.0117 | 4.9685 | 4.9685 | 0 | 0% | 10.9759 | 1 | 1 | 1 | 68.4 | 9.0117 | 4.9685 | 4.9685 | 0 | 0% | 755.75 | 68.4 | 0 | 687.35 | 755.75 | 68.4 | 0 | 687.35 | Winter | 0 | FALSE | 0 | 0 | 0 | 0 | 0 | 0 | 1 | 1
1976-01-07 | 1 | 7 | 20:00 | 5 | 20 | 1 | 41 |  | 14 | 10.6569 | 5.7752 | 16.4321 | 95% | 1 | 68.4 | 9.0117 | 4.9685 | 4.9685 | 0 | 0% | 11.2463 | 1 | 1 | 1 | 68.4 | 9.0117 | 4.9685 | 4.9685 | 0 | 0% | 774.25 | 68.4 | 0 | 705.85 | 774.25 | 68.4 | 0 | 705.85 | Winter | 0 | FALSE | 0 | 0 | 0 | 0 | 0 | 0 | 1 | 1
1976-01-07 | 1 | 7 | 21:00 | 5 | 21 | 1 | 41 |  | 14 | 10.6569 | 4.7252 | 15.382 | 95% | 1 | 68.4 | 9.0117 | 4.9685 | 4.9685 | 0 | 0% | 10.8041 | 1 | 1 | 1 | 68.4 | 9.0117 | 4.9685 | 4.9685 | 0 | 0% | 744 | 68.4 | 0 | 675.6 | 744 | 68.4 | 0 | 675.6 | Winter | 0 | FALSE | 0 | 0 | 0 | 0 | 0 | 0 | 1 | 1
1976-01-07 | 1 | 7 | 22:00 | 4.4 | 22 | 1 | 40 |  | 15 | 11.4181 | 4.2002 | 15.6182 | 95% | 1 | 68.4 | 9.0117 | 4.9685 | 4.9685 | 0 | 0% | 10.8735 | 1 | 1 | 1 | 68.4 | 9.0117 | 4.9685 | 4.9685 | 0 | 0% | 748.75 | 68.4 | 0 | 680.35 | 748.75 | 68.4 | 0 | 680.35 | Winter | 0 | FALSE | 0 | 0 | 0 | 0 | 0 | 0 | 1 | 1
1976-01-07 | 1 | 7 | 23:00 | 4.4 | 23 | 1 | 40 |  | 15 | 11.4181 | 5.2502 | 16.6683 | 95% | 1 | 68.4 | 9.0117 | 4.9685 | 4.9685 | 0 | 0% | 10.4898 | 1 | 1 | 1 | 68.4 | 9.0117 | 4.9685 | 4.9685 | 0 | 0% | 722.5 | 68.4 | 0 | 654.1 | 722.5 | 68.4 | 0 | 654.1 | Winter | 0 | FALSE | 0 | 0 | 0 | 0 | 0 | 0 | 1 | 1
1976-01-07 | 1 | 7 | 24:00 | 4.4 | 0 | 1 | 40 |  | 15 | 11.4181 | 4.2002 | 15.6182 | 95% | 1 | 68.4 | 9.0117 | 4.9685 | 4.9685 | 0 | 0% | 10.5921 | 1 | 1 | 1 | 68.4 | 9.0117 | 4.9685 | 4.9685 | 0 | 0% | 729.5 | 68.4 | 0 | 661.1 | 729.5 | 68.4 | 0 | 661.1 | Winter | 0 | FALSE | 0 | 0 | 0 | 0 | 0 | 0 | 1 | 1
1976-01-08 | 1 | 8 | 1:00 | 3.9 | 1 | 1 | 39 |  | 16 | 12.1793 | 3.9376 | 16.1169 | 95% | 1 | 68.4 | 9.0117 | 4.9685 | 4.9685 | 0 | 0% | 10.7602 | 1 | 1 | 1 | 68.4 | 9.0117 | 4.9685 | 4.9685 | 0 | 0% | 741 | 68.4 | 0 | 672.6 | 741 | 68.4 | 0 | 672.6 | Winter | 0 | FALSE | 0 | 0 | 0 | 0 | 0 | 0 | 1 | 1
1976-01-08 | 1 | 8 | 2:00 | 4.4 | 2 | 1 | 40 |  | 15 | 11.4181 | 3.1501 | 14.5682 | 95% | 1 | 68.4 | 9.0117 | 4.9685 | 4.9685 | 0 | 0% | 10.6725 | 1 | 1 | 1 | 68.4 | 9.0117 | 4.9685 | 4.9685 | 0 | 0% | 735 | 68.4 | 0 | 666.6 | 735 | 68.4 | 0 | 666.6 | Winter | 0 | FALSE | 0 | 0 | 0 | 0 | 0 | 0 | 1 | 1
1976-01-08 | 1 | 8 | 3:00 | 4.4 | 3 | 1 | 40 |  | 15 | 11.4181 | 3.4126 | 14.8307 | 95% | 1 | 68.4 | 9.0117 | 4.9685 | 4.9685 | 0 | 0% | 10.6944 | 1 | 1 | 1 | 68.4 | 9.0117 | 4.9685 | 4.9685 | 0 | 0% | 736.5 | 68.4 | 0 | 668.1 | 736.5 | 68.4 | 0 | 668.1 | Winter | 0 | FALSE | 0 | 0 | 0 | 0 | 0 | 0 | 1 | 1
1976-01-08 | 1 | 8 | 4:00 | 2.8 | 4 | 1 | 37 |  | 18 | 13.7017 | 3.1501 | 16.8518 | 95% | 1 | 68.4 | 9.0117 | 4.9685 | 4.9685 | 0 | 0% | 10.5409 | 1 | 1 | 1 | 68.4 | 9.0117 | 4.9685 | 4.9685 | 0 | 0% | 726 | 68.4 | 0 | 657.6 | 726 | 68.4 | 0 | 657.6 | Winter | 0 | FALSE | 0 | 0 | 0 | 0 | 0 | 0 | 1 | 1
1976-01-08 | 1 | 8 | 5:00 | 2.2 | 5 | 1 | 36 |  | 19 | 14.4629 | 3.1501 | 17.613 | 95% | 1 | 68.4 | 9.0117 | 4.9685 | 4.9685 | 0 | 0% | 10.1974 | 1 | 1 | 1 | 68.4 | 9.0117 | 4.9685 | 4.9685 | 0 | 0% | 702.5 | 68.4 | 0 | 634.1 | 702.5 | 68.4 | 0 | 634.1 | Winter | 0 | FALSE | 0 | 0 | 0 | 0 | 0 | 0 | 1 | 1
1976-01-08 | 1 | 8 | 6:00 | 2.2 | 6 | 1 | 36 |  | 19 | 14.4629 | 3.9376 | 18.4005 | 95% | 1 | 68.4 | 9.0117 | 4.9685 | 4.9685 | 0 | 0% | 10.1718 | 1 | 1 | 1 | 68.4 | 9.0117 | 4.9685 | 4.9685 | 0 | 0% | 700.75 | 68.4 | 0 | 632.35 | 700.75 | 68.4 | 0 | 632.35 | Winter | 0 | FALSE | 0 | 0 | 0 | 0 | 0 | 0 | 1 | 1
1976-01-08 | 1 | 8 | 7:00 | 2.2 | 7 | 1 | 36 |  | 19 | 14.4629 | 4.7252 | 19.1881 | 95% | 1 | 68.4 | 9.0117 | 4.9685 | 4.9685 | 0 | 0% | 10.3216 | 1 | 1 | 1 | 68.4 | 9.0117 | 4.9685 | 4.9685 | 0 | 0% | 711 | 68.4 | 0 | 642.6 | 711 | 68.4 | 0 | 642.6 | Winter | 0 | FALSE | 0 | 0 | 0 | 0 | 0 | 0 | 1 | 1
1976-01-08 | 1 | 8 | 8:00 | 2.2 | 8 | 1 | 36 |  | 19 | 14.4629 | 7.6128 | 22.0757 | 95% | 1 | 68.4 | 9.0117 | 4.9685 | 4.9685 | 0 | 0% | 10.1645 | 1 | 1 | 1 | 68.4 | 9.0117 | 4.9685 | 4.9685 | 0 | 0% | 700.25 | 68.4 | 0 | 631.85 | 700.25 | 68.4 | 0 | 631.85 | Winter | 0 | FALSE | 0 | 0 | 0 | 0 | 0 | 0 | 1 | 1
1976-01-08 | 1 | 8 | 9:00 | 2.2 | 9 | 1 | 36 |  | 19 | 14.4629 | 6.5627 | 21.0256 | 95% | 1 | 68.4 | 9.0117 | 4.9685 | 4.9685 | 0 | 0% | 10.307 | 1 | 1 | 1 | 68.4 | 9.0117 | 4.9685 | 4.9685 | 0 | 0% | 710 | 68.4 | 0 | 641.6 | 710 | 68.4 | 0 | 641.6 | Winter | 0 | FALSE | 0 | 0 | 0 | 0 | 0 | 0 | 1 | 1
1976-01-08 | 1 | 8 | 10:00 | 2.2 | 10 | 1 | 36 |  | 19 | 14.4629 | 6.0377 | 20.5006 | 95% | 1 | 68.4 | 9.0117 | 4.9685 | 4.9685 | 0 | 0% | 10.2668 | 1 | 1 | 1 | 68.4 | 9.0117 | 4.9685 | 4.9685 | 0 | 0% | 707.25 | 68.4 | 0 | 638.85 | 707.25 | 68.4 | 0 | 638.85 | Winter | 0 | FALSE | 0 | 0 | 0 | 0 | 0 | 0 | 1 | 1
1976-01-08 | 1 | 8 | 11:00 | 1.7 | 11 | 1 | 35 |  | 20 | 15.2241 | 5.2502 | 20.4743 | 95% | 1 | 68.4 | 9.0117 | 4.9685 | 4.9685 | 0 | 0% | 10.2961 | 1 | 1 | 1 | 68.4 | 9.0117 | 4.9685 | 4.9685 | 0 | 0% | 709.25 | 68.4 | 0 | 640.85 | 709.25 | 68.4 | 0 | 640.85 | Winter | 0 | FALSE | 0 | 0 | 0 | 0 | 0 | 0 | 1 | 1
1976-01-08 | 1 | 8 | 12:00 | 2.2 | 12 | 1 | 36 |  | 19 | 14.4629 | 5.2502 | 19.7131 | 95% | 1 | 68.4 | 9.0117 | 4.9685 | 4.9685 | 0 | 0% | 10.0475 | 1 | 1 | 1 | 68.4 | 9.0117 | 4.9685 | 4.9685 | 0 | 0% | 692.25 | 68.4 | 0 | 623.85 | 692.25 | 68.4 | 0 | 623.85 | Winter | 0 | FALSE | 0 | 0 | 0 | 0 | 0 | 0 | 1 | 1
1976-01-08 | 1 | 8 | 13:00 | 1.7 | 13 | 1 | 35 |  | 20 | 15.2241 | 4.7252 | 19.9493 | 95% | 1 | 68.4 | 9.0117 | 4.9685 | 4.9685 | 0 | 0% | 10.307 | 1 | 1 | 1 | 68.4 | 9.0117 | 4.9685 | 4.9685 | 0 | 0% | 710 | 68.4 | 0 | 641.6 | 710 | 68.4 | 0 | 641.6 | Winter | 0 | FALSE | 0 | 0 | 0 | 0 | 0 | 0 | 1 | 1
1976-01-08 | 1 | 8 | 14:00 | 1.1 | 14 | 1 | 34 |  | 21 | 15.9853 | 3.9376 | 19.9229 | 95% | 1 | 68.4 | 9.0117 | 4.9685 | 4.9685 | 0 | 0% | 10.3363 | 1 | 1 | 1 | 68.4 | 9.0117 | 4.9685 | 4.9685 | 0 | 0% | 712 | 68.4 | 0 | 643.6 | 712 | 68.4 | 0 | 643.6 | Winter | 0 | FALSE | 0 | 0 | 0 | 0 | 0 | 0 | 1 | 1
1976-01-08 | 1 | 8 | 15:00 | 0 | 15 | 1 | 32 |  | 23 | 17.5077 | 3.6751 | 21.1828 | 95% | 1 | 68.4 | 9.0117 | 4.9685 | 4.9685 | 0 | 0% | 10.9613 | 1 | 1 | 1 | 68.4 | 9.0117 | 4.9685 | 4.9685 | 0 | 0% | 754.75 | 68.4 | 0 | 686.35 | 754.75 | 68.4 | 0 | 686.35 | Winter | 0 | FALSE | 0 | 0 | 0 | 0 | 0 | 0 | 1 | 1
1976-01-08 | 1 | 8 | 16:00 | -1.1 | 16 | 1 | 30 |  | 25 | 19.0301 | 3.6751 | 22.7053 | 95% | 1 | 68.4 | 9.0117 | 4.9685 | 4.9685 | 0 | 0% | 10.9247 | 1 | 1 | 1 | 68.4 | 9.0117 | 4.9685 | 4.9685 | 0 | 0% | 752.25 | 68.4 | 0 | 683.85 | 752.25 | 68.4 | 0 | 683.85 | Winter | 0 | FALSE | 0 | 0 | 0 | 0 | 0 | 0 | 1 | 1
1976-01-08 | 1 | 8 | 17:00 | -1.7 | 17 | 1 | 29 |  | 26 | 19.7913 | 4.7252 | 24.5165 | 95% | 1 | 68.4 | 9.0117 | 4.9685 | 4.9685 | 0 | 0% | 11.0307 | 1 | 1 | 1 | 68.4 | 9.0117 | 4.9685 | 4.9685 | 0 | 0% | 759.5 | 68.4 | 0 | 691.1 | 759.5 | 68.4 | 0 | 691.1 | Winter | 1 | FALSE | 1 | 68.4 | 68.4 | 0 | 0 | 0 | 1 | 1
1976-01-08 | 1 | 8 | 18:00 | -2.8 | 18 | 1 | 27 |  | 28 | 21.3137 | 6.0377 | 27.3515 | 95% | 1 | 68.4 | 9.0117 | 4.9685 | 4.9685 | 0 | 0% | 11.2317 | 1 | 1 | 1 | 68.4 | 9.0117 | 4.9685 | 4.9685 | 0 | 0% | 773.25 | 68.4 | 0 | 704.85 | 773.25 | 68.4 | 0 | 704.85 | Winter | 1 | FALSE | 1 | 68.4 | 68.4 | 0 | 0 | 0 | 1 | 1
1976-01-08 | 1 | 8 | 19:00 | -4.4 | 19 | 1 | 24 |  | 31 | 23.5973 | 6.5627 | 30.1601 | 95% | 1 | 68.4 | 9.0117 | 4.9685 | 4.9685 | 0 | 0% | 11.4181 | 1 | 1 | 1 | 68.4 | 9.0117 | 4.9685 | 4.9685 | 0 | 0% | 786 | 68.4 | 0 | 717.6 | 786 | 68.4 | 0 | 717.6 | Winter | 0 | FALSE | 0 | 0 | 0 | 0 | 0 | 0 | 1 | 1
1976-01-08 | 1 | 8 | 20:00 | -5 | 20 | 1 | 23 |  | 32 | 24.3586 | 5.7752 | 30.1338 | 95% | 1 | 68.4 | 9.0117 | 4.9685 | 4.9685 | 0 | 0% | 11.7069 | 1 | 1 | 1 | 68.4 | 9.0117 | 4.9685 | 4.9685 | 0 | 0% | 805.75 | 68.4 | 0 | 737.35 | 805.75 | 68.4 | 0 | 737.35 | Winter | 0 | FALSE | 0 | 0 | 0 | 0 | 0 | 0 | 1 | 1
1976-01-08 | 1 | 8 | 21:00 | -6.1 | 21 | 1 | 21 |  | 34 | 25.881 | 4.7252 | 30.6061 | 95% | 1 | 68.4 | 9.0117 | 4.9685 | 4.9685 | 0 | 0% | 11.367 | 1 | 1 | 1 | 68.4 | 9.0117 | 4.9685 | 4.9685 | 0 | 0% | 782.5 | 68.4 | 0 | 714.1 | 782.5 | 68.4 | 0 | 714.1 | Winter | 0 | FALSE | 0 | 0 | 0 | 0 | 0 | 0 | 1 | 1
1976-01-08 | 1 | 8 | 22:00 | -6.7 | 22 | 1 | 20 |  | 35 | 26.6422 | 4.2002 | 30.8423 | 95% | 1 | 68.4 | 9.0117 | 4.9685 | 4.9685 | 0 | 0% | 12.0102 | 1 | 1 | 1 | 68.4 | 9.0117 | 4.9685 | 4.9685 | 0 | 0% | 826.5 | 68.4 | 0 | 758.1 | 826.5 | 68.4 | 0 | 758.1 | Winter | 0 | FALSE | 0 | 0 | 0 | 0 | 0 | 0 | 1 | 1
1976-01-08 | 1 | 8 | 23:00 | -7.2 | 23 | 1 | 19 |  | 36 | 27.4034 | 5.2502 | 32.6536 | 95% | 1 | 68.4 | 9.0117 | 4.9685 | 4.9685 | 0 | 0% | 11.4949 | 1 | 1 | 1 | 68.4 | 9.0117 | 4.9685 | 4.9685 | 0 | 0% | 791.25 | 68.4 | 0 | 722.85 | 791.25 | 68.4 | 0 | 722.85 | Winter | 0 | FALSE | 0 | 0 | 0 | 0 | 0 | 0 | 1 | 1
1976-01-08 | 1 | 8 | 24:00 | -7.8 | 0 | 1 | 18 |  | 37 | 28.1646 | 4.2002 | 32.3647 | 95% | 1 | 68.4 | 9.0117 | 4.9685 | 4.9685 | 0 | 0% | 11.4912 | 1 | 1 | 1 | 68.4 | 9.0117 | 4.9685 | 4.9685 | 0 | 0% | 791 | 68.4 | 0 | 722.6 | 791 | 68.4 | 0 | 722.6 | Winter | 0 | FALSE | 0 | 0 | 0 | 0 | 0 | 0 | 1 | 1
1976-01-09 | 1 | 9 | 1:00 | -8.3 | 1 | 1 | 17 |  | 38 | 28.9258 | 3.9376 | 32.8634 | 95% | 1 | 68.4 | 9.0117 | 4.9685 | 4.9685 | 0 | 0% | 11.4693 | 1 | 1 | 1 | 68.4 | 9.0117 | 4.9685 | 4.9685 | 0 | 0% | 789.5 | 68.4 | 0 | 721.1 | 789.5 | 68.4 | 0 | 721.1 | Winter | 0 | FALSE | 0 | 0 | 0 | 0 | 0 | 0 | 1 | 1
1976-01-09 | 1 | 9 | 2:00 | -8.9 | 2 | 1 | 16 |  | 39 | 29.687 | 3.1501 | 32.8371 | 95% | 1 | 68.4 | 9.0117 | 4.9685 | 4.9685 | 0 | 0% | 11.1879 | 1 | 1 | 1 | 68.4 | 9.0117 | 4.9685 | 4.9685 | 0 | 0% | 770.25 | 68.4 | 0 | 701.85 | 770.25 | 68.4 | 0 | 701.85 | Winter | 0 | FALSE | 0 | 0 | 0 | 0 | 0 | 0 | 1 | 1
1976-01-09 | 1 | 9 | 3:00 | -10 | 3 | 1 | 14 |  | 41 | 31.2094 | 3.4126 | 34.622 | 95% | 1 | 68.4 | 9.0117 | 4.9685 | 4.9685 | 0 | 0% | 10.6506 | 1 | 1 | 1 | 68.4 | 9.0117 | 4.9685 | 4.9685 | 0 | 0% | 733.5 | 68.4 | 0 | 665.1 | 733.5 | 68.4 | 0 | 665.1 | Winter | 0 | FALSE | 0 | 0 | 0 | 0 | 0 | 0 | 1 | 1
1976-01-09 | 1 | 9 | 4:00 | -11.1 | 4 | 1 | 12 |  | 43 | 32.7318 | 3.1501 | 35.8819 | 95% | 1 | 68.4 | 9.0117 | 4.9685 | 4.9685 | 0 | 0% | 10.6323 | 1 | 1 | 1 | 68.4 | 9.0117 | 4.9685 | 4.9685 | 0 | 0% | 732.25 | 68.4 | 0 | 663.85 | 732.25 | 68.4 | 0 | 663.85 | Winter | 0 | FALSE | 0 | 0 | 0 | 0 | 0 | 0 | 1 | 1
1976-01-09 | 1 | 9 | 5:00 | -11.1 | 5 | 1 | 12 |  | 43 | 32.7318 | 3.1501 | 35.8819 | 95% | 1 | 68.4 | 9.0117 | 4.9685 | 4.9685 | 0 | 0% | 10.0914 | 1 | 1 | 1 | 68.4 | 9.0117 | 4.9685 | 4.9685 | 0 | 0% | 695.25 | 68.4 | 0 | 626.85 | 695.25 | 68.4 | 0 | 626.85 | Winter | 0 | FALSE | 0 | 0 | 0 | 0 | 0 | 0 | 1 | 1
1976-01-09 | 1 | 9 | 6:00 | -11.7 | 6 | 1 | 11 |  | 44 | 33.493 | 3.9376 | 37.4307 | 95% | 1 | 68.4 | 9.0117 | 4.9685 | 4.9685 | 0 | 0% | 10.0841 | 1 | 1 | 1 | 68.4 | 9.0117 | 4.9685 | 4.9685 | 0 | 0% | 694.75 | 68.4 | 0 | 626.35 | 694.75 | 68.4 | 0 | 626.35 | Winter | 0 | FALSE | 0 | 0 | 0 | 0 | 0 | 0 | 1 | 1
1976-01-09 | 1 | 9 | 7:00 | -11.7 | 7 | 1 | 11 |  | 44 | 33.493 | 4.7252 | 38.2182 | 95% | 1 | 68.4 | 9.0117 | 4.9685 | 4.9685 | 0 | 0% | 10.2193 | 1 | 1 | 1 | 68.4 | 9.0117 | 4.9685 | 4.9685 | 0 | 0% | 704 | 68.4 | 0 | 635.6 | 704 | 68.4 | 0 | 635.6 | Winter | 0 | FALSE | 0 | 0 | 0 | 0 | 0 | 0 | 1 | 1
1976-01-09 | 1 | 9 | 8:00 | -11.7 | 8 | 1 | 11 |  | 44 | 33.493 | 7.6128 | 41.1058 | 95% | 1 | 68.4 | 9.0117 | 4.9685 | 4.9685 | 0 | 0% | 10.1608 | 1 | 1 | 1 | 68.4 | 9.0117 | 4.9685 | 4.9685 | 0 | 0% | 700 | 68.4 | 0 | 631.6 | 700 | 68.4 | 0 | 631.6 | Winter | 0 | FALSE | 0 | 0 | 0 | 0 | 0 | 0 | 1 | 1
1976-01-09 | 1 | 9 | 9:00 | -10 | 9 | 1 | 14 |  | 41 | 31.2094 | 6.5627 | 37.7721 | 95% | 1 | 68.4 | 9.0117 | 4.9685 | 4.9685 | 0 | 0% | 10.0073 | 1 | 1 | 1 | 68.4 | 9.0117 | 4.9685 | 4.9685 | 0 | 0% | 689.5 | 68.4 | 0 | 621.1 | 689.5 | 68.4 | 0 | 621.1 | Winter | 0 | FALSE | 0 | 0 | 0 | 0 | 0 | 0 | 1 | 1
1976-01-09 | 1 | 9 | 10:00 | -8.9 | 10 | 1 | 16 |  | 39 | 29.687 | 6.0377 | 35.7247 | 95% | 1 | 68.4 | 9.0117 | 4.9685 | 4.9685 | 0 | 0% | 9.8501 | 1 | 1 | 1 | 68.4 | 9.0117 | 4.9685 | 4.9685 | 0 | 0% | 678.75 | 68.4 | 0 | 610.35 | 678.75 | 68.4 | 0 | 610.35 | Winter | 0 | FALSE | 0 | 0 | 0 | 0 | 0 | 0 | 1 | 1
1976-01-09 | 1 | 9 | 11:00 | -7.2 | 11 | 1 | 19 |  | 36 | 27.4034 | 5.2502 | 32.6536 | 95% | 1 | 68.4 | 9.0117 | 4.9685 | 4.9685 | 0 | 0% | 9.9817 | 1 | 1 | 1 | 68.4 | 9.0117 | 4.9685 | 4.9685 | 0 | 0% | 687.75 | 68.4 | 0 | 619.35 | 687.75 | 68.4 | 0 | 619.35 | Winter | 0 | FALSE | 0 | 0 | 0 | 0 | 0 | 0 | 1 | 1
1976-01-09 | 1 | 9 | 12:00 | -5.6 | 12 | 1 | 22 |  | 33 | 25.1198 | 5.2502 | 30.37 | 95% | 1 | 68.4 | 9.0117 | 4.9685 | 4.9685 | 0 | 0% | 9.9488 | 1 | 1 | 1 | 68.4 | 9.0117 | 4.9685 | 4.9685 | 0 | 0% | 685.5 | 68.4 | 0 | 617.1 | 685.5 | 68.4 | 0 | 617.1 | Winter | 0 | FALSE | 0 | 0 | 0 | 0 | 0 | 0 | 1 | 1
1976-01-09 | 1 | 9 | 13:00 | -4.4 | 13 | 1 | 24 |  | 31 | 23.5973 | 4.7252 | 28.3225 | 95% | 1 | 68.4 | 9.0117 | 4.9685 | 4.9685 | 0 | 0% | 9.8428 | 1 | 1 | 1 | 68.4 | 9.0117 | 4.9685 | 4.9685 | 0 | 0% | 678.25 | 68.4 | 0 | 609.85 | 678.25 | 68.4 | 0 | 609.85 | Winter | 0 | FALSE | 0 | 0 | 0 | 0 | 0 | 0 | 1 | 1
1976-01-09 | 1 | 9 | 14:00 | -3.3 | 14 | 1 | 26 |  | 29 | 22.0749 | 3.9376 | 26.0126 | 95% | 1 | 68.4 | 9.0117 | 4.9685 | 4.9685 | 0 | 0% | 10.1096 | 1 | 1 | 1 | 68.4 | 9.0117 | 4.9685 | 4.9685 | 0 | 0% | 696.5 | 68.4 | 0 | 628.1 | 696.5 | 68.4 | 0 | 628.1 | Winter | 0 | FALSE | 0 | 0 | 0 | 0 | 0 | 0 | 1 | 1
1976-01-09 | 1 | 9 | 15:00 | -3.9 | 15 | 1 | 25 |  | 30 | 22.8361 | 3.6751 | 26.5113 | 95% | 1 | 68.4 | 9.0117 | 4.9685 | 4.9685 | 0 | 0% | 10.9539 | 1 | 1 | 1 | 68.4 | 9.0117 | 4.9685 | 4.9685 | 0 | 0% | 754.25 | 68.4 | 0 | 685.85 | 754.25 | 68.4 | 0 | 685.85 | Winter | 0 | FALSE | 0 | 0 | 0 | 0 | 0 | 0 | 1 | 1
1976-01-09 | 1 | 9 | 16:00 | -4.4 | 16 | 1 | 24 |  | 31 | 23.5973 | 3.6751 | 27.2725 | 95% | 1 | 68.4 | 9.0117 | 4.9685 | 4.9685 | 0 | 0% | 11.7471 | 1 | 1 | 1 | 68.4 | 9.0117 | 4.9685 | 4.9685 | 0 | 0% | 808.5 | 68.4 | 0 | 740.1 | 808.5 | 68.4 | 0 | 740.1 | Winter | 0 | FALSE | 0 | 0 | 0 | 0 | 0 | 0 | 1 | 1
1976-01-09 | 1 | 9 | 17:00 | -4.4 | 17 | 1 | 24 |  | 31 | 23.5973 | 4.7252 | 28.3225 | 95% | 1 | 68.4 | 9.0117 | 4.9685 | 4.9685 | 0 | 0% | 12.4452 | 1 | 1 | 1 | 68.4 | 9.0117 | 4.9685 | 4.9685 | 0 | 0% | 856.25 | 68.4 | 0 | 787.85 | 856.25 | 68.4 | 0 | 787.85 | Winter | 1 | FALSE | 1 | 68.4 | 68.4 | 0 | 0 | 0 | 1 | 1
1976-01-09 | 1 | 9 | 18:00 | -5 | 18 | 1 | 23 |  | 32 | 24.3586 | 6.0377 | 30.3963 | 95% | 1 | 68.4 | 9.0117 | 4.9685 | 4.9685 | 0 | 0% | 12.7595 | 1 | 1 | 1 | 68.4 | 9.0117 | 4.9685 | 4.9685 | 0 | 0% | 877.75 | 68.4 | 0 | 809.35 | 877.75 | 68.4 | 0 | 809.35 | Winter | 1 | FALSE | 1 | 68.4 | 68.4 | 0 | 0 | 0 | 1 | 1
1976-01-09 | 1 | 9 | 19:00 | -5 | 19 | 1 | 23 |  | 32 | 24.3586 | 6.5627 | 30.9213 | 95% | 1 | 68.4 | 9.0117 | 4.9685 | 4.9685 | 0 | 0% | 12.5146 | 1 | 1 | 1 | 68.4 | 9.0117 | 4.9685 | 4.9685 | 0 | 0% | 861 | 68.4 | 0 | 792.6 | 861 | 68.4 | 0 | 792.6 | Winter | 0 | FALSE | 0 | 0 | 0 | 0 | 0 | 0 | 1 | 1
1976-01-09 | 1 | 9 | 20:00 | -5.6 | 20 | 1 | 22 |  | 33 | 25.1198 | 5.7752 | 30.895 | 95% | 1 | 68.4 | 9.0117 | 4.9685 | 4.9685 | 0 | 0% | 12.8692 | 1 | 1 | 1 | 68.4 | 9.0117 | 4.9685 | 4.9685 | 0 | 0% | 885.25 | 68.4 | 0 | 816.85 | 885.25 | 68.4 | 0 | 816.85 | Winter | 0 | FALSE | 0 | 0 | 0 | 0 | 0 | 0 | 1 | 1
1976-01-09 | 1 | 9 | 21:00 | -6.1 | 21 | 1 | 21 |  | 34 | 25.881 | 4.7252 | 30.6061 | 95% | 1 | 68.4 | 9.0117 | 4.9685 | 4.9685 | 0 | 0% | 13.1067 | 1 | 1 | 1 | 68.4 | 9.0117 | 4.9685 | 4.9685 | 0 | 0% | 901.5 | 68.4 | 0 | 833.1 | 901.5 | 68.4 | 0 | 833.1 | Winter | 0 | FALSE | 0 | 0 | 0 | 0 | 0 | 0 | 1 | 1
1976-01-09 | 1 | 9 | 22:00 | -6.7 | 22 | 1 | 20 |  | 35 | 26.6422 | 4.2002 | 30.8423 | 95% | 1 | 68.4 | 9.0117 | 4.9685 | 4.9685 | 0 | 0% | 13.1213 | 1 | 1 | 1 | 68.4 | 9.0117 | 4.9685 | 4.9685 | 0 | 0% | 902.5 | 68.4 | 0 | 834.1 | 902.5 | 68.4 | 0 | 834.1 | Winter | 0 | FALSE | 0 | 0 | 0 | 0 | 0 | 0 | 1 | 1
1976-01-09 | 1 | 9 | 23:00 | -6.7 | 23 | 1 | 20 |  | 35 | 26.6422 | 5.2502 | 31.8924 | 95% | 1 | 68.4 | 9.0117 | 4.9685 | 4.9685 | 0 | 0% | 12.7741 | 1 | 1 | 1 | 68.4 | 9.0117 | 4.9685 | 4.9685 | 0 | 0% | 878.75 | 68.4 | 0 | 810.35 | 878.75 | 68.4 | 0 | 810.35 | Winter | 0 | FALSE | 0 | 0 | 0 | 0 | 0 | 0 | 1 | 1
1976-01-09 | 1 | 9 | 24:00 | -7.2 | 0 | 1 | 19 |  | 36 | 27.4034 | 4.2002 | 31.6035 | 95% | 1 | 68.4 | 9.0117 | 4.9685 | 4.9685 | 0 | 0% | 12.9386 | 1 | 1 | 1 | 68.4 | 9.0117 | 4.9685 | 4.9685 | 0 | 0% | 890 | 68.4 | 0 | 821.6 | 890 | 68.4 | 0 | 821.6 | Winter | 0 | FALSE | 0 | 0 | 0 | 0 | 0 | 0 | 1 | 1
1976-01-10 | 1 | 10 | 1:00 | -7.2 | 1 | 1 | 19 |  | 36 | 27.4034 | 3.9376 | 31.341 | 95% | 1 | 68.4 | 9.0117 | 4.9685 | 4.9685 | 0 | 0% | 12.6279 | 1 | 1 | 1 | 68.4 | 9.0117 | 4.9685 | 4.9685 | 0 | 0% | 868.75 | 68.4 | 0 | 800.35 | 868.75 | 68.4 | 0 | 800.35 | Winter | 0 | FALSE | 0 | 0 | 0 | 0 | 0 | 0 | 1 | 1
1976-01-10 | 1 | 10 | 2:00 | -7.8 | 2 | 1 | 18 |  | 37 | 28.1646 | 3.1501 | 31.3147 | 95% | 1 | 68.4 | 9.0117 | 4.9685 | 4.9685 | 0 | 0% | 12.4123 | 1 | 1 | 1 | 68.4 | 9.0117 | 4.9685 | 4.9685 | 0 | 0% | 854 | 68.4 | 0 | 785.6 | 854 | 68.4 | 0 | 785.6 | Winter | 0 | FALSE | 0 | 0 | 0 | 0 | 0 | 0 | 1 | 1
1976-01-10 | 1 | 10 | 3:00 | -7.8 | 3 | 1 | 18 |  | 37 | 28.1646 | 3.4126 | 31.5772 | 95% | 1 | 68.4 | 9.0117 | 4.9685 | 4.9685 | 0 | 0% | 11.5826 | 1 | 1 | 1 | 68.4 | 9.0117 | 4.9685 | 4.9685 | 0 | 0% | 797.25 | 68.4 | 0 | 728.85 | 797.25 | 68.4 | 0 | 728.85 | Winter | 0 | FALSE | 0 | 0 | 0 | 0 | 0 | 0 | 1 | 1
1976-01-10 | 1 | 10 | 4:00 | -7.8 | 4 | 1 | 18 |  | 37 | 28.1646 | 3.1501 | 31.3147 | 95% | 1 | 68.4 | 9.0117 | 4.9685 | 4.9685 | 0 | 0% | 11.4656 | 1 | 1 | 1 | 68.4 | 9.0117 | 4.9685 | 4.9685 | 0 | 0% | 789.25 | 68.4 | 0 | 720.85 | 789.25 | 68.4 | 0 | 720.85 | Winter | 0 | FALSE | 0 | 0 | 0 | 0 | 0 | 0 | 1 | 1
1976-01-10 | 1 | 10 | 5:00 | -7.8 | 5 | 1 | 18 |  | 37 | 28.1646 | 3.1501 | 31.3147 | 95% | 1 | 68.4 | 9.0117 | 4.9685 | 4.9685 | 0 | 0% | 11.1075 | 1 | 1 | 1 | 68.4 | 9.0117 | 4.9685 | 4.9685 | 0 | 0% | 764.75 | 68.4 | 0 | 696.35 | 764.75 | 68.4 | 0 | 696.35 | Winter | 0 | FALSE | 0 | 0 | 0 | 0 | 0 | 0 | 1 | 1
1976-01-10 | 1 | 10 | 6:00 | -8.3 | 6 | 1 | 17 |  | 38 | 28.9258 | 3.9376 | 32.8634 | 95% | 1 | 68.4 | 9.0117 | 4.9685 | 4.9685 | 0 | 0% | 10.7237 | 1 | 1 | 1 | 68.4 | 9.0117 | 4.9685 | 4.9685 | 0 | 0% | 738.5 | 68.4 | 0 | 670.1 | 738.5 | 68.4 | 0 | 670.1 | Winter | 0 | FALSE | 0 | 0 | 0 | 0 | 0 | 0 | 1 | 1
1976-01-10 | 1 | 10 | 7:00 | -8.9 | 7 | 1 | 16 |  | 39 | 29.687 | 4.7252 | 34.4122 | 95% | 1 | 68.4 | 9.0117 | 4.9685 | 4.9685 | 0 | 0% | 10.6944 | 1 | 1 | 1 | 68.4 | 9.0117 | 4.9685 | 4.9685 | 0 | 0% | 736.5 | 68.4 | 0 | 668.1 | 736.5 | 68.4 | 0 | 668.1 | Winter | 0 | FALSE | 0 | 0 | 0 | 0 | 0 | 0 | 1 | 1
1976-01-10 | 1 | 10 | 8:00 | -8.9 | 8 | 1 | 16 |  | 39 | 29.687 | 7.6128 | 37.2998 | 95% | 1 | 68.4 | 9.0117 | 4.9685 | 4.9685 | 0 | 0% | 10.8077 | 1 | 1 | 1 | 68.4 | 9.0117 | 4.9685 | 4.9685 | 0 | 0% | 744.25 | 68.4 | 0 | 675.85 | 744.25 | 68.4 | 0 | 675.85 | Winter | 0 | FALSE | 0 | 0 | 0 | 0 | 0 | 0 | 1 | 1
1976-01-10 | 1 | 10 | 9:00 | -8.3 | 9 | 1 | 17 |  | 38 | 28.9258 | 6.5627 | 35.4885 | 95% | 1 | 68.4 | 9.0117 | 4.9685 | 4.9685 | 0 | 0% | 10.2412 | 1 | 1 | 1 | 68.4 | 9.0117 | 4.9685 | 4.9685 | 0 | 0% | 705.5 | 68.4 | 0 | 637.1 | 705.5 | 68.4 | 0 | 637.1 | Winter | 0 | FALSE | 0 | 0 | 0 | 0 | 0 | 0 | 1 | 1
1976-01-10 | 1 | 10 | 10:00 | -7.2 | 10 | 1 | 19 |  | 36 | 27.4034 | 6.0377 | 33.4411 | 95% | 1 | 68.4 | 9.0117 | 4.9685 | 4.9685 | 0 | 0% | 10.3801 | 1 | 1 | 1 | 68.4 | 9.0117 | 4.9685 | 4.9685 | 0 | 0% | 715 | 68.4 | 0 | 646.6 | 715 | 68.4 | 0 | 646.6 | Winter | 0 | FALSE | 0 | 0 | 0 | 0 | 0 | 0 | 1 | 1
1976-01-10 | 1 | 10 | 11:00 | -5.6 | 11 | 1 | 22 |  | 33 | 25.1198 | 5.2502 | 30.37 | 95% | 1 | 68.4 | 9.0117 | 4.9685 | 4.9685 | 0 | 0% | 10.0329 | 1 | 1 | 1 | 68.4 | 9.0117 | 4.9685 | 4.9685 | 0 | 0% | 691.25 | 68.4 | 0 | 622.85 | 691.25 | 68.4 | 0 | 622.85 | Winter | 0 | FALSE | 0 | 0 | 0 | 0 | 0 | 0 | 1 | 1
1976-01-10 | 1 | 10 | 12:00 | -5 | 12 | 1 | 23 |  | 32 | 24.3586 | 5.2502 | 29.6087 | 95% | 1 | 68.4 | 9.0117 | 4.9685 | 4.9685 | 0 | 0% | 10.117 | 1 | 1 | 1 | 68.4 | 9.0117 | 4.9685 | 4.9685 | 0 | 0% | 697 | 68.4 | 0 | 628.6 | 697 | 68.4 | 0 | 628.6 | Winter | 0 | FALSE | 0 | 0 | 0 | 0 | 0 | 0 | 1 | 1
1976-01-10 | 1 | 10 | 13:00 | -4.4 | 13 | 1 | 24 |  | 31 | 23.5973 | 4.7252 | 28.3225 | 95% | 1 | 68.4 | 9.0117 | 4.9685 | 4.9685 | 0 | 0% | 10.4751 | 1 | 1 | 1 | 68.4 | 9.0117 | 4.9685 | 4.9685 | 0 | 0% | 721.5 | 68.4 | 0 | 653.1 | 721.5 | 68.4 | 0 | 653.1 | Winter | 0 | FALSE | 0 | 0 | 0 | 0 | 0 | 0 | 1 | 1
1976-01-10 | 1 | 10 | 14:00 | -4.4 | 14 | 1 | 24 |  | 31 | 23.5973 | 3.9376 | 27.535 | 95% | 1 | 68.4 | 9.0117 | 4.9685 | 4.9685 | 0 | 0% | 10.2083 | 1 | 1 | 1 | 68.4 | 9.0117 | 4.9685 | 4.9685 | 0 | 0% | 703.25 | 68.4 | 0 | 634.85 | 703.25 | 68.4 | 0 | 634.85 | Winter | 0 | FALSE | 0 | 0 | 0 | 0 | 0 | 0 | 1 | 1
1976-01-10 | 1 | 10 | 15:00 | -4.4 | 15 | 1 | 24 |  | 31 | 23.5973 | 3.6751 | 27.2725 | 95% | 1 | 68.4 | 9.0117 | 4.9685 | 4.9685 | 0 | 0% | 10.9686 | 1 | 1 | 1 | 68.4 | 9.0117 | 4.9685 | 4.9685 | 0 | 0% | 755.25 | 68.4 | 0 | 686.85 | 755.25 | 68.4 | 0 | 686.85 | Winter | 0 | FALSE | 0 | 0 | 0 | 0 | 0 | 0 | 1 | 1
1976-01-10 | 1 | 10 | 16:00 | -4.4 | 16 | 1 | 24 |  | 31 | 23.5973 | 3.6751 | 27.2725 | 95% | 1 | 68.4 | 9.0117 | 4.9685 | 4.9685 | 0 | 0% | 11.356 | 1 | 1 | 1 | 68.4 | 9.0117 | 4.9685 | 4.9685 | 0 | 0% | 781.75 | 68.4 | 0 | 713.35 | 781.75 | 68.4 | 0 | 713.35 | Winter | 0 | FALSE | 0 | 0 | 0 | 0 | 0 | 0 | 1 | 1
1976-01-10 | 1 | 10 | 17:00 | -5 | 17 | 1 | 23 |  | 32 | 24.3586 | 4.7252 | 29.0837 | 95% | 1 | 68.4 | 9.0117 | 4.9685 | 4.9685 | 0 | 0% | 12.2039 | 1 | 1 | 1 | 68.4 | 9.0117 | 4.9685 | 4.9685 | 0 | 0% | 839.75 | 68.4 | 0 | 771.35 | 839.75 | 68.4 | 0 | 771.35 | Winter | 1 | FALSE | 1 | 68.4 | 68.4 | 0 | 0 | 0 | 1 | 1
1976-01-10 | 1 | 10 | 18:00 | -5.6 | 18 | 1 | 22 |  | 33 | 25.1198 | 6.0377 | 31.1575 | 95% | 1 | 68.4 | 9.0117 | 4.9685 | 4.9685 | 0 | 0% | 12.4415 | 1 | 1 | 1 | 68.4 | 9.0117 | 4.9685 | 4.9685 | 0 | 0% | 856 | 68.4 | 0 | 787.6 | 856 | 68.4 | 0 | 787.6 | Winter | 1 | FALSE | 1 | 68.4 | 68.4 | 0 | 0 | 0 | 1 | 1
1976-01-10 | 1 | 10 | 19:00 | -5.6 | 19 | 1 | 22 |  | 33 | 25.1198 | 6.5627 | 31.6825 | 95% | 1 | 68.4 | 9.0117 | 4.9685 | 4.9685 | 0 | 0% | 13.2273 | 1 | 1 | 1 | 68.4 | 9.0117 | 4.9685 | 4.9685 | 0 | 0% | 909.75 | 68.4 | 0 | 841.35 | 909.75 | 68.4 | 0 | 841.35 | Winter | 0 | FALSE | 0 | 0 | 0 | 0 | 0 | 0 | 1 | 1
1976-01-10 | 1 | 10 | 20:00 | -7.2 | 20 | 1 | 19 |  | 36 | 27.4034 | 5.7752 | 33.1786 | 95% | 1 | 68.4 | 9.0117 | 4.9685 | 4.9685 | 0 | 0% | 12.8107 | 1 | 1 | 1 | 68.4 | 9.0117 | 4.9685 | 4.9685 | 0 | 0% | 881.25 | 68.4 | 0 | 812.85 | 881.25 | 68.4 | 0 | 812.85 | Winter | 0 | FALSE | 0 | 0 | 0 | 0 | 0 | 0 | 1 | 1
1976-01-10 | 1 | 10 | 21:00 | -8.9 | 21 | 1 | 16 |  | 39 | 29.687 | 4.7252 | 34.4122 | 95% | 1 | 68.4 | 9.0117 | 4.9685 | 4.9685 | 0 | 0% | 12.8838 | 1 | 1 | 1 | 68.4 | 9.0117 | 4.9685 | 4.9685 | 0 | 0% | 886.25 | 68.4 | 0 | 817.85 | 886.25 | 68.4 | 0 | 817.85 | Winter | 0 | FALSE | 0 | 0 | 0 | 0 | 0 | 0 | 1 | 1
1976-01-10 | 1 | 10 | 22:00 | -10 | 22 | 1 | 14 |  | 41 | 31.2094 | 4.2002 | 35.4096 | 95% | 1 | 68.4 | 9.0117 | 4.9685 | 4.9685 | 0 | 0% | 12.8216 | 1 | 1 | 1 | 68.4 | 9.0117 | 4.9685 | 4.9685 | 0 | 0% | 882 | 68.4 | 0 | 813.6 | 882 | 68.4 | 0 | 813.6 | Winter | 0 | FALSE | 0 | 0 | 0 | 0 | 0 | 0 | 1 | 1
1976-01-10 | 1 | 10 | 23:00 | -11.1 | 23 | 1 | 12 |  | 43 | 32.7318 | 5.2502 | 37.982 | 95% | 1 | 68.4 | 9.0117 | 4.9685 | 4.9685 | 0 | 0% | 12.8655 | 1 | 1 | 1 | 68.4 | 9.0117 | 4.9685 | 4.9685 | 0 | 0% | 885 | 68.4 | 0 | 816.6 | 885 | 68.4 | 0 | 816.6 | Winter | 0 | FALSE | 0 | 0 | 0 | 0 | 0 | 0 | 1 | 1
1976-01-10 | 1 | 10 | 24:00 | -11.1 | 0 | 1 | 12 |  | 43 | 32.7318 | 4.2002 | 36.932 | 95% | 1 | 68.4 | 9.0117 | 4.9685 | 4.9685 | 0 | 0% | 12.7412 | 1 | 1 | 1 | 68.4 | 9.0117 | 4.9685 | 4.9685 | 0 | 0% | 876.5 | 68.4 | 0 | 808.1 | 876.5 | 68.4 | 0 | 808.1 | Winter | 0 | FALSE | 0 | 0 | 0 | 0 | 0 | 0 | 1 | 1
1976-01-11 | 1 | 11 | 1:00 | -11.7 | 1 | 2 | 11 |  | 44 | 33.493 | 3.9376 | 37.4307 | 95% | 1 | 68.4 | 9.0117 | 4.9685 | 4.9685 | 0 | 0% | 12.3501 | 1 | 1 | 1 | 68.4 | 9.0117 | 4.9685 | 4.9685 | 0 | 0% | 849.75 | 68.4 | 0 | 781.35 | 849.75 | 68.4 | 0 | 781.35 | Winter | 0 | 0 | 0 | 0 | 0 | 0 | 0 | 0 | 1 | 1
1976-01-11 | 1 | 11 | 2:00 | -12.2 | 2 | 2 | 10 |  | 45 | 34.2542 | 3.1501 | 37.4043 | 95% | 1 | 68.4 | 9.0117 | 4.9685 | 4.9685 | 0 | 0% | 12.3867 | 1 | 1 | 1 | 68.4 | 9.0117 | 4.9685 | 4.9685 | 0 | 0% | 852.25 | 68.4 | 0 | 783.85 | 852.25 | 68.4 | 0 | 783.85 | Winter | 0 | 0 | 0 | 0 | 0 | 0 | 0 | 0 | 1 | 1
1976-01-11 | 1 | 11 | 3:00 | -12.2 | 3 | 2 | 10 |  | 45 | 34.2542 | 3.4126 | 37.6668 | 95% | 1 | 68.4 | 9.0117 | 4.9685 | 4.9685 | 0 | 0% | 11.7507 | 1 | 1 | 1 | 68.4 | 9.0117 | 4.9685 | 4.9685 | 0 | 0% | 808.75 | 68.4 | 0 | 740.35 | 808.75 | 68.4 | 0 | 740.35 | Winter | 0 | 0 | 0 | 0 | 0 | 0 | 0 | 0 | 1 | 1
1976-01-11 | 1 | 11 | 4:00 | -12.8 | 4 | 2 | 9 |  | 46 | 35.0154 | 3.1501 | 38.1655 | 95% | 1 | 68.4 | 9.0117 | 4.9685 | 4.9685 | 0 | 0% | 11.5497 | 1 | 1 | 1 | 68.4 | 9.0117 | 4.9685 | 4.9685 | 0 | 0% | 795 | 68.4 | 0 | 726.6 | 795 | 68.4 | 0 | 726.6 | Winter | 0 | 0 | 0 | 0 | 0 | 0 | 0 | 0 | 1 | 1
1976-01-11 | 1 | 11 | 5:00 | -12.8 | 5 | 2 | 9 |  | 46 | 35.0154 | 3.1501 | 38.1655 | 95% | 1 | 68.4 | 9.0117 | 4.9685 | 4.9685 | 0 | 0% | 11.0526 | 1 | 1 | 1 | 68.4 | 9.0117 | 4.9685 | 4.9685 | 0 | 0% | 761 | 68.4 | 0 | 692.6 | 761 | 68.4 | 0 | 692.6 | Winter | 0 | 0 | 0 | 0 | 0 | 0 | 0 | 0 | 1 | 1
1976-01-11 | 1 | 11 | 6:00 | -13.3 | 6 | 2 | 8 |  | 47 | 35.7766 | 3.9376 | 39.7143 | 95% | 1 | 68.4 | 9.0117 | 4.9685 | 4.9685 | 0 | 0% | 10.8516 | 1 | 1 | 1 | 68.4 | 9.0117 | 4.9685 | 4.9685 | 0 | 0% | 747.25 | 68.4 | 0 | 678.85 | 747.25 | 68.4 | 0 | 678.85 | Winter | 0 | 0 | 0 | 0 | 0 | 0 | 0 | 0 | 1 | 1
1976-01-11 | 1 | 11 | 7:00 | -13.3 | 7 | 2 | 8 |  | 47 | 35.7766 | 4.7252 | 40.5018 | 95% | 1 | 68.4 | 9.0117 | 4.9685 | 4.9685 | 0 | 0% | 10.6469 | 1 | 1 | 1 | 68.4 | 9.0117 | 4.9685 | 4.9685 | 0 | 0% | 733.25 | 68.4 | 0 | 664.85 | 733.25 | 68.4 | 0 | 664.85 | Winter | 0 | 0 | 0 | 0 | 0 | 0 | 0 | 0 | 1 | 1
1976-01-11 | 1 | 11 | 8:00 | -13.3 | 8 | 2 | 8 |  | 47 | 35.7766 | 7.6128 | 43.3894 | 95% | 1 | 68.4 | 9.0117 | 4.9685 | 4.9685 | 0 | 0% | 10.8004 | 1 | 1 | 1 | 68.4 | 9.0117 | 4.9685 | 4.9685 | 0 | 0% | 743.75 | 68.4 | 0 | 675.35 | 743.75 | 68.4 | 0 | 675.35 | Winter | 0 | 0 | 0 | 0 | 0 | 0 | 0 | 0 | 1 | 1
1976-01-11 | 1 | 11 | 9:00 | -12.2 | 9 | 2 | 10 |  | 45 | 34.2542 | 6.5627 | 40.817 | 95% | 1 | 68.4 | 9.0117 | 4.9685 | 4.9685 | 0 | 0% | 10.6469 | 1 | 1 | 1 | 68.4 | 9.0117 | 4.9685 | 4.9685 | 0 | 0% | 733.25 | 68.4 | 0 | 664.85 | 733.25 | 68.4 | 0 | 664.85 | Winter | 0 | 0 | 0 | 0 | 0 | 0 | 0 | 0 | 1 | 1
1976-01-11 | 1 | 11 | 10:00 | -10.6 | 10 | 2 | 13 |  | 42 | 31.9706 | 6.0377 | 38.0083 | 95% | 1 | 68.4 | 9.0117 | 4.9685 | 4.9685 | 0 | 0% | 10.0731 | 1 | 1 | 1 | 68.4 | 9.0117 | 4.9685 | 4.9685 | 0 | 0% | 694 | 68.4 | 0 | 625.6 | 694 | 68.4 | 0 | 625.6 | Winter | 0 | 0 | 0 | 0 | 0 | 0 | 0 | 0 | 1 | 1
1976-01-11 | 1 | 11 | 11:00 | -9.4 | 11 | 2 | 15 |  | 40 | 30.4482 | 5.2502 | 35.6984 | 95% | 1 | 68.4 | 9.0117 | 4.9685 | 4.9685 | 0 | 0% | 9.9415 | 1 | 1 | 1 | 68.4 | 9.0117 | 4.9685 | 4.9685 | 0 | 0% | 685 | 68.4 | 0 | 616.6 | 685 | 68.4 | 0 | 616.6 | Winter | 0 | 0 | 0 | 0 | 0 | 0 | 0 | 0 | 1 | 1
1976-01-11 | 1 | 11 | 12:00 | -8.9 | 12 | 2 | 16 |  | 39 | 29.687 | 5.2502 | 34.9372 | 95% | 1 | 68.4 | 9.0117 | 4.9685 | 4.9685 | 0 | 0% | 10.2961 | 1 | 1 | 1 | 68.4 | 9.0117 | 4.9685 | 4.9685 | 0 | 0% | 709.25 | 68.4 | 0 | 640.85 | 709.25 | 68.4 | 0 | 640.85 | Winter | 0 | 0 | 0 | 0 | 0 | 0 | 0 | 0 | 1 | 1
1976-01-11 | 1 | 11 | 13:00 | -7.8 | 13 | 2 | 18 |  | 37 | 28.1646 | 4.7252 | 32.8898 | 95% | 1 | 68.4 | 9.0117 | 4.9685 | 4.9685 | 0 | 0% | 10.3618 | 1 | 1 | 1 | 68.4 | 9.0117 | 4.9685 | 4.9685 | 0 | 0% | 713.75 | 68.4 | 0 | 645.35 | 713.75 | 68.4 | 0 | 645.35 | Winter | 0 | 0 | 0 | 0 | 0 | 0 | 0 | 0 | 1 | 1
1976-01-11 | 1 | 11 | 14:00 | -7.2 | 14 | 2 | 19 |  | 36 | 27.4034 | 3.9376 | 31.341 | 95% | 1 | 68.4 | 9.0117 | 4.9685 | 4.9685 | 0 | 0% | 10.0329 | 1 | 1 | 1 | 68.4 | 9.0117 | 4.9685 | 4.9685 | 0 | 0% | 691.25 | 68.4 | 0 | 622.85 | 691.25 | 68.4 | 0 | 622.85 | Winter | 0 | 0 | 0 | 0 | 0 | 0 | 0 | 0 | 1 | 1
1976-01-11 | 1 | 11 | 15:00 | -7.2 | 15 | 2 | 19 |  | 36 | 27.4034 | 3.6751 | 31.0785 | 95% | 1 | 68.4 | 9.0117 | 4.9685 | 4.9685 | 0 | 0% | 11.0197 | 1 | 1 | 1 | 68.4 | 9.0117 | 4.9685 | 4.9685 | 0 | 0% | 758.75 | 68.4 | 0 | 690.35 | 758.75 | 68.4 | 0 | 690.35 | Winter | 0 | 0 | 0 | 0 | 0 | 0 | 0 | 0 | 1 | 1
1976-01-11 | 1 | 11 | 16:00 | -6.7 | 16 | 2 | 20 |  | 35 | 26.6422 | 3.6751 | 30.3173 | 95% | 1 | 68.4 | 9.0117 | 4.9685 | 4.9685 | 0 | 0% | 11.8713 | 1 | 1 | 1 | 68.4 | 9.0117 | 4.9685 | 4.9685 | 0 | 0% | 817 | 68.4 | 0 | 748.6 | 817 | 68.4 | 0 | 748.6 | Winter | 0 | 0 | 0 | 0 | 0 | 0 | 0 | 0 | 1 | 1
1976-01-11 | 1 | 11 | 17:00 | -5.6 | 17 | 2 | 22 |  | 33 | 25.1198 | 4.7252 | 29.8449 | 95% | 1 | 68.4 | 9.0117 | 4.9685 | 4.9685 | 0 | 0% | 11.8129 | 1 | 1 | 1 | 68.4 | 9.0117 | 4.9685 | 4.9685 | 0 | 0% | 813 | 68.4 | 0 | 744.6 | 813 | 68.4 | 0 | 744.6 | Winter | 0 | 0 | 0 | 0 | 0 | 0 | 0 | 0 | 1 | 1
1976-01-11 | 1 | 11 | 18:00 | -5 | 18 | 2 | 23 |  | 32 | 24.3586 | 6.0377 | 30.3963 | 95% | 1 | 68.4 | 9.0117 | 4.9685 | 4.9685 | 0 | 0% | 12.3757 | 1 | 1 | 1 | 68.4 | 9.0117 | 4.9685 | 4.9685 | 0 | 0% | 851.5 | 68.4 | 0 | 783.1 | 851.5 | 68.4 | 0 | 783.1 | Winter | 0 | 0 | 0 | 0 | 0 | 0 | 0 | 0 | 1 | 1
1976-01-11 | 1 | 11 | 19:00 | -4.4 | 19 | 2 | 24 |  | 31 | 23.5973 | 6.5627 | 30.1601 | 95% | 1 | 68.4 | 9.0117 | 4.9685 | 4.9685 | 0 | 0% | 12.3136 | 1 | 1 | 1 | 68.4 | 9.0117 | 4.9685 | 4.9685 | 0 | 0% | 847.25 | 68.4 | 0 | 778.85 | 847.25 | 68.4 | 0 | 778.85 | Winter | 0 | 0 | 0 | 0 | 0 | 0 | 0 | 0 | 1 | 1
1976-01-11 | 1 | 11 | 20:00 | -3.9 | 20 | 2 | 25 |  | 30 | 22.8361 | 5.7752 | 28.6114 | 95% | 1 | 68.4 | 9.0117 | 4.9685 | 4.9685 | 0 | 0% | 12.6389 | 1 | 1 | 1 | 68.4 | 9.0117 | 4.9685 | 4.9685 | 0 | 0% | 869.5 | 68.4 | 0 | 801.1 | 869.5 | 68.4 | 0 | 801.1 | Winter | 0 | 0 | 0 | 0 | 0 | 0 | 0 | 0 | 1 | 1
1976-01-11 | 1 | 11 | 21:00 | -5 | 21 | 2 | 23 |  | 32 | 24.3586 | 4.7252 | 29.0837 | 95% | 1 | 68.4 | 9.0117 | 4.9685 | 4.9685 | 0 | 0% | 12.4086 | 1 | 1 | 1 | 68.4 | 9.0117 | 4.9685 | 4.9685 | 0 | 0% | 853.75 | 68.4 | 0 | 785.35 | 853.75 | 68.4 | 0 | 785.35 | Winter | 0 | 0 | 0 | 0 | 0 | 0 | 0 | 0 | 1 | 1
1976-01-11 | 1 | 11 | 22:00 | -6.7 | 22 | 2 | 20 |  | 35 | 26.6422 | 4.2002 | 30.8423 | 95% | 1 | 68.4 | 9.0117 | 4.9685 | 4.9685 | 0 | 0% | 12.405 | 1 | 1 | 1 | 68.4 | 9.0117 | 4.9685 | 4.9685 | 0 | 0% | 853.5 | 68.4 | 0 | 785.1 | 853.5 | 68.4 | 0 | 785.1 | Winter | 0 | 0 | 0 | 0 | 0 | 0 | 0 | 0 | 1 | 1
1976-01-11 | 1 | 11 | 23:00 | -6.7 | 23 | 2 | 20 |  | 35 | 26.6422 | 5.2502 | 31.8924 | 95% | 1 | 68.4 | 9.0117 | 4.9685 | 4.9685 | 0 | 0% | 12.5219 | 1 | 1 | 1 | 68.4 | 9.0117 | 4.9685 | 4.9685 | 0 | 0% | 861.5 | 68.4 | 0 | 793.1 | 861.5 | 68.4 | 0 | 793.1 | Winter | 0 | 0 | 0 | 0 | 0 | 0 | 0 | 0 | 1 | 1
1976-01-11 | 1 | 11 | 24:00 | -6.7 | 0 | 2 | 20 |  | 35 | 26.6422 | 4.2002 | 30.8423 | 95% | 1 | 68.4 | 9.0117 | 4.9685 | 4.9685 | 0 | 0% | 12.277 | 1 | 1 | 1 | 68.4 | 9.0117 | 4.9685 | 4.9685 | 0 | 0% | 844.75 | 68.4 | 0 | 776.35 | 844.75 | 68.4 | 0 | 776.35 | Winter | 0 | 0 | 0 | 0 | 0 | 0 | 0 | 0 | 1 | 1
1976-01-12 | 1 | 12 | 1:00 | -7.2 | 1 | 2 | 19 |  | 36 | 27.4034 | 3.9376 | 31.341 | 95% | 1 | 68.4 | 9.0117 | 4.9685 | 4.9685 | 0 | 0% | 12.2917 | 1 | 1 | 1 | 68.4 | 9.0117 | 4.9685 | 4.9685 | 0 | 0% | 845.75 | 68.4 | 0 | 777.35 | 845.75 | 68.4 | 0 | 777.35 | Winter | 0 | 0 | 0 | 0 | 0 | 0 | 0 | 0 | 1 | 1
1976-01-12 | 1 | 12 | 2:00 | -8.9 | 2 | 2 | 16 |  | 39 | 29.687 | 3.1501 | 32.8371 | 95% | 1 | 68.4 | 9.0117 | 4.9685 | 4.9685 | 0 | 0% | 11.8787 | 1 | 1 | 1 | 68.4 | 9.0117 | 4.9685 | 4.9685 | 0 | 0% | 817.5 | 68.4 | 0 | 749.1 | 817.5 | 68.4 | 0 | 749.1 | Winter | 0 | 0 | 0 | 0 | 0 | 0 | 0 | 0 | 1 | 1
1976-01-12 | 1 | 12 | 3:00 | -8.9 | 3 | 2 | 16 |  | 39 | 29.687 | 3.4126 | 33.0996 | 95% | 1 | 68.4 | 9.0117 | 4.9685 | 4.9685 | 0 | 0% | 11.1367 | 1 | 1 | 1 | 68.4 | 9.0117 | 4.9685 | 4.9685 | 0 | 0% | 766.75 | 68.4 | 0 | 698.35 | 766.75 | 68.4 | 0 | 698.35 | Winter | 0 | 0 | 0 | 0 | 0 | 0 | 0 | 0 | 1 | 1
1976-01-12 | 1 | 12 | 4:00 | -8.9 | 4 | 2 | 16 |  | 39 | 29.687 | 3.1501 | 32.8371 | 95% | 1 | 68.4 | 9.0117 | 4.9685 | 4.9685 | 0 | 0% | 10.9174 | 1 | 1 | 1 | 68.4 | 9.0117 | 4.9685 | 4.9685 | 0 | 0% | 751.75 | 68.4 | 0 | 683.35 | 751.75 | 68.4 | 0 | 683.35 | Winter | 0 | 0 | 0 | 0 | 0 | 0 | 0 | 0 | 1 | 1
1976-01-12 | 1 | 12 | 5:00 | -8.9 | 5 | 2 | 16 |  | 39 | 29.687 | 3.1501 | 32.8371 | 95% | 1 | 68.4 | 9.0117 | 4.9685 | 4.9685 | 0 | 0% | 10.4313 | 1 | 1 | 1 | 68.4 | 9.0117 | 4.9685 | 4.9685 | 0 | 0% | 718.5 | 68.4 | 0 | 650.1 | 718.5 | 68.4 | 0 | 650.1 | Winter | 0 | 0 | 0 | 0 | 0 | 0 | 0 | 0 | 1 | 1
1976-01-12 | 1 | 12 | 6:00 | -9.4 | 6 | 2 | 15 |  | 40 | 30.4482 | 3.9376 | 34.3858 | 95% | 1 | 68.4 | 9.0117 | 4.9685 | 4.9685 | 0 | 0% | 10.1645 | 1 | 1 | 1 | 68.4 | 9.0117 | 4.9685 | 4.9685 | 0 | 0% | 700.25 | 68.4 | 0 | 631.85 | 700.25 | 68.4 | 0 | 631.85 | Winter | 0 | 0 | 0 | 0 | 0 | 0 | 0 | 0 | 1 | 1
1976-01-12 | 1 | 12 | 7:00 | -9.4 | 7 | 2 | 15 |  | 40 | 30.4482 | 4.7252 | 35.1734 | 95% | 1 | 68.4 | 9.0117 | 4.9685 | 4.9685 | 0 | 0% | 10.5044 | 1 | 1 | 1 | 68.4 | 9.0117 | 4.9685 | 4.9685 | 0 | 0% | 723.5 | 68.4 | 0 | 655.1 | 723.5 | 68.4 | 0 | 655.1 | Winter | 0 | 0 | 0 | 0 | 0 | 0 | 0 | 0 | 1 | 1
1976-01-12 | 1 | 12 | 8:00 | -9.4 | 8 | 2 | 15 |  | 40 | 30.4482 | 7.6128 | 38.061 | 95% | 1 | 68.4 | 9.0117 | 4.9685 | 4.9685 | 0 | 0% | 10.2668 | 1 | 1 | 1 | 68.4 | 9.0117 | 4.9685 | 4.9685 | 0 | 0% | 707.25 | 68.4 | 0 | 638.85 | 707.25 | 68.4 | 0 | 638.85 | Winter | 0 | 0 | 0 | 0 | 0 | 0 | 0 | 0 | 1 | 1
1976-01-12 | 1 | 12 | 9:00 | -9.4 | 9 | 2 | 15 |  | 40 | 30.4482 | 6.5627 | 37.0109 | 95% | 1 | 68.4 | 9.0117 | 4.9685 | 4.9685 | 0 | 0% | 10.6506 | 1 | 1 | 1 | 68.4 | 9.0117 | 4.9685 | 4.9685 | 0 | 0% | 733.5 | 68.4 | 0 | 665.1 | 733.5 | 68.4 | 0 | 665.1 | Winter | 0 | 0 | 0 | 0 | 0 | 0 | 0 | 0 | 1 | 1
1976-01-12 | 1 | 12 | 10:00 | -9.4 | 10 | 2 | 15 |  | 40 | 30.4482 | 6.0377 | 36.4859 | 95% | 1 | 68.4 | 9.0117 | 4.9685 | 4.9685 | 0 | 0% | 10.5629 | 1 | 1 | 1 | 68.4 | 9.0117 | 4.9685 | 4.9685 | 0 | 0% | 727.5 | 68.4 | 0 | 659.1 | 727.5 | 68.4 | 0 | 659.1 | Winter | 0 | 0 | 0 | 0 | 0 | 0 | 0 | 0 | 1 | 1
1976-01-12 | 1 | 12 | 11:00 | -8.9 | 11 | 2 | 16 |  | 39 | 29.687 | 5.2502 | 34.9372 | 95% | 1 | 68.4 | 9.0117 | 4.9685 | 4.9685 | 0 | 0% | 10.3618 | 1 | 1 | 1 | 68.4 | 9.0117 | 4.9685 | 4.9685 | 0 | 0% | 713.75 | 68.4 | 0 | 645.35 | 713.75 | 68.4 | 0 | 645.35 | Winter | 0 | 0 | 0 | 0 | 0 | 0 | 0 | 0 | 1 | 1
1976-01-12 | 1 | 12 | 12:00 | -7.8 | 12 | 2 | 18 |  | 37 | 28.1646 | 5.2502 | 33.4148 | 95% | 1 | 68.4 | 9.0117 | 4.9685 | 4.9685 | 0 | 0% | 10.1535 | 1 | 1 | 1 | 68.4 | 9.0117 | 4.9685 | 4.9685 | 0 | 0% | 699.5 | 68.4 | 0 | 631.1 | 699.5 | 68.4 | 0 | 631.1 | Winter | 0 | 0 | 0 | 0 | 0 | 0 | 0 | 0 | 1 | 1
1976-01-12 | 1 | 12 | 13:00 | -7.8 | 13 | 2 | 18 |  | 37 | 28.1646 | 4.7252 | 32.8898 | 95% | 1 | 68.4 | 9.0117 | 4.9685 | 4.9685 | 0 | 0% | 10.095 | 1 | 1 | 1 | 68.4 | 9.0117 | 4.9685 | 4.9685 | 0 | 0% | 695.5 | 68.4 | 0 | 627.1 | 695.5 | 68.4 | 0 | 627.1 | Winter | 0 | 0 | 0 | 0 | 0 | 0 | 0 | 0 | 1 | 1
1976-01-12 | 1 | 12 | 14:00 | -6.7 | 14 | 2 | 20 |  | 35 | 26.6422 | 3.9376 | 30.5798 | 95% | 1 | 68.4 | 9.0117 | 4.9685 | 4.9685 | 0 | 0% | 9.8173 | 1 | 1 | 1 | 68.4 | 9.0117 | 4.9685 | 4.9685 | 0 | 0% | 676.5 | 68.4 | 0 | 608.1 | 676.5 | 68.4 | 0 | 608.1 | Winter | 0 | 0 | 0 | 0 | 0 | 0 | 0 | 0 | 1 | 1
1976-01-12 | 1 | 12 | 15:00 | -6.1 | 15 | 2 | 21 |  | 34 | 25.881 | 3.6751 | 29.5561 | 95% | 1 | 68.4 | 9.0117 | 4.9685 | 4.9685 | 0 | 0% | 10.9357 | 1 | 1 | 1 | 68.4 | 9.0117 | 4.9685 | 4.9685 | 0 | 0% | 753 | 68.4 | 0 | 684.6 | 753 | 68.4 | 0 | 684.6 | Winter | 0 | 0 | 0 | 0 | 0 | 0 | 0 | 0 | 1 | 1
1976-01-12 | 1 | 12 | 16:00 | -6.7 | 16 | 2 | 20 |  | 35 | 26.6422 | 3.6751 | 30.3173 | 95% | 1 | 68.4 | 9.0117 | 4.9685 | 4.9685 | 0 | 0% | 11.5058 | 1 | 1 | 1 | 68.4 | 9.0117 | 4.9685 | 4.9685 | 0 | 0% | 792 | 68.4 | 0 | 723.6 | 792 | 68.4 | 0 | 723.6 | Winter | 0 | 0 | 0 | 0 | 0 | 0 | 0 | 0 | 1 | 1
1976-01-12 | 1 | 12 | 17:00 | -7.2 | 17 | 2 | 19 |  | 36 | 27.4034 | 4.7252 | 32.1285 | 95% | 1 | 68.4 | 9.0117 | 4.9685 | 4.9685 | 0 | 0% | 12.1235 | 1 | 1 | 1 | 68.4 | 9.0117 | 4.9685 | 4.9685 | 0 | 0% | 834.25 | 68.4 | 0 | 765.85 | 834.25 | 68.4 | 0 | 765.85 | Winter | 0 | 0 | 0 | 0 | 0 | 0 | 0 | 0 | 1 | 1
1976-01-12 | 1 | 12 | 18:00 | -7.2 | 18 | 2 | 19 |  | 36 | 27.4034 | 6.0377 | 33.4411 | 95% | 1 | 68.4 | 9.0117 | 4.9685 | 4.9685 | 0 | 0% | 12.3209 | 1 | 1 | 1 | 68.4 | 9.0117 | 4.9685 | 4.9685 | 0 | 0% | 847.75 | 68.4 | 0 | 779.35 | 847.75 | 68.4 | 0 | 779.35 | Winter | 0 | 0 | 0 | 0 | 0 | 0 | 0 | 0 | 1 | 1
1976-01-12 | 1 | 12 | 19:00 | -7.2 | 19 | 2 | 19 |  | 36 | 27.4034 | 6.5627 | 33.9661 | 95% | 1 | 68.4 | 9.0117 | 4.9685 | 4.9685 | 0 | 0% | 12.7522 | 1 | 1 | 1 | 68.4 | 9.0117 | 4.9685 | 4.9685 | 0 | 0% | 877.25 | 68.4 | 0 | 808.85 | 877.25 | 68.4 | 0 | 808.85 | Winter | 0 | 0 | 0 | 0 | 0 | 0 | 0 | 0 | 1 | 1
1976-01-12 | 1 | 12 | 20:00 | -7.2 | 20 | 2 | 19 |  | 36 | 27.4034 | 5.7752 | 33.1786 | 95% | 1 | 68.4 | 9.0117 | 4.9685 | 4.9685 | 0 | 0% | 13.0446 | 1 | 1 | 1 | 68.4 | 9.0117 | 4.9685 | 4.9685 | 0 | 0% | 897.25 | 68.4 | 0 | 828.85 | 897.25 | 68.4 | 0 | 828.85 | Winter | 0 | 0 | 0 | 0 | 0 | 0 | 0 | 0 | 1 | 1
1976-01-12 | 1 | 12 | 21:00 | -7.8 | 21 | 2 | 18 |  | 37 | 28.1646 | 4.7252 | 32.8898 | 95% | 1 | 68.4 | 9.0117 | 4.9685 | 4.9685 | 0 | 0% | 12.9423 | 1 | 1 | 1 | 68.4 | 9.0117 | 4.9685 | 4.9685 | 0 | 0% | 890.25 | 68.4 | 0 | 821.85 | 890.25 | 68.4 | 0 | 821.85 | Winter | 0 | 0 | 0 | 0 | 0 | 0 | 0 | 0 | 1 | 1
1976-01-12 | 1 | 12 | 22:00 | -8.3 | 22 | 2 | 17 |  | 38 | 28.9258 | 4.2002 | 33.1259 | 95% | 1 | 68.4 | 9.0117 | 4.9685 | 4.9685 | 0 | 0% | 13.0117 | 1 | 1 | 1 | 68.4 | 9.0117 | 4.9685 | 4.9685 | 0 | 0% | 895 | 68.4 | 0 | 826.6 | 895 | 68.4 | 0 | 826.6 | Winter | 0 | 0 | 0 | 0 | 0 | 0 | 0 | 0 | 1 | 1
1976-01-12 | 1 | 12 | 23:00 | -7.8 | 23 | 2 | 18 |  | 37 | 28.1646 | 5.2502 | 33.4148 | 95% | 1 | 68.4 | 9.0117 | 4.9685 | 4.9685 | 0 | 0% | 12.3465 | 1 | 1 | 1 | 68.4 | 9.0117 | 4.9685 | 4.9685 | 0 | 0% | 849.5 | 68.4 | 0 | 781.1 | 849.5 | 68.4 | 0 | 781.1 | Winter | 0 | 0 | 0 | 0 | 0 | 0 | 0 | 0 | 1 | 1
1976-01-12 | 1 | 12 | 24:00 | -8.3 | 0 | 2 | 17 |  | 38 | 28.9258 | 4.2002 | 33.1259 | 95% | 1 | 68.4 | 9.0117 | 4.9685 | 4.9685 | 0 | 0% | 12.3063 | 1 | 1 | 1 | 68.4 | 9.0117 | 4.9685 | 4.9685 | 0 | 0% | 846.75 | 68.4 | 0 | 778.35 | 846.75 | 68.4 | 0 | 778.35 | Winter | 0 | 0 | 0 | 0 | 0 | 0 | 0 | 0 | 1 | 1
1976-01-13 | 1 | 13 | 1:00 | -9.4 | 1 | 1 | 15 |  | 40 | 30.4482 | 3.9376 | 34.3858 | 95% | 1 | 68.4 | 9.0117 | 4.9685 | 4.9685 | 0 | 0% | 12.0724 | 1 | 1 | 1 | 68.4 | 9.0117 | 4.9685 | 4.9685 | 0 | 0% | 830.75 | 68.4 | 0 | 762.35 | 830.75 | 68.4 | 0 | 762.35 | Winter | 0 | FALSE | 0 | 0 | 0 | 0 | 0 | 0 | 1 | 1
1976-01-13 | 1 | 13 | 2:00 | -8.3 | 2 | 1 | 17 |  | 38 | 28.9258 | 3.1501 | 32.0759 | 95% | 1 | 68.4 | 9.0117 | 4.9685 | 4.9685 | 0 | 0% | 11.6776 | 1 | 1 | 1 | 68.4 | 9.0117 | 4.9685 | 4.9685 | 0 | 0% | 803.75 | 68.4 | 0 | 735.35 | 803.75 | 68.4 | 0 | 735.35 | Winter | 0 | FALSE | 0 | 0 | 0 | 0 | 0 | 0 | 1 | 1
1976-01-13 | 1 | 13 | 3:00 | -10.6 | 3 | 1 | 13 |  | 42 | 31.9706 | 3.4126 | 35.3832 | 95% | 1 | 68.4 | 9.0117 | 4.9685 | 4.9685 | 0 | 0% | 11.1148 | 1 | 1 | 1 | 68.4 | 9.0117 | 4.9685 | 4.9685 | 0 | 0% | 765.25 | 68.4 | 0 | 696.85 | 765.25 | 68.4 | 0 | 696.85 | Winter | 0 | FALSE | 0 | 0 | 0 | 0 | 0 | 0 | 1 | 1
1976-01-13 | 1 | 13 | 4:00 | -11.7 | 4 | 1 | 11 |  | 44 | 33.493 | 3.1501 | 36.6431 | 95% | 1 | 68.4 | 9.0117 | 4.9685 | 4.9685 | 0 | 0% | 10.7749 | 1 | 1 | 1 | 68.4 | 9.0117 | 4.9685 | 4.9685 | 0 | 0% | 742 | 68.4 | 0 | 673.6 | 742 | 68.4 | 0 | 673.6 | Winter | 0 | FALSE | 0 | 0 | 0 | 0 | 0 | 0 | 1 | 1
1976-01-13 | 1 | 13 | 5:00 | -10 | 5 | 1 | 14 |  | 41 | 31.2094 | 3.1501 | 34.3595 | 95% | 1 | 68.4 | 9.0117 | 4.9685 | 4.9685 | 0 | 0% | 10.3618 | 1 | 1 | 1 | 68.4 | 9.0117 | 4.9685 | 4.9685 | 0 | 0% | 713.75 | 68.4 | 0 | 645.35 | 713.75 | 68.4 | 0 | 645.35 | Winter | 0 | FALSE | 0 | 0 | 0 | 0 | 0 | 0 | 1 | 1
1976-01-13 | 1 | 13 | 6:00 | -9.4 | 6 | 1 | 15 |  | 40 | 30.4482 | 3.9376 | 34.3858 | 95% | 1 | 68.4 | 9.0117 | 4.9685 | 4.9685 | 0 | 0% | 10.5263 | 1 | 1 | 1 | 68.4 | 9.0117 | 4.9685 | 4.9685 | 0 | 0% | 725 | 68.4 | 0 | 656.6 | 725 | 68.4 | 0 | 656.6 | Winter | 0 | FALSE | 0 | 0 | 0 | 0 | 0 | 0 | 1 | 1
1976-01-13 | 1 | 13 | 7:00 | -10.6 | 7 | 1 | 13 |  | 42 | 31.9706 | 4.7252 | 36.6958 | 95% | 1 | 68.4 | 9.0117 | 4.9685 | 4.9685 | 0 | 0% | 10.6177 | 1 | 1 | 1 | 68.4 | 9.0117 | 4.9685 | 4.9685 | 0 | 0% | 731.25 | 68.4 | 0 | 662.85 | 731.25 | 68.4 | 0 | 662.85 | Winter | 0 | FALSE | 0 | 0 | 0 | 0 | 0 | 0 | 1 | 1
1976-01-13 | 1 | 13 | 8:00 | -10 | 8 | 1 | 14 |  | 41 | 31.2094 | 7.6128 | 38.8222 | 95% | 1 | 68.4 | 9.0117 | 4.9685 | 4.9685 | 0 | 0% | 10.5263 | 1 | 1 | 1 | 68.4 | 9.0117 | 4.9685 | 4.9685 | 0 | 0% | 725 | 68.4 | 0 | 656.6 | 725 | 68.4 | 0 | 656.6 | Winter | 0 | FALSE | 0 | 0 | 0 | 0 | 0 | 0 | 1 | 1
1976-01-13 | 1 | 13 | 9:00 | -8.3 | 9 | 1 | 17 |  | 38 | 28.9258 | 6.5627 | 35.4885 | 95% | 1 | 68.4 | 9.0117 | 4.9685 | 4.9685 | 0 | 0% | 10.4569 | 1 | 1 | 1 | 68.4 | 9.0117 | 4.9685 | 4.9685 | 0 | 0% | 720.25 | 68.4 | 0 | 651.85 | 720.25 | 68.4 | 0 | 651.85 | Winter | 0 | FALSE | 0 | 0 | 0 | 0 | 0 | 0 | 1 | 1
1976-01-13 | 1 | 13 | 10:00 | -7.2 | 10 | 1 | 19 |  | 36 | 27.4034 | 6.0377 | 33.4411 | 95% | 1 | 68.4 | 9.0117 | 4.9685 | 4.9685 | 0 | 0% | 10.3801 | 1 | 1 | 1 | 68.4 | 9.0117 | 4.9685 | 4.9685 | 0 | 0% | 715 | 68.4 | 0 | 646.6 | 715 | 68.4 | 0 | 646.6 | Winter | 0 | FALSE | 0 | 0 | 0 | 0 | 0 | 0 | 1 | 1
1976-01-13 | 1 | 13 | 11:00 | -4.4 | 11 | 1 | 24 |  | 31 | 23.5973 | 5.2502 | 28.8475 | 95% | 1 | 68.4 | 9.0117 | 4.9685 | 4.9685 | 0 | 0% | 10.0731 | 1 | 1 | 1 | 68.4 | 9.0117 | 4.9685 | 4.9685 | 0 | 0% | 694 | 68.4 | 0 | 625.6 | 694 | 68.4 | 0 | 625.6 | Winter | 0 | FALSE | 0 | 0 | 0 | 0 | 0 | 0 | 1 | 1
1976-01-13 | 1 | 13 | 12:00 | -3.9 | 12 | 1 | 25 |  | 30 | 22.8361 | 5.2502 | 28.0863 | 95% | 1 | 68.4 | 9.0117 | 4.9685 | 4.9685 | 0 | 0% | 10.307 | 1 | 1 | 1 | 68.4 | 9.0117 | 4.9685 | 4.9685 | 0 | 0% | 710 | 68.4 | 0 | 641.6 | 710 | 68.4 | 0 | 641.6 | Winter | 0 | FALSE | 0 | 0 | 0 | 0 | 0 | 0 | 1 | 1
1976-01-13 | 1 | 13 | 13:00 | -2.8 | 13 | 1 | 27 |  | 28 | 21.3137 | 4.7252 | 26.0389 | 95% | 1 | 68.4 | 9.0117 | 4.9685 | 4.9685 | 0 | 0% | 10.1572 | 1 | 1 | 1 | 68.4 | 9.0117 | 4.9685 | 4.9685 | 0 | 0% | 699.75 | 68.4 | 0 | 631.35 | 699.75 | 68.4 | 0 | 631.35 | Winter | 0 | FALSE | 0 | 0 | 0 | 0 | 0 | 0 | 1 | 1
1976-01-13 | 1 | 13 | 14:00 | -0.6 | 14 | 1 | 31 |  | 24 | 18.2689 | 3.9376 | 22.2066 | 95% | 1 | 68.4 | 9.0117 | 4.9685 | 4.9685 | 0 | 0% | 10.2083 | 1 | 1 | 1 | 68.4 | 9.0117 | 4.9685 | 4.9685 | 0 | 0% | 703.25 | 68.4 | 0 | 634.85 | 703.25 | 68.4 | 0 | 634.85 | Winter | 0 | FALSE | 0 | 0 | 0 | 0 | 0 | 0 | 1 | 1
1976-01-13 | 1 | 13 | 15:00 | -0.6 | 15 | 1 | 31 |  | 24 | 18.2689 | 3.6751 | 21.944 | 95% | 1 | 68.4 | 9.0117 | 4.9685 | 4.9685 | 0 | 0% | 10.6871 | 1 | 1 | 1 | 68.4 | 9.0117 | 4.9685 | 4.9685 | 0 | 0% | 736 | 68.4 | 0 | 667.6 | 736 | 68.4 | 0 | 667.6 | Winter | 0 | FALSE | 0 | 0 | 0 | 0 | 0 | 0 | 1 | 1
1976-01-13 | 1 | 13 | 16:00 | 0 | 16 | 1 | 32 |  | 23 | 17.5077 | 3.6751 | 21.1828 | 95% | 1 | 68.4 | 9.0117 | 4.9685 | 4.9685 | 0 | 0% | 10.7529 | 1 | 1 | 1 | 68.4 | 9.0117 | 4.9685 | 4.9685 | 0 | 0% | 740.5 | 68.4 | 0 | 672.1 | 740.5 | 68.4 | 0 | 672.1 | Winter | 0 | FALSE | 0 | 0 | 0 | 0 | 0 | 0 | 1 | 1
1976-01-13 | 1 | 13 | 17:00 | 1.1 | 17 | 1 | 34 |  | 21 | 15.9853 | 4.7252 | 20.7105 | 95% | 1 | 68.4 | 9.0117 | 4.9685 | 4.9685 | 0 | 0% | 11.0673 | 1 | 1 | 1 | 68.4 | 9.0117 | 4.9685 | 4.9685 | 0 | 0% | 762 | 68.4 | 0 | 693.6 | 762 | 68.4 | 0 | 693.6 | Winter | 1 | FALSE | 1 | 68.4 | 68.4 | 0 | 0 | 0 | 1 | 1
1976-01-13 | 1 | 13 | 18:00 | 1.1 | 18 | 1 | 34 |  | 21 | 15.9853 | 6.0377 | 22.023 | 95% | 1 | 68.4 | 9.0117 | 4.9685 | 4.9685 | 0 | 0% | 11.1038 | 1 | 1 | 1 | 68.4 | 9.0117 | 4.9685 | 4.9685 | 0 | 0% | 764.5 | 68.4 | 0 | 696.1 | 764.5 | 68.4 | 0 | 696.1 | Winter | 1 | FALSE | 1 | 68.4 | 68.4 | 0 | 0 | 0 | 1 | 1
1976-01-13 | 1 | 13 | 19:00 | 1.1 | 19 | 1 | 34 |  | 21 | 15.9853 | 6.5627 | 22.548 | 95% | 1 | 68.4 | 9.0117 | 4.9685 | 4.9685 | 0 | 0% | 10.625 | 1 | 1 | 1 | 68.4 | 9.0117 | 4.9685 | 4.9685 | 0 | 0% | 731.75 | 68.4 | 0 | 663.35 | 731.75 | 68.4 | 0 | 663.35 | Winter | 0 | FALSE | 0 | 0 | 0 | 0 | 0 | 0 | 1 | 1
1976-01-13 | 1 | 13 | 20:00 | 2.2 | 20 | 1 | 36 |  | 19 | 14.4629 | 5.7752 | 20.2381 | 95% | 1 | 68.4 | 9.0117 | 4.9685 | 4.9685 | 0 | 0% | 10.7456 | 1 | 1 | 1 | 68.4 | 9.0117 | 4.9685 | 4.9685 | 0 | 0% | 740 | 68.4 | 0 | 671.6 | 740 | 68.4 | 0 | 671.6 | Winter | 0 | FALSE | 0 | 0 | 0 | 0 | 0 | 0 | 1 | 1
1976-01-13 | 1 | 13 | 21:00 | 2.2 | 21 | 1 | 36 |  | 19 | 14.4629 | 4.7252 | 19.1881 | 95% | 1 | 68.4 | 9.0117 | 4.9685 | 4.9685 | 0 | 0% | 10.4861 | 1 | 1 | 1 | 68.4 | 9.0117 | 4.9685 | 4.9685 | 0 | 0% | 722.25 | 68.4 | 0 | 653.85 | 722.25 | 68.4 | 0 | 653.85 | Winter | 0 | FALSE | 0 | 0 | 0 | 0 | 0 | 0 | 1 | 1
1976-01-13 | 1 | 13 | 22:00 | 2.8 | 22 | 1 | 37 |  | 18 | 13.7017 | 4.2002 | 17.9018 | 95% | 1 | 68.4 | 9.0117 | 4.9685 | 4.9685 | 0 | 0% | 10.826 | 1 | 1 | 1 | 68.4 | 9.0117 | 4.9685 | 4.9685 | 0 | 0% | 745.5 | 68.4 | 0 | 677.1 | 745.5 | 68.4 | 0 | 677.1 | Winter | 0 | FALSE | 0 | 0 | 0 | 0 | 0 | 0 | 1 | 1
1976-01-13 | 1 | 13 | 23:00 | 3.9 | 23 | 1 | 39 |  | 16 | 12.1793 | 5.2502 | 17.4295 | 95% | 1 | 68.4 | 9.0117 | 4.9685 | 4.9685 | 0 | 0% | 11.0307 | 1 | 1 | 1 | 68.4 | 9.0117 | 4.9685 | 4.9685 | 0 | 0% | 759.5 | 68.4 | 0 | 691.1 | 759.5 | 68.4 | 0 | 691.1 | Winter | 0 | FALSE | 0 | 0 | 0 | 0 | 0 | 0 | 1 | 1
1976-01-13 | 1 | 13 | 24:00 | 5 | 0 | 1 | 41 |  | 14 | 10.6569 | 4.2002 | 14.857 | 95% | 1 | 68.4 | 9.0117 | 4.9685 | 4.9685 | 0 | 0% | 10.3911 | 1 | 1 | 1 | 68.4 | 9.0117 | 4.9685 | 4.9685 | 0 | 0% | 715.75 | 68.4 | 0 | 647.35 | 715.75 | 68.4 | 0 | 647.35 | Winter | 0 | FALSE | 0 | 0 | 0 | 0 | 0 | 0 | 1 | 1
1976-01-14 | 1 | 14 | 1:00 | 7.2 | 1 | 1 | 45 |  | 10 | 7.612 | 3.9376 | 11.5497 | 95% | 1 | 68.4 | 9.0117 | 4.9685 | 4.9685 | 0 | 0% | 10.1023 | 1 | 1 | 1 | 68.4 | 9.0117 | 4.9685 | 4.9685 | 0 | 0% | 696 | 68.4 | 0 | 627.6 | 696 | 68.4 | 0 | 627.6 | Winter | 0 | FALSE | 0 | 0 | 0 | 0 | 0 | 0 | 1 | 1
1976-01-14 | 1 | 14 | 2:00 | 8.3 | 2 | 1 | 47 |  | 8 | 6.0896 | 3.1501 | 9.2398 | 95% | 1 | 68.4 | 9.0117 | 4.9685 | 4.9685 | 0 | 0% | 10.1096 | 1 | 1 | 1 | 68.4 | 9.0117 | 4.9685 | 4.9685 | 0 | 0% | 696.5 | 68.4 | 0 | 628.1 | 696.5 | 68.4 | 0 | 628.1 | Winter | 0 | FALSE | 0 | 0 | 0 | 0 | 0 | 0 | 1 | 1
1976-01-14 | 1 | 14 | 3:00 | 9.4 | 3 | 1 | 49 |  | 6 | 4.5672 | 3.4126 | 7.9799 | 95% | 1 | 68.4 | 9.0117 | 4.9685 | 4.9685 | 0 | 0% | 9.9342 | 1 | 1 | 1 | 68.4 | 9.0117 | 4.9685 | 4.9685 | 0 | 0% | 684.5 | 68.4 | 0 | 616.1 | 684.5 | 68.4 | 0 | 616.1 | Winter | 0 | FALSE | 0 | 0 | 0 | 0 | 0 | 0 | 1 | 1
1976-01-14 | 1 | 14 | 4:00 | 10 | 4 | 1 | 50 |  | 5 | 3.806 | 3.1501 | 6.9561 | 95% | 0.99753 | 68.2313 | 8.9895 | 4.9562 | 4.9562 | 0 | 0% | 9.9379 | 1 | 1 | 1 | 68.4 | 9.0117 | 4.9685 | 4.9685 | 0 | 0% | 684.75 | 68.2313 | 0 | 616.5187 | 684.75 | 68.4 | 0 | 616.35 | Winter | 0 | FALSE | 0 | 0 | 0 | 0 | 0 | 1 | 0 | 1
1976-01-14 | 1 | 14 | 5:00 | 10 | 5 | 1 | 50 |  | 5 | 3.806 | 3.1501 | 6.9561 | 95% | 0.99753 | 68.2313 | 8.9895 | 4.9562 | 4.9562 | 0 | 0% | 9.8904 | 1 | 1 | 1 | 68.4 | 9.0117 | 4.9685 | 4.9685 | 0 | 0% | 681.5 | 68.2313 | 0 | 613.2687 | 681.5 | 68.4 | 0 | 613.1 | Winter | 0 | FALSE | 0 | 0 | 0 | 0 | 0 | 1 | 0 | 1
1976-01-14 | 1 | 14 | 6:00 | 10 | 6 | 1 | 50 |  | 5 | 3.806 | 3.9376 | 7.7437 | 95% | 1 | 68.4 | 9.0117 | 4.9685 | 4.9685 | 0 | 0% | 9.682 | 1 | 1 | 1 | 68.4 | 9.0117 | 4.9685 | 4.9685 | 0 | 0% | 667.25 | 68.4 | 0 | 598.85 | 667.25 | 68.4 | 0 | 598.85 | Winter | 0 | FALSE | 0 | 0 | 0 | 0 | 0 | 0 | 1 | 1
1976-01-14 | 1 | 14 | 7:00 | 9.4 | 7 | 1 | 49 |  | 6 | 4.5672 | 4.7252 | 9.2924 | 95% | 1 | 68.4 | 9.0117 | 4.9685 | 4.9685 | 0 | 0% | 9.777 | 1 | 1 | 1 | 68.4 | 9.0117 | 4.9685 | 4.9685 | 0 | 0% | 673.75 | 68.4 | 0 | 605.35 | 673.75 | 68.4 | 0 | 605.35 | Winter | 0 | FALSE | 0 | 0 | 0 | 0 | 0 | 0 | 1 | 1
1976-01-14 | 1 | 14 | 8:00 | 6.1 | 8 | 1 | 43 |  | 12 | 9.1345 | 7.6128 | 16.7472 | 95% | 1 | 68.4 | 9.0117 | 4.9685 | 4.9685 | 0 | 0% | 10.2705 | 1 | 1 | 1 | 68.4 | 9.0117 | 4.9685 | 4.9685 | 0 | 0% | 707.5 | 68.4 | 0 | 639.1 | 707.5 | 68.4 | 0 | 639.1 | Winter | 0 | FALSE | 0 | 0 | 0 | 0 | 0 | 0 | 1 | 1
1976-01-14 | 1 | 14 | 9:00 | 5.6 | 9 | 1 | 42 |  | 13 | 9.8957 | 6.5627 | 16.4584 | 95% | 1 | 68.4 | 9.0117 | 4.9685 | 4.9685 | 0 | 0% | 10.3655 | 1 | 1 | 1 | 68.4 | 9.0117 | 4.9685 | 4.9685 | 0 | 0% | 714 | 68.4 | 0 | 645.6 | 714 | 68.4 | 0 | 645.6 | Winter | 0 | FALSE | 0 | 0 | 0 | 0 | 0 | 0 | 1 | 1
1976-01-14 | 1 | 14 | 10:00 | 5.6 | 10 | 1 | 42 |  | 13 | 9.8957 | 6.0377 | 15.9334 | 95% | 1 | 68.4 | 9.0117 | 4.9685 | 4.9685 | 0 | 0% | 10.3984 | 1 | 1 | 1 | 68.4 | 9.0117 | 4.9685 | 4.9685 | 0 | 0% | 716.25 | 68.4 | 0 | 647.85 | 716.25 | 68.4 | 0 | 647.85 | Winter | 0 | FALSE | 0 | 0 | 0 | 0 | 0 | 0 | 1 | 1
1976-01-14 | 1 | 14 | 11:00 | 6.1 | 11 | 1 | 43 |  | 12 | 9.1345 | 5.2502 | 14.3846 | 95% | 1 | 68.4 | 9.0117 | 4.9685 | 4.9685 | 0 | 0% | 9.9342 | 1 | 1 | 1 | 68.4 | 9.0117 | 4.9685 | 4.9685 | 0 | 0% | 684.5 | 68.4 | 0 | 616.1 | 684.5 | 68.4 | 0 | 616.1 | Winter | 0 | FALSE | 0 | 0 | 0 | 0 | 0 | 0 | 1 | 1
1976-01-14 | 1 | 14 | 12:00 | 5.6 | 12 | 1 | 42 |  | 13 | 9.8957 | 5.2502 | 15.1459 | 95% | 1 | 68.4 | 9.0117 | 4.9685 | 4.9685 | 0 | 0% | 9.8246 | 1 | 1 | 1 | 68.4 | 9.0117 | 4.9685 | 4.9685 | 0 | 0% | 677 | 68.4 | 0 | 608.6 | 677 | 68.4 | 0 | 608.6 | Winter | 0 | FALSE | 0 | 0 | 0 | 0 | 0 | 0 | 1 | 1
1976-01-14 | 1 | 14 | 13:00 | 5.6 | 13 | 1 | 42 |  | 13 | 9.8957 | 4.7252 | 14.6208 | 95% | 1 | 68.4 | 9.0117 | 4.9685 | 4.9685 | 0 | 0% | 10.0292 | 1 | 1 | 1 | 68.4 | 9.0117 | 4.9685 | 4.9685 | 0 | 0% | 691 | 68.4 | 0 | 622.6 | 691 | 68.4 | 0 | 622.6 | Winter | 0 | FALSE | 0 | 0 | 0 | 0 | 0 | 0 | 1 | 1
1976-01-14 | 1 | 14 | 14:00 | 5 | 14 | 1 | 41 |  | 14 | 10.6569 | 3.9376 | 14.5945 | 95% | 1 | 68.4 | 9.0117 | 4.9685 | 4.9685 | 0 | 0% | 9.7295 | 1 | 1 | 1 | 68.4 | 9.0117 | 4.9685 | 4.9685 | 0 | 0% | 670.5 | 68.4 | 0 | 602.1 | 670.5 | 68.4 | 0 | 602.1 | Winter | 0 | FALSE | 0 | 0 | 0 | 0 | 0 | 0 | 1 | 1
1976-01-14 | 1 | 14 | 15:00 | 8.3 | 15 | 1 | 47 |  | 8 | 6.0896 | 3.6751 | 9.7648 | 95% | 1 | 68.4 | 9.0117 | 4.9685 | 4.9685 | 0 | 0% | 9.9854 | 1 | 1 | 1 | 68.4 | 9.0117 | 4.9685 | 4.9685 | 0 | 0% | 688 | 68.4 | 0 | 619.6 | 688 | 68.4 | 0 | 619.6 | Winter | 0 | FALSE | 0 | 0 | 0 | 0 | 0 | 0 | 1 | 1
1976-01-14 | 1 | 14 | 16:00 | 4.4 | 16 | 1 | 40 |  | 15 | 11.4181 | 3.6751 | 15.0932 | 95% | 1 | 68.4 | 9.0117 | 4.9685 | 4.9685 | 0 | 0% | 9.9635 | 1 | 1 | 1 | 68.4 | 9.0117 | 4.9685 | 4.9685 | 0 | 0% | 686.5 | 68.4 | 0 | 618.1 | 686.5 | 68.4 | 0 | 618.1 | Winter | 0 | FALSE | 0 | 0 | 0 | 0 | 0 | 0 | 1 | 1
1976-01-14 | 1 | 14 | 17:00 | 3.9 | 17 | 1 | 39 |  | 16 | 12.1793 | 4.7252 | 16.9044 | 95% | 1 | 68.4 | 9.0117 | 4.9685 | 4.9685 | 0 | 0% | 9.8867 | 1 | 1 | 1 | 68.4 | 9.0117 | 4.9685 | 4.9685 | 0 | 0% | 681.25 | 68.4 | 0 | 612.85 | 681.25 | 68.4 | 0 | 612.85 | Winter | 1 | FALSE | 1 | 68.4 | 68.4 | 0 | 0 | 0 | 1 | 1
1976-01-14 | 1 | 14 | 18:00 | 2.8 | 18 | 1 | 37 |  | 18 | 13.7017 | 6.0377 | 19.7394 | 95% | 1 | 68.4 | 9.0117 | 4.9685 | 4.9685 | 0 | 0% | 10.5044 | 1 | 1 | 1 | 68.4 | 9.0117 | 4.9685 | 4.9685 | 0 | 0% | 723.5 | 68.4 | 0 | 655.1 | 723.5 | 68.4 | 0 | 655.1 | Winter | 1 | FALSE | 1 | 68.4 | 68.4 | 0 | 0 | 0 | 1 | 1
1976-01-14 | 1 | 14 | 19:00 | 2.2 | 19 | 1 | 36 |  | 19 | 14.4629 | 6.5627 | 21.0256 | 95% | 1 | 68.4 | 9.0117 | 4.9685 | 4.9685 | 0 | 0% | 9.9781 | 1 | 1 | 1 | 68.4 | 9.0117 | 4.9685 | 4.9685 | 0 | 0% | 687.5 | 68.4 | 0 | 619.1 | 687.5 | 68.4 | 0 | 619.1 | Winter | 0 | FALSE | 0 | 0 | 0 | 0 | 0 | 0 | 1 | 1
1976-01-14 | 1 | 14 | 20:00 | 2.2 | 20 | 1 | 36 |  | 19 | 14.4629 | 5.7752 | 20.2381 | 95% | 1 | 68.4 | 9.0117 | 4.9685 | 4.9685 | 0 | 0% | 9.9159 | 1 | 1 | 1 | 68.4 | 9.0117 | 4.9685 | 4.9685 | 0 | 0% | 683.25 | 68.4 | 0 | 614.85 | 683.25 | 68.4 | 0 | 614.85 | Winter | 0 | FALSE | 0 | 0 | 0 | 0 | 0 | 0 | 1 | 1
1976-01-14 | 1 | 14 | 21:00 | 1.7 | 21 | 1 | 35 |  | 20 | 15.2241 | 4.7252 | 19.9493 | 95% | 1 | 68.4 | 9.0117 | 4.9685 | 4.9685 | 0 | 0% | 10.0585 | 1 | 1 | 1 | 68.4 | 9.0117 | 4.9685 | 4.9685 | 0 | 0% | 693 | 68.4 | 0 | 624.6 | 693 | 68.4 | 0 | 624.6 | Winter | 0 | FALSE | 0 | 0 | 0 | 0 | 0 | 0 | 1 | 1
1976-01-14 | 1 | 14 | 22:00 | 1.1 | 22 | 1 | 34 |  | 21 | 15.9853 | 4.2002 | 20.1855 | 95% | 1 | 68.4 | 9.0117 | 4.9685 | 4.9685 | 0 | 0% | 9.9452 | 1 | 1 | 1 | 68.4 | 9.0117 | 4.9685 | 4.9685 | 0 | 0% | 685.25 | 68.4 | 0 | 616.85 | 685.25 | 68.4 | 0 | 616.85 | Winter | 0 | FALSE | 0 | 0 | 0 | 0 | 0 | 0 | 1 | 1
1976-01-14 | 1 | 14 | 23:00 | 1.1 | 23 | 1 | 34 |  | 21 | 15.9853 | 5.2502 | 21.2355 | 95% | 1 | 68.4 | 9.0117 | 4.9685 | 4.9685 | 0 | 0% | 10.3765 | 1 | 1 | 1 | 68.4 | 9.0117 | 4.9685 | 4.9685 | 0 | 0% | 714.75 | 68.4 | 0 | 646.35 | 714.75 | 68.4 | 0 | 646.35 | Winter | 0 | FALSE | 0 | 0 | 0 | 0 | 0 | 0 | 1 | 1
1976-01-14 | 1 | 14 | 24:00 | 0 | 0 | 1 | 32 |  | 23 | 17.5077 | 4.2002 | 21.7079 | 95% | 1 | 68.4 | 9.0117 | 4.9685 | 4.9685 | 0 | 0% | 10.7493 | 1 | 1 | 1 | 68.4 | 9.0117 | 4.9685 | 4.9685 | 0 | 0% | 740.25 | 68.4 | 0 | 671.85 | 740.25 | 68.4 | 0 | 671.85 | Winter | 0 | FALSE | 0 | 0 | 0 | 0 | 0 | 0 | 1 | 1
1976-01-15 | 1 | 15 | 1:00 | -0.6 | 1 | 1 | 31 |  | 24 | 18.2689 | 3.9376 | 22.2066 | 95% | 1 | 68.4 | 9.0117 | 4.9685 | 4.9685 | 0 | 0% | 10.3545 | 1 | 1 | 1 | 68.4 | 9.0117 | 4.9685 | 4.9685 | 0 | 0% | 713.25 | 68.4 | 0 | 644.85 | 713.25 | 68.4 | 0 | 644.85 | Winter | 0 | FALSE | 0 | 0 | 0 | 0 | 0 | 0 | 1 | 1
1976-01-15 | 1 | 15 | 2:00 | -0.6 | 2 | 1 | 31 |  | 24 | 18.2689 | 3.1501 | 21.419 | 95% | 1 | 68.4 | 9.0117 | 4.9685 | 4.9685 | 0 | 0% | 9.8867 | 1 | 1 | 1 | 68.4 | 9.0117 | 4.9685 | 4.9685 | 0 | 0% | 681.25 | 68.4 | 0 | 612.85 | 681.25 | 68.4 | 0 | 612.85 | Winter | 0 | FALSE | 0 | 0 | 0 | 0 | 0 | 0 | 1 | 1
1976-01-15 | 1 | 15 | 3:00 | -1.1 | 3 | 1 | 30 |  | 25 | 19.0301 | 3.4126 | 22.4427 | 95% | 1 | 68.4 | 9.0117 | 4.9685 | 4.9685 | 0 | 0% | 9.5066 | 1 | 1 | 1 | 68.4 | 9.0117 | 4.9685 | 4.9685 | 0 | 0% | 655.25 | 68.4 | 0 | 586.85 | 655.25 | 68.4 | 0 | 586.85 | Winter | 0 | FALSE | 0 | 0 | 0 | 0 | 0 | 0 | 1 | 1
1976-01-15 | 1 | 15 | 4:00 | -1.1 | 4 | 1 | 30 |  | 25 | 19.0301 | 3.1501 | 22.1802 | 95% | 1 | 68.4 | 9.0117 | 4.9685 | 4.9685 | 0 | 0% | 9.4481 | 1 | 1 | 1 | 68.4 | 9.0117 | 4.9685 | 4.9685 | 0 | 0% | 651.25 | 68.4 | 0 | 582.85 | 651.25 | 68.4 | 0 | 582.85 | Winter | 0 | FALSE | 0 | 0 | 0 | 0 | 0 | 0 | 1 | 1
1976-01-15 | 1 | 15 | 5:00 | -1.1 | 5 | 1 | 30 |  | 25 | 19.0301 | 3.1501 | 22.1802 | 95% | 1 | 68.4 | 9.0117 | 4.9685 | 4.9685 | 0 | 0% | 9.4189 | 1 | 1 | 1 | 68.4 | 9.0117 | 4.9685 | 4.9685 | 0 | 0% | 649.25 | 68.4 | 0 | 580.85 | 649.25 | 68.4 | 0 | 580.85 | Winter | 0 | FALSE | 0 | 0 | 0 | 0 | 0 | 0 | 1 | 1
1976-01-15 | 1 | 15 | 6:00 | -1.7 | 6 | 1 | 29 |  | 26 | 19.7913 | 3.9376 | 23.729 | 95% | 1 | 68.4 | 9.0117 | 4.9685 | 4.9685 | 0 | 0% | 9.7113 | 1 | 1 | 1 | 68.4 | 9.0117 | 4.9685 | 4.9685 | 0 | 0% | 669.25 | 68.4 | 0 | 600.85 | 669.25 | 68.4 | 0 | 600.85 | Winter | 0 | FALSE | 0 | 0 | 0 | 0 | 0 | 0 | 1 | 1
1976-01-15 | 1 | 15 | 7:00 | -1.7 | 7 | 1 | 29 |  | 26 | 19.7913 | 4.7252 | 24.5165 | 95% | 1 | 68.4 | 9.0117 | 4.9685 | 4.9685 | 0 | 0% | 9.5431 | 1 | 1 | 1 | 68.4 | 9.0117 | 4.9685 | 4.9685 | 0 | 0% | 657.75 | 68.4 | 0 | 589.35 | 657.75 | 68.4 | 0 | 589.35 | Winter | 0 | FALSE | 0 | 0 | 0 | 0 | 0 | 0 | 1 | 1
1976-01-15 | 1 | 15 | 8:00 | -1.7 | 8 | 1 | 29 |  | 26 | 19.7913 | 7.6128 | 27.4041 | 95% | 1 | 68.4 | 9.0117 | 4.9685 | 4.9685 | 0 | 0% | 9.3129 | 1 | 1 | 1 | 68.4 | 9.0117 | 4.9685 | 4.9685 | 0 | 0% | 642 | 68.4 | 0 | 573.6 | 642 | 68.4 | 0 | 573.6 | Winter | 0 | FALSE | 0 | 0 | 0 | 0 | 0 | 0 | 1 | 1
1976-01-15 | 1 | 15 | 9:00 | -1.7 | 9 | 1 | 29 |  | 26 | 19.7913 | 6.5627 | 26.3541 | 95% | 1 | 68.4 | 9.0117 | 4.9685 | 4.9685 | 0 | 0% | 9.4481 | 1 | 1 | 1 | 68.4 | 9.0117 | 4.9685 | 4.9685 | 0 | 0% | 651.25 | 68.4 | 0 | 582.85 | 651.25 | 68.4 | 0 | 582.85 | Winter | 0 | FALSE | 0 | 0 | 0 | 0 | 0 | 0 | 1 | 1
1976-01-15 | 1 | 15 | 10:00 | -1.7 | 10 | 1 | 29 |  | 26 | 19.7913 | 6.0377 | 25.829 | 95% | 1 | 68.4 | 9.0117 | 4.9685 | 4.9685 | 0 | 0% | 9.5102 | 1 | 1 | 1 | 68.4 | 9.0117 | 4.9685 | 4.9685 | 0 | 0% | 655.5 | 68.4 | 0 | 587.1 | 655.5 | 68.4 | 0 | 587.1 | Winter | 0 | FALSE | 0 | 0 | 0 | 0 | 0 | 0 | 1 | 1
1976-01-15 | 1 | 15 | 11:00 | -1.1 | 11 | 1 | 30 |  | 25 | 19.0301 | 5.2502 | 24.2803 | 95% | 1 | 68.4 | 9.0117 | 4.9685 | 4.9685 | 0 | 0% | 9.4883 | 1 | 1 | 1 | 68.4 | 9.0117 | 4.9685 | 4.9685 | 0 | 0% | 654 | 68.4 | 0 | 585.6 | 654 | 68.4 | 0 | 585.6 | Winter | 0 | FALSE | 0 | 0 | 0 | 0 | 0 | 0 | 1 | 1
1976-01-15 | 1 | 15 | 12:00 | -1.7 | 12 | 1 | 29 |  | 26 | 19.7913 | 5.2502 | 25.0415 | 95% | 1 | 68.4 | 9.0117 | 4.9685 | 4.9685 | 0 | 0% | 9.4956 | 1 | 1 | 1 | 68.4 | 9.0117 | 4.9685 | 4.9685 | 0 | 0% | 654.5 | 68.4 | 0 | 586.1 | 654.5 | 68.4 | 0 | 586.1 | Winter | 0 | FALSE | 0 | 0 | 0 | 0 | 0 | 0 | 1 | 1
1976-01-15 | 1 | 15 | 13:00 | -1.7 | 13 | 1 | 29 |  | 26 | 19.7913 | 4.7252 | 24.5165 | 95% | 1 | 68.4 | 9.0117 | 4.9685 | 4.9685 | 0 | 0% | 9.4115 | 1 | 1 | 1 | 68.4 | 9.0117 | 4.9685 | 4.9685 | 0 | 0% | 648.75 | 68.4 | 0 | 580.35 | 648.75 | 68.4 | 0 | 580.35 | Winter | 0 | FALSE | 0 | 0 | 0 | 0 | 0 | 0 | 1 | 1
1976-01-15 | 1 | 15 | 14:00 | -1.1 | 14 | 1 | 30 |  | 25 | 19.0301 | 3.9376 | 22.9678 | 95% | 1 | 68.4 | 9.0117 | 4.9685 | 4.9685 | 0 | 0% | 9.3787 | 1 | 1 | 1 | 68.4 | 9.0117 | 4.9685 | 4.9685 | 0 | 0% | 646.5 | 68.4 | 0 | 578.1 | 646.5 | 68.4 | 0 | 578.1 | Winter | 0 | FALSE | 0 | 0 | 0 | 0 | 0 | 0 | 1 | 1
1976-01-15 | 1 | 15 | 15:00 | -1.1 | 15 | 1 | 30 |  | 25 | 19.0301 | 3.6751 | 22.7053 | 95% | 1 | 68.4 | 9.0117 | 4.9685 | 4.9685 | 0 | 0% | 10.0877 | 1 | 1 | 1 | 68.4 | 9.0117 | 4.9685 | 4.9685 | 0 | 0% | 695 | 68.4 | 0 | 626.6 | 695 | 68.4 | 0 | 626.6 | Winter | 0 | FALSE | 0 | 0 | 0 | 0 | 0 | 0 | 1 | 1
1976-01-15 | 1 | 15 | 16:00 | -1.7 | 16 | 1 | 29 |  | 26 | 19.7913 | 3.6751 | 23.4665 | 95% | 1 | 68.4 | 9.0117 | 4.9685 | 4.9685 | 0 | 0% | 11.4583 | 1 | 1 | 1 | 68.4 | 9.0117 | 4.9685 | 4.9685 | 0 | 0% | 788.75 | 68.4 | 0 | 720.35 | 788.75 | 68.4 | 0 | 720.35 | Winter | 0 | FALSE | 0 | 0 | 0 | 0 | 0 | 0 | 1 | 1
1976-01-15 | 1 | 15 | 17:00 | -2.2 | 17 | 1 | 28 |  | 27 | 20.5525 | 4.7252 | 25.2777 | 95% | 1 | 68.4 | 9.0117 | 4.9685 | 4.9685 | 0 | 0% | 11.8458 | 1 | 1 | 1 | 68.4 | 9.0117 | 4.9685 | 4.9685 | 0 | 0% | 815.25 | 68.4 | 0 | 746.85 | 815.25 | 68.4 | 0 | 746.85 | Winter | 1 | FALSE | 1 | 68.4 | 68.4 | 0 | 0 | 0 | 1 | 1
1976-01-15 | 1 | 15 | 18:00 | -2.2 | 18 | 1 | 28 |  | 27 | 20.5525 | 6.0377 | 26.5903 | 95% | 1 | 68.4 | 9.0117 | 4.9685 | 4.9685 | 0 | 0% | 12.8582 | 1 | 1 | 1 | 68.4 | 9.0117 | 4.9685 | 4.9685 | 0 | 0% | 884.5 | 68.4 | 0 | 816.1 | 884.5 | 68.4 | 0 | 816.1 | Winter | 1 | FALSE | 1 | 68.4 | 68.4 | 0 | 0 | 0 | 1 | 1
1976-01-15 | 1 | 15 | 19:00 | -3.3 | 19 | 1 | 26 |  | 29 | 22.0749 | 6.5627 | 28.6377 | 95% | 1 | 68.4 | 9.0117 | 4.9685 | 4.9685 | 0 | 0% | 12.6572 | 1 | 1 | 1 | 68.4 | 9.0117 | 4.9685 | 4.9685 | 0 | 0% | 870.75 | 68.4 | 0 | 802.35 | 870.75 | 68.4 | 0 | 802.35 | Winter | 0 | FALSE | 0 | 0 | 0 | 0 | 0 | 0 | 1 | 1
1976-01-15 | 1 | 15 | 20:00 | -3.9 | 20 | 1 | 25 |  | 30 | 22.8361 | 5.7752 | 28.6114 | 95% | 1 | 68.4 | 9.0117 | 4.9685 | 4.9685 | 0 | 0% | 12.6206 | 1 | 1 | 1 | 68.4 | 9.0117 | 4.9685 | 4.9685 | 0 | 0% | 868.25 | 68.4 | 0 | 799.85 | 868.25 | 68.4 | 0 | 799.85 | Winter | 0 | FALSE | 0 | 0 | 0 | 0 | 0 | 0 | 1 | 1
1976-01-15 | 1 | 15 | 21:00 | -3.9 | 21 | 1 | 25 |  | 30 | 22.8361 | 4.7252 | 27.5613 | 95% | 1 | 68.4 | 9.0117 | 4.9685 | 4.9685 | 0 | 0% | 12.606 | 1 | 1 | 1 | 68.4 | 9.0117 | 4.9685 | 4.9685 | 0 | 0% | 867.25 | 68.4 | 0 | 798.85 | 867.25 | 68.4 | 0 | 798.85 | Winter | 0 | FALSE | 0 | 0 | 0 | 0 | 0 | 0 | 1 | 1
1976-01-15 | 1 | 15 | 22:00 | -3.9 | 22 | 1 | 25 |  | 30 | 22.8361 | 4.2002 | 27.0363 | 95% | 1 | 68.4 | 9.0117 | 4.9685 | 4.9685 | 0 | 0% | 13.0373 | 1 | 1 | 1 | 68.4 | 9.0117 | 4.9685 | 4.9685 | 0 | 0% | 896.75 | 68.4 | 0 | 828.35 | 896.75 | 68.4 | 0 | 828.35 | Winter | 0 | FALSE | 0 | 0 | 0 | 0 | 0 | 0 | 1 | 1
1976-01-15 | 1 | 15 | 23:00 | -4.4 | 23 | 1 | 24 |  | 31 | 23.5973 | 5.2502 | 28.8475 | 95% | 1 | 68.4 | 9.0117 | 4.9685 | 4.9685 | 0 | 0% | 12.6681 | 1 | 1 | 1 | 68.4 | 9.0117 | 4.9685 | 4.9685 | 0 | 0% | 871.5 | 68.4 | 0 | 803.1 | 871.5 | 68.4 | 0 | 803.1 | Winter | 0 | FALSE | 0 | 0 | 0 | 0 | 0 | 0 | 1 | 1
1976-01-15 | 1 | 15 | 24:00 | -4.4 | 0 | 1 | 24 |  | 31 | 23.5973 | 4.2002 | 27.7975 | 95% | 1 | 68.4 | 9.0117 | 4.9685 | 4.9685 | 0 | 0% | 12.4708 | 1 | 1 | 1 | 68.4 | 9.0117 | 4.9685 | 4.9685 | 0 | 0% | 858 | 68.4 | 0 | 789.6 | 858 | 68.4 | 0 | 789.6 | Winter | 0 | FALSE | 0 | 0 | 0 | 0 | 0 | 0 | 1 | 1
1976-01-16 | 1 | 16 | 1:00 | -3.9 | 1 | 1 | 25 |  | 30 | 22.8361 | 3.9376 | 26.7738 | 95% | 1 | 68.4 | 9.0117 | 4.9685 | 4.9685 | 0 | 0% | 12.3355 | 1 | 1 | 1 | 68.4 | 9.0117 | 4.9685 | 4.9685 | 0 | 0% | 848.75 | 68.4 | 0 | 780.35 | 848.75 | 68.4 | 0 | 780.35 | Winter | 0 | FALSE | 0 | 0 | 0 | 0 | 0 | 0 | 1 | 1
1976-01-16 | 1 | 16 | 2:00 | -4.4 | 2 | 1 | 24 |  | 31 | 23.5973 | 3.1501 | 26.7475 | 95% | 1 | 68.4 | 9.0117 | 4.9685 | 4.9685 | 0 | 0% | 12.6389 | 1 | 1 | 1 | 68.4 | 9.0117 | 4.9685 | 4.9685 | 0 | 0% | 869.5 | 68.4 | 0 | 801.1 | 869.5 | 68.4 | 0 | 801.1 | Winter | 0 | FALSE | 0 | 0 | 0 | 0 | 0 | 0 | 1 | 1
1976-01-16 | 1 | 16 | 3:00 | -5 | 3 | 1 | 23 |  | 32 | 24.3586 | 3.4126 | 27.7712 | 95% | 1 | 68.4 | 9.0117 | 4.9685 | 4.9685 | 0 | 0% | 12.0285 | 1 | 1 | 1 | 68.4 | 9.0117 | 4.9685 | 4.9685 | 0 | 0% | 827.75 | 68.4 | 0 | 759.35 | 827.75 | 68.4 | 0 | 759.35 | Winter | 0 | FALSE | 0 | 0 | 0 | 0 | 0 | 0 | 1 | 1
1976-01-16 | 1 | 16 | 4:00 | -5 | 4 | 1 | 23 |  | 32 | 24.3586 | 3.1501 | 27.5087 | 95% | 1 | 68.4 | 9.0117 | 4.9685 | 4.9685 | 0 | 0% | 11.9591 | 1 | 1 | 1 | 68.4 | 9.0117 | 4.9685 | 4.9685 | 0 | 0% | 823 | 68.4 | 0 | 754.6 | 823 | 68.4 | 0 | 754.6 | Winter | 0 | FALSE | 0 | 0 | 0 | 0 | 0 | 0 | 1 | 1
1976-01-16 | 1 | 16 | 5:00 | -5 | 5 | 1 | 23 |  | 32 | 24.3586 | 3.1501 | 27.5087 | 95% | 1 | 68.4 | 9.0117 | 4.9685 | 4.9685 | 0 | 0% | 11.8458 | 1 | 1 | 1 | 68.4 | 9.0117 | 4.9685 | 4.9685 | 0 | 0% | 815.25 | 68.4 | 0 | 746.85 | 815.25 | 68.4 | 0 | 746.85 | Winter | 0 | FALSE | 0 | 0 | 0 | 0 | 0 | 0 | 1 | 1
1976-01-16 | 1 | 16 | 6:00 | -5 | 6 | 1 | 23 |  | 32 | 24.3586 | 3.9376 | 28.2962 | 95% | 1 | 68.4 | 9.0117 | 4.9685 | 4.9685 | 0 | 0% | 11.4766 | 1 | 1 | 1 | 68.4 | 9.0117 | 4.9685 | 4.9685 | 0 | 0% | 790 | 68.4 | 0 | 721.6 | 790 | 68.4 | 0 | 721.6 | Winter | 0 | FALSE | 0 | 0 | 0 | 0 | 0 | 0 | 1 | 1
1976-01-16 | 1 | 16 | 7:00 | -5 | 7 | 1 | 23 |  | 32 | 24.3586 | 4.7252 | 29.0837 | 95% | 1 | 68.4 | 9.0117 | 4.9685 | 4.9685 | 0 | 0% | 11.027 | 1 | 1 | 1 | 68.4 | 9.0117 | 4.9685 | 4.9685 | 0 | 0% | 759.25 | 68.4 | 0 | 690.85 | 759.25 | 68.4 | 0 | 690.85 | Winter | 0 | FALSE | 0 | 0 | 0 | 0 | 0 | 0 | 1 | 1
1976-01-16 | 1 | 16 | 8:00 | -4.4 | 8 | 1 | 24 |  | 31 | 23.5973 | 7.6128 | 31.2101 | 95% | 1 | 68.4 | 9.0117 | 4.9685 | 4.9685 | 0 | 0% | 11.1367 | 1 | 1 | 1 | 68.4 | 9.0117 | 4.9685 | 4.9685 | 0 | 0% | 766.75 | 68.4 | 0 | 698.35 | 766.75 | 68.4 | 0 | 698.35 | Winter | 0 | FALSE | 0 | 0 | 0 | 0 | 0 | 0 | 1 | 1
1976-01-16 | 1 | 16 | 9:00 | -3.9 | 9 | 1 | 25 |  | 30 | 22.8361 | 6.5627 | 29.3989 | 95% | 1 | 68.4 | 9.0117 | 4.9685 | 4.9685 | 0 | 0% | 11.0636 | 1 | 1 | 1 | 68.4 | 9.0117 | 4.9685 | 4.9685 | 0 | 0% | 761.75 | 68.4 | 0 | 693.35 | 761.75 | 68.4 | 0 | 693.35 | Winter | 0 | FALSE | 0 | 0 | 0 | 0 | 0 | 0 | 1 | 1
1976-01-16 | 1 | 16 | 10:00 | -2.8 | 10 | 1 | 27 |  | 28 | 21.3137 | 6.0377 | 27.3515 | 95% | 1 | 68.4 | 9.0117 | 4.9685 | 4.9685 | 0 | 0% | 10.8918 | 1 | 1 | 1 | 68.4 | 9.0117 | 4.9685 | 4.9685 | 0 | 0% | 750 | 68.4 | 0 | 681.6 | 750 | 68.4 | 0 | 681.6 | Winter | 0 | FALSE | 0 | 0 | 0 | 0 | 0 | 0 | 1 | 1
1976-01-16 | 1 | 16 | 11:00 | -1.1 | 11 | 1 | 30 |  | 25 | 19.0301 | 5.2502 | 24.2803 | 95% | 1 | 68.4 | 9.0117 | 4.9685 | 4.9685 | 0 | 0% | 10.9247 | 1 | 1 | 1 | 68.4 | 9.0117 | 4.9685 | 4.9685 | 0 | 0% | 752.25 | 68.4 | 0 | 683.85 | 752.25 | 68.4 | 0 | 683.85 | Winter | 0 | FALSE | 0 | 0 | 0 | 0 | 0 | 0 | 1 | 1
1976-01-16 | 1 | 16 | 12:00 | 0.6 | 12 | 1 | 33 |  | 22 | 16.7465 | 5.2502 | 21.9967 | 95% | 1 | 68.4 | 9.0117 | 4.9685 | 4.9685 | 0 | 0% | 10.8443 | 1 | 1 | 1 | 68.4 | 9.0117 | 4.9685 | 4.9685 | 0 | 0% | 746.75 | 68.4 | 0 | 678.35 | 746.75 | 68.4 | 0 | 678.35 | Winter | 0 | FALSE | 0 | 0 | 0 | 0 | 0 | 0 | 1 | 1
1976-01-16 | 1 | 16 | 13:00 | 1.1 | 13 | 1 | 34 |  | 21 | 15.9853 | 4.7252 | 20.7105 | 95% | 1 | 68.4 | 9.0117 | 4.9685 | 4.9685 | 0 | 0% | 10.7931 | 1 | 1 | 1 | 68.4 | 9.0117 | 4.9685 | 4.9685 | 0 | 0% | 743.25 | 68.4 | 0 | 674.85 | 743.25 | 68.4 | 0 | 674.85 | Winter | 0 | FALSE | 0 | 0 | 0 | 0 | 0 | 0 | 1 | 1
1976-01-16 | 1 | 16 | 14:00 | 2.2 | 14 | 1 | 36 |  | 19 | 14.4629 | 3.9376 | 18.4005 | 95% | 1 | 68.4 | 9.0117 | 4.9685 | 4.9685 | 0 | 0% | 10.8114 | 1 | 1 | 1 | 68.4 | 9.0117 | 4.9685 | 4.9685 | 0 | 0% | 744.5 | 68.4 | 0 | 676.1 | 744.5 | 68.4 | 0 | 676.1 | Winter | 0 | FALSE | 0 | 0 | 0 | 0 | 0 | 0 | 1 | 1
1976-01-16 | 1 | 16 | 15:00 | 2.2 | 15 | 1 | 36 |  | 19 | 14.4629 | 3.6751 | 18.138 | 95% | 1 | 68.4 | 9.0117 | 4.9685 | 4.9685 | 0 | 0% | 11.7178 | 1 | 1 | 1 | 68.4 | 9.0117 | 4.9685 | 4.9685 | 0 | 0% | 806.5 | 68.4 | 0 | 738.1 | 806.5 | 68.4 | 0 | 738.1 | Winter | 0 | FALSE | 0 | 0 | 0 | 0 | 0 | 0 | 1 | 1
1976-01-16 | 1 | 16 | 16:00 | 2.8 | 16 | 1 | 37 |  | 18 | 13.7017 | 3.6751 | 17.3768 | 95% | 1 | 68.4 | 9.0117 | 4.9685 | 4.9685 | 0 | 0% | 12.1784 | 1 | 1 | 1 | 68.4 | 9.0117 | 4.9685 | 4.9685 | 0 | 0% | 838 | 68.4 | 0 | 769.6 | 838 | 68.4 | 0 | 769.6 | Winter | 0 | FALSE | 0 | 0 | 0 | 0 | 0 | 0 | 1 | 1
1976-01-16 | 1 | 16 | 17:00 | 2.8 | 17 | 1 | 37 |  | 18 | 13.7017 | 4.7252 | 18.4269 | 95% | 1 | 68.4 | 9.0117 | 4.9685 | 4.9685 | 0 | 0% | 12.6535 | 1 | 1 | 1 | 68.4 | 9.0117 | 4.9685 | 4.9685 | 0 | 0% | 870.5 | 68.4 | 0 | 802.1 | 870.5 | 68.4 | 0 | 802.1 | Winter | 1 | FALSE | 1 | 68.4 | 68.4 | 0 | 0 | 0 | 1 | 1
1976-01-16 | 1 | 16 | 18:00 | 2.8 | 18 | 1 | 37 |  | 18 | 13.7017 | 6.0377 | 19.7394 | 95% | 1 | 68.4 | 9.0117 | 4.9685 | 4.9685 | 0 | 0% | 13.1469 | 1 | 1 | 1 | 68.4 | 9.0117 | 4.9685 | 4.9685 | 0 | 0% | 904.25 | 68.4 | 0 | 835.85 | 904.25 | 68.4 | 0 | 835.85 | Winter | 1 | FALSE | 1 | 68.4 | 68.4 | 0 | 0 | 0 | 1 | 1
1976-01-16 | 1 | 16 | 19:00 | 3.3 | 19 | 1 | 38 |  | 17 | 12.9405 | 6.5627 | 19.5032 | 95% | 1 | 68.4 | 9.0117 | 4.9685 | 4.9685 | 0 | 0% | 13.1615 | 1 | 1 | 1 | 68.4 | 9.0117 | 4.9685 | 4.9685 | 0 | 0% | 905.25 | 68.4 | 0 | 836.85 | 905.25 | 68.4 | 0 | 836.85 | Winter | 0 | FALSE | 0 | 0 | 0 | 0 | 0 | 0 | 1 | 1
1976-01-16 | 1 | 16 | 20:00 | 3.9 | 20 | 1 | 39 |  | 16 | 12.1793 | 5.7752 | 17.9545 | 95% | 1 | 68.4 | 9.0117 | 4.9685 | 4.9685 | 0 | 0% | 13.4576 | 1 | 1 | 1 | 68.4 | 9.0117 | 4.9685 | 4.9685 | 0 | 0% | 925.5 | 68.4 | 0 | 857.1 | 925.5 | 68.4 | 0 | 857.1 | Winter | 0 | FALSE | 0 | 0 | 0 | 0 | 0 | 0 | 1 | 1
1976-01-16 | 1 | 16 | 21:00 | 2.8 | 21 | 1 | 37 |  | 18 | 13.7017 | 4.7252 | 18.4269 | 95% | 1 | 68.4 | 9.0117 | 4.9685 | 4.9685 | 0 | 0% | 12.9861 | 1 | 1 | 1 | 68.4 | 9.0117 | 4.9685 | 4.9685 | 0 | 0% | 893.25 | 68.4 | 0 | 824.85 | 893.25 | 68.4 | 0 | 824.85 | Winter | 0 | FALSE | 0 | 0 | 0 | 0 | 0 | 0 | 1 | 1
1976-01-16 | 1 | 16 | 22:00 | 3.3 | 22 | 1 | 38 |  | 17 | 12.9405 | 4.2002 | 17.1406 | 95% | 1 | 68.4 | 9.0117 | 4.9685 | 4.9685 | 0 | 0% | 13.7135 | 1 | 1 | 1 | 68.4 | 9.0117 | 4.9685 | 4.9685 | 0 | 0% | 943 | 68.4 | 0 | 874.6 | 943 | 68.4 | 0 | 874.6 | Winter | 0 | FALSE | 0 | 0 | 0 | 0 | 0 | 0 | 1 | 1
1976-01-16 | 1 | 16 | 23:00 | 2.8 | 23 | 1 | 37 |  | 18 | 13.7017 | 5.2502 | 18.9519 | 95% | 1 | 68.4 | 9.0117 | 4.9685 | 4.9685 | 0 | 0% | 13.0702 | 1 | 1 | 1 | 68.4 | 9.0117 | 4.9685 | 4.9685 | 0 | 0% | 899 | 68.4 | 0 | 830.6 | 899 | 68.4 | 0 | 830.6 | Winter | 0 | FALSE | 0 | 0 | 0 | 0 | 0 | 0 | 1 | 1
1976-01-16 | 1 | 16 | 24:00 | 1.7 | 0 | 1 | 35 |  | 20 | 15.2241 | 4.2002 | 19.4242 | 95% | 1 | 68.4 | 9.0117 | 4.9685 | 4.9685 | 0 | 0% | 13.0738 | 1 | 1 | 1 | 68.4 | 9.0117 | 4.9685 | 4.9685 | 0 | 0% | 899.25 | 68.4 | 0 | 830.85 | 899.25 | 68.4 | 0 | 830.85 | Winter | 0 | FALSE | 0 | 0 | 0 | 0 | 0 | 0 | 1 | 1
1976-01-17 | 1 | 17 | 1:00 | 1.1 | 1 | 1 | 34 |  | 21 | 15.9853 | 3.9376 | 19.9229 | 95% | 1 | 68.4 | 9.0117 | 4.9685 | 4.9685 | 0 | 0% | 13.125 | 1 | 1 | 1 | 68.4 | 9.0117 | 4.9685 | 4.9685 | 0 | 0% | 902.75 | 68.4 | 0 | 834.35 | 902.75 | 68.4 | 0 | 834.35 | Winter | 0 | FALSE | 0 | 0 | 0 | 0 | 0 | 0 | 1 | 1
1976-01-17 | 1 | 17 | 2:00 | 0 | 2 | 1 | 32 |  | 23 | 17.5077 | 3.1501 | 20.6578 | 95% | 1 | 68.4 | 9.0117 | 4.9685 | 4.9685 | 0 | 0% | 12.5146 | 1 | 1 | 1 | 68.4 | 9.0117 | 4.9685 | 4.9685 | 0 | 0% | 861 | 68.4 | 0 | 792.6 | 861 | 68.4 | 0 | 792.6 | Winter | 0 | FALSE | 0 | 0 | 0 | 0 | 0 | 0 | 1 | 1
1976-01-17 | 1 | 17 | 3:00 | -0.6 | 3 | 1 | 31 |  | 24 | 18.2689 | 3.4126 | 21.6815 | 95% | 1 | 68.4 | 9.0117 | 4.9685 | 4.9685 | 0 | 0% | 11.9115 | 1 | 1 | 1 | 68.4 | 9.0117 | 4.9685 | 4.9685 | 0 | 0% | 819.75 | 68.4 | 0 | 751.35 | 819.75 | 68.4 | 0 | 751.35 | Winter | 0 | FALSE | 0 | 0 | 0 | 0 | 0 | 0 | 1 | 1
1976-01-17 | 1 | 17 | 4:00 | -0.6 | 4 | 1 | 31 |  | 24 | 18.2689 | 3.1501 | 21.419 | 95% | 1 | 68.4 | 9.0117 | 4.9685 | 4.9685 | 0 | 0% | 11.6009 | 1 | 1 | 1 | 68.4 | 9.0117 | 4.9685 | 4.9685 | 0 | 0% | 798.5 | 68.4 | 0 | 730.1 | 798.5 | 68.4 | 0 | 730.1 | Winter | 0 | FALSE | 0 | 0 | 0 | 0 | 0 | 0 | 1 | 1
1976-01-17 | 1 | 17 | 5:00 | -0.6 | 5 | 1 | 31 |  | 24 | 18.2689 | 3.1501 | 21.419 | 95% | 1 | 68.4 | 9.0117 | 4.9685 | 4.9685 | 0 | 0% | 11.7434 | 1 | 1 | 1 | 68.4 | 9.0117 | 4.9685 | 4.9685 | 0 | 0% | 808.25 | 68.4 | 0 | 739.85 | 808.25 | 68.4 | 0 | 739.85 | Winter | 0 | FALSE | 0 | 0 | 0 | 0 | 0 | 0 | 1 | 1
1976-01-17 | 1 | 17 | 6:00 | -1.1 | 6 | 1 | 30 |  | 25 | 19.0301 | 3.9376 | 22.9678 | 95% | 1 | 68.4 | 9.0117 | 4.9685 | 4.9685 | 0 | 0% | 11.3816 | 1 | 1 | 1 | 68.4 | 9.0117 | 4.9685 | 4.9685 | 0 | 0% | 783.5 | 68.4 | 0 | 715.1 | 783.5 | 68.4 | 0 | 715.1 | Winter | 0 | FALSE | 0 | 0 | 0 | 0 | 0 | 0 | 1 | 1
1976-01-17 | 1 | 17 | 7:00 | -1.7 | 7 | 1 | 29 |  | 26 | 19.7913 | 4.7252 | 24.5165 | 95% | 1 | 68.4 | 9.0117 | 4.9685 | 4.9685 | 0 | 0% | 10.8443 | 1 | 1 | 1 | 68.4 | 9.0117 | 4.9685 | 4.9685 | 0 | 0% | 746.75 | 68.4 | 0 | 678.35 | 746.75 | 68.4 | 0 | 678.35 | Winter | 0 | FALSE | 0 | 0 | 0 | 0 | 0 | 0 | 1 | 1
1976-01-17 | 1 | 17 | 8:00 | -2.2 | 8 | 1 | 28 |  | 27 | 20.5525 | 7.6128 | 28.1653 | 95% | 1 | 68.4 | 9.0117 | 4.9685 | 4.9685 | 0 | 0% | 10.7091 | 1 | 1 | 1 | 68.4 | 9.0117 | 4.9685 | 4.9685 | 0 | 0% | 737.5 | 68.4 | 0 | 669.1 | 737.5 | 68.4 | 0 | 669.1 | Winter | 0 | FALSE | 0 | 0 | 0 | 0 | 0 | 0 | 1 | 1
1976-01-17 | 1 | 17 | 9:00 | -2.8 | 9 | 1 | 27 |  | 28 | 21.3137 | 6.5627 | 27.8765 | 95% | 1 | 68.4 | 9.0117 | 4.9685 | 4.9685 | 0 | 0% | 10.6579 | 1 | 1 | 1 | 68.4 | 9.0117 | 4.9685 | 4.9685 | 0 | 0% | 734 | 68.4 | 0 | 665.6 | 734 | 68.4 | 0 | 665.6 | Winter | 0 | FALSE | 0 | 0 | 0 | 0 | 0 | 0 | 1 | 1
1976-01-17 | 1 | 17 | 10:00 | -3.3 | 10 | 1 | 26 |  | 29 | 22.0749 | 6.0377 | 28.1127 | 95% | 1 | 68.4 | 9.0117 | 4.9685 | 4.9685 | 0 | 0% | 10.6433 | 1 | 1 | 1 | 68.4 | 9.0117 | 4.9685 | 4.9685 | 0 | 0% | 733 | 68.4 | 0 | 664.6 | 733 | 68.4 | 0 | 664.6 | Winter | 0 | FALSE | 0 | 0 | 0 | 0 | 0 | 0 | 1 | 1
1976-01-17 | 1 | 17 | 11:00 | -3.9 | 11 | 1 | 25 |  | 30 | 22.8361 | 5.2502 | 28.0863 | 95% | 1 | 68.4 | 9.0117 | 4.9685 | 4.9685 | 0 | 0% | 10.6067 | 1 | 1 | 1 | 68.4 | 9.0117 | 4.9685 | 4.9685 | 0 | 0% | 730.5 | 68.4 | 0 | 662.1 | 730.5 | 68.4 | 0 | 662.1 | Winter | 0 | FALSE | 0 | 0 | 0 | 0 | 0 | 0 | 1 | 1
1976-01-17 | 1 | 17 | 12:00 | -2.8 | 12 | 1 | 27 |  | 28 | 21.3137 | 5.2502 | 26.5639 | 95% | 1 | 68.4 | 9.0117 | 4.9685 | 4.9685 | 0 | 0% | 10.5446 | 1 | 1 | 1 | 68.4 | 9.0117 | 4.9685 | 4.9685 | 0 | 0% | 726.25 | 68.4 | 0 | 657.85 | 726.25 | 68.4 | 0 | 657.85 | Winter | 0 | FALSE | 0 | 0 | 0 | 0 | 0 | 0 | 1 | 1
1976-01-17 | 1 | 17 | 13:00 | -2.8 | 13 | 1 | 27 |  | 28 | 21.3137 | 4.7252 | 26.0389 | 95% | 1 | 68.4 | 9.0117 | 4.9685 | 4.9685 | 0 | 0% | 10.4678 | 1 | 1 | 1 | 68.4 | 9.0117 | 4.9685 | 4.9685 | 0 | 0% | 721 | 68.4 | 0 | 652.6 | 721 | 68.4 | 0 | 652.6 | Winter | 0 | FALSE | 0 | 0 | 0 | 0 | 0 | 0 | 1 | 1
1976-01-17 | 1 | 17 | 14:00 | -2.8 | 14 | 1 | 27 |  | 28 | 21.3137 | 3.9376 | 25.2514 | 95% | 1 | 68.4 | 9.0117 | 4.9685 | 4.9685 | 0 | 0% | 10.5811 | 1 | 1 | 1 | 68.4 | 9.0117 | 4.9685 | 4.9685 | 0 | 0% | 728.75 | 68.4 | 0 | 660.35 | 728.75 | 68.4 | 0 | 660.35 | Winter | 0 | FALSE | 0 | 0 | 0 | 0 | 0 | 0 | 1 | 1
1976-01-17 | 1 | 17 | 15:00 | -2.8 | 15 | 1 | 27 |  | 28 | 21.3137 | 3.6751 | 24.9889 | 95% | 1 | 68.4 | 9.0117 | 4.9685 | 4.9685 | 0 | 0% | 11.261 | 1 | 1 | 1 | 68.4 | 9.0117 | 4.9685 | 4.9685 | 0 | 0% | 775.25 | 68.4 | 0 | 706.85 | 775.25 | 68.4 | 0 | 706.85 | Winter | 0 | FALSE | 0 | 0 | 0 | 0 | 0 | 0 | 1 | 1
1976-01-17 | 1 | 17 | 16:00 | -4.4 | 16 | 1 | 24 |  | 31 | 23.5973 | 3.6751 | 27.2725 | 95% | 1 | 68.4 | 9.0117 | 4.9685 | 4.9685 | 0 | 0% | 12.0614 | 1 | 1 | 1 | 68.4 | 9.0117 | 4.9685 | 4.9685 | 0 | 0% | 830 | 68.4 | 0 | 761.6 | 830 | 68.4 | 0 | 761.6 | Winter | 0 | FALSE | 0 | 0 | 0 | 0 | 0 | 0 | 1 | 1
1976-01-17 | 1 | 17 | 17:00 | -5.6 | 17 | 1 | 22 |  | 33 | 25.1198 | 4.7252 | 29.8449 | 95% | 1 | 68.4 | 9.0117 | 4.9685 | 4.9685 | 0 | 0% | 12.8143 | 1 | 1 | 1 | 68.4 | 9.0117 | 4.9685 | 4.9685 | 0 | 0% | 881.5 | 68.4 | 0 | 813.1 | 881.5 | 68.4 | 0 | 813.1 | Winter | 1 | FALSE | 1 | 68.4 | 68.4 | 0 | 0 | 0 | 1 | 1
1976-01-17 | 1 | 17 | 18:00 | -6.7 | 18 | 1 | 20 |  | 35 | 26.6422 | 6.0377 | 32.6799 | 95% | 1 | 68.4 | 9.0117 | 4.9685 | 4.9685 | 0 | 0% | 13.1944 | 1 | 1 | 1 | 68.4 | 9.0117 | 4.9685 | 4.9685 | 0 | 0% | 907.5 | 68.4 | 0 | 839.1 | 907.5 | 68.4 | 0 | 839.1 | Winter | 1 | FALSE | 1 | 68.4 | 68.4 | 0 | 0 | 0 | 1 | 1
1976-01-17 | 1 | 17 | 19:00 | -7.8 | 19 | 1 | 18 |  | 37 | 28.1646 | 6.5627 | 34.7273 | 95% | 1 | 68.4 | 9.0117 | 4.9685 | 4.9685 | 0 | 0% | 13.4686 | 1 | 1 | 1 | 68.4 | 9.0117 | 4.9685 | 4.9685 | 0 | 0% | 926.25 | 68.4 | 0 | 857.85 | 926.25 | 68.4 | 0 | 857.85 | Winter | 0 | FALSE | 0 | 0 | 0 | 0 | 0 | 0 | 1 | 1
1976-01-17 | 1 | 17 | 20:00 | -8.3 | 20 | 1 | 17 |  | 38 | 28.9258 | 5.7752 | 34.701 | 95% | 1 | 68.4 | 9.0117 | 4.9685 | 4.9685 | 0 | 0% | 13.4722 | 1 | 1 | 1 | 68.4 | 9.0117 | 4.9685 | 4.9685 | 0 | 0% | 926.5 | 68.4 | 0 | 858.1 | 926.5 | 68.4 | 0 | 858.1 | Winter | 0 | FALSE | 0 | 0 | 0 | 0 | 0 | 0 | 1 | 1
1976-01-17 | 1 | 17 | 21:00 | -8.9 | 21 | 1 | 16 |  | 39 | 29.687 | 4.7252 | 34.4122 | 95% | 1 | 68.4 | 9.0117 | 4.9685 | 4.9685 | 0 | 0% | 13.5892 | 1 | 1 | 1 | 68.4 | 9.0117 | 4.9685 | 4.9685 | 0 | 0% | 934.5 | 68.4 | 0 | 866.1 | 934.5 | 68.4 | 0 | 866.1 | Winter | 0 | FALSE | 0 | 0 | 0 | 0 | 0 | 0 | 1 | 1
1976-01-17 | 1 | 17 | 22:00 | -9.4 | 22 | 1 | 15 |  | 40 | 30.4482 | 4.2002 | 34.6483 | 95% | 1 | 68.4 | 9.0117 | 4.9685 | 4.9685 | 0 | 0% | 13.1615 | 1 | 1 | 1 | 68.4 | 9.0117 | 4.9685 | 4.9685 | 0 | 0% | 905.25 | 68.4 | 0 | 836.85 | 905.25 | 68.4 | 0 | 836.85 | Winter | 0 | FALSE | 0 | 0 | 0 | 0 | 0 | 0 | 1 | 1
1976-01-17 | 1 | 17 | 23:00 | -10 | 23 | 1 | 14 |  | 41 | 31.2094 | 5.2502 | 36.4596 | 95% | 1 | 68.4 | 9.0117 | 4.9685 | 4.9685 | 0 | 0% | 12.818 | 1 | 1 | 1 | 68.4 | 9.0117 | 4.9685 | 4.9685 | 0 | 0% | 881.75 | 68.4 | 0 | 813.35 | 881.75 | 68.4 | 0 | 813.35 | Winter | 0 | FALSE | 0 | 0 | 0 | 0 | 0 | 0 | 1 | 1
1976-01-17 | 1 | 17 | 24:00 | -11.1 | 0 | 1 | 12 |  | 43 | 32.7318 | 4.2002 | 36.932 | 95% | 1 | 68.4 | 9.0117 | 4.9685 | 4.9685 | 0 | 0% | 13.527 | 1 | 1 | 1 | 68.4 | 9.0117 | 4.9685 | 4.9685 | 0 | 0% | 930.25 | 68.4 | 0 | 861.85 | 930.25 | 68.4 | 0 | 861.85 | Winter | 0 | FALSE | 0 | 0 | 0 | 0 | 0 | 0 | 1 | 1
1976-01-18 | 1 | 18 | 1:00 | -11.7 | 1 | 2 | 11 |  | 44 | 33.493 | 3.9376 | 37.4307 | 95% | 1 | 68.4 | 9.0117 | 4.9685 | 4.9685 | 0 | 0% | 13.1104 | 1 | 1 | 1 | 68.4 | 9.0117 | 4.9685 | 4.9685 | 0 | 0% | 901.75 | 68.4 | 0 | 833.35 | 901.75 | 68.4 | 0 | 833.35 | Winter | 0 | 0 | 0 | 0 | 0 | 0 | 0 | 0 | 1 | 1
1976-01-18 | 1 | 18 | 2:00 | -12.2 | 2 | 2 | 10 |  | 45 | 34.2542 | 3.1501 | 37.4043 | 95% | 1 | 68.4 | 9.0117 | 4.9685 | 4.9685 | 0 | 0% | 12.701 | 1 | 1 | 1 | 68.4 | 9.0117 | 4.9685 | 4.9685 | 0 | 0% | 873.75 | 68.4 | 0 | 805.35 | 873.75 | 68.4 | 0 | 805.35 | Winter | 0 | 0 | 0 | 0 | 0 | 0 | 0 | 0 | 1 | 1
1976-01-18 | 1 | 18 | 3:00 | -12.8 | 3 | 2 | 9 |  | 46 | 35.0154 | 3.4126 | 38.428 | 95% | 1 | 68.4 | 9.0117 | 4.9685 | 4.9685 | 0 | 0% | 12.0285 | 1 | 1 | 1 | 68.4 | 9.0117 | 4.9685 | 4.9685 | 0 | 0% | 827.75 | 68.4 | 0 | 759.35 | 827.75 | 68.4 | 0 | 759.35 | Winter | 0 | 0 | 0 | 0 | 0 | 0 | 0 | 0 | 1 | 1
1976-01-18 | 1 | 18 | 4:00 | -13.3 | 4 | 2 | 8 |  | 47 | 35.7766 | 3.1501 | 38.9267 | 95% | 1 | 68.4 | 9.0117 | 4.9685 | 4.9685 | 0 | 0% | 11.6265 | 1 | 1 | 1 | 68.4 | 9.0117 | 4.9685 | 4.9685 | 0 | 0% | 800.25 | 68.4 | 0 | 731.85 | 800.25 | 68.4 | 0 | 731.85 | Winter | 0 | 0 | 0 | 0 | 0 | 0 | 0 | 0 | 1 | 1
1976-01-18 | 1 | 18 | 5:00 | -13.9 | 5 | 2 | 7 |  | 48 | 36.5378 | 3.1501 | 39.6879 | 95% | 1 | 68.4 | 9.0117 | 4.9685 | 4.9685 | 0 | 0% | 11.3925 | 1 | 1 | 1 | 68.4 | 9.0117 | 4.9685 | 4.9685 | 0 | 0% | 784.25 | 68.4 | 0 | 715.85 | 784.25 | 68.4 | 0 | 715.85 | Winter | 0 | 0 | 0 | 0 | 0 | 0 | 0 | 0 | 1 | 1
1976-01-18 | 1 | 18 | 6:00 | -14.4 | 6 | 2 | 6 |  | 49 | 37.299 | 3.9376 | 41.2367 | 95% | 1 | 68.4 | 9.0117 | 4.9685 | 4.9685 | 0 | 0% | 10.9101 | 1 | 1 | 1 | 68.4 | 9.0117 | 4.9685 | 4.9685 | 0 | 0% | 751.25 | 68.4 | 0 | 682.85 | 751.25 | 68.4 | 0 | 682.85 | Winter | 0 | 0 | 0 | 0 | 0 | 0 | 0 | 0 | 1 | 1
1976-01-18 | 1 | 18 | 7:00 | -14.4 | 7 | 2 | 6 |  | 49 | 37.299 | 4.7252 | 42.0242 | 95% | 1 | 68.4 | 9.0117 | 4.9685 | 4.9685 | 0 | 0% | 11.4072 | 1 | 1 | 1 | 68.4 | 9.0117 | 4.9685 | 4.9685 | 0 | 0% | 785.25 | 68.4 | 0 | 716.85 | 785.25 | 68.4 | 0 | 716.85 | Winter | 0 | 0 | 0 | 0 | 0 | 0 | 0 | 0 | 1 | 1
1976-01-18 | 1 | 18 | 8:00 | -15 | 8 | 2 | 5 |  | 50 | 38.0602 | 7.6128 | 45.673 | 95% | 1 | 68.4 | 9.0117 | 4.9685 | 4.9685 | 0 | 0% | 11.1111 | 1 | 1 | 1 | 68.4 | 9.0117 | 4.9685 | 4.9685 | 0 | 0% | 765 | 68.4 | 0 | 696.6 | 765 | 68.4 | 0 | 696.6 | Winter | 0 | 0 | 0 | 0 | 0 | 0 | 0 | 0 | 1 | 1
1976-01-18 | 1 | 18 | 9:00 | -15 | 9 | 2 | 5 |  | 50 | 38.0602 | 6.5627 | 44.623 | 95% | 1 | 68.4 | 9.0117 | 4.9685 | 4.9685 | 0 | 0% | 10.826 | 1 | 1 | 1 | 68.4 | 9.0117 | 4.9685 | 4.9685 | 0 | 0% | 745.5 | 68.4 | 0 | 677.1 | 745.5 | 68.4 | 0 | 677.1 | Winter | 0 | 0 | 0 | 0 | 0 | 0 | 0 | 0 | 1 | 1
1976-01-18 | 1 | 18 | 10:00 | -13.9 | 10 | 2 | 7 |  | 48 | 36.5378 | 6.0377 | 42.5756 | 95% | 1 | 68.4 | 9.0117 | 4.9685 | 4.9685 | 0 | 0% | 10.5263 | 1 | 1 | 1 | 68.4 | 9.0117 | 4.9685 | 4.9685 | 0 | 0% | 725 | 68.4 | 0 | 656.6 | 725 | 68.4 | 0 | 656.6 | Winter | 0 | 0 | 0 | 0 | 0 | 0 | 0 | 0 | 1 | 1
1976-01-18 | 1 | 18 | 11:00 | -12.2 | 11 | 2 | 10 |  | 45 | 34.2542 | 5.2502 | 39.5044 | 95% | 1 | 68.4 | 9.0117 | 4.9685 | 4.9685 | 0 | 0% | 10.8077 | 1 | 1 | 1 | 68.4 | 9.0117 | 4.9685 | 4.9685 | 0 | 0% | 744.25 | 68.4 | 0 | 675.85 | 744.25 | 68.4 | 0 | 675.85 | Winter | 0 | 0 | 0 | 0 | 0 | 0 | 0 | 0 | 1 | 1
1976-01-18 | 1 | 18 | 12:00 | -11.1 | 12 | 2 | 12 |  | 43 | 32.7318 | 5.2502 | 37.982 | 95% | 1 | 68.4 | 9.0117 | 4.9685 | 4.9685 | 0 | 0% | 10.6396 | 1 | 1 | 1 | 68.4 | 9.0117 | 4.9685 | 4.9685 | 0 | 0% | 732.75 | 68.4 | 0 | 664.35 | 732.75 | 68.4 | 0 | 664.35 | Winter | 0 | 0 | 0 | 0 | 0 | 0 | 0 | 0 | 1 | 1
1976-01-18 | 1 | 18 | 13:00 | -9.4 | 13 | 2 | 15 |  | 40 | 30.4482 | 4.7252 | 35.1734 | 95% | 1 | 68.4 | 9.0117 | 4.9685 | 4.9685 | 0 | 0% | 11.0636 | 1 | 1 | 1 | 68.4 | 9.0117 | 4.9685 | 4.9685 | 0 | 0% | 761.75 | 68.4 | 0 | 693.35 | 761.75 | 68.4 | 0 | 693.35 | Winter | 0 | 0 | 0 | 0 | 0 | 0 | 0 | 0 | 1 | 1
1976-01-18 | 1 | 18 | 14:00 | -7.8 | 14 | 2 | 18 |  | 37 | 28.1646 | 3.9376 | 32.1022 | 95% | 1 | 68.4 | 9.0117 | 4.9685 | 4.9685 | 0 | 0% | 10.8772 | 1 | 1 | 1 | 68.4 | 9.0117 | 4.9685 | 4.9685 | 0 | 0% | 749 | 68.4 | 0 | 680.6 | 749 | 68.4 | 0 | 680.6 | Winter | 0 | 0 | 0 | 0 | 0 | 0 | 0 | 0 | 1 | 1
1976-01-18 | 1 | 18 | 15:00 | -7.8 | 15 | 2 | 18 |  | 37 | 28.1646 | 3.6751 | 31.8397 | 95% | 1 | 68.4 | 9.0117 | 4.9685 | 4.9685 | 0 | 0% | 11.0673 | 1 | 1 | 1 | 68.4 | 9.0117 | 4.9685 | 4.9685 | 0 | 0% | 762 | 68.4 | 0 | 693.6 | 762 | 68.4 | 0 | 693.6 | Winter | 0 | 0 | 0 | 0 | 0 | 0 | 0 | 0 | 1 | 1
1976-01-18 | 1 | 18 | 16:00 | -7.8 | 16 | 2 | 18 |  | 37 | 28.1646 | 3.6751 | 31.8397 | 95% | 1 | 68.4 | 9.0117 | 4.9685 | 4.9685 | 0 | 0% | 11.5241 | 1 | 1 | 1 | 68.4 | 9.0117 | 4.9685 | 4.9685 | 0 | 0% | 793.25 | 68.4 | 0 | 724.85 | 793.25 | 68.4 | 0 | 724.85 | Winter | 0 | 0 | 0 | 0 | 0 | 0 | 0 | 0 | 1 | 1
1976-01-18 | 1 | 18 | 17:00 | -8.9 | 17 | 2 | 16 |  | 39 | 29.687 | 4.7252 | 34.4122 | 95% | 1 | 68.4 | 9.0117 | 4.9685 | 4.9685 | 0 | 0% | 12.2259 | 1 | 1 | 1 | 68.4 | 9.0117 | 4.9685 | 4.9685 | 0 | 0% | 841.25 | 68.4 | 0 | 772.85 | 841.25 | 68.4 | 0 | 772.85 | Winter | 0 | 0 | 0 | 0 | 0 | 0 | 0 | 0 | 1 | 1
1976-01-18 | 1 | 18 | 18:00 | -10.6 | 18 | 2 | 13 |  | 42 | 31.9706 | 6.0377 | 38.0083 | 95% | 1 | 68.4 | 9.0117 | 4.9685 | 4.9685 | 0 | 0% | 13.114 | 1 | 1 | 1 | 68.4 | 9.0117 | 4.9685 | 4.9685 | 0 | 0% | 902 | 68.4 | 0 | 833.6 | 902 | 68.4 | 0 | 833.6 | Winter | 0 | 0 | 0 | 0 | 0 | 0 | 0 | 0 | 1 | 1
1976-01-18 | 1 | 18 | 19:00 | -11.7 | 19 | 2 | 11 |  | 44 | 33.493 | 6.5627 | 40.0558 | 95% | 1 | 68.4 | 9.0117 | 4.9685 | 4.9685 | 0 | 0% | 12.7266 | 1 | 1 | 1 | 68.4 | 9.0117 | 4.9685 | 4.9685 | 0 | 0% | 875.5 | 68.4 | 0 | 807.1 | 875.5 | 68.4 | 0 | 807.1 | Winter | 0 | 0 | 0 | 0 | 0 | 0 | 0 | 0 | 1 | 1
1976-01-18 | 1 | 18 | 20:00 | -12.2 | 20 | 2 | 10 |  | 45 | 34.2542 | 5.7752 | 40.0294 | 95% | 1 | 68.4 | 9.0117 | 4.9685 | 4.9685 | 0 | 0% | 12.902 | 1 | 1 | 1 | 68.4 | 9.0117 | 4.9685 | 4.9685 | 0 | 0% | 887.5 | 68.4 | 0 | 819.1 | 887.5 | 68.4 | 0 | 819.1 | Winter | 0 | 0 | 0 | 0 | 0 | 0 | 0 | 0 | 1 | 1
1976-01-18 | 1 | 18 | 21:00 | -13.3 | 21 | 2 | 8 |  | 47 | 35.7766 | 4.7252 | 40.5018 | 95% | 1 | 68.4 | 9.0117 | 4.9685 | 4.9685 | 0 | 0% | 12.9349 | 1 | 1 | 1 | 68.4 | 9.0117 | 4.9685 | 4.9685 | 0 | 0% | 889.75 | 68.4 | 0 | 821.35 | 889.75 | 68.4 | 0 | 821.35 | Winter | 0 | 0 | 0 | 0 | 0 | 0 | 0 | 0 | 1 | 1
1976-01-18 | 1 | 18 | 22:00 | -13.9 | 22 | 2 | 7 |  | 48 | 36.5378 | 4.2002 | 40.738 | 95% | 1 | 68.4 | 9.0117 | 4.9685 | 4.9685 | 0 | 0% | 13.1871 | 1 | 1 | 1 | 68.4 | 9.0117 | 4.9685 | 4.9685 | 0 | 0% | 907 | 68.4 | 0 | 838.6 | 907 | 68.4 | 0 | 838.6 | Winter | 0 | 0 | 0 | 0 | 0 | 0 | 0 | 0 | 1 | 1
1976-01-18 | 1 | 18 | 23:00 | -13.9 | 23 | 2 | 7 |  | 48 | 36.5378 | 5.2502 | 41.788 | 95% | 1 | 68.4 | 9.0117 | 4.9685 | 4.9685 | 0 | 0% | 12.9386 | 1 | 1 | 1 | 68.4 | 9.0117 | 4.9685 | 4.9685 | 0 | 0% | 890 | 68.4 | 0 | 821.6 | 890 | 68.4 | 0 | 821.6 | Winter | 0 | 0 | 0 | 0 | 0 | 0 | 0 | 0 | 1 | 1
1976-01-18 | 1 | 18 | 24:00 | -14.4 | 0 | 2 | 6 |  | 49 | 37.299 | 4.2002 | 41.4992 | 95% | 1 | 68.4 | 9.0117 | 4.9685 | 4.9685 | 0 | 0% | 12.8143 | 1 | 1 | 1 | 68.4 | 9.0117 | 4.9685 | 4.9685 | 0 | 0% | 881.5 | 68.4 | 0 | 813.1 | 881.5 | 68.4 | 0 | 813.1 | Winter | 0 | 0 | 0 | 0 | 0 | 0 | 0 | 0 | 1 | 1
1976-01-19 | 1 | 19 | 1:00 | -14.4 | 1 | 2 | 6 |  | 49 | 37.299 | 3.9376 | 41.2367 | 95% | 1 | 68.4 | 9.0117 | 4.9685 | 4.9685 | 0 | 0% | 12.9788 | 1 | 1 | 1 | 68.4 | 9.0117 | 4.9685 | 4.9685 | 0 | 0% | 892.75 | 68.4 | 0 | 824.35 | 892.75 | 68.4 | 0 | 824.35 | Winter | 0 | 0 | 0 | 0 | 0 | 0 | 0 | 0 | 1 | 1
1976-01-19 | 1 | 19 | 2:00 | -14.4 | 2 | 2 | 6 |  | 49 | 37.299 | 3.1501 | 40.4492 | 95% | 1 | 68.4 | 9.0117 | 4.9685 | 4.9685 | 0 | 0% | 12.4269 | 1 | 1 | 1 | 68.4 | 9.0117 | 4.9685 | 4.9685 | 0 | 0% | 855 | 68.4 | 0 | 786.6 | 855 | 68.4 | 0 | 786.6 | Winter | 0 | 0 | 0 | 0 | 0 | 0 | 0 | 0 | 1 | 1
1976-01-19 | 1 | 19 | 3:00 | -14.4 | 3 | 2 | 6 |  | 49 | 37.299 | 3.4126 | 40.7117 | 95% | 1 | 68.4 | 9.0117 | 4.9685 | 4.9685 | 0 | 0% | 11.8275 | 1 | 1 | 1 | 68.4 | 9.0117 | 4.9685 | 4.9685 | 0 | 0% | 814 | 68.4 | 0 | 745.6 | 814 | 68.4 | 0 | 745.6 | Winter | 0 | 0 | 0 | 0 | 0 | 0 | 0 | 0 | 1 | 1
1976-01-19 | 1 | 19 | 4:00 | -14.4 | 4 | 2 | 6 |  | 49 | 37.299 | 3.1501 | 40.4492 | 95% | 1 | 68.4 | 9.0117 | 4.9685 | 4.9685 | 0 | 0% | 11.4108 | 1 | 1 | 1 | 68.4 | 9.0117 | 4.9685 | 4.9685 | 0 | 0% | 785.5 | 68.4 | 0 | 717.1 | 785.5 | 68.4 | 0 | 717.1 | Winter | 0 | 0 | 0 | 0 | 0 | 0 | 0 | 0 | 1 | 1
1976-01-19 | 1 | 19 | 5:00 | -14.4 | 5 | 2 | 6 |  | 49 | 37.299 | 3.1501 | 40.4492 | 95% | 1 | 68.4 | 9.0117 | 4.9685 | 4.9685 | 0 | 0% | 11.3962 | 1 | 1 | 1 | 68.4 | 9.0117 | 4.9685 | 4.9685 | 0 | 0% | 784.5 | 68.4 | 0 | 716.1 | 784.5 | 68.4 | 0 | 716.1 | Winter | 0 | 0 | 0 | 0 | 0 | 0 | 0 | 0 | 1 | 1
1976-01-19 | 1 | 19 | 6:00 | -15 | 6 | 2 | 5 |  | 50 | 38.0602 | 3.9376 | 41.9979 | 95% | 1 | 68.4 | 9.0117 | 4.9685 | 4.9685 | 0 | 0% | 10.9905 | 1 | 1 | 1 | 68.4 | 9.0117 | 4.9685 | 4.9685 | 0 | 0% | 756.75 | 68.4 | 0 | 688.35 | 756.75 | 68.4 | 0 | 688.35 | Winter | 0 | 0 | 0 | 0 | 0 | 0 | 0 | 0 | 1 | 1
1976-01-19 | 1 | 19 | 7:00 | -15 | 7 | 2 | 5 |  | 50 | 38.0602 | 4.7252 | 42.7854 | 95% | 1 | 68.4 | 9.0117 | 4.9685 | 4.9685 | 0 | 0% | 10.7237 | 1 | 1 | 1 | 68.4 | 9.0117 | 4.9685 | 4.9685 | 0 | 0% | 738.5 | 68.4 | 0 | 670.1 | 738.5 | 68.4 | 0 | 670.1 | Winter | 0 | 0 | 0 | 0 | 0 | 0 | 0 | 0 | 1 | 1
1976-01-19 | 1 | 19 | 8:00 | -15 | 8 | 2 | 5 |  | 50 | 38.0602 | 7.6128 | 45.673 | 95% | 1 | 68.4 | 9.0117 | 4.9685 | 4.9685 | 0 | 0% | 10.9539 | 1 | 1 | 1 | 68.4 | 9.0117 | 4.9685 | 4.9685 | 0 | 0% | 754.25 | 68.4 | 0 | 685.85 | 754.25 | 68.4 | 0 | 685.85 | Winter | 0 | 0 | 0 | 0 | 0 | 0 | 0 | 0 | 1 | 1
1976-01-19 | 1 | 19 | 9:00 | -14.4 | 9 | 2 | 6 |  | 49 | 37.299 | 6.5627 | 43.8618 | 95% | 1 | 68.4 | 9.0117 | 4.9685 | 4.9685 | 0 | 0% | 10.8845 | 1 | 1 | 1 | 68.4 | 9.0117 | 4.9685 | 4.9685 | 0 | 0% | 749.5 | 68.4 | 0 | 681.1 | 749.5 | 68.4 | 0 | 681.1 | Winter | 0 | 0 | 0 | 0 | 0 | 0 | 0 | 0 | 1 | 1
1976-01-19 | 1 | 19 | 10:00 | -11.1 | 10 | 2 | 12 |  | 43 | 32.7318 | 6.0377 | 38.7695 | 95% | 1 | 68.4 | 9.0117 | 4.9685 | 4.9685 | 0 | 0% | 10.7493 | 1 | 1 | 1 | 68.4 | 9.0117 | 4.9685 | 4.9685 | 0 | 0% | 740.25 | 68.4 | 0 | 671.85 | 740.25 | 68.4 | 0 | 671.85 | Winter | 0 | 0 | 0 | 0 | 0 | 0 | 0 | 0 | 1 | 1
1976-01-19 | 1 | 19 | 11:00 | -8.9 | 11 | 2 | 16 |  | 39 | 29.687 | 5.2502 | 34.9372 | 95% | 1 | 68.4 | 9.0117 | 4.9685 | 4.9685 | 0 | 0% | 10.4057 | 1 | 1 | 1 | 68.4 | 9.0117 | 4.9685 | 4.9685 | 0 | 0% | 716.75 | 68.4 | 0 | 648.35 | 716.75 | 68.4 | 0 | 648.35 | Winter | 0 | 0 | 0 | 0 | 0 | 0 | 0 | 0 | 1 | 1
1976-01-19 | 1 | 19 | 12:00 | -6.7 | 12 | 2 | 20 |  | 35 | 26.6422 | 5.2502 | 31.8924 | 95% | 1 | 68.4 | 9.0117 | 4.9685 | 4.9685 | 0 | 0% | 10.7822 | 1 | 1 | 1 | 68.4 | 9.0117 | 4.9685 | 4.9685 | 0 | 0% | 742.5 | 68.4 | 0 | 674.1 | 742.5 | 68.4 | 0 | 674.1 | Winter | 0 | 0 | 0 | 0 | 0 | 0 | 0 | 0 | 1 | 1
1976-01-19 | 1 | 19 | 13:00 | -6.1 | 13 | 2 | 21 |  | 34 | 25.881 | 4.7252 | 30.6061 | 95% | 1 | 68.4 | 9.0117 | 4.9685 | 4.9685 | 0 | 0% | 10.5227 | 1 | 1 | 1 | 68.4 | 9.0117 | 4.9685 | 4.9685 | 0 | 0% | 724.75 | 68.4 | 0 | 656.35 | 724.75 | 68.4 | 0 | 656.35 | Winter | 0 | 0 | 0 | 0 | 0 | 0 | 0 | 0 | 1 | 1
1976-01-19 | 1 | 19 | 14:00 | -5.6 | 14 | 2 | 22 |  | 33 | 25.1198 | 3.9376 | 29.0574 | 95% | 1 | 68.4 | 9.0117 | 4.9685 | 4.9685 | 0 | 0% | 10.9686 | 1 | 1 | 1 | 68.4 | 9.0117 | 4.9685 | 4.9685 | 0 | 0% | 755.25 | 68.4 | 0 | 686.85 | 755.25 | 68.4 | 0 | 686.85 | Winter | 0 | 0 | 0 | 0 | 0 | 0 | 0 | 0 | 1 | 1
1976-01-19 | 1 | 19 | 15:00 | -5 | 15 | 2 | 23 |  | 32 | 24.3586 | 3.6751 | 28.0337 | 95% | 1 | 68.4 | 9.0117 | 4.9685 | 4.9685 | 0 | 0% | 11.2573 | 1 | 1 | 1 | 68.4 | 9.0117 | 4.9685 | 4.9685 | 0 | 0% | 775 | 68.4 | 0 | 706.6 | 775 | 68.4 | 0 | 706.6 | Winter | 0 | 0 | 0 | 0 | 0 | 0 | 0 | 0 | 1 | 1
1976-01-19 | 1 | 19 | 16:00 | -5 | 16 | 2 | 23 |  | 32 | 24.3586 | 3.6751 | 28.0337 | 95% | 1 | 68.4 | 9.0117 | 4.9685 | 4.9685 | 0 | 0% | 11.5461 | 1 | 1 | 1 | 68.4 | 9.0117 | 4.9685 | 4.9685 | 0 | 0% | 794.75 | 68.4 | 0 | 726.35 | 794.75 | 68.4 | 0 | 726.35 | Winter | 0 | 0 | 0 | 0 | 0 | 0 | 0 | 0 | 1 | 1
1976-01-19 | 1 | 19 | 17:00 | -5 | 17 | 2 | 23 |  | 32 | 24.3586 | 4.7252 | 29.0837 | 95% | 1 | 68.4 | 9.0117 | 4.9685 | 4.9685 | 0 | 0% | 12.1601 | 1 | 1 | 1 | 68.4 | 9.0117 | 4.9685 | 4.9685 | 0 | 0% | 836.75 | 68.4 | 0 | 768.35 | 836.75 | 68.4 | 0 | 768.35 | Winter | 0 | 0 | 0 | 0 | 0 | 0 | 0 | 0 | 1 | 1
1976-01-19 | 1 | 19 | 18:00 | -5.6 | 18 | 2 | 22 |  | 33 | 25.1198 | 6.0377 | 31.1575 | 95% | 1 | 68.4 | 9.0117 | 4.9685 | 4.9685 | 0 | 0% | 12.9678 | 1 | 1 | 1 | 68.4 | 9.0117 | 4.9685 | 4.9685 | 0 | 0% | 892 | 68.4 | 0 | 823.6 | 892 | 68.4 | 0 | 823.6 | Winter | 0 | 0 | 0 | 0 | 0 | 0 | 0 | 0 | 1 | 1
1976-01-19 | 1 | 19 | 19:00 | -5.6 | 19 | 2 | 22 |  | 33 | 25.1198 | 6.5627 | 31.6825 | 95% | 1 | 68.4 | 9.0117 | 4.9685 | 4.9685 | 0 | 0% | 12.6974 | 1 | 1 | 1 | 68.4 | 9.0117 | 4.9685 | 4.9685 | 0 | 0% | 873.5 | 68.4 | 0 | 805.1 | 873.5 | 68.4 | 0 | 805.1 | Winter | 0 | 0 | 0 | 0 | 0 | 0 | 0 | 0 | 1 | 1
1976-01-19 | 1 | 19 | 20:00 | -6.1 | 20 | 2 | 21 |  | 34 | 25.881 | 5.7752 | 31.6562 | 95% | 1 | 68.4 | 9.0117 | 4.9685 | 4.9685 | 0 | 0% | 12.8436 | 1 | 1 | 1 | 68.4 | 9.0117 | 4.9685 | 4.9685 | 0 | 0% | 883.5 | 68.4 | 0 | 815.1 | 883.5 | 68.4 | 0 | 815.1 | Winter | 0 | 0 | 0 | 0 | 0 | 0 | 0 | 0 | 1 | 1
1976-01-19 | 1 | 19 | 21:00 | -5.6 | 21 | 2 | 22 |  | 33 | 25.1198 | 4.7252 | 29.8449 | 95% | 1 | 68.4 | 9.0117 | 4.9685 | 4.9685 | 0 | 0% | 12.4013 | 1 | 1 | 1 | 68.4 | 9.0117 | 4.9685 | 4.9685 | 0 | 0% | 853.25 | 68.4 | 0 | 784.85 | 853.25 | 68.4 | 0 | 784.85 | Winter | 0 | 0 | 0 | 0 | 0 | 0 | 0 | 0 | 1 | 1
1976-01-19 | 1 | 19 | 22:00 | -5.6 | 22 | 2 | 22 |  | 33 | 25.1198 | 4.2002 | 29.3199 | 95% | 1 | 68.4 | 9.0117 | 4.9685 | 4.9685 | 0 | 0% | 12.9569 | 1 | 1 | 1 | 68.4 | 9.0117 | 4.9685 | 4.9685 | 0 | 0% | 891.25 | 68.4 | 0 | 822.85 | 891.25 | 68.4 | 0 | 822.85 | Winter | 0 | 0 | 0 | 0 | 0 | 0 | 0 | 0 | 1 | 1
1976-01-19 | 1 | 19 | 23:00 | -6.1 | 23 | 2 | 21 |  | 34 | 25.881 | 5.2502 | 31.1312 | 95% | 1 | 68.4 | 9.0117 | 4.9685 | 4.9685 | 0 | 0% | 13.2456 | 1 | 1 | 1 | 68.4 | 9.0117 | 4.9685 | 4.9685 | 0 | 0% | 911 | 68.4 | 0 | 842.6 | 911 | 68.4 | 0 | 842.6 | Winter | 0 | 0 | 0 | 0 | 0 | 0 | 0 | 0 | 1 | 1
1976-01-19 | 1 | 19 | 24:00 | -6.1 | 0 | 2 | 21 |  | 34 | 25.881 | 4.2002 | 30.0811 | 95% | 1 | 68.4 | 9.0117 | 4.9685 | 4.9685 | 0 | 0% | 12.8107 | 1 | 1 | 1 | 68.4 | 9.0117 | 4.9685 | 4.9685 | 0 | 0% | 881.25 | 68.4 | 0 | 812.85 | 881.25 | 68.4 | 0 | 812.85 | Winter | 0 | 0 | 0 | 0 | 0 | 0 | 0 | 0 | 1 | 1
1976-01-20 | 1 | 20 | 1:00 | -6.1 | 1 | 3 | 21 |  | 34 | 25.881 | 3.9376 | 29.8186 | 95% | 1 | 68.4 | 9.0117 | 4.9685 | 4.9685 | 0 | 0% | 12.3648 | 1 | 1 | 1 | 68.4 | 9.0117 | 4.9685 | 4.9685 | 0 | 0% | 850.75 | 68.4 | 0 | 782.35 | 850.75 | 68.4 | 0 | 782.35 | Winter | 0 | 0 | 0 | 0 | 0 | 0 | 0 | 0 | 1 | 1
1976-01-20 | 1 | 20 | 2:00 | -6.1 | 2 | 3 | 21 |  | 34 | 25.881 | 3.1501 | 29.0311 | 95% | 1 | 68.4 | 9.0117 | 4.9685 | 4.9685 | 0 | 0% | 11.9444 | 1 | 1 | 1 | 68.4 | 9.0117 | 4.9685 | 4.9685 | 0 | 0% | 822 | 68.4 | 0 | 753.6 | 822 | 68.4 | 0 | 753.6 | Winter | 0 | 0 | 0 | 0 | 0 | 0 | 0 | 0 | 1 | 1
1976-01-20 | 1 | 20 | 3:00 | -6.1 | 3 | 3 | 21 |  | 34 | 25.881 | 3.4126 | 29.2936 | 95% | 1 | 68.4 | 9.0117 | 4.9685 | 4.9685 | 0 | 0% | 11.4949 | 1 | 1 | 1 | 68.4 | 9.0117 | 4.9685 | 4.9685 | 0 | 0% | 791.25 | 68.4 | 0 | 722.85 | 791.25 | 68.4 | 0 | 722.85 | Winter | 0 | 0 | 0 | 0 | 0 | 0 | 0 | 0 | 1 | 1
1976-01-20 | 1 | 20 | 4:00 | -5 | 4 | 3 | 23 |  | 32 | 24.3586 | 3.1501 | 27.5087 | 95% | 1 | 68.4 | 9.0117 | 4.9685 | 4.9685 | 0 | 0% | 11.3852 | 1 | 1 | 1 | 68.4 | 9.0117 | 4.9685 | 4.9685 | 0 | 0% | 783.75 | 68.4 | 0 | 715.35 | 783.75 | 68.4 | 0 | 715.35 | Winter | 0 | 0 | 0 | 0 | 0 | 0 | 0 | 0 | 1 | 1
1976-01-20 | 1 | 20 | 5:00 | -5 | 5 | 3 | 23 |  | 32 | 24.3586 | 3.1501 | 27.5087 | 95% | 1 | 68.4 | 9.0117 | 4.9685 | 4.9685 | 0 | 0% | 11.049 | 1 | 1 | 1 | 68.4 | 9.0117 | 4.9685 | 4.9685 | 0 | 0% | 760.75 | 68.4 | 0 | 692.35 | 760.75 | 68.4 | 0 | 692.35 | Winter | 0 | 0 | 0 | 0 | 0 | 0 | 0 | 0 | 1 | 1
1976-01-20 | 1 | 20 | 6:00 | -3.9 | 6 | 3 | 25 |  | 30 | 22.8361 | 3.9376 | 26.7738 | 95% | 1 | 68.4 | 9.0117 | 4.9685 | 4.9685 | 0 | 0% | 10.5665 | 1 | 1 | 1 | 68.4 | 9.0117 | 4.9685 | 4.9685 | 0 | 0% | 727.75 | 68.4 | 0 | 659.35 | 727.75 | 68.4 | 0 | 659.35 | Winter | 0 | 0 | 0 | 0 | 0 | 0 | 0 | 0 | 1 | 1
1976-01-20 | 1 | 20 | 7:00 | -2.8 | 7 | 3 | 27 |  | 28 | 21.3137 | 4.7252 | 26.0389 | 95% | 1 | 68.4 | 9.0117 | 4.9685 | 4.9685 | 0 | 0% | 10.6689 | 1 | 1 | 1 | 68.4 | 9.0117 | 4.9685 | 4.9685 | 0 | 0% | 734.75 | 68.4 | 0 | 666.35 | 734.75 | 68.4 | 0 | 666.35 | Winter | 0 | 0 | 0 | 0 | 0 | 0 | 0 | 0 | 1 | 1
1976-01-20 | 1 | 20 | 8:00 | -2.2 | 8 | 3 | 28 |  | 27 | 20.5525 | 7.6128 | 28.1653 | 95% | 1 | 68.4 | 9.0117 | 4.9685 | 4.9685 | 0 | 0% | 10.4094 | 1 | 1 | 1 | 68.4 | 9.0117 | 4.9685 | 4.9685 | 0 | 0% | 717 | 68.4 | 0 | 648.6 | 717 | 68.4 | 0 | 648.6 | Winter | 0 | 0 | 0 | 0 | 0 | 0 | 0 | 0 | 1 | 1
1976-01-20 | 1 | 20 | 9:00 | -1.7 | 9 | 3 | 29 |  | 26 | 19.7913 | 6.5627 | 26.3541 | 95% | 1 | 68.4 | 9.0117 | 4.9685 | 4.9685 | 0 | 0% | 10.8224 | 1 | 1 | 1 | 68.4 | 9.0117 | 4.9685 | 4.9685 | 0 | 0% | 745.25 | 68.4 | 0 | 676.85 | 745.25 | 68.4 | 0 | 676.85 | Winter | 0 | 0 | 0 | 0 | 0 | 0 | 0 | 0 | 1 | 1
1976-01-20 | 1 | 20 | 10:00 | -0.6 | 10 | 3 | 31 |  | 24 | 18.2689 | 6.0377 | 24.3066 | 95% | 1 | 68.4 | 9.0117 | 4.9685 | 4.9685 | 0 | 0% | 11.6228 | 1 | 1 | 1 | 68.4 | 9.0117 | 4.9685 | 4.9685 | 0 | 0% | 800 | 68.4 | 0 | 731.6 | 800 | 68.4 | 0 | 731.6 | Winter | 0 | 0 | 0 | 0 | 0 | 0 | 0 | 0 | 1 | 1
1976-01-20 | 1 | 20 | 11:00 | 1.1 | 11 | 3 | 34 |  | 21 | 15.9853 | 5.2502 | 21.2355 | 95% | 1 | 68.4 | 9.0117 | 4.9685 | 4.9685 | 0 | 0% | 11.7105 | 1 | 1 | 1 | 68.4 | 9.0117 | 4.9685 | 4.9685 | 0 | 0% | 806 | 68.4 | 0 | 737.6 | 806 | 68.4 | 0 | 737.6 | Winter | 0 | 0 | 0 | 0 | 0 | 0 | 0 | 0 | 1 | 1
1976-01-20 | 1 | 20 | 12:00 | 1.1 | 12 | 3 | 34 |  | 21 | 15.9853 | 5.2502 | 21.2355 | 95% | 1 | 68.4 | 9.0117 | 4.9685 | 4.9685 | 0 | 0% | 11.3487 | 1 | 1 | 1 | 68.4 | 9.0117 | 4.9685 | 4.9685 | 0 | 0% | 781.25 | 68.4 | 0 | 712.85 | 781.25 | 68.4 | 0 | 712.85 | Winter | 0 | 0 | 0 | 0 | 0 | 0 | 0 | 0 | 1 | 1
1976-01-20 | 1 | 20 | 13:00 | 1.1 | 13 | 3 | 34 |  | 21 | 15.9853 | 4.7252 | 20.7105 | 95% | 1 | 68.4 | 9.0117 | 4.9685 | 4.9685 | 0 | 0% | 11.3231 | 1 | 1 | 1 | 68.4 | 9.0117 | 4.9685 | 4.9685 | 0 | 0% | 779.5 | 68.4 | 0 | 711.1 | 779.5 | 68.4 | 0 | 711.1 | Winter | 0 | 0 | 0 | 0 | 0 | 0 | 0 | 0 | 1 | 1
1976-01-20 | 1 | 20 | 14:00 | 0.6 | 14 | 3 | 33 |  | 22 | 16.7465 | 3.9376 | 20.6841 | 95% | 1 | 68.4 | 9.0117 | 4.9685 | 4.9685 | 0 | 0% | 10.8955 | 1 | 1 | 1 | 68.4 | 9.0117 | 4.9685 | 4.9685 | 0 | 0% | 750.25 | 68.4 | 0 | 681.85 | 750.25 | 68.4 | 0 | 681.85 | Winter | 0 | 0 | 0 | 0 | 0 | 0 | 0 | 0 | 1 | 1
1976-01-20 | 1 | 20 | 15:00 | 0 | 15 | 3 | 32 |  | 23 | 17.5077 | 3.6751 | 21.1828 | 95% | 1 | 68.4 | 9.0117 | 4.9685 | 4.9685 | 0 | 0% | 10.8333 | 1 | 1 | 1 | 68.4 | 9.0117 | 4.9685 | 4.9685 | 0 | 0% | 746 | 68.4 | 0 | 677.6 | 746 | 68.4 | 0 | 677.6 | Winter | 0 | 0 | 0 | 0 | 0 | 0 | 0 | 0 | 1 | 1
1976-01-20 | 1 | 20 | 16:00 | 0 | 16 | 3 | 32 |  | 23 | 17.5077 | 3.6751 | 21.1828 | 95% | 1 | 68.4 | 9.0117 | 4.9685 | 4.9685 | 0 | 0% | 10.7346 | 1 | 1 | 1 | 68.4 | 9.0117 | 4.9685 | 4.9685 | 0 | 0% | 739.25 | 68.4 | 0 | 670.85 | 739.25 | 68.4 | 0 | 670.85 | Winter | 0 | 0 | 0 | 0 | 0 | 0 | 0 | 0 | 1 | 1
1976-01-20 | 1 | 20 | 17:00 | 0 | 17 | 3 | 32 |  | 23 | 17.5077 | 4.7252 | 22.2329 | 95% | 1 | 68.4 | 9.0117 | 4.9685 | 4.9685 | 0 | 0% | 10.7493 | 1 | 1 | 1 | 68.4 | 9.0117 | 4.9685 | 4.9685 | 0 | 0% | 740.25 | 68.4 | 0 | 671.85 | 740.25 | 68.4 | 0 | 671.85 | Winter | 0 | 0 | 0 | 0 | 0 | 0 | 0 | 0 | 1 | 1
1976-01-20 | 1 | 20 | 18:00 | 0 | 18 | 3 | 32 |  | 23 | 17.5077 | 6.0377 | 23.5454 | 95% | 1 | 68.4 | 9.0117 | 4.9685 | 4.9685 | 0 | 0% | 10.6396 | 1 | 1 | 1 | 68.4 | 9.0117 | 4.9685 | 4.9685 | 0 | 0% | 732.75 | 68.4 | 0 | 664.35 | 732.75 | 68.4 | 0 | 664.35 | Winter | 0 | 0 | 0 | 0 | 0 | 0 | 0 | 0 | 1 | 1
1976-01-20 | 1 | 20 | 19:00 | -0.6 | 19 | 3 | 31 |  | 24 | 18.2689 | 6.5627 | 24.8317 | 95% | 1 | 68.4 | 9.0117 | 4.9685 | 4.9685 | 0 | 0% | 10.6469 | 1 | 1 | 1 | 68.4 | 9.0117 | 4.9685 | 4.9685 | 0 | 0% | 733.25 | 68.4 | 0 | 664.85 | 733.25 | 68.4 | 0 | 664.85 | Winter | 0 | 0 | 0 | 0 | 0 | 0 | 0 | 0 | 1 | 1
1976-01-20 | 1 | 20 | 20:00 | -1.1 | 20 | 3 | 30 |  | 25 | 19.0301 | 5.7752 | 24.8053 | 95% | 1 | 68.4 | 9.0117 | 4.9685 | 4.9685 | 0 | 0% | 10.7493 | 1 | 1 | 1 | 68.4 | 9.0117 | 4.9685 | 4.9685 | 0 | 0% | 740.25 | 68.4 | 0 | 671.85 | 740.25 | 68.4 | 0 | 671.85 | Winter | 0 | 0 | 0 | 0 | 0 | 0 | 0 | 0 | 1 | 1
1976-01-20 | 1 | 20 | 21:00 | -1.7 | 21 | 3 | 29 |  | 26 | 19.7913 | 4.7252 | 24.5165 | 95% | 1 | 68.4 | 9.0117 | 4.9685 | 4.9685 | 0 | 0% | 10.8772 | 1 | 1 | 1 | 68.4 | 9.0117 | 4.9685 | 4.9685 | 0 | 0% | 749 | 68.4 | 0 | 680.6 | 749 | 68.4 | 0 | 680.6 | Winter | 0 | 0 | 0 | 0 | 0 | 0 | 0 | 0 | 1 | 1
1976-01-20 | 1 | 20 | 22:00 | -2.2 | 22 | 3 | 28 |  | 27 | 20.5525 | 4.2002 | 24.7527 | 95% | 1 | 68.4 | 9.0117 | 4.9685 | 4.9685 | 0 | 0% | 10.5227 | 1 | 1 | 1 | 68.4 | 9.0117 | 4.9685 | 4.9685 | 0 | 0% | 724.75 | 68.4 | 0 | 656.35 | 724.75 | 68.4 | 0 | 656.35 | Winter | 0 | 0 | 0 | 0 | 0 | 0 | 0 | 0 | 1 | 1
1976-01-20 | 1 | 20 | 23:00 | -2.2 | 23 | 3 | 28 |  | 27 | 20.5525 | 5.2502 | 25.8027 | 95% | 1 | 68.4 | 9.0117 | 4.9685 | 4.9685 | 0 | 0% | 10.4313 | 1 | 1 | 1 | 68.4 | 9.0117 | 4.9685 | 4.9685 | 0 | 0% | 718.5 | 68.4 | 0 | 650.1 | 718.5 | 68.4 | 0 | 650.1 | Winter | 0 | 0 | 0 | 0 | 0 | 0 | 0 | 0 | 1 | 1
1976-01-20 | 1 | 20 | 24:00 | -2.2 | 0 | 3 | 28 |  | 27 | 20.5525 | 4.2002 | 24.7527 | 95% | 1 | 68.4 | 9.0117 | 4.9685 | 4.9685 | 0 | 0% | 10.3838 | 1 | 1 | 1 | 68.4 | 9.0117 | 4.9685 | 4.9685 | 0 | 0% | 715.25 | 68.4 | 0 | 646.85 | 715.25 | 68.4 | 0 | 646.85 | Winter | 0 | 0 | 0 | 0 | 0 | 0 | 0 | 0 | 1 | 1
1976-01-21 | 1 | 21 | 1:00 | -2.2 | 1 | 1 | 28 |  | 27 | 20.5525 | 3.9376 | 24.4902 | 95% | 1 | 68.4 | 9.0117 | 4.9685 | 4.9685 | 0 | 0% | 10.2961 | 1 | 1 | 1 | 68.4 | 9.0117 | 4.9685 | 4.9685 | 0 | 0% | 709.25 | 68.4 | 0 | 640.85 | 709.25 | 68.4 | 0 | 640.85 | Winter | 0 | FALSE | 0 | 0 | 0 | 0 | 0 | 0 | 1 | 1
1976-01-21 | 1 | 21 | 2:00 | -2.8 | 2 | 1 | 27 |  | 28 | 21.3137 | 3.1501 | 24.4638 | 95% | 1 | 68.4 | 9.0117 | 4.9685 | 4.9685 | 0 | 0% | 10.2961 | 1 | 1 | 1 | 68.4 | 9.0117 | 4.9685 | 4.9685 | 0 | 0% | 709.25 | 68.4 | 0 | 640.85 | 709.25 | 68.4 | 0 | 640.85 | Winter | 0 | FALSE | 0 | 0 | 0 | 0 | 0 | 0 | 1 | 1
1976-01-21 | 1 | 21 | 3:00 | -2.8 | 3 | 1 | 27 |  | 28 | 21.3137 | 3.4126 | 24.7264 | 95% | 1 | 68.4 | 9.0117 | 4.9685 | 4.9685 | 0 | 0% | 10.3618 | 1 | 1 | 1 | 68.4 | 9.0117 | 4.9685 | 4.9685 | 0 | 0% | 713.75 | 68.4 | 0 | 645.35 | 713.75 | 68.4 | 0 | 645.35 | Winter | 0 | FALSE | 0 | 0 | 0 | 0 | 0 | 0 | 1 | 1
1976-01-21 | 1 | 21 | 4:00 | -2.8 | 4 | 1 | 27 |  | 28 | 21.3137 | 3.1501 | 24.4638 | 95% | 1 | 68.4 | 9.0117 | 4.9685 | 4.9685 | 0 | 0% | 10.2887 | 1 | 1 | 1 | 68.4 | 9.0117 | 4.9685 | 4.9685 | 0 | 0% | 708.75 | 68.4 | 0 | 640.35 | 708.75 | 68.4 | 0 | 640.35 | Winter | 0 | FALSE | 0 | 0 | 0 | 0 | 0 | 0 | 1 | 1
1976-01-21 | 1 | 21 | 5:00 | -5 | 5 | 1 | 23 |  | 32 | 24.3586 | 3.1501 | 27.5087 | 95% | 1 | 68.4 | 9.0117 | 4.9685 | 4.9685 | 0 | 0% | 10.5885 | 1 | 1 | 1 | 68.4 | 9.0117 | 4.9685 | 4.9685 | 0 | 0% | 729.25 | 68.4 | 0 | 660.85 | 729.25 | 68.4 | 0 | 660.85 | Winter | 0 | FALSE | 0 | 0 | 0 | 0 | 0 | 0 | 1 | 1
1976-01-21 | 1 | 21 | 6:00 | -3.3 | 6 | 1 | 26 |  | 29 | 22.0749 | 3.9376 | 26.0126 | 95% | 1 | 68.4 | 9.0117 | 4.9685 | 4.9685 | 0 | 0% | 10.8333 | 1 | 1 | 1 | 68.4 | 9.0117 | 4.9685 | 4.9685 | 0 | 0% | 746 | 68.4 | 0 | 677.6 | 746 | 68.4 | 0 | 677.6 | Winter | 0 | FALSE | 0 | 0 | 0 | 0 | 0 | 0 | 1 | 1
1976-01-21 | 1 | 21 | 7:00 | -4.4 | 7 | 1 | 24 |  | 31 | 23.5973 | 4.7252 | 28.3225 | 95% | 1 | 68.4 | 9.0117 | 4.9685 | 4.9685 | 0 | 0% | 10.9174 | 1 | 1 | 1 | 68.4 | 9.0117 | 4.9685 | 4.9685 | 0 | 0% | 751.75 | 68.4 | 0 | 683.35 | 751.75 | 68.4 | 0 | 683.35 | Winter | 0 | FALSE | 0 | 0 | 0 | 0 | 0 | 0 | 1 | 1
1976-01-21 | 1 | 21 | 8:00 | -4.4 | 8 | 1 | 24 |  | 31 | 23.5973 | 7.6128 | 31.2101 | 95% | 1 | 68.4 | 9.0117 | 4.9685 | 4.9685 | 0 | 0% | 10.8845 | 1 | 1 | 1 | 68.4 | 9.0117 | 4.9685 | 4.9685 | 0 | 0% | 749.5 | 68.4 | 0 | 681.1 | 749.5 | 68.4 | 0 | 681.1 | Winter | 0 | FALSE | 0 | 0 | 0 | 0 | 0 | 0 | 1 | 1
1976-01-21 | 1 | 21 | 9:00 | -2.8 | 9 | 1 | 27 |  | 28 | 21.3137 | 6.5627 | 27.8765 | 95% | 1 | 68.4 | 9.0117 | 4.9685 | 4.9685 | 0 | 0% | 10.9174 | 1 | 1 | 1 | 68.4 | 9.0117 | 4.9685 | 4.9685 | 0 | 0% | 751.75 | 68.4 | 0 | 683.35 | 751.75 | 68.4 | 0 | 683.35 | Winter | 0 | FALSE | 0 | 0 | 0 | 0 | 0 | 0 | 1 | 1
1976-01-21 | 1 | 21 | 10:00 | -0.6 | 10 | 1 | 31 |  | 24 | 18.2689 | 6.0377 | 24.3066 | 95% | 1 | 68.4 | 9.0117 | 4.9685 | 4.9685 | 0 | 0% | 10.9722 | 1 | 1 | 1 | 68.4 | 9.0117 | 4.9685 | 4.9685 | 0 | 0% | 755.5 | 68.4 | 0 | 687.1 | 755.5 | 68.4 | 0 | 687.1 | Winter | 0 | FALSE | 0 | 0 | 0 | 0 | 0 | 0 | 1 | 1
1976-01-21 | 1 | 21 | 11:00 | 1.1 | 11 | 1 | 34 |  | 21 | 15.9853 | 5.2502 | 21.2355 | 95% | 1 | 68.4 | 9.0117 | 4.9685 | 4.9685 | 0 | 0% | 11.1477 | 1 | 1 | 1 | 68.4 | 9.0117 | 4.9685 | 4.9685 | 0 | 0% | 767.5 | 68.4 | 0 | 699.1 | 767.5 | 68.4 | 0 | 699.1 | Winter | 0 | FALSE | 0 | 0 | 0 | 0 | 0 | 0 | 1 | 1
1976-01-21 | 1 | 21 | 12:00 | 1.1 | 12 | 1 | 34 |  | 21 | 15.9853 | 5.2502 | 21.2355 | 95% | 1 | 68.4 | 9.0117 | 4.9685 | 4.9685 | 0 | 0% | 10.7346 | 1 | 1 | 1 | 68.4 | 9.0117 | 4.9685 | 4.9685 | 0 | 0% | 739.25 | 68.4 | 0 | 670.85 | 739.25 | 68.4 | 0 | 670.85 | Winter | 0 | FALSE | 0 | 0 | 0 | 0 | 0 | 0 | 1 | 1
1976-01-21 | 1 | 21 | 13:00 | 2.2 | 13 | 1 | 36 |  | 19 | 14.4629 | 4.7252 | 19.1881 | 95% | 1 | 68.4 | 9.0117 | 4.9685 | 4.9685 | 0 | 0% | 10.625 | 1 | 1 | 1 | 68.4 | 9.0117 | 4.9685 | 4.9685 | 0 | 0% | 731.75 | 68.4 | 0 | 663.35 | 731.75 | 68.4 | 0 | 663.35 | Winter | 0 | FALSE | 0 | 0 | 0 | 0 | 0 | 0 | 1 | 1
1976-01-21 | 1 | 21 | 14:00 | 2.8 | 14 | 1 | 37 |  | 18 | 13.7017 | 3.9376 | 17.6393 | 95% | 1 | 68.4 | 9.0117 | 4.9685 | 4.9685 | 0 | 0% | 10.6323 | 1 | 1 | 1 | 68.4 | 9.0117 | 4.9685 | 4.9685 | 0 | 0% | 732.25 | 68.4 | 0 | 663.85 | 732.25 | 68.4 | 0 | 663.85 | Winter | 0 | FALSE | 0 | 0 | 0 | 0 | 0 | 0 | 1 | 1
1976-01-21 | 1 | 21 | 15:00 | 2.2 | 15 | 1 | 36 |  | 19 | 14.4629 | 3.6751 | 18.138 | 95% | 1 | 68.4 | 9.0117 | 4.9685 | 4.9685 | 0 | 0% | 10.6433 | 1 | 1 | 1 | 68.4 | 9.0117 | 4.9685 | 4.9685 | 0 | 0% | 733 | 68.4 | 0 | 664.6 | 733 | 68.4 | 0 | 664.6 | Winter | 0 | FALSE | 0 | 0 | 0 | 0 | 0 | 0 | 1 | 1
1976-01-21 | 1 | 21 | 16:00 | 2.2 | 16 | 1 | 36 |  | 19 | 14.4629 | 3.6751 | 18.138 | 95% | 1 | 68.4 | 9.0117 | 4.9685 | 4.9685 | 0 | 0% | 10.7822 | 1 | 1 | 1 | 68.4 | 9.0117 | 4.9685 | 4.9685 | 0 | 0% | 742.5 | 68.4 | 0 | 674.1 | 742.5 | 68.4 | 0 | 674.1 | Winter | 0 | FALSE | 0 | 0 | 0 | 0 | 0 | 0 | 1 | 1
1976-01-21 | 1 | 21 | 17:00 | 2.2 | 17 | 1 | 36 |  | 19 | 14.4629 | 4.7252 | 19.1881 | 95% | 1 | 68.4 | 9.0117 | 4.9685 | 4.9685 | 0 | 0% | 10.7091 | 1 | 1 | 1 | 68.4 | 9.0117 | 4.9685 | 4.9685 | 0 | 0% | 737.5 | 68.4 | 0 | 669.1 | 737.5 | 68.4 | 0 | 669.1 | Winter | 1 | FALSE | 1 | 68.4 | 68.4 | 0 | 0 | 0 | 1 | 1
1976-01-21 | 1 | 21 | 18:00 | 1.7 | 18 | 1 | 35 |  | 20 | 15.2241 | 6.0377 | 21.2618 | 95% | 1 | 68.4 | 9.0117 | 4.9685 | 4.9685 | 0 | 0% | 10.5958 | 1 | 1 | 1 | 68.4 | 9.0117 | 4.9685 | 4.9685 | 0 | 0% | 729.75 | 68.4 | 0 | 661.35 | 729.75 | 68.4 | 0 | 661.35 | Winter | 1 | FALSE | 1 | 68.4 | 68.4 | 0 | 0 | 0 | 1 | 1
1976-01-21 | 1 | 21 | 19:00 | 1.1 | 19 | 1 | 34 |  | 21 | 15.9853 | 6.5627 | 22.548 | 95% | 1 | 68.4 | 9.0117 | 4.9685 | 4.9685 | 0 | 0% | 10.1864 | 1 | 1 | 1 | 68.4 | 9.0117 | 4.9685 | 4.9685 | 0 | 0% | 701.75 | 68.4 | 0 | 633.35 | 701.75 | 68.4 | 0 | 633.35 | Winter | 0 | FALSE | 0 | 0 | 0 | 0 | 0 | 0 | 1 | 1
1976-01-21 | 1 | 21 | 20:00 | 1.1 | 20 | 1 | 34 |  | 21 | 15.9853 | 5.7752 | 21.7605 | 95% | 1 | 68.4 | 9.0117 | 4.9685 | 4.9685 | 0 | 0% | 10.1462 | 1 | 1 | 1 | 68.4 | 9.0117 | 4.9685 | 4.9685 | 0 | 0% | 699 | 68.4 | 0 | 630.6 | 699 | 68.4 | 0 | 630.6 | Winter | 0 | FALSE | 0 | 0 | 0 | 0 | 0 | 0 | 1 | 1
1976-01-21 | 1 | 21 | 21:00 | 1.1 | 21 | 1 | 34 |  | 21 | 15.9853 | 4.7252 | 20.7105 | 95% | 1 | 68.4 | 9.0117 | 4.9685 | 4.9685 | 0 | 0% | 10.3618 | 1 | 1 | 1 | 68.4 | 9.0117 | 4.9685 | 4.9685 | 0 | 0% | 713.75 | 68.4 | 0 | 645.35 | 713.75 | 68.4 | 0 | 645.35 | Winter | 0 | FALSE | 0 | 0 | 0 | 0 | 0 | 0 | 1 | 1
1976-01-21 | 1 | 21 | 22:00 | 0.6 | 22 | 1 | 33 |  | 22 | 16.7465 | 4.2002 | 20.9467 | 95% | 1 | 68.4 | 9.0117 | 4.9685 | 4.9685 | 0 | 0% | 10.2558 | 1 | 1 | 1 | 68.4 | 9.0117 | 4.9685 | 4.9685 | 0 | 0% | 706.5 | 68.4 | 0 | 638.1 | 706.5 | 68.4 | 0 | 638.1 | Winter | 0 | FALSE | 0 | 0 | 0 | 0 | 0 | 0 | 1 | 1
1976-01-21 | 1 | 21 | 23:00 | 0.6 | 23 | 1 | 33 |  | 22 | 16.7465 | 5.2502 | 21.9967 | 95% | 1 | 68.4 | 9.0117 | 4.9685 | 4.9685 | 0 | 0% | 10.0841 | 1 | 1 | 1 | 68.4 | 9.0117 | 4.9685 | 4.9685 | 0 | 0% | 694.75 | 68.4 | 0 | 626.35 | 694.75 | 68.4 | 0 | 626.35 | Winter | 0 | FALSE | 0 | 0 | 0 | 0 | 0 | 0 | 1 | 1
1976-01-21 | 1 | 21 | 24:00 | 0 | 0 | 1 | 32 |  | 23 | 17.5077 | 4.2002 | 21.7079 | 95% | 1 | 68.4 | 9.0117 | 4.9685 | 4.9685 | 0 | 0% | 10.2887 | 1 | 1 | 1 | 68.4 | 9.0117 | 4.9685 | 4.9685 | 0 | 0% | 708.75 | 68.4 | 0 | 640.35 | 708.75 | 68.4 | 0 | 640.35 | Winter | 0 | FALSE | 0 | 0 | 0 | 0 | 0 | 0 | 1 | 1
1976-01-22 | 1 | 22 | 1:00 | 0 | 1 | 1 | 32 |  | 23 | 17.5077 | 3.9376 | 21.4454 | 95% | 1 | 68.4 | 9.0117 | 4.9685 | 4.9685 | 0 | 0% | 10.2339 | 1 | 1 | 1 | 68.4 | 9.0117 | 4.9685 | 4.9685 | 0 | 0% | 705 | 68.4 | 0 | 636.6 | 705 | 68.4 | 0 | 636.6 | Winter | 0 | FALSE | 0 | 0 | 0 | 0 | 0 | 0 | 1 | 1
1976-01-22 | 1 | 22 | 2:00 | -0.6 | 2 | 1 | 31 |  | 24 | 18.2689 | 3.1501 | 21.419 | 95% | 1 | 68.4 | 9.0117 | 4.9685 | 4.9685 | 0 | 0% | 10.2485 | 1 | 1 | 1 | 68.4 | 9.0117 | 4.9685 | 4.9685 | 0 | 0% | 706 | 68.4 | 0 | 637.6 | 706 | 68.4 | 0 | 637.6 | Winter | 0 | FALSE | 0 | 0 | 0 | 0 | 0 | 0 | 1 | 1
1976-01-22 | 1 | 22 | 3:00 | -0.6 | 3 | 1 | 31 |  | 24 | 18.2689 | 3.4126 | 21.6815 | 95% | 1 | 68.4 | 9.0117 | 4.9685 | 4.9685 | 0 | 0% | 10.1754 | 1 | 1 | 1 | 68.4 | 9.0117 | 4.9685 | 4.9685 | 0 | 0% | 701 | 68.4 | 0 | 632.6 | 701 | 68.4 | 0 | 632.6 | Winter | 0 | FALSE | 0 | 0 | 0 | 0 | 0 | 0 | 1 | 1
1976-01-22 | 1 | 22 | 4:00 | -0.6 | 4 | 1 | 31 |  | 24 | 18.2689 | 3.1501 | 21.419 | 95% | 1 | 68.4 | 9.0117 | 4.9685 | 4.9685 | 0 | 0% | 10.3947 | 1 | 1 | 1 | 68.4 | 9.0117 | 4.9685 | 4.9685 | 0 | 0% | 716 | 68.4 | 0 | 647.6 | 716 | 68.4 | 0 | 647.6 | Winter | 0 | FALSE | 0 | 0 | 0 | 0 | 0 | 0 | 1 | 1
1976-01-22 | 1 | 22 | 5:00 | -1.1 | 5 | 1 | 30 |  | 25 | 19.0301 | 3.1501 | 22.1802 | 95% | 1 | 68.4 | 9.0117 | 4.9685 | 4.9685 | 0 | 0% | 10.5665 | 1 | 1 | 1 | 68.4 | 9.0117 | 4.9685 | 4.9685 | 0 | 0% | 727.75 | 68.4 | 0 | 659.35 | 727.75 | 68.4 | 0 | 659.35 | Winter | 0 | FALSE | 0 | 0 | 0 | 0 | 0 | 0 | 1 | 1
1976-01-22 | 1 | 22 | 6:00 | -1.1 | 6 | 1 | 30 |  | 25 | 19.0301 | 3.9376 | 22.9678 | 95% | 1 | 68.4 | 9.0117 | 4.9685 | 4.9685 | 0 | 0% | 11.1806 | 1 | 1 | 1 | 68.4 | 9.0117 | 4.9685 | 4.9685 | 0 | 0% | 769.75 | 68.4 | 0 | 701.35 | 769.75 | 68.4 | 0 | 701.35 | Winter | 0 | FALSE | 0 | 0 | 0 | 0 | 0 | 0 | 1 | 1
1976-01-22 | 1 | 22 | 7:00 | -1.1 | 7 | 1 | 30 |  | 25 | 19.0301 | 4.7252 | 23.7553 | 95% | 1 | 68.4 | 9.0117 | 4.9685 | 4.9685 | 0 | 0% | 10.9028 | 1 | 1 | 1 | 68.4 | 9.0117 | 4.9685 | 4.9685 | 0 | 0% | 750.75 | 68.4 | 0 | 682.35 | 750.75 | 68.4 | 0 | 682.35 | Winter | 0 | FALSE | 0 | 0 | 0 | 0 | 0 | 0 | 1 | 1
1976-01-22 | 1 | 22 | 8:00 | -1.7 | 8 | 1 | 29 |  | 26 | 19.7913 | 7.6128 | 27.4041 | 95% | 1 | 68.4 | 9.0117 | 4.9685 | 4.9685 | 0 | 0% | 11.2025 | 1 | 1 | 1 | 68.4 | 9.0117 | 4.9685 | 4.9685 | 0 | 0% | 771.25 | 68.4 | 0 | 702.85 | 771.25 | 68.4 | 0 | 702.85 | Winter | 0 | FALSE | 0 | 0 | 0 | 0 | 0 | 0 | 1 | 1
1976-01-22 | 1 | 22 | 9:00 | -2.2 | 9 | 1 | 28 |  | 27 | 20.5525 | 6.5627 | 27.1153 | 95% | 1 | 68.4 | 9.0117 | 4.9685 | 4.9685 | 0 | 0% | 11.3231 | 1 | 1 | 1 | 68.4 | 9.0117 | 4.9685 | 4.9685 | 0 | 0% | 779.5 | 68.4 | 0 | 711.1 | 779.5 | 68.4 | 0 | 711.1 | Winter | 0 | FALSE | 0 | 0 | 0 | 0 | 0 | 0 | 1 | 1
1976-01-22 | 1 | 22 | 10:00 | -2.2 | 10 | 1 | 28 |  | 27 | 20.5525 | 6.0377 | 26.5903 | 95% | 1 | 68.4 | 9.0117 | 4.9685 | 4.9685 | 0 | 0% | 11.8421 | 1 | 1 | 1 | 68.4 | 9.0117 | 4.9685 | 4.9685 | 0 | 0% | 815 | 68.4 | 0 | 746.6 | 815 | 68.4 | 0 | 746.6 | Winter | 0 | FALSE | 0 | 0 | 0 | 0 | 0 | 0 | 1 | 1
1976-01-22 | 1 | 22 | 11:00 | -2.2 | 11 | 1 | 28 |  | 27 | 20.5525 | 5.2502 | 25.8027 | 95% | 1 | 68.4 | 9.0117 | 4.9685 | 4.9685 | 0 | 0% | 11.1879 | 1 | 1 | 1 | 68.4 | 9.0117 | 4.9685 | 4.9685 | 0 | 0% | 770.25 | 68.4 | 0 | 701.85 | 770.25 | 68.4 | 0 | 701.85 | Winter | 0 | FALSE | 0 | 0 | 0 | 0 | 0 | 0 | 1 | 1
1976-01-22 | 1 | 22 | 12:00 | -3.9 | 12 | 1 | 25 |  | 30 | 22.8361 | 5.2502 | 28.0863 | 95% | 1 | 68.4 | 9.0117 | 4.9685 | 4.9685 | 0 | 0% | 11.9737 | 1 | 1 | 1 | 68.4 | 9.0117 | 4.9685 | 4.9685 | 0 | 0% | 824 | 68.4 | 0 | 755.6 | 824 | 68.4 | 0 | 755.6 | Winter | 0 | FALSE | 0 | 0 | 0 | 0 | 0 | 0 | 1 | 1
1976-01-22 | 1 | 22 | 13:00 | -5.6 | 13 | 1 | 22 |  | 33 | 25.1198 | 4.7252 | 29.8449 | 95% | 1 | 68.4 | 9.0117 | 4.9685 | 4.9685 | 0 | 0% | 11.6484 | 1 | 1 | 1 | 68.4 | 9.0117 | 4.9685 | 4.9685 | 0 | 0% | 801.75 | 68.4 | 0 | 733.35 | 801.75 | 68.4 | 0 | 733.35 | Winter | 0 | FALSE | 0 | 0 | 0 | 0 | 0 | 0 | 1 | 1
1976-01-22 | 1 | 22 | 14:00 | -6.7 | 14 | 1 | 20 |  | 35 | 26.6422 | 3.9376 | 30.5798 | 95% | 1 | 68.4 | 9.0117 | 4.9685 | 4.9685 | 0 | 0% | 11.5168 | 1 | 1 | 1 | 68.4 | 9.0117 | 4.9685 | 4.9685 | 0 | 0% | 792.75 | 68.4 | 0 | 724.35 | 792.75 | 68.4 | 0 | 724.35 | Winter | 0 | FALSE | 0 | 0 | 0 | 0 | 0 | 0 | 1 | 1
1976-01-22 | 1 | 22 | 15:00 | -7.8 | 15 | 1 | 18 |  | 37 | 28.1646 | 3.6751 | 31.8397 | 95% | 1 | 68.4 | 9.0117 | 4.9685 | 4.9685 | 0 | 0% | 11.4364 | 1 | 1 | 1 | 68.4 | 9.0117 | 4.9685 | 4.9685 | 0 | 0% | 787.25 | 68.4 | 0 | 718.85 | 787.25 | 68.4 | 0 | 718.85 | Winter | 0 | FALSE | 0 | 0 | 0 | 0 | 0 | 0 | 1 | 1
1976-01-22 | 1 | 22 | 16:00 | -9.4 | 16 | 1 | 15 |  | 40 | 30.4482 | 3.6751 | 34.1233 | 95% | 1 | 68.4 | 9.0117 | 4.9685 | 4.9685 | 0 | 0% | 11.4437 | 1 | 1 | 1 | 68.4 | 9.0117 | 4.9685 | 4.9685 | 0 | 0% | 787.75 | 68.4 | 0 | 719.35 | 787.75 | 68.4 | 0 | 719.35 | Winter | 0 | FALSE | 0 | 0 | 0 | 0 | 0 | 0 | 1 | 1
1976-01-22 | 1 | 22 | 17:00 | -11.1 | 17 | 1 | 12 |  | 43 | 32.7318 | 4.7252 | 37.457 | 95% | 1 | 68.4 | 9.0117 | 4.9685 | 4.9685 | 0 | 0% | 10.6213 | 1 | 1 | 1 | 68.4 | 9.0117 | 4.9685 | 4.9685 | 0 | 0% | 731.5 | 68.4 | 0 | 663.1 | 731.5 | 68.4 | 0 | 663.1 | Winter | 1 | FALSE | 1 | 68.4 | 68.4 | 0 | 0 | 0 | 1 | 1
1976-01-22 | 1 | 22 | 18:00 | -11.7 | 18 | 1 | 11 |  | 44 | 33.493 | 6.0377 | 39.5307 | 95% | 1 | 68.4 | 9.0117 | 4.9685 | 4.9685 | 0 | 0% | 10.8041 | 1 | 1 | 1 | 68.4 | 9.0117 | 4.9685 | 4.9685 | 0 | 0% | 744 | 68.4 | 0 | 675.6 | 744 | 68.4 | 0 | 675.6 | Winter | 1 | FALSE | 1 | 68.4 | 68.4 | 0 | 0 | 0 | 1 | 1
1976-01-22 | 1 | 22 | 19:00 | -12.8 | 19 | 1 | 9 |  | 46 | 35.0154 | 6.5627 | 41.5782 | 95% | 1 | 68.4 | 9.0117 | 4.9685 | 4.9685 | 0 | 0% | 9.9013 | 1 | 1 | 1 | 68.4 | 9.0117 | 4.9685 | 4.9685 | 0 | 0% | 682.25 | 68.4 | 0 | 613.85 | 682.25 | 68.4 | 0 | 613.85 | Winter | 0 | FALSE | 0 | 0 | 0 | 0 | 0 | 0 | 1 | 1
1976-01-22 | 1 | 22 | 20:00 | -14.4 | 20 | 1 | 6 |  | 49 | 37.299 | 5.7752 | 43.0742 | 95% | 1 | 68.4 | 9.0117 | 4.9685 | 4.9685 | 0 | 0% | 10.2851 | 1 | 1 | 1 | 68.4 | 9.0117 | 4.9685 | 4.9685 | 0 | 0% | 708.5 | 68.4 | 0 | 640.1 | 708.5 | 68.4 | 0 | 640.1 | Winter | 0 | FALSE | 0 | 0 | 0 | 0 | 0 | 0 | 1 | 1
1976-01-22 | 1 | 22 | 21:00 | -15 | 21 | 1 | 5 |  | 50 | 38.0602 | 4.7252 | 42.7854 | 95% | 1 | 68.4 | 9.0117 | 4.9685 | 4.9685 | 0 | 0% | 10.1791 | 1 | 1 | 1 | 68.4 | 9.0117 | 4.9685 | 4.9685 | 0 | 0% | 701.25 | 68.4 | 0 | 632.85 | 701.25 | 68.4 | 0 | 632.85 | Winter | 0 | FALSE | 0 | 0 | 0 | 0 | 0 | 0 | 1 | 1
1976-01-22 | 1 | 22 | 22:00 | -16.1 | 22 | 1 | 3 |  | 52 | 39.5826 | 4.2002 | 43.7828 | 95% | 1 | 68.4 | 9.0117 | 4.9685 | 4.9685 | 0 | 0% | 10.223 | 1 | 1 | 1 | 68.4 | 9.0117 | 4.9685 | 4.9685 | 0 | 0% | 704.25 | 68.4 | 0 | 635.85 | 704.25 | 68.4 | 0 | 635.85 | Winter | 0 | FALSE | 0 | 0 | 0 | 0 | 0 | 0 | 1 | 1
1976-01-22 | 1 | 22 | 23:00 | -17.8 | 23 | 1 | 0 |  | 55 | 41.8663 | 5.2502 | 47.1165 | 95% | 1 | 68.4 | 9.0117 | 4.9685 | 4.9685 | 0 | 0% | 9.9781 | 1 | 1 | 1 | 68.4 | 9.0117 | 4.9685 | 4.9685 | 0 | 0% | 687.5 | 68.4 | 0 | 619.1 | 687.5 | 68.4 | 0 | 619.1 | Winter | 0 | FALSE | 0 | 0 | 0 | 0 | 0 | 0 | 1 | 1
1976-01-22 | 1 | 22 | 24:00 | -18.3 | 0 | 1 | -1 |  | 56 | 42.6275 | 4.2002 | 46.8276 | 95% | 1 | 68.4 | 9.0117 | 4.9685 | 4.9685 | 0 | 0% | 9.9488 | 1 | 1 | 1 | 68.4 | 9.0117 | 4.9685 | 4.9685 | 0 | 0% | 685.5 | 68.4 | 0 | 617.1 | 685.5 | 68.4 | 0 | 617.1 | Winter | 0 | FALSE | 0 | 0 | 0 | 0 | 0 | 0 | 1 | 1
1976-01-23 | 1 | 23 | 1:00 | -19.4 | 1 | 1 | -3 |  | 58 | 44.1499 | 3.9376 | 48.0875 | 95% | 1 | 68.4 | 9.0117 | 4.9685 | 4.9685 | 0 | 0% | 9.8757 | 1 | 1 | 1 | 68.4 | 9.0117 | 4.9685 | 4.9685 | 0 | 0% | 680.5 | 68.4 | 0 | 612.1 | 680.5 | 68.4 | 0 | 612.1 | Winter | 0 | FALSE | 0 | 0 | 0 | 0 | 0 | 0 | 1 | 1
1976-01-23 | 1 | 23 | 2:00 | -20 | 2 | 1 | -4 |  | 59 | 44.9111 | 3.1501 | 48.0612 | 95% | 1 | 68.4 | 9.0117 | 4.9685 | 4.9685 | 0 | 0% | 9.9269 | 1 | 1 | 1 | 68.4 | 9.0117 | 4.9685 | 4.9685 | 0 | 0% | 684 | 68.4 | 0 | 615.6 | 684 | 68.4 | 0 | 615.6 | Winter | 0 | FALSE | 0 | 0 | 0 | 0 | 0 | 0 | 1 | 1
1976-01-23 | 1 | 23 | 3:00 | -20 | 3 | 1 | -4 |  | 59 | 44.9111 | 3.4126 | 48.3237 | 95% | 1 | 68.4 | 9.0117 | 4.9685 | 4.9685 | 0 | 0% | 9.8904 | 1 | 1 | 1 | 68.4 | 9.0117 | 4.9685 | 4.9685 | 0 | 0% | 681.5 | 68.4 | 0 | 613.1 | 681.5 | 68.4 | 0 | 613.1 | Winter | 0 | FALSE | 0 | 0 | 0 | 0 | 0 | 0 | 1 | 1
1976-01-23 | 1 | 23 | 4:00 | -20 | 4 | 1 | -4 |  | 59 | 44.9111 | 3.1501 | 48.0612 | 95% | 1 | 68.4 | 9.0117 | 4.9685 | 4.9685 | 0 | 0% | 9.9598 | 1 | 1 | 1 | 68.4 | 9.0117 | 4.9685 | 4.9685 | 0 | 0% | 686.25 | 68.4 | 0 | 617.85 | 686.25 | 68.4 | 0 | 617.85 | Winter | 0 | FALSE | 0 | 0 | 0 | 0 | 0 | 0 | 1 | 1
1976-01-23 | 1 | 23 | 5:00 | -19.4 | 5 | 1 | -3 |  | 58 | 44.1499 | 3.1501 | 47.3 | 95% | 1 | 68.4 | 9.0117 | 4.9685 | 4.9685 | 0 | 0% | 10.7127 | 1 | 1 | 1 | 68.4 | 9.0117 | 4.9685 | 4.9685 | 0 | 0% | 737.75 | 68.4 | 0 | 669.35 | 737.75 | 68.4 | 0 | 669.35 | Winter | 0 | FALSE | 0 | 0 | 0 | 0 | 0 | 0 | 1 | 1
1976-01-23 | 1 | 23 | 6:00 | -19.4 | 6 | 1 | -3 |  | 58 | 44.1499 | 3.9376 | 48.0875 | 95% | 1 | 68.4 | 9.0117 | 4.9685 | 4.9685 | 0 | 0% | 11.5058 | 1 | 1 | 1 | 68.4 | 9.0117 | 4.9685 | 4.9685 | 0 | 0% | 792 | 68.4 | 0 | 723.6 | 792 | 68.4 | 0 | 723.6 | Winter | 0 | FALSE | 0 | 0 | 0 | 0 | 0 | 0 | 1 | 1
1976-01-23 | 1 | 23 | 7:00 | -18.9 | 7 | 1 | -2 |  | 57 | 43.3887 | 4.7252 | 48.1138 | 95% | 1 | 68.4 | 9.0117 | 4.9685 | 4.9685 | 0 | 0% | 12.3757 | 1 | 1 | 1 | 68.4 | 9.0117 | 4.9685 | 4.9685 | 0 | 0% | 851.5 | 68.4 | 0 | 783.1 | 851.5 | 68.4 | 0 | 783.1 | Winter | 0 | FALSE | 0 | 0 | 0 | 0 | 0 | 0 | 1 | 1
1976-01-23 | 1 | 23 | 8:00 | -18.3 | 8 | 1 | -1 |  | 56 | 42.6275 | 7.6128 | 50.2402 | 95% | 1 | 68.4 | 9.0117 | 4.9685 | 4.9685 | 0 | 0% | 12.7083 | 1 | 1 | 1 | 68.4 | 9.0117 | 4.9685 | 4.9685 | 0 | 0% | 874.25 | 68.4 | 0 | 805.85 | 874.25 | 68.4 | 0 | 805.85 | Winter | 0 | FALSE | 0 | 0 | 0 | 0 | 0 | 0 | 1 | 1
1976-01-23 | 1 | 23 | 9:00 | -17.2 | 9 | 1 | 1 |  | 54 | 41.1051 | 6.5627 | 47.6678 | 95% | 1 | 68.4 | 9.0117 | 4.9685 | 4.9685 | 0 | 0% | 12.5512 | 1 | 1 | 1 | 68.4 | 9.0117 | 4.9685 | 4.9685 | 0 | 0% | 863.5 | 68.4 | 0 | 795.1 | 863.5 | 68.4 | 0 | 795.1 | Winter | 0 | FALSE | 0 | 0 | 0 | 0 | 0 | 0 | 1 | 1
1976-01-23 | 1 | 23 | 10:00 | -15 | 10 | 1 | 5 |  | 50 | 38.0602 | 6.0377 | 44.098 | 95% | 1 | 68.4 | 9.0117 | 4.9685 | 4.9685 | 0 | 0% | 12.7851 | 1 | 1 | 1 | 68.4 | 9.0117 | 4.9685 | 4.9685 | 0 | 0% | 879.5 | 68.4 | 0 | 811.1 | 879.5 | 68.4 | 0 | 811.1 | Winter | 0 | FALSE | 0 | 0 | 0 | 0 | 0 | 0 | 1 | 1
1976-01-23 | 1 | 23 | 11:00 | -13.9 | 11 | 1 | 7 |  | 48 | 36.5378 | 5.2502 | 41.788 | 95% | 1 | 68.4 | 9.0117 | 4.9685 | 4.9685 | 0 | 0% | 13.0811 | 1 | 1 | 1 | 68.4 | 9.0117 | 4.9685 | 4.9685 | 0 | 0% | 899.75 | 68.4 | 0 | 831.35 | 899.75 | 68.4 | 0 | 831.35 | Winter | 0 | FALSE | 0 | 0 | 0 | 0 | 0 | 0 | 1 | 1
1976-01-23 | 1 | 23 | 12:00 | -12.8 | 12 | 1 | 9 |  | 46 | 35.0154 | 5.2502 | 40.2656 | 95% | 1 | 68.4 | 9.0117 | 4.9685 | 4.9685 | 0 | 0% | 13.0885 | 1 | 1 | 1 | 68.4 | 9.0117 | 4.9685 | 4.9685 | 0 | 0% | 900.25 | 68.4 | 0 | 831.85 | 900.25 | 68.4 | 0 | 831.85 | Winter | 0 | FALSE | 0 | 0 | 0 | 0 | 0 | 0 | 1 | 1
1976-01-23 | 1 | 23 | 13:00 | -11.1 | 13 | 1 | 12 |  | 43 | 32.7318 | 4.7252 | 37.457 | 95% | 1 | 68.4 | 9.0117 | 4.9685 | 4.9685 | 0 | 0% | 12.9569 | 1 | 1 | 1 | 68.4 | 9.0117 | 4.9685 | 4.9685 | 0 | 0% | 891.25 | 68.4 | 0 | 822.85 | 891.25 | 68.4 | 0 | 822.85 | Winter | 0 | FALSE | 0 | 0 | 0 | 0 | 0 | 0 | 1 | 1
1976-01-23 | 1 | 23 | 14:00 | -10.6 | 14 | 1 | 13 |  | 42 | 31.9706 | 3.9376 | 35.9082 | 95% | 1 | 68.4 | 9.0117 | 4.9685 | 4.9685 | 0 | 0% | 12.8253 | 1 | 1 | 1 | 68.4 | 9.0117 | 4.9685 | 4.9685 | 0 | 0% | 882.25 | 68.4 | 0 | 813.85 | 882.25 | 68.4 | 0 | 813.85 | Winter | 0 | FALSE | 0 | 0 | 0 | 0 | 0 | 0 | 1 | 1
1976-01-23 | 1 | 23 | 15:00 | -9.4 | 15 | 1 | 15 |  | 40 | 30.4482 | 3.6751 | 34.1233 | 95% | 1 | 68.4 | 9.0117 | 4.9685 | 4.9685 | 0 | 0% | 12.701 | 1 | 1 | 1 | 68.4 | 9.0117 | 4.9685 | 4.9685 | 0 | 0% | 873.75 | 68.4 | 0 | 805.35 | 873.75 | 68.4 | 0 | 805.35 | Winter | 0 | FALSE | 0 | 0 | 0 | 0 | 0 | 0 | 1 | 1
1976-01-23 | 1 | 23 | 16:00 | -8.9 | 16 | 1 | 16 |  | 39 | 29.687 | 3.6751 | 33.3621 | 95% | 1 | 68.4 | 9.0117 | 4.9685 | 4.9685 | 0 | 0% | 12.3392 | 1 | 1 | 1 | 68.4 | 9.0117 | 4.9685 | 4.9685 | 0 | 0% | 849 | 68.4 | 0 | 780.6 | 849 | 68.4 | 0 | 780.6 | Winter | 0 | FALSE | 0 | 0 | 0 | 0 | 0 | 0 | 1 | 1
1976-01-23 | 1 | 23 | 17:00 | -10 | 17 | 1 | 14 |  | 41 | 31.2094 | 4.7252 | 35.9346 | 95% | 1 | 68.4 | 9.0117 | 4.9685 | 4.9685 | 0 | 0% | 12.0139 | 1 | 1 | 1 | 68.4 | 9.0117 | 4.9685 | 4.9685 | 0 | 0% | 826.75 | 68.4 | 0 | 758.35 | 826.75 | 68.4 | 0 | 758.35 | Winter | 1 | FALSE | 1 | 68.4 | 68.4 | 0 | 0 | 0 | 1 | 1
1976-01-23 | 1 | 23 | 18:00 | -10 | 18 | 1 | 14 |  | 41 | 31.2094 | 6.0377 | 37.2471 | 95% | 1 | 68.4 | 9.0117 | 4.9685 | 4.9685 | 0 | 0% | 11.3999 | 1 | 1 | 1 | 68.4 | 9.0117 | 4.9685 | 4.9685 | 0 | 0% | 784.75 | 68.4 | 0 | 716.35 | 784.75 | 68.4 | 0 | 716.35 | Winter | 1 | FALSE | 1 | 68.4 | 68.4 | 0 | 0 | 0 | 1 | 1
1976-01-23 | 1 | 23 | 19:00 | -10.6 | 19 | 1 | 13 |  | 42 | 31.9706 | 6.5627 | 38.5333 | 95% | 1 | 68.4 | 9.0117 | 4.9685 | 4.9685 | 0 | 0% | 11.2537 | 1 | 1 | 1 | 68.4 | 9.0117 | 4.9685 | 4.9685 | 0 | 0% | 774.75 | 68.4 | 0 | 706.35 | 774.75 | 68.4 | 0 | 706.35 | Winter | 0 | FALSE | 0 | 0 | 0 | 0 | 0 | 0 | 1 | 1
1976-01-23 | 1 | 23 | 20:00 | -11.1 | 20 | 1 | 12 |  | 43 | 32.7318 | 5.7752 | 38.507 | 95% | 1 | 68.4 | 9.0117 | 4.9685 | 4.9685 | 0 | 0% | 10.8004 | 1 | 1 | 1 | 68.4 | 9.0117 | 4.9685 | 4.9685 | 0 | 0% | 743.75 | 68.4 | 0 | 675.35 | 743.75 | 68.4 | 0 | 675.35 | Winter | 0 | FALSE | 0 | 0 | 0 | 0 | 0 | 0 | 1 | 1
1976-01-23 | 1 | 23 | 21:00 | -11.1 | 21 | 1 | 12 |  | 43 | 32.7318 | 4.7252 | 37.457 | 95% | 1 | 68.4 | 9.0117 | 4.9685 | 4.9685 | 0 | 0% | 10.7639 | 1 | 1 | 1 | 68.4 | 9.0117 | 4.9685 | 4.9685 | 0 | 0% | 741.25 | 68.4 | 0 | 672.85 | 741.25 | 68.4 | 0 | 672.85 | Winter | 0 | FALSE | 0 | 0 | 0 | 0 | 0 | 0 | 1 | 1
1976-01-23 | 1 | 23 | 22:00 | -11.1 | 22 | 1 | 12 |  | 43 | 32.7318 | 4.2002 | 36.932 | 95% | 1 | 68.4 | 9.0117 | 4.9685 | 4.9685 | 0 | 0% | 10.7749 | 1 | 1 | 1 | 68.4 | 9.0117 | 4.9685 | 4.9685 | 0 | 0% | 742 | 68.4 | 0 | 673.6 | 742 | 68.4 | 0 | 673.6 | Winter | 0 | FALSE | 0 | 0 | 0 | 0 | 0 | 0 | 1 | 1
1976-01-23 | 1 | 23 | 23:00 | -11.7 | 23 | 1 | 11 |  | 44 | 33.493 | 5.2502 | 38.7432 | 95% | 1 | 68.4 | 9.0117 | 4.9685 | 4.9685 | 0 | 0% | 10.2705 | 1 | 1 | 1 | 68.4 | 9.0117 | 4.9685 | 4.9685 | 0 | 0% | 707.5 | 68.4 | 0 | 639.1 | 707.5 | 68.4 | 0 | 639.1 | Winter | 0 | FALSE | 0 | 0 | 0 | 0 | 0 | 0 | 1 | 1
1976-01-23 | 1 | 23 | 24:00 | -12.2 | 0 | 1 | 10 |  | 45 | 34.2542 | 4.2002 | 38.4544 | 95% | 1 | 68.4 | 9.0117 | 4.9685 | 4.9685 | 0 | 0% | 10.3947 | 1 | 1 | 1 | 68.4 | 9.0117 | 4.9685 | 4.9685 | 0 | 0% | 716 | 68.4 | 0 | 647.6 | 716 | 68.4 | 0 | 647.6 | Winter | 0 | FALSE | 0 | 0 | 0 | 0 | 0 | 0 | 1 | 1
1976-01-24 | 1 | 24 | 1:00 | -12.2 | 1 | 1 | 10 |  | 45 | 34.2542 | 3.9376 | 38.1919 | 95% | 1 | 68.4 | 9.0117 | 4.9685 | 4.9685 | 0 | 0% | 10.1462 | 1 | 1 | 1 | 68.4 | 9.0117 | 4.9685 | 4.9685 | 0 | 0% | 699 | 68.4 | 0 | 630.6 | 699 | 68.4 | 0 | 630.6 | Winter | 0 | FALSE | 0 | 0 | 0 | 0 | 0 | 0 | 1 | 1
1976-01-24 | 1 | 24 | 2:00 | -12.2 | 2 | 1 | 10 |  | 45 | 34.2542 | 3.1501 | 37.4043 | 95% | 1 | 68.4 | 9.0117 | 4.9685 | 4.9685 | 0 | 0% | 10.0402 | 1 | 1 | 1 | 68.4 | 9.0117 | 4.9685 | 4.9685 | 0 | 0% | 691.75 | 68.4 | 0 | 623.35 | 691.75 | 68.4 | 0 | 623.35 | Winter | 0 | FALSE | 0 | 0 | 0 | 0 | 0 | 0 | 1 | 1
1976-01-24 | 1 | 24 | 3:00 | -12.2 | 3 | 1 | 10 |  | 45 | 34.2542 | 3.4126 | 37.6668 | 95% | 1 | 68.4 | 9.0117 | 4.9685 | 4.9685 | 0 | 0% | 10.3143 | 1 | 1 | 1 | 68.4 | 9.0117 | 4.9685 | 4.9685 | 0 | 0% | 710.5 | 68.4 | 0 | 642.1 | 710.5 | 68.4 | 0 | 642.1 | Winter | 0 | FALSE | 0 | 0 | 0 | 0 | 0 | 0 | 1 | 1
1976-01-24 | 1 | 24 | 4:00 | -12.2 | 4 | 1 | 10 |  | 45 | 34.2542 | 3.1501 | 37.4043 | 95% | 1 | 68.4 | 9.0117 | 4.9685 | 4.9685 | 0 | 0% | 10.3034 | 1 | 1 | 1 | 68.4 | 9.0117 | 4.9685 | 4.9685 | 0 | 0% | 709.75 | 68.4 | 0 | 641.35 | 709.75 | 68.4 | 0 | 641.35 | Winter | 0 | FALSE | 0 | 0 | 0 | 0 | 0 | 0 | 1 | 1
1976-01-24 | 1 | 24 | 5:00 | -12.2 | 5 | 1 | 10 |  | 45 | 34.2542 | 3.1501 | 37.4043 | 95% | 1 | 68.4 | 9.0117 | 4.9685 | 4.9685 | 0 | 0% | 10.5921 | 1 | 1 | 1 | 68.4 | 9.0117 | 4.9685 | 4.9685 | 0 | 0% | 729.5 | 68.4 | 0 | 661.1 | 729.5 | 68.4 | 0 | 661.1 | Winter | 0 | FALSE | 0 | 0 | 0 | 0 | 0 | 0 | 1 | 1
1976-01-24 | 1 | 24 | 6:00 | -11.7 | 6 | 1 | 11 |  | 44 | 33.493 | 3.9376 | 37.4307 | 95% | 1 | 68.4 | 9.0117 | 4.9685 | 4.9685 | 0 | 0% | 11.4145 | 1 | 1 | 1 | 68.4 | 9.0117 | 4.9685 | 4.9685 | 0 | 0% | 785.75 | 68.4 | 0 | 717.35 | 785.75 | 68.4 | 0 | 717.35 | Winter | 0 | FALSE | 0 | 0 | 0 | 0 | 0 | 0 | 1 | 1
1976-01-24 | 1 | 24 | 7:00 | -11.7 | 7 | 1 | 11 |  | 44 | 33.493 | 4.7252 | 38.2182 | 95% | 1 | 68.4 | 9.0117 | 4.9685 | 4.9685 | 0 | 0% | 11.9883 | 1 | 1 | 1 | 68.4 | 9.0117 | 4.9685 | 4.9685 | 0 | 0% | 825 | 68.4 | 0 | 756.6 | 825 | 68.4 | 0 | 756.6 | Winter | 0 | FALSE | 0 | 0 | 0 | 0 | 0 | 0 | 1 | 1
1976-01-24 | 1 | 24 | 8:00 | -11.7 | 8 | 1 | 11 |  | 44 | 33.493 | 7.6128 | 41.1058 | 95% | 1 | 68.4 | 9.0117 | 4.9685 | 4.9685 | 0 | 0% | 12.5987 | 1 | 1 | 1 | 68.4 | 9.0117 | 4.9685 | 4.9685 | 0 | 0% | 866.75 | 68.4 | 0 | 798.35 | 866.75 | 68.4 | 0 | 798.35 | Winter | 0 | FALSE | 0 | 0 | 0 | 0 | 0 | 0 | 1 | 1
1976-01-24 | 1 | 24 | 9:00 | -11.1 | 9 | 1 | 12 |  | 43 | 32.7318 | 6.5627 | 39.2945 | 95% | 1 | 68.4 | 9.0117 | 4.9685 | 4.9685 | 0 | 0% | 12.9423 | 1 | 1 | 1 | 68.4 | 9.0117 | 4.9685 | 4.9685 | 0 | 0% | 890.25 | 68.4 | 0 | 821.85 | 890.25 | 68.4 | 0 | 821.85 | Winter | 0 | FALSE | 0 | 0 | 0 | 0 | 0 | 0 | 1 | 1
1976-01-24 | 1 | 24 | 10:00 | -10.6 | 10 | 1 | 13 |  | 42 | 31.9706 | 6.0377 | 38.0083 | 95% | 1 | 68.4 | 9.0117 | 4.9685 | 4.9685 | 0 | 0% | 12.7814 | 1 | 1 | 1 | 68.4 | 9.0117 | 4.9685 | 4.9685 | 0 | 0% | 879.25 | 68.4 | 0 | 810.85 | 879.25 | 68.4 | 0 | 810.85 | Winter | 0 | FALSE | 0 | 0 | 0 | 0 | 0 | 0 | 1 | 1
1976-01-24 | 1 | 24 | 11:00 | -10.6 | 11 | 1 | 13 |  | 42 | 31.9706 | 5.2502 | 37.2208 | 95% | 1 | 68.4 | 9.0117 | 4.9685 | 4.9685 | 0 | 0% | 12.913 | 1 | 1 | 1 | 68.4 | 9.0117 | 4.9685 | 4.9685 | 0 | 0% | 888.25 | 68.4 | 0 | 819.85 | 888.25 | 68.4 | 0 | 819.85 | Winter | 0 | FALSE | 0 | 0 | 0 | 0 | 0 | 0 | 1 | 1
1976-01-24 | 1 | 24 | 12:00 | -10 | 12 | 1 | 14 |  | 41 | 31.2094 | 5.2502 | 36.4596 | 95% | 1 | 68.4 | 9.0117 | 4.9685 | 4.9685 | 0 | 0% | 12.8618 | 1 | 1 | 1 | 68.4 | 9.0117 | 4.9685 | 4.9685 | 0 | 0% | 884.75 | 68.4 | 0 | 816.35 | 884.75 | 68.4 | 0 | 816.35 | Winter | 0 | FALSE | 0 | 0 | 0 | 0 | 0 | 0 | 1 | 1
1976-01-24 | 1 | 24 | 13:00 | -9.4 | 13 | 1 | 15 |  | 40 | 30.4482 | 4.7252 | 35.1734 | 95% | 1 | 68.4 | 9.0117 | 4.9685 | 4.9685 | 0 | 0% | 12.8034 | 1 | 1 | 1 | 68.4 | 9.0117 | 4.9685 | 4.9685 | 0 | 0% | 880.75 | 68.4 | 0 | 812.35 | 880.75 | 68.4 | 0 | 812.35 | Winter | 0 | FALSE | 0 | 0 | 0 | 0 | 0 | 0 | 1 | 1
1976-01-24 | 1 | 24 | 14:00 | -8.9 | 14 | 1 | 16 |  | 39 | 29.687 | 3.9376 | 33.6246 | 95% | 1 | 68.4 | 9.0117 | 4.9685 | 4.9685 | 0 | 0% | 12.9788 | 1 | 1 | 1 | 68.4 | 9.0117 | 4.9685 | 4.9685 | 0 | 0% | 892.75 | 68.4 | 0 | 824.35 | 892.75 | 68.4 | 0 | 824.35 | Winter | 0 | FALSE | 0 | 0 | 0 | 0 | 0 | 0 | 1 | 1
1976-01-24 | 1 | 24 | 15:00 | -8.9 | 15 | 1 | 16 |  | 39 | 29.687 | 3.6751 | 33.3621 | 95% | 1 | 68.4 | 9.0117 | 4.9685 | 4.9685 | 0 | 0% | 12.4232 | 1 | 1 | 1 | 68.4 | 9.0117 | 4.9685 | 4.9685 | 0 | 0% | 854.75 | 68.4 | 0 | 786.35 | 854.75 | 68.4 | 0 | 786.35 | Winter | 0 | FALSE | 0 | 0 | 0 | 0 | 0 | 0 | 1 | 1
1976-01-24 | 1 | 24 | 16:00 | -8.3 | 16 | 1 | 17 |  | 38 | 28.9258 | 3.6751 | 32.6009 | 95% | 1 | 68.4 | 9.0117 | 4.9685 | 4.9685 | 0 | 0% | 12.3246 | 1 | 1 | 1 | 68.4 | 9.0117 | 4.9685 | 4.9685 | 0 | 0% | 848 | 68.4 | 0 | 779.6 | 848 | 68.4 | 0 | 779.6 | Winter | 0 | FALSE | 0 | 0 | 0 | 0 | 0 | 0 | 1 | 1
1976-01-24 | 1 | 24 | 17:00 | -8.3 | 17 | 1 | 17 |  | 38 | 28.9258 | 4.7252 | 33.651 | 95% | 1 | 68.4 | 9.0117 | 4.9685 | 4.9685 | 0 | 0% | 11.8165 | 1 | 1 | 1 | 68.4 | 9.0117 | 4.9685 | 4.9685 | 0 | 0% | 813.25 | 68.4 | 0 | 744.85 | 813.25 | 68.4 | 0 | 744.85 | Winter | 1 | FALSE | 1 | 68.4 | 68.4 | 0 | 0 | 0 | 1 | 1
1976-01-24 | 1 | 24 | 18:00 | -7.8 | 18 | 1 | 18 |  | 37 | 28.1646 | 6.0377 | 34.2023 | 95% | 1 | 68.4 | 9.0117 | 4.9685 | 4.9685 | 0 | 0% | 11.5936 | 1 | 1 | 1 | 68.4 | 9.0117 | 4.9685 | 4.9685 | 0 | 0% | 798 | 68.4 | 0 | 729.6 | 798 | 68.4 | 0 | 729.6 | Winter | 1 | FALSE | 1 | 68.4 | 68.4 | 0 | 0 | 0 | 1 | 1
1976-01-24 | 1 | 24 | 19:00 | -7.8 | 19 | 1 | 18 |  | 37 | 28.1646 | 6.5627 | 34.7273 | 95% | 1 | 68.4 | 9.0117 | 4.9685 | 4.9685 | 0 | 0% | 11.2939 | 1 | 1 | 1 | 68.4 | 9.0117 | 4.9685 | 4.9685 | 0 | 0% | 777.5 | 68.4 | 0 | 709.1 | 777.5 | 68.4 | 0 | 709.1 | Winter | 0 | FALSE | 0 | 0 | 0 | 0 | 0 | 0 | 1 | 1
1976-01-24 | 1 | 24 | 20:00 | -7.8 | 20 | 1 | 18 |  | 37 | 28.1646 | 5.7752 | 33.9398 | 95% | 1 | 68.4 | 9.0117 | 4.9685 | 4.9685 | 0 | 0% | 10.8882 | 1 | 1 | 1 | 68.4 | 9.0117 | 4.9685 | 4.9685 | 0 | 0% | 749.75 | 68.4 | 0 | 681.35 | 749.75 | 68.4 | 0 | 681.35 | Winter | 0 | FALSE | 0 | 0 | 0 | 0 | 0 | 0 | 1 | 1
1976-01-24 | 1 | 24 | 21:00 | -7.8 | 21 | 1 | 18 |  | 37 | 28.1646 | 4.7252 | 32.8898 | 95% | 1 | 68.4 | 9.0117 | 4.9685 | 4.9685 | 0 | 0% | 10.7091 | 1 | 1 | 1 | 68.4 | 9.0117 | 4.9685 | 4.9685 | 0 | 0% | 737.5 | 68.4 | 0 | 669.1 | 737.5 | 68.4 | 0 | 669.1 | Winter | 0 | FALSE | 0 | 0 | 0 | 0 | 0 | 0 | 1 | 1
1976-01-24 | 1 | 24 | 22:00 | -8.3 | 22 | 1 | 17 |  | 38 | 28.9258 | 4.2002 | 33.1259 | 95% | 1 | 68.4 | 9.0117 | 4.9685 | 4.9685 | 0 | 0% | 10.7346 | 1 | 1 | 1 | 68.4 | 9.0117 | 4.9685 | 4.9685 | 0 | 0% | 739.25 | 68.4 | 0 | 670.85 | 739.25 | 68.4 | 0 | 670.85 | Winter | 0 | FALSE | 0 | 0 | 0 | 0 | 0 | 0 | 1 | 1
1976-01-24 | 1 | 24 | 23:00 | -8.3 | 23 | 1 | 17 |  | 38 | 28.9258 | 5.2502 | 34.176 | 95% | 1 | 68.4 | 9.0117 | 4.9685 | 4.9685 | 0 | 0% | 10.6615 | 1 | 1 | 1 | 68.4 | 9.0117 | 4.9685 | 4.9685 | 0 | 0% | 734.25 | 68.4 | 0 | 665.85 | 734.25 | 68.4 | 0 | 665.85 | Winter | 0 | FALSE | 0 | 0 | 0 | 0 | 0 | 0 | 1 | 1
1976-01-24 | 1 | 24 | 24:00 | -8.3 | 0 | 1 | 17 |  | 38 | 28.9258 | 4.2002 | 33.1259 | 95% | 1 | 68.4 | 9.0117 | 4.9685 | 4.9685 | 0 | 0% | 10.223 | 1 | 1 | 1 | 68.4 | 9.0117 | 4.9685 | 4.9685 | 0 | 0% | 704.25 | 68.4 | 0 | 635.85 | 704.25 | 68.4 | 0 | 635.85 | Winter | 0 | FALSE | 0 | 0 | 0 | 0 | 0 | 0 | 1 | 1
1976-01-25 | 1 | 25 | 1:00 | -8.3 | 1 | 2 | 17 |  | 38 | 28.9258 | 3.9376 | 32.8634 | 95% | 1 | 68.4 | 9.0117 | 4.9685 | 4.9685 | 0 | 0% | 9.9342 | 1 | 1 | 1 | 68.4 | 9.0117 | 4.9685 | 4.9685 | 0 | 0% | 684.5 | 68.4 | 0 | 616.1 | 684.5 | 68.4 | 0 | 616.1 | Winter | 0 | 0 | 0 | 0 | 0 | 0 | 0 | 0 | 1 | 1
1976-01-25 | 1 | 25 | 2:00 | -8.3 | 2 | 2 | 17 |  | 38 | 28.9258 | 3.1501 | 32.0759 | 95% | 1 | 68.4 | 9.0117 | 4.9685 | 4.9685 | 0 | 0% | 10.1645 | 1 | 1 | 1 | 68.4 | 9.0117 | 4.9685 | 4.9685 | 0 | 0% | 700.25 | 68.4 | 0 | 631.85 | 700.25 | 68.4 | 0 | 631.85 | Winter | 0 | 0 | 0 | 0 | 0 | 0 | 0 | 0 | 1 | 1
1976-01-25 | 1 | 25 | 3:00 | -8.3 | 3 | 2 | 17 |  | 38 | 28.9258 | 3.4126 | 32.3384 | 95% | 1 | 68.4 | 9.0117 | 4.9685 | 4.9685 | 0 | 0% | 10.4678 | 1 | 1 | 1 | 68.4 | 9.0117 | 4.9685 | 4.9685 | 0 | 0% | 721 | 68.4 | 0 | 652.6 | 721 | 68.4 | 0 | 652.6 | Winter | 0 | 0 | 0 | 0 | 0 | 0 | 0 | 0 | 1 | 1
1976-01-25 | 1 | 25 | 4:00 | -7.8 | 4 | 2 | 18 |  | 37 | 28.1646 | 3.1501 | 31.3147 | 95% | 1 | 68.4 | 9.0117 | 4.9685 | 4.9685 | 0 | 0% | 10.0439 | 1 | 1 | 1 | 68.4 | 9.0117 | 4.9685 | 4.9685 | 0 | 0% | 692 | 68.4 | 0 | 623.6 | 692 | 68.4 | 0 | 623.6 | Winter | 0 | 0 | 0 | 0 | 0 | 0 | 0 | 0 | 1 | 1
1976-01-25 | 1 | 25 | 5:00 | -7.8 | 5 | 2 | 18 |  | 37 | 28.1646 | 3.1501 | 31.3147 | 95% | 1 | 68.4 | 9.0117 | 4.9685 | 4.9685 | 0 | 0% | 10.6981 | 1 | 1 | 1 | 68.4 | 9.0117 | 4.9685 | 4.9685 | 0 | 0% | 736.75 | 68.4 | 0 | 668.35 | 736.75 | 68.4 | 0 | 668.35 | Winter | 0 | 0 | 0 | 0 | 0 | 0 | 0 | 0 | 1 | 1
1976-01-25 | 1 | 25 | 6:00 | -8.3 | 6 | 2 | 17 |  | 38 | 28.9258 | 3.9376 | 32.8634 | 95% | 1 | 68.4 | 9.0117 | 4.9685 | 4.9685 | 0 | 0% | 11.6118 | 1 | 1 | 1 | 68.4 | 9.0117 | 4.9685 | 4.9685 | 0 | 0% | 799.25 | 68.4 | 0 | 730.85 | 799.25 | 68.4 | 0 | 730.85 | Winter | 0 | 0 | 0 | 0 | 0 | 0 | 0 | 0 | 1 | 1
1976-01-25 | 1 | 25 | 7:00 | -7.8 | 7 | 2 | 18 |  | 37 | 28.1646 | 4.7252 | 32.8898 | 95% | 1 | 68.4 | 9.0117 | 4.9685 | 4.9685 | 0 | 0% | 12.0175 | 1 | 1 | 1 | 68.4 | 9.0117 | 4.9685 | 4.9685 | 0 | 0% | 827 | 68.4 | 0 | 758.6 | 827 | 68.4 | 0 | 758.6 | Winter | 0 | 0 | 0 | 0 | 0 | 0 | 0 | 0 | 1 | 1
1976-01-25 | 1 | 25 | 8:00 | -6.7 | 8 | 2 | 20 |  | 35 | 26.6422 | 7.6128 | 34.2549 | 95% | 1 | 68.4 | 9.0117 | 4.9685 | 4.9685 | 0 | 0% | 12.0066 | 1 | 1 | 1 | 68.4 | 9.0117 | 4.9685 | 4.9685 | 0 | 0% | 826.25 | 68.4 | 0 | 757.85 | 826.25 | 68.4 | 0 | 757.85 | Winter | 0 | 0 | 0 | 0 | 0 | 0 | 0 | 0 | 1 | 1
1976-01-25 | 1 | 25 | 9:00 | -5.6 | 9 | 2 | 22 |  | 33 | 25.1198 | 6.5627 | 31.6825 | 95% | 1 | 68.4 | 9.0117 | 4.9685 | 4.9685 | 0 | 0% | 12.4525 | 1 | 1 | 1 | 68.4 | 9.0117 | 4.9685 | 4.9685 | 0 | 0% | 856.75 | 68.4 | 0 | 788.35 | 856.75 | 68.4 | 0 | 788.35 | Winter | 0 | 0 | 0 | 0 | 0 | 0 | 0 | 0 | 1 | 1
1976-01-25 | 1 | 25 | 10:00 | -4.4 | 10 | 2 | 24 |  | 31 | 23.5973 | 6.0377 | 29.6351 | 95% | 1 | 68.4 | 9.0117 | 4.9685 | 4.9685 | 0 | 0% | 12.6023 | 1 | 1 | 1 | 68.4 | 9.0117 | 4.9685 | 4.9685 | 0 | 0% | 867 | 68.4 | 0 | 798.6 | 867 | 68.4 | 0 | 798.6 | Winter | 0 | 0 | 0 | 0 | 0 | 0 | 0 | 0 | 1 | 1
1976-01-25 | 1 | 25 | 11:00 | -3.9 | 11 | 2 | 25 |  | 30 | 22.8361 | 5.2502 | 28.0863 | 95% | 1 | 68.4 | 9.0117 | 4.9685 | 4.9685 | 0 | 0% | 12.5037 | 1 | 1 | 1 | 68.4 | 9.0117 | 4.9685 | 4.9685 | 0 | 0% | 860.25 | 68.4 | 0 | 791.85 | 860.25 | 68.4 | 0 | 791.85 | Winter | 0 | 0 | 0 | 0 | 0 | 0 | 0 | 0 | 1 | 1
1976-01-25 | 1 | 25 | 12:00 | -2.8 | 12 | 2 | 27 |  | 28 | 21.3137 | 5.2502 | 26.5639 | 95% | 1 | 68.4 | 9.0117 | 4.9685 | 4.9685 | 0 | 0% | 12.3977 | 1 | 1 | 1 | 68.4 | 9.0117 | 4.9685 | 4.9685 | 0 | 0% | 853 | 68.4 | 0 | 784.6 | 853 | 68.4 | 0 | 784.6 | Winter | 0 | 0 | 0 | 0 | 0 | 0 | 0 | 0 | 1 | 1
1976-01-25 | 1 | 25 | 13:00 | -1.7 | 13 | 2 | 29 |  | 26 | 19.7913 | 4.7252 | 24.5165 | 95% | 1 | 68.4 | 9.0117 | 4.9685 | 4.9685 | 0 | 0% | 12.4525 | 1 | 1 | 1 | 68.4 | 9.0117 | 4.9685 | 4.9685 | 0 | 0% | 856.75 | 68.4 | 0 | 788.35 | 856.75 | 68.4 | 0 | 788.35 | Winter | 0 | 0 | 0 | 0 | 0 | 0 | 0 | 0 | 1 | 1
1976-01-25 | 1 | 25 | 14:00 | -1.1 | 14 | 2 | 30 |  | 25 | 19.0301 | 3.9376 | 22.9678 | 95% | 1 | 68.4 | 9.0117 | 4.9685 | 4.9685 | 0 | 0% | 12.3977 | 1 | 1 | 1 | 68.4 | 9.0117 | 4.9685 | 4.9685 | 0 | 0% | 853 | 68.4 | 0 | 784.6 | 853 | 68.4 | 0 | 784.6 | Winter | 0 | 0 | 0 | 0 | 0 | 0 | 0 | 0 | 1 | 1
1976-01-25 | 1 | 25 | 15:00 | -1.1 | 15 | 2 | 30 |  | 25 | 19.0301 | 3.6751 | 22.7053 | 95% | 1 | 68.4 | 9.0117 | 4.9685 | 4.9685 | 0 | 0% | 12.3977 | 1 | 1 | 1 | 68.4 | 9.0117 | 4.9685 | 4.9685 | 0 | 0% | 853 | 68.4 | 0 | 784.6 | 853 | 68.4 | 0 | 784.6 | Winter | 0 | 0 | 0 | 0 | 0 | 0 | 0 | 0 | 1 | 1
1976-01-25 | 1 | 25 | 16:00 | -0.6 | 16 | 2 | 31 |  | 24 | 18.2689 | 3.6751 | 21.944 | 95% | 1 | 68.4 | 9.0117 | 4.9685 | 4.9685 | 0 | 0% | 11.9371 | 1 | 1 | 1 | 68.4 | 9.0117 | 4.9685 | 4.9685 | 0 | 0% | 821.5 | 68.4 | 0 | 753.1 | 821.5 | 68.4 | 0 | 753.1 | Winter | 0 | 0 | 0 | 0 | 0 | 0 | 0 | 0 | 1 | 1
1976-01-25 | 1 | 25 | 17:00 | -1.1 | 17 | 2 | 30 |  | 25 | 19.0301 | 4.7252 | 23.7553 | 95% | 1 | 68.4 | 9.0117 | 4.9685 | 4.9685 | 0 | 0% | 11.1257 | 1 | 1 | 1 | 68.4 | 9.0117 | 4.9685 | 4.9685 | 0 | 0% | 766 | 68.4 | 0 | 697.6 | 766 | 68.4 | 0 | 697.6 | Winter | 0 | 0 | 0 | 0 | 0 | 0 | 0 | 0 | 1 | 1
1976-01-25 | 1 | 25 | 18:00 | -1.1 | 18 | 2 | 30 |  | 25 | 19.0301 | 6.0377 | 25.0678 | 95% | 1 | 68.4 | 9.0117 | 4.9685 | 4.9685 | 0 | 0% | 11.0855 | 1 | 1 | 1 | 68.4 | 9.0117 | 4.9685 | 4.9685 | 0 | 0% | 763.25 | 68.4 | 0 | 694.85 | 763.25 | 68.4 | 0 | 694.85 | Winter | 0 | 0 | 0 | 0 | 0 | 0 | 0 | 0 | 1 | 1
1976-01-25 | 1 | 25 | 19:00 | -1.1 | 19 | 2 | 30 |  | 25 | 19.0301 | 6.5627 | 25.5929 | 95% | 1 | 68.4 | 9.0117 | 4.9685 | 4.9685 | 0 | 0% | 10.5885 | 1 | 1 | 1 | 68.4 | 9.0117 | 4.9685 | 4.9685 | 0 | 0% | 729.25 | 68.4 | 0 | 660.85 | 729.25 | 68.4 | 0 | 660.85 | Winter | 0 | 0 | 0 | 0 | 0 | 0 | 0 | 0 | 1 | 1
1976-01-25 | 1 | 25 | 20:00 | 0.6 | 20 | 2 | 33 |  | 22 | 16.7465 | 5.7752 | 22.5217 | 95% | 1 | 68.4 | 9.0117 | 4.9685 | 4.9685 | 0 | 0% | 10.1462 | 1 | 1 | 1 | 68.4 | 9.0117 | 4.9685 | 4.9685 | 0 | 0% | 699 | 68.4 | 0 | 630.6 | 699 | 68.4 | 0 | 630.6 | Winter | 0 | 0 | 0 | 0 | 0 | 0 | 0 | 0 | 1 | 1
1976-01-25 | 1 | 25 | 21:00 | 0.6 | 21 | 2 | 33 |  | 22 | 16.7465 | 4.7252 | 21.4717 | 95% | 1 | 68.4 | 9.0117 | 4.9685 | 4.9685 | 0 | 0% | 10.3692 | 1 | 1 | 1 | 68.4 | 9.0117 | 4.9685 | 4.9685 | 0 | 0% | 714.25 | 68.4 | 0 | 645.85 | 714.25 | 68.4 | 0 | 645.85 | Winter | 0 | 0 | 0 | 0 | 0 | 0 | 0 | 0 | 1 | 1
1976-01-25 | 1 | 25 | 22:00 | 1.1 | 22 | 2 | 34 |  | 21 | 15.9853 | 4.2002 | 20.1855 | 95% | 1 | 68.4 | 9.0117 | 4.9685 | 4.9685 | 0 | 0% | 10.3728 | 1 | 1 | 1 | 68.4 | 9.0117 | 4.9685 | 4.9685 | 0 | 0% | 714.5 | 68.4 | 0 | 646.1 | 714.5 | 68.4 | 0 | 646.1 | Winter | 0 | 0 | 0 | 0 | 0 | 0 | 0 | 0 | 1 | 1
1976-01-25 | 1 | 25 | 23:00 | 1.1 | 23 | 2 | 34 |  | 21 | 15.9853 | 5.2502 | 21.2355 | 95% | 1 | 68.4 | 9.0117 | 4.9685 | 4.9685 | 0 | 0% | 10.4423 | 1 | 1 | 1 | 68.4 | 9.0117 | 4.9685 | 4.9685 | 0 | 0% | 719.25 | 68.4 | 0 | 650.85 | 719.25 | 68.4 | 0 | 650.85 | Winter | 0 | 0 | 0 | 0 | 0 | 0 | 0 | 0 | 1 | 1
1976-01-25 | 1 | 25 | 24:00 | 1.7 | 0 | 2 | 35 |  | 20 | 15.2241 | 4.2002 | 19.4242 | 95% | 1 | 68.4 | 9.0117 | 4.9685 | 4.9685 | 0 | 0% | 10.5848 | 1 | 1 | 1 | 68.4 | 9.0117 | 4.9685 | 4.9685 | 0 | 0% | 729 | 68.4 | 0 | 660.6 | 729 | 68.4 | 0 | 660.6 | Winter | 0 | 0 | 0 | 0 | 0 | 0 | 0 | 0 | 1 | 1
1976-01-26 | 1 | 26 | 1:00 | 1.7 | 1 | 2 | 35 |  | 20 | 15.2241 | 3.9376 | 19.1617 | 95% | 1 | 68.4 | 9.0117 | 4.9685 | 4.9685 | 0 | 0% | 10.5263 | 1 | 1 | 1 | 68.4 | 9.0117 | 4.9685 | 4.9685 | 0 | 0% | 725 | 68.4 | 0 | 656.6 | 725 | 68.4 | 0 | 656.6 | Winter | 0 | 0 | 0 | 0 | 0 | 0 | 0 | 0 | 1 | 1
1976-01-26 | 1 | 26 | 2:00 | 2.2 | 2 | 2 | 36 |  | 19 | 14.4629 | 3.1501 | 17.613 | 95% | 1 | 68.4 | 9.0117 | 4.9685 | 4.9685 | 0 | 0% | 10.2668 | 1 | 1 | 1 | 68.4 | 9.0117 | 4.9685 | 4.9685 | 0 | 0% | 707.25 | 68.4 | 0 | 638.85 | 707.25 | 68.4 | 0 | 638.85 | Winter | 0 | 0 | 0 | 0 | 0 | 0 | 0 | 0 | 1 | 1
1976-01-26 | 1 | 26 | 3:00 | 2.2 | 3 | 2 | 36 |  | 19 | 14.4629 | 3.4126 | 17.8755 | 95% | 1 | 68.4 | 9.0117 | 4.9685 | 4.9685 | 0 | 0% | 9.9854 | 1 | 1 | 1 | 68.4 | 9.0117 | 4.9685 | 4.9685 | 0 | 0% | 688 | 68.4 | 0 | 619.6 | 688 | 68.4 | 0 | 619.6 | Winter | 0 | 0 | 0 | 0 | 0 | 0 | 0 | 0 | 1 | 1
1976-01-26 | 1 | 26 | 4:00 | 2.2 | 4 | 2 | 36 |  | 19 | 14.4629 | 3.1501 | 17.613 | 95% | 1 | 68.4 | 9.0117 | 4.9685 | 4.9685 | 0 | 0% | 9.9635 | 1 | 1 | 1 | 68.4 | 9.0117 | 4.9685 | 4.9685 | 0 | 0% | 686.5 | 68.4 | 0 | 618.1 | 686.5 | 68.4 | 0 | 618.1 | Winter | 0 | 0 | 0 | 0 | 0 | 0 | 0 | 0 | 1 | 1
1976-01-26 | 1 | 26 | 5:00 | 3.3 | 5 | 2 | 38 |  | 17 | 12.9405 | 3.1501 | 16.0906 | 95% | 1 | 68.4 | 9.0117 | 4.9685 | 4.9685 | 0 | 0% | 10.6762 | 1 | 1 | 1 | 68.4 | 9.0117 | 4.9685 | 4.9685 | 0 | 0% | 735.25 | 68.4 | 0 | 666.85 | 735.25 | 68.4 | 0 | 666.85 | Winter | 0 | 0 | 0 | 0 | 0 | 0 | 0 | 0 | 1 | 1
1976-01-26 | 1 | 26 | 6:00 | 3.3 | 6 | 2 | 38 |  | 17 | 12.9405 | 3.9376 | 16.8781 | 95% | 1 | 68.4 | 9.0117 | 4.9685 | 4.9685 | 0 | 0% | 11.2756 | 1 | 1 | 1 | 68.4 | 9.0117 | 4.9685 | 4.9685 | 0 | 0% | 776.25 | 68.4 | 0 | 707.85 | 776.25 | 68.4 | 0 | 707.85 | Winter | 0 | 0 | 0 | 0 | 0 | 0 | 0 | 0 | 1 | 1
1976-01-26 | 1 | 26 | 7:00 | 3.3 | 7 | 2 | 38 |  | 17 | 12.9405 | 4.7252 | 17.6657 | 95% | 1 | 68.4 | 9.0117 | 4.9685 | 4.9685 | 0 | 0% | 11.8494 | 1 | 1 | 1 | 68.4 | 9.0117 | 4.9685 | 4.9685 | 0 | 0% | 815.5 | 68.4 | 0 | 747.1 | 815.5 | 68.4 | 0 | 747.1 | Winter | 0 | 0 | 0 | 0 | 0 | 0 | 0 | 0 | 1 | 1
1976-01-26 | 1 | 26 | 8:00 | 2.8 | 8 | 2 | 37 |  | 18 | 13.7017 | 7.6128 | 21.3145 | 95% | 1 | 68.4 | 9.0117 | 4.9685 | 4.9685 | 0 | 0% | 12.3355 | 1 | 1 | 1 | 68.4 | 9.0117 | 4.9685 | 4.9685 | 0 | 0% | 848.75 | 68.4 | 0 | 780.35 | 848.75 | 68.4 | 0 | 780.35 | Winter | 0 | 0 | 0 | 0 | 0 | 0 | 0 | 0 | 1 | 1
1976-01-26 | 1 | 26 | 9:00 | 3.9 | 9 | 2 | 39 |  | 16 | 12.1793 | 6.5627 | 18.742 | 95% | 1 | 68.4 | 9.0117 | 4.9685 | 4.9685 | 0 | 0% | 12.8911 | 1 | 1 | 1 | 68.4 | 9.0117 | 4.9685 | 4.9685 | 0 | 0% | 886.75 | 68.4 | 0 | 818.35 | 886.75 | 68.4 | 0 | 818.35 | Winter | 0 | 0 | 0 | 0 | 0 | 0 | 0 | 0 | 1 | 1
1976-01-26 | 1 | 26 | 10:00 | 3.9 | 10 | 2 | 39 |  | 16 | 12.1793 | 6.0377 | 18.217 | 95% | 1 | 68.4 | 9.0117 | 4.9685 | 4.9685 | 0 | 0% | 13.0994 | 1 | 1 | 1 | 68.4 | 9.0117 | 4.9685 | 4.9685 | 0 | 0% | 901 | 68.4 | 0 | 832.6 | 901 | 68.4 | 0 | 832.6 | Winter | 0 | 0 | 0 | 0 | 0 | 0 | 0 | 0 | 1 | 1
1976-01-26 | 1 | 26 | 11:00 | 3.9 | 11 | 2 | 39 |  | 16 | 12.1793 | 5.2502 | 17.4295 | 95% | 1 | 68.4 | 9.0117 | 4.9685 | 4.9685 | 0 | 0% | 12.902 | 1 | 1 | 1 | 68.4 | 9.0117 | 4.9685 | 4.9685 | 0 | 0% | 887.5 | 68.4 | 0 | 819.1 | 887.5 | 68.4 | 0 | 819.1 | Winter | 0 | 0 | 0 | 0 | 0 | 0 | 0 | 0 | 1 | 1
1976-01-26 | 1 | 26 | 12:00 | 4.4 | 12 | 2 | 40 |  | 15 | 11.4181 | 5.2502 | 16.6683 | 95% | 1 | 68.4 | 9.0117 | 4.9685 | 4.9685 | 0 | 0% | 12.8363 | 1 | 1 | 1 | 68.4 | 9.0117 | 4.9685 | 4.9685 | 0 | 0% | 883 | 68.4 | 0 | 814.6 | 883 | 68.4 | 0 | 814.6 | Winter | 0 | 0 | 0 | 0 | 0 | 0 | 0 | 0 | 1 | 1
1976-01-26 | 1 | 26 | 13:00 | 4.4 | 13 | 2 | 40 |  | 15 | 11.4181 | 4.7252 | 16.1432 | 95% | 1 | 68.4 | 9.0117 | 4.9685 | 4.9685 | 0 | 0% | 12.5329 | 1 | 1 | 1 | 68.4 | 9.0117 | 4.9685 | 4.9685 | 0 | 0% | 862.25 | 68.4 | 0 | 793.85 | 862.25 | 68.4 | 0 | 793.85 | Winter | 0 | 0 | 0 | 0 | 0 | 0 | 0 | 0 | 1 | 1
1976-01-26 | 1 | 26 | 14:00 | 4.4 | 14 | 2 | 40 |  | 15 | 11.4181 | 3.9376 | 15.3557 | 95% | 1 | 68.4 | 9.0117 | 4.9685 | 4.9685 | 0 | 0% | 12.2844 | 1 | 1 | 1 | 68.4 | 9.0117 | 4.9685 | 4.9685 | 0 | 0% | 845.25 | 68.4 | 0 | 776.85 | 845.25 | 68.4 | 0 | 776.85 | Winter | 0 | 0 | 0 | 0 | 0 | 0 | 0 | 0 | 1 | 1
1976-01-26 | 1 | 26 | 15:00 | 5 | 15 | 2 | 41 |  | 14 | 10.6569 | 3.6751 | 14.332 | 95% | 1 | 68.4 | 9.0117 | 4.9685 | 4.9685 | 0 | 0% | 12.1491 | 1 | 1 | 1 | 68.4 | 9.0117 | 4.9685 | 4.9685 | 0 | 0% | 836 | 68.4 | 0 | 767.6 | 836 | 68.4 | 0 | 767.6 | Winter | 0 | 0 | 0 | 0 | 0 | 0 | 0 | 0 | 1 | 1
1976-01-26 | 1 | 26 | 16:00 | 5 | 16 | 2 | 41 |  | 14 | 10.6569 | 3.6751 | 14.332 | 95% | 1 | 68.4 | 9.0117 | 4.9685 | 4.9685 | 0 | 0% | 11.8713 | 1 | 1 | 1 | 68.4 | 9.0117 | 4.9685 | 4.9685 | 0 | 0% | 817 | 68.4 | 0 | 748.6 | 817 | 68.4 | 0 | 748.6 | Winter | 0 | 0 | 0 | 0 | 0 | 0 | 0 | 0 | 1 | 1
1976-01-26 | 1 | 26 | 17:00 | 4.4 | 17 | 2 | 40 |  | 15 | 11.4181 | 4.7252 | 16.1432 | 95% | 1 | 68.4 | 9.0117 | 4.9685 | 4.9685 | 0 | 0% | 11.1404 | 1 | 1 | 1 | 68.4 | 9.0117 | 4.9685 | 4.9685 | 0 | 0% | 767 | 68.4 | 0 | 698.6 | 767 | 68.4 | 0 | 698.6 | Winter | 0 | 0 | 0 | 0 | 0 | 0 | 0 | 0 | 1 | 1
1976-01-26 | 1 | 26 | 18:00 | 3.9 | 18 | 2 | 39 |  | 16 | 12.1793 | 6.0377 | 18.217 | 95% | 1 | 68.4 | 9.0117 | 4.9685 | 4.9685 | 0 | 0% | 10.8516 | 1 | 1 | 1 | 68.4 | 9.0117 | 4.9685 | 4.9685 | 0 | 0% | 747.25 | 68.4 | 0 | 678.85 | 747.25 | 68.4 | 0 | 678.85 | Winter | 0 | 0 | 0 | 0 | 0 | 0 | 0 | 0 | 1 | 1
1976-01-26 | 1 | 26 | 19:00 | 4.4 | 19 | 2 | 40 |  | 15 | 11.4181 | 6.5627 | 17.9808 | 95% | 1 | 68.4 | 9.0117 | 4.9685 | 4.9685 | 0 | 0% | 10.5811 | 1 | 1 | 1 | 68.4 | 9.0117 | 4.9685 | 4.9685 | 0 | 0% | 728.75 | 68.4 | 0 | 660.35 | 728.75 | 68.4 | 0 | 660.35 | Winter | 0 | 0 | 0 | 0 | 0 | 0 | 0 | 0 | 1 | 1
1976-01-26 | 1 | 26 | 20:00 | 3.3 | 20 | 2 | 38 |  | 17 | 12.9405 | 5.7752 | 18.7157 | 95% | 1 | 68.4 | 9.0117 | 4.9685 | 4.9685 | 0 | 0% | 10.5154 | 1 | 1 | 1 | 68.4 | 9.0117 | 4.9685 | 4.9685 | 0 | 0% | 724.25 | 68.4 | 0 | 655.85 | 724.25 | 68.4 | 0 | 655.85 | Winter | 0 | 0 | 0 | 0 | 0 | 0 | 0 | 0 | 1 | 1
1976-01-26 | 1 | 26 | 21:00 | 3.3 | 21 | 2 | 38 |  | 17 | 12.9405 | 4.7252 | 17.6657 | 95% | 1 | 68.4 | 9.0117 | 4.9685 | 4.9685 | 0 | 0% | 10.636 | 1 | 1 | 1 | 68.4 | 9.0117 | 4.9685 | 4.9685 | 0 | 0% | 732.5 | 68.4 | 0 | 664.1 | 732.5 | 68.4 | 0 | 664.1 | Winter | 0 | 0 | 0 | 0 | 0 | 0 | 0 | 0 | 1 | 1
1976-01-26 | 1 | 26 | 22:00 | 3.3 | 22 | 2 | 38 |  | 17 | 12.9405 | 4.2002 | 17.1406 | 95% | 1 | 68.4 | 9.0117 | 4.9685 | 4.9685 | 0 | 0% | 10.4825 | 1 | 1 | 1 | 68.4 | 9.0117 | 4.9685 | 4.9685 | 0 | 0% | 722 | 68.4 | 0 | 653.6 | 722 | 68.4 | 0 | 653.6 | Winter | 0 | 0 | 0 | 0 | 0 | 0 | 0 | 0 | 1 | 1
1976-01-26 | 1 | 26 | 23:00 | 3.3 | 23 | 2 | 38 |  | 17 | 12.9405 | 5.2502 | 18.1907 | 95% | 1 | 68.4 | 9.0117 | 4.9685 | 4.9685 | 0 | 0% | 10.4276 | 1 | 1 | 1 | 68.4 | 9.0117 | 4.9685 | 4.9685 | 0 | 0% | 718.25 | 68.4 | 0 | 649.85 | 718.25 | 68.4 | 0 | 649.85 | Winter | 0 | 0 | 0 | 0 | 0 | 0 | 0 | 0 | 1 | 1
1976-01-26 | 1 | 26 | 24:00 | 4.4 | 0 | 2 | 40 |  | 15 | 11.4181 | 4.2002 | 15.6182 | 95% | 1 | 68.4 | 9.0117 | 4.9685 | 4.9685 | 0 | 0% | 10.4423 | 1 | 1 | 1 | 68.4 | 9.0117 | 4.9685 | 4.9685 | 0 | 0% | 719.25 | 68.4 | 0 | 650.85 | 719.25 | 68.4 | 0 | 650.85 | Winter | 0 | 0 | 0 | 0 | 0 | 0 | 0 | 0 | 1 | 1
1976-01-27 | 1 | 27 | 1:00 | 5 | 1 | 1 | 41 |  | 14 | 10.6569 | 3.9376 | 14.5945 | 95% | 1 | 68.4 | 9.0117 | 4.9685 | 4.9685 | 0 | 0% | 10.1754 | 1 | 1 | 1 | 68.4 | 9.0117 | 4.9685 | 4.9685 | 0 | 0% | 701 | 68.4 | 0 | 632.6 | 701 | 68.4 | 0 | 632.6 | Winter | 0 | FALSE | 0 | 0 | 0 | 0 | 0 | 0 | 1 | 1
1976-01-27 | 1 | 27 | 2:00 | 8.9 | 2 | 1 | 48 |  | 7 | 5.3284 | 3.1501 | 8.4785 | 95% | 1 | 68.4 | 9.0117 | 4.9685 | 4.9685 | 0 | 0% | 10.2047 | 1 | 1 | 1 | 68.4 | 9.0117 | 4.9685 | 4.9685 | 0 | 0% | 703 | 68.4 | 0 | 634.6 | 703 | 68.4 | 0 | 634.6 | Winter | 0 | FALSE | 0 | 0 | 0 | 0 | 0 | 0 | 1 | 1
1976-01-27 | 1 | 27 | 3:00 | 10.6 | 3 | 1 | 51 |  | 4 | 3.0448 | 3.4126 | 6.4574 | 95% | 0.92602 | 63.3397 | 8.345 | 4.6009 | 4.6009 | 0 | 0% | 10.1499 | 1 | 1 | 1 | 68.4 | 9.0117 | 4.9685 | 4.8431 | 0.12542 | 2.524% | 699.25 | 63.3397 | 0 | 635.9103 | 699.25 | 68.4 | 0 | 630.85 | Winter | 0 | FALSE | 0 | 0 | 0 | 0 | 0 | 1 | 0 | 1
1976-01-27 | 1 | 27 | 4:00 | 11.1 | 4 | 1 | 52 |  | 3 | 2.2836 | 3.1501 | 5.4337 | 95% | 0.77922 | 53.2983 | 7.0221 | 3.8715 | 3.8715 | 0 | 0% | 10.201 | 1 | 1 | 1 | 68.4 | 9.0117 | 4.9685 | 4.0753 | 0.8932 | 17.98% | 702.75 | 53.2983 | 0 | 649.4517 | 702.75 | 68.4 | 0 | 634.35 | Winter | 0 | FALSE | 0 | 0 | 0 | 0 | 0 | 1 | 0 | 1
1976-01-27 | 1 | 27 | 5:00 | 11.7 | 5 | 1 | 53 |  | 2 | 1.5224 | 3.1501 | 4.6725 | 95% | 0.67006 | 45.8318 | 6.0383 | 3.3292 | 3.3292 | 0 | 0% | 10.6104 | 1 | 1 | 1 | 68.4 | 9.0117 | 4.9685 | 3.5044 | 1.4641 | 29.47% | 730.75 | 45.8318 | 0 | 684.9182 | 730.75 | 68.4 | 0 | 662.35 | Winter | 0 | FALSE | 0 | 0 | 0 | 0 | 0 | 1 | 0 | 1
1976-01-27 | 1 | 27 | 6:00 | 12.2 | 6 | 1 | 54 |  | 1 | 0.7612 | 3.9376 | 4.6988 | 95% | 0.67383 | 46.09 | 6.0724 | 3.3479 | 3.3479 | 0 | 0% | 10.7127 | 1 | 1 | 1 | 68.4 | 9.0117 | 4.9685 | 3.5241 | 1.4444 | 29.07% | 737.75 | 46.09 | 0 | 691.66 | 737.75 | 68.4 | 0 | 669.35 | Winter | 0 | FALSE | 0 | 0 | 0 | 0 | 0 | 1 | 0 | 1
1976-01-27 | 1 | 27 | 7:00 | 11.1 | 7 | 1 | 52 |  | 3 | 2.2836 | 4.7252 | 7.0088 | 95% | 1 | 68.4 | 9.0117 | 4.9685 | 4.9685 | 0 | 0% | 10.9722 | 1 | 1 | 1 | 68.4 | 9.0117 | 4.9685 | 4.9685 | 0 | 0% | 755.5 | 68.4 | 0 | 687.1 | 755.5 | 68.4 | 0 | 687.1 | Winter | 0 | FALSE | 0 | 0 | 0 | 0 | 0 | 0 | 1 | 1
1976-01-27 | 1 | 27 | 8:00 | 11.1 | 8 | 1 | 52 |  | 3 | 2.2836 | 7.6128 | 9.8964 | 95% | 1 | 68.4 | 9.0117 | 4.9685 | 4.9685 | 0 | 0% | 11.1513 | 1 | 1 | 1 | 68.4 | 9.0117 | 4.9685 | 4.9685 | 0 | 0% | 767.75 | 68.4 | 0 | 699.35 | 767.75 | 68.4 | 0 | 699.35 | Winter | 0 | FALSE | 0 | 0 | 0 | 0 | 0 | 0 | 1 | 1
1976-01-27 | 1 | 27 | 9:00 | 12.2 | 9 | 1 | 54 |  | 1 | 0.7612 | 6.5627 | 7.3239 | 95% | 1 | 68.4 | 9.0117 | 4.9685 | 4.9685 | 0 | 0% | 10.636 | 1 | 1 | 1 | 68.4 | 9.0117 | 4.9685 | 4.9685 | 0 | 0% | 732.5 | 68.4 | 0 | 664.1 | 732.5 | 68.4 | 0 | 664.1 | Winter | 0 | FALSE | 0 | 0 | 0 | 0 | 0 | 0 | 1 | 1
1976-01-27 | 1 | 27 | 10:00 | 11.7 | 10 | 1 | 53 |  | 2 | 1.5224 | 6.0377 | 7.5601 | 95% | 1 | 68.4 | 9.0117 | 4.9685 | 4.9685 | 0 | 0% | 10.7602 | 1 | 1 | 1 | 68.4 | 9.0117 | 4.9685 | 4.9685 | 0 | 0% | 741 | 68.4 | 0 | 672.6 | 741 | 68.4 | 0 | 672.6 | Winter | 0 | FALSE | 0 | 0 | 0 | 0 | 0 | 0 | 1 | 1
1976-01-27 | 1 | 27 | 11:00 | 12.8 | 11 | 1 | 55 |  | 0 | 0 | 5.2502 | 5.2502 | 95% | 0.7529 | 51.4981 | 6.7849 | 3.7408 | 3.7408 | 0 | 0% | 10.3838 | 1 | 1 | 1 | 68.4 | 9.0117 | 4.9685 | 3.9376 | 1.0309 | 20.75% | 715.25 | 51.4981 | 0 | 663.7519 | 715.25 | 68.4 | 0 | 646.85 | Winter | 0 | FALSE | 0 | 0 | 0 | 0 | 0 | 1 | 0 | 1
1976-01-27 | 1 | 27 | 12:00 | 12.2 | 12 | 1 | 54 |  | 1 | 0.7612 | 5.2502 | 6.0114 | 95% | 0.86206 | 58.9646 | 7.7686 | 4.2831 | 4.2831 | 0 | 0% | 10.8626 | 1 | 1 | 1 | 68.4 | 9.0117 | 4.9685 | 4.5085 | 0.45995 | 9.257% | 748 | 58.9646 | 0 | 689.0354 | 748 | 68.4 | 0 | 679.6 | Winter | 0 | FALSE | 0 | 0 | 0 | 0 | 0 | 1 | 0 | 1
1976-01-27 | 1 | 27 | 13:00 | 12.8 | 13 | 1 | 55 |  | 0 | 0 | 4.7252 | 4.7252 | 95% | 0.67761 | 46.3483 | 6.1064 | 3.3667 | 3.3667 | 0 | 0% | 10.837 | 1 | 1 | 1 | 68.4 | 9.0117 | 4.9685 | 3.5439 | 1.4246 | 28.67% | 746.25 | 46.3483 | 0 | 699.9017 | 746.25 | 68.4 | 0 | 677.85 | Winter | 0 | FALSE | 0 | 0 | 0 | 0 | 0 | 1 | 0 | 1
1976-01-27 | 1 | 27 | 14:00 | 11.1 | 14 | 1 | 52 |  | 3 | 2.2836 | 3.9376 | 6.2213 | 95% | 0.89215 | 61.0231 | 8.0398 | 4.4326 | 4.4326 | 0 | 0% | 10.8077 | 1 | 1 | 1 | 68.4 | 9.0117 | 4.9685 | 4.6659 | 0.30256 | 6.089% | 744.25 | 61.0231 | 0 | 683.2269 | 744.25 | 68.4 | 0 | 675.85 | Winter | 0 | FALSE | 0 | 0 | 0 | 0 | 0 | 1 | 0 | 1
1976-01-27 | 1 | 27 | 15:00 | 11.1 | 15 | 1 | 52 |  | 3 | 2.2836 | 3.6751 | 5.9587 | 95% | 0.85451 | 58.4482 | 7.7005 | 4.2456 | 4.2456 | 0 | 0% | 10.117 | 1 | 1 | 1 | 68.4 | 9.0117 | 4.9685 | 4.4691 | 0.49944 | 10.05% | 697 | 58.4482 | 0 | 638.5518 | 697 | 68.4 | 0 | 628.6 | Winter | 0 | FALSE | 0 | 0 | 0 | 0 | 0 | 1 | 0 | 1
1976-01-27 | 1 | 27 | 16:00 | 11.1 | 16 | 1 | 52 |  | 3 | 2.2836 | 3.6751 | 5.9587 | 95% | 0.85451 | 58.4482 | 7.7005 | 4.2456 | 4.2456 | 0 | 0% | 10.0402 | 1 | 1 | 1 | 68.4 | 9.0117 | 4.9685 | 4.4691 | 0.49944 | 10.05% | 691.75 | 58.4482 | 0 | 633.3018 | 691.75 | 68.4 | 0 | 623.35 | Winter | 0 | FALSE | 0 | 0 | 0 | 0 | 0 | 1 | 0 | 1
1976-01-27 | 1 | 27 | 17:00 | 11.1 | 17 | 1 | 52 |  | 3 | 2.2836 | 4.7252 | 7.0088 | 95% | 1 | 68.4 | 9.0117 | 4.9685 | 4.9685 | 0 | 0% | 9.9159 | 1 | 1 | 1 | 68.4 | 9.0117 | 4.9685 | 4.9685 | 0 | 0% | 683.25 | 68.4 | 0 | 614.85 | 683.25 | 68.4 | 0 | 614.85 | Winter | 1 | FALSE | 1 | 68.4 | 68.4 | 0 | 0 | 0 | 1 | 1
1976-01-27 | 1 | 27 | 18:00 | 11.1 | 18 | 1 | 52 |  | 3 | 2.2836 | 6.0377 | 8.3213 | 95% | 1 | 68.4 | 9.0117 | 4.9685 | 4.9685 | 0 | 0% | 10.0548 | 1 | 1 | 1 | 68.4 | 9.0117 | 4.9685 | 4.9685 | 0 | 0% | 692.75 | 68.4 | 0 | 624.35 | 692.75 | 68.4 | 0 | 624.35 | Winter | 1 | FALSE | 1 | 68.4 | 68.4 | 0 | 0 | 0 | 1 | 1
1976-01-27 | 1 | 27 | 19:00 | 11.7 | 19 | 1 | 53 |  | 2 | 1.5224 | 6.5627 | 8.0852 | 95% | 1 | 68.4 | 9.0117 | 4.9685 | 4.9685 | 0 | 0% | 9.8575 | 1 | 1 | 1 | 68.4 | 9.0117 | 4.9685 | 4.9685 | 0 | 0% | 679.25 | 68.4 | 0 | 610.85 | 679.25 | 68.4 | 0 | 610.85 | Winter | 0 | FALSE | 0 | 0 | 0 | 0 | 0 | 0 | 1 | 1
1976-01-27 | 1 | 27 | 20:00 | 12.8 | 20 | 1 | 55 |  | 0 | 0 | 5.7752 | 5.7752 | 95% | 0.82819 | 56.6479 | 7.4634 | 4.1148 | 4.1148 | 0 | 0% | 9.7697 | 1 | 1 | 1 | 68.4 | 9.0117 | 4.9685 | 4.3314 | 0.63709 | 12.82% | 673.25 | 56.6479 | 0 | 616.6021 | 673.25 | 68.4 | 0 | 604.85 | Winter | 0 | FALSE | 0 | 0 | 0 | 0 | 0 | 1 | 0 | 1
1976-01-27 | 1 | 27 | 21:00 | 12.2 | 21 | 1 | 54 |  | 1 | 0.7612 | 4.7252 | 5.4864 | 95% | 0.78677 | 53.8148 | 7.0901 | 3.909 | 3.909 | 0 | 0% | 9.6601 | 1 | 1 | 1 | 68.4 | 9.0117 | 4.9685 | 4.1148 | 0.85372 | 17.18% | 665.75 | 53.8148 | 0 | 611.9352 | 665.75 | 68.4 | 0 | 597.35 | Winter | 0 | FALSE | 0 | 0 | 0 | 0 | 0 | 1 | 0 | 1
1976-01-27 | 1 | 27 | 22:00 | 12.2 | 22 | 1 | 54 |  | 1 | 0.7612 | 4.2002 | 4.9614 | 95% | 0.71148 | 48.665 | 6.4116 | 3.535 | 3.535 | 0 | 0% | 10.0914 | 1 | 1 | 1 | 68.4 | 9.0117 | 4.9685 | 3.721 | 1.2475 | 25.11% | 695.25 | 48.665 | 0 | 646.585 | 695.25 | 68.4 | 0 | 626.85 | Winter | 0 | FALSE | 0 | 0 | 0 | 0 | 0 | 1 | 0 | 1
1976-01-27 | 1 | 27 | 23:00 | 12.2 | 23 | 1 | 54 |  | 1 | 0.7612 | 5.2502 | 6.0114 | 95% | 0.86206 | 58.9646 | 7.7686 | 4.2831 | 4.2831 | 0 | 0% | 10.2887 | 1 | 1 | 1 | 68.4 | 9.0117 | 4.9685 | 4.5085 | 0.45995 | 9.257% | 708.75 | 58.9646 | 0 | 649.7854 | 708.75 | 68.4 | 0 | 640.35 | Winter | 0 | FALSE | 0 | 0 | 0 | 0 | 0 | 1 | 0 | 1
1976-01-27 | 1 | 27 | 24:00 | 13.3 | 0 | 1 | 56 |  | 0 | 0 | 4.2002 | 4.2002 | 95% | 0.60232 | 41.1985 | 5.4279 | 2.9926 | 2.9926 | 0 | 0% | 10.4423 | 1 | 1 | 1 | 68.4 | 9.0117 | 4.9685 | 3.1501 | 1.8184 | 36.6% | 719.25 | 41.1985 | 0 | 678.0515 | 719.25 | 68.4 | 0 | 650.85 | Winter | 0 | FALSE | 0 | 0 | 0 | 0 | 0 | 1 | 0 | 1
1976-01-28 | 1 | 28 | 1:00 | 7.8 | 1 | 1 | 46 |  | 9 | 6.8508 | 3.9376 | 10.7885 | 95% | 1 | 68.4 | 9.0117 | 4.9685 | 4.9685 | 0 | 0% | 10.106 | 1 | 1 | 1 | 68.4 | 9.0117 | 4.9685 | 4.9685 | 0 | 0% | 696.25 | 68.4 | 0 | 627.85 | 696.25 | 68.4 | 0 | 627.85 | Winter | 0 | FALSE | 0 | 0 | 0 | 0 | 0 | 0 | 1 | 1
1976-01-28 | 1 | 28 | 2:00 | 7.8 | 2 | 1 | 46 |  | 9 | 6.8508 | 3.1501 | 10.001 | 95% | 1 | 68.4 | 9.0117 | 4.9685 | 4.9685 | 0 | 0% | 9.989 | 1 | 1 | 1 | 68.4 | 9.0117 | 4.9685 | 4.9685 | 0 | 0% | 688.25 | 68.4 | 0 | 619.85 | 688.25 | 68.4 | 0 | 619.85 | Winter | 0 | FALSE | 0 | 0 | 0 | 0 | 0 | 0 | 1 | 1
1976-01-28 | 1 | 28 | 3:00 | 6.1 | 3 | 1 | 43 |  | 12 | 9.1345 | 3.4126 | 12.5471 | 95% | 1 | 68.4 | 9.0117 | 4.9685 | 4.9685 | 0 | 0% | 9.9708 | 1 | 1 | 1 | 68.4 | 9.0117 | 4.9685 | 4.9685 | 0 | 0% | 687 | 68.4 | 0 | 618.6 | 687 | 68.4 | 0 | 618.6 | Winter | 0 | FALSE | 0 | 0 | 0 | 0 | 0 | 0 | 1 | 1
1976-01-28 | 1 | 28 | 4:00 | 5.6 | 4 | 1 | 42 |  | 13 | 9.8957 | 3.1501 | 13.0458 | 95% | 1 | 68.4 | 9.0117 | 4.9685 | 4.9685 | 0 | 0% | 9.7661 | 1 | 1 | 1 | 68.4 | 9.0117 | 4.9685 | 4.9685 | 0 | 0% | 673 | 68.4 | 0 | 604.6 | 673 | 68.4 | 0 | 604.6 | Winter | 0 | FALSE | 0 | 0 | 0 | 0 | 0 | 0 | 1 | 1
1976-01-28 | 1 | 28 | 5:00 | 5.6 | 5 | 1 | 42 |  | 13 | 9.8957 | 3.1501 | 13.0458 | 95% | 1 | 68.4 | 9.0117 | 4.9685 | 4.9685 | 0 | 0% | 9.8794 | 1 | 1 | 1 | 68.4 | 9.0117 | 4.9685 | 4.9685 | 0 | 0% | 680.75 | 68.4 | 0 | 612.35 | 680.75 | 68.4 | 0 | 612.35 | Winter | 0 | FALSE | 0 | 0 | 0 | 0 | 0 | 0 | 1 | 1
1976-01-28 | 1 | 28 | 6:00 | 7.2 | 6 | 1 | 45 |  | 10 | 7.612 | 3.9376 | 11.5497 | 95% | 1 | 68.4 | 9.0117 | 4.9685 | 4.9685 | 0 | 0% | 10.0037 | 1 | 1 | 1 | 68.4 | 9.0117 | 4.9685 | 4.9685 | 0 | 0% | 689.25 | 68.4 | 0 | 620.85 | 689.25 | 68.4 | 0 | 620.85 | Winter | 0 | FALSE | 0 | 0 | 0 | 0 | 0 | 0 | 1 | 1
1976-01-28 | 1 | 28 | 7:00 | 6.1 | 7 | 1 | 43 |  | 12 | 9.1345 | 4.7252 | 13.8596 | 95% | 1 | 68.4 | 9.0117 | 4.9685 | 4.9685 | 0 | 0% | 9.883 | 1 | 1 | 1 | 68.4 | 9.0117 | 4.9685 | 4.9685 | 0 | 0% | 681 | 68.4 | 0 | 612.6 | 681 | 68.4 | 0 | 612.6 | Winter | 0 | FALSE | 0 | 0 | 0 | 0 | 0 | 0 | 1 | 1
1976-01-28 | 1 | 28 | 8:00 | 5.6 | 8 | 1 | 42 |  | 13 | 9.8957 | 7.6128 | 17.5084 | 95% | 1 | 68.4 | 9.0117 | 4.9685 | 4.9685 | 0 | 0% | 10.4825 | 1 | 1 | 1 | 68.4 | 9.0117 | 4.9685 | 4.9685 | 0 | 0% | 722 | 68.4 | 0 | 653.6 | 722 | 68.4 | 0 | 653.6 | Winter | 0 | FALSE | 0 | 0 | 0 | 0 | 0 | 0 | 1 | 1
1976-01-28 | 1 | 28 | 9:00 | 5 | 9 | 1 | 41 |  | 14 | 10.6569 | 6.5627 | 17.2196 | 95% | 1 | 68.4 | 9.0117 | 4.9685 | 4.9685 | 0 | 0% | 10.011 | 1 | 1 | 1 | 68.4 | 9.0117 | 4.9685 | 4.9685 | 0 | 0% | 689.75 | 68.4 | 0 | 621.35 | 689.75 | 68.4 | 0 | 621.35 | Winter | 0 | FALSE | 0 | 0 | 0 | 0 | 0 | 0 | 1 | 1
1976-01-28 | 1 | 28 | 10:00 | 5 | 10 | 1 | 41 |  | 14 | 10.6569 | 6.0377 | 16.6946 | 95% | 1 | 68.4 | 9.0117 | 4.9685 | 4.9685 | 0 | 0% | 9.9452 | 1 | 1 | 1 | 68.4 | 9.0117 | 4.9685 | 4.9685 | 0 | 0% | 685.25 | 68.4 | 0 | 616.85 | 685.25 | 68.4 | 0 | 616.85 | Winter | 0 | FALSE | 0 | 0 | 0 | 0 | 0 | 0 | 1 | 1
1976-01-28 | 1 | 28 | 11:00 | 5 | 11 | 1 | 41 |  | 14 | 10.6569 | 5.2502 | 15.9071 | 95% | 1 | 68.4 | 9.0117 | 4.9685 | 4.9685 | 0 | 0% | 9.9781 | 1 | 1 | 1 | 68.4 | 9.0117 | 4.9685 | 4.9685 | 0 | 0% | 687.5 | 68.4 | 0 | 619.1 | 687.5 | 68.4 | 0 | 619.1 | Winter | 0 | FALSE | 0 | 0 | 0 | 0 | 0 | 0 | 1 | 1
1976-01-28 | 1 | 28 | 12:00 | 4.4 | 12 | 1 | 40 |  | 15 | 11.4181 | 5.2502 | 16.6683 | 95% | 1 | 68.4 | 9.0117 | 4.9685 | 4.9685 | 0 | 0% | 9.8977 | 1 | 1 | 1 | 68.4 | 9.0117 | 4.9685 | 4.9685 | 0 | 0% | 682 | 68.4 | 0 | 613.6 | 682 | 68.4 | 0 | 613.6 | Winter | 0 | FALSE | 0 | 0 | 0 | 0 | 0 | 0 | 1 | 1
1976-01-28 | 1 | 28 | 13:00 | 3.9 | 13 | 1 | 39 |  | 16 | 12.1793 | 4.7252 | 16.9044 | 95% | 1 | 68.4 | 9.0117 | 4.9685 | 4.9685 | 0 | 0% | 10.1243 | 1 | 1 | 1 | 68.4 | 9.0117 | 4.9685 | 4.9685 | 0 | 0% | 697.5 | 68.4 | 0 | 629.1 | 697.5 | 68.4 | 0 | 629.1 | Winter | 0 | FALSE | 0 | 0 | 0 | 0 | 0 | 0 | 1 | 1
1976-01-28 | 1 | 28 | 14:00 | 3.9 | 14 | 1 | 39 |  | 16 | 12.1793 | 3.9376 | 16.1169 | 95% | 1 | 68.4 | 9.0117 | 4.9685 | 4.9685 | 0 | 0% | 10.72 | 1 | 1 | 1 | 68.4 | 9.0117 | 4.9685 | 4.9685 | 0 | 0% | 738.25 | 68.4 | 0 | 669.85 | 738.25 | 68.4 | 0 | 669.85 | Winter | 0 | FALSE | 0 | 0 | 0 | 0 | 0 | 0 | 1 | 1
1976-01-28 | 1 | 28 | 15:00 | 3.9 | 15 | 1 | 39 |  | 16 | 12.1793 | 3.6751 | 15.8544 | 95% | 1 | 68.4 | 9.0117 | 4.9685 | 4.9685 | 0 | 0% | 10.5044 | 1 | 1 | 1 | 68.4 | 9.0117 | 4.9685 | 4.9685 | 0 | 0% | 723.5 | 68.4 | 0 | 655.1 | 723.5 | 68.4 | 0 | 655.1 | Winter | 0 | FALSE | 0 | 0 | 0 | 0 | 0 | 0 | 1 | 1
1976-01-28 | 1 | 28 | 16:00 | 3.3 | 16 | 1 | 38 |  | 17 | 12.9405 | 3.6751 | 16.6156 | 95% | 1 | 68.4 | 9.0117 | 4.9685 | 4.9685 | 0 | 0% | 10.0146 | 1 | 1 | 1 | 68.4 | 9.0117 | 4.9685 | 4.9685 | 0 | 0% | 690 | 68.4 | 0 | 621.6 | 690 | 68.4 | 0 | 621.6 | Winter | 0 | FALSE | 0 | 0 | 0 | 0 | 0 | 0 | 1 | 1
1976-01-28 | 1 | 28 | 17:00 | 2.2 | 17 | 1 | 36 |  | 19 | 14.4629 | 4.7252 | 19.1881 | 95% | 1 | 68.4 | 9.0117 | 4.9685 | 4.9685 | 0 | 0% | 9.5906 | 1 | 1 | 1 | 68.4 | 9.0117 | 4.9685 | 4.9685 | 0 | 0% | 661 | 68.4 | 0 | 592.6 | 661 | 68.4 | 0 | 592.6 | Winter | 1 | FALSE | 1 | 68.4 | 68.4 | 0 | 0 | 0 | 1 | 1
1976-01-28 | 1 | 28 | 18:00 | 1.7 | 18 | 1 | 35 |  | 20 | 15.2241 | 6.0377 | 21.2618 | 95% | 1 | 68.4 | 9.0117 | 4.9685 | 4.9685 | 0 | 0% | 9.4773 | 1 | 1 | 1 | 68.4 | 9.0117 | 4.9685 | 4.9685 | 0 | 0% | 653.25 | 68.4 | 0 | 584.85 | 653.25 | 68.4 | 0 | 584.85 | Winter | 1 | FALSE | 1 | 68.4 | 68.4 | 0 | 0 | 0 | 1 | 1
1976-01-28 | 1 | 28 | 19:00 | 0.6 | 19 | 1 | 33 |  | 22 | 16.7465 | 6.5627 | 23.3092 | 95% | 1 | 68.4 | 9.0117 | 4.9685 | 4.9685 | 0 | 0% | 9.5175 | 1 | 1 | 1 | 68.4 | 9.0117 | 4.9685 | 4.9685 | 0 | 0% | 656 | 68.4 | 0 | 587.6 | 656 | 68.4 | 0 | 587.6 | Winter | 0 | FALSE | 0 | 0 | 0 | 0 | 0 | 0 | 1 | 1
1976-01-28 | 1 | 28 | 20:00 | 0 | 20 | 1 | 32 |  | 23 | 17.5077 | 5.7752 | 23.2829 | 95% | 1 | 68.4 | 9.0117 | 4.9685 | 4.9685 | 0 | 0% | 9.5833 | 1 | 1 | 1 | 68.4 | 9.0117 | 4.9685 | 4.9685 | 0 | 0% | 660.5 | 68.4 | 0 | 592.1 | 660.5 | 68.4 | 0 | 592.1 | Winter | 0 | FALSE | 0 | 0 | 0 | 0 | 0 | 0 | 1 | 1
1976-01-28 | 1 | 28 | 21:00 | -0.6 | 21 | 1 | 31 |  | 24 | 18.2689 | 4.7252 | 22.9941 | 95% | 1 | 68.4 | 9.0117 | 4.9685 | 4.9685 | 0 | 0% | 9.7442 | 1 | 1 | 1 | 68.4 | 9.0117 | 4.9685 | 4.9685 | 0 | 0% | 671.5 | 68.4 | 0 | 603.1 | 671.5 | 68.4 | 0 | 603.1 | Winter | 0 | FALSE | 0 | 0 | 0 | 0 | 0 | 0 | 1 | 1
1976-01-28 | 1 | 28 | 22:00 | -0.6 | 22 | 1 | 31 |  | 24 | 18.2689 | 4.2002 | 22.4691 | 95% | 1 | 68.4 | 9.0117 | 4.9685 | 4.9685 | 0 | 0% | 9.2617 | 1 | 1 | 1 | 68.4 | 9.0117 | 4.9685 | 4.9685 | 0 | 0% | 638.5 | 68.4 | 0 | 570.1 | 638.5 | 68.4 | 0 | 570.1 | Winter | 0 | FALSE | 0 | 0 | 0 | 0 | 0 | 0 | 1 | 1
1976-01-28 | 1 | 28 | 23:00 | -1.1 | 23 | 1 | 30 |  | 25 | 19.0301 | 5.2502 | 24.2803 | 95% | 1 | 68.4 | 9.0117 | 4.9685 | 4.9685 | 0 | 0% | 9.4079 | 1 | 1 | 1 | 68.4 | 9.0117 | 4.9685 | 4.9685 | 0 | 0% | 648.5 | 68.4 | 0 | 580.1 | 648.5 | 68.4 | 0 | 580.1 | Winter | 0 | FALSE | 0 | 0 | 0 | 0 | 0 | 0 | 1 | 1
1976-01-28 | 1 | 28 | 24:00 | -1.1 | 0 | 1 | 30 |  | 25 | 19.0301 | 4.2002 | 23.2303 | 95% | 1 | 68.4 | 9.0117 | 4.9685 | 4.9685 | 0 | 0% | 9.4664 | 1 | 1 | 1 | 68.4 | 9.0117 | 4.9685 | 4.9685 | 0 | 0% | 652.5 | 68.4 | 0 | 584.1 | 652.5 | 68.4 | 0 | 584.1 | Winter | 0 | FALSE | 0 | 0 | 0 | 0 | 0 | 0 | 1 | 1
1976-01-29 | 1 | 29 | 1:00 | -1.1 | 1 | 1 | 30 |  | 25 | 19.0301 | 3.9376 | 22.9678 | 95% | 1 | 68.4 | 9.0117 | 4.9685 | 4.9685 | 0 | 0% | 9.5322 | 1 | 1 | 1 | 68.4 | 9.0117 | 4.9685 | 4.9685 | 0 | 0% | 657 | 68.4 | 0 | 588.6 | 657 | 68.4 | 0 | 588.6 | Winter | 0 | FALSE | 0 | 0 | 0 | 0 | 0 | 0 | 1 | 1
1976-01-29 | 1 | 29 | 2:00 | -1.1 | 2 | 1 | 30 |  | 25 | 19.0301 | 3.1501 | 22.1802 | 95% | 1 | 68.4 | 9.0117 | 4.9685 | 4.9685 | 0 | 0% | 9.5029 | 1 | 1 | 1 | 68.4 | 9.0117 | 4.9685 | 4.9685 | 0 | 0% | 655 | 68.4 | 0 | 586.6 | 655 | 68.4 | 0 | 586.6 | Winter | 0 | FALSE | 0 | 0 | 0 | 0 | 0 | 0 | 1 | 1
1976-01-29 | 1 | 29 | 3:00 | -1.1 | 3 | 1 | 30 |  | 25 | 19.0301 | 3.4126 | 22.4427 | 95% | 1 | 68.4 | 9.0117 | 4.9685 | 4.9685 | 0 | 0% | 9.4115 | 1 | 1 | 1 | 68.4 | 9.0117 | 4.9685 | 4.9685 | 0 | 0% | 648.75 | 68.4 | 0 | 580.35 | 648.75 | 68.4 | 0 | 580.35 | Winter | 0 | FALSE | 0 | 0 | 0 | 0 | 0 | 0 | 1 | 1
1976-01-29 | 1 | 29 | 4:00 | -1.1 | 4 | 1 | 30 |  | 25 | 19.0301 | 3.1501 | 22.1802 | 95% | 1 | 68.4 | 9.0117 | 4.9685 | 4.9685 | 0 | 0% | 9.4115 | 1 | 1 | 1 | 68.4 | 9.0117 | 4.9685 | 4.9685 | 0 | 0% | 648.75 | 68.4 | 0 | 580.35 | 648.75 | 68.4 | 0 | 580.35 | Winter | 0 | FALSE | 0 | 0 | 0 | 0 | 0 | 0 | 1 | 1
1976-01-29 | 1 | 29 | 5:00 | -1.1 | 5 | 1 | 30 |  | 25 | 19.0301 | 3.1501 | 22.1802 | 95% | 1 | 68.4 | 9.0117 | 4.9685 | 4.9685 | 0 | 0% | 9.8246 | 1 | 1 | 1 | 68.4 | 9.0117 | 4.9685 | 4.9685 | 0 | 0% | 677 | 68.4 | 0 | 608.6 | 677 | 68.4 | 0 | 608.6 | Winter | 0 | FALSE | 0 | 0 | 0 | 0 | 0 | 0 | 1 | 1
1976-01-29 | 1 | 29 | 6:00 | -0.6 | 6 | 1 | 31 |  | 24 | 18.2689 | 3.9376 | 22.2066 | 95% | 1 | 68.4 | 9.0117 | 4.9685 | 4.9685 | 0 | 0% | 11.0965 | 1 | 1 | 1 | 68.4 | 9.0117 | 4.9685 | 4.9685 | 0 | 0% | 764 | 68.4 | 0 | 695.6 | 764 | 68.4 | 0 | 695.6 | Winter | 0 | FALSE | 0 | 0 | 0 | 0 | 0 | 0 | 1 | 1
1976-01-29 | 1 | 29 | 7:00 | -0.6 | 7 | 1 | 31 |  | 24 | 18.2689 | 4.7252 | 22.9941 | 95% | 1 | 68.4 | 9.0117 | 4.9685 | 4.9685 | 0 | 0% | 11.9042 | 1 | 1 | 1 | 68.4 | 9.0117 | 4.9685 | 4.9685 | 0 | 0% | 819.25 | 68.4 | 0 | 750.85 | 819.25 | 68.4 | 0 | 750.85 | Winter | 0 | FALSE | 0 | 0 | 0 | 0 | 0 | 0 | 1 | 1
1976-01-29 | 1 | 29 | 8:00 | -0.6 | 8 | 1 | 31 |  | 24 | 18.2689 | 7.6128 | 25.8817 | 95% | 1 | 68.4 | 9.0117 | 4.9685 | 4.9685 | 0 | 0% | 12.5841 | 1 | 1 | 1 | 68.4 | 9.0117 | 4.9685 | 4.9685 | 0 | 0% | 865.75 | 68.4 | 0 | 797.35 | 865.75 | 68.4 | 0 | 797.35 | Winter | 0 | FALSE | 0 | 0 | 0 | 0 | 0 | 0 | 1 | 1
1976-01-29 | 1 | 29 | 9:00 | 0 | 9 | 1 | 32 |  | 23 | 17.5077 | 6.5627 | 24.0705 | 95% | 1 | 68.4 | 9.0117 | 4.9685 | 4.9685 | 0 | 0% | 12.7887 | 1 | 1 | 1 | 68.4 | 9.0117 | 4.9685 | 4.9685 | 0 | 0% | 879.75 | 68.4 | 0 | 811.35 | 879.75 | 68.4 | 0 | 811.35 | Winter | 0 | FALSE | 0 | 0 | 0 | 0 | 0 | 0 | 1 | 1
1976-01-29 | 1 | 29 | 10:00 | 1.1 | 10 | 1 | 34 |  | 21 | 15.9853 | 6.0377 | 22.023 | 95% | 1 | 68.4 | 9.0117 | 4.9685 | 4.9685 | 0 | 0% | 12.5548 | 1 | 1 | 1 | 68.4 | 9.0117 | 4.9685 | 4.9685 | 0 | 0% | 863.75 | 68.4 | 0 | 795.35 | 863.75 | 68.4 | 0 | 795.35 | Winter | 0 | FALSE | 0 | 0 | 0 | 0 | 0 | 0 | 1 | 1
1976-01-29 | 1 | 29 | 11:00 | 2.8 | 11 | 1 | 37 |  | 18 | 13.7017 | 5.2502 | 18.9519 | 95% | 1 | 68.4 | 9.0117 | 4.9685 | 4.9685 | 0 | 0% | 12.5037 | 1 | 1 | 1 | 68.4 | 9.0117 | 4.9685 | 4.9685 | 0 | 0% | 860.25 | 68.4 | 0 | 791.85 | 860.25 | 68.4 | 0 | 791.85 | Winter | 0 | FALSE | 0 | 0 | 0 | 0 | 0 | 0 | 1 | 1
1976-01-29 | 1 | 29 | 12:00 | 3.9 | 12 | 1 | 39 |  | 16 | 12.1793 | 5.2502 | 17.4295 | 95% | 1 | 68.4 | 9.0117 | 4.9685 | 4.9685 | 0 | 0% | 13.0665 | 1 | 1 | 1 | 68.4 | 9.0117 | 4.9685 | 4.9685 | 0 | 0% | 898.75 | 68.4 | 0 | 830.35 | 898.75 | 68.4 | 0 | 830.35 | Winter | 0 | FALSE | 0 | 0 | 0 | 0 | 0 | 0 | 1 | 1
1976-01-29 | 1 | 29 | 13:00 | 5 | 13 | 1 | 41 |  | 14 | 10.6569 | 4.7252 | 15.382 | 95% | 1 | 68.4 | 9.0117 | 4.9685 | 4.9685 | 0 | 0% | 12.7156 | 1 | 1 | 1 | 68.4 | 9.0117 | 4.9685 | 4.9685 | 0 | 0% | 874.75 | 68.4 | 0 | 806.35 | 874.75 | 68.4 | 0 | 806.35 | Winter | 0 | FALSE | 0 | 0 | 0 | 0 | 0 | 0 | 1 | 1
1976-01-29 | 1 | 29 | 14:00 | 5 | 14 | 1 | 41 |  | 14 | 10.6569 | 3.9376 | 14.5945 | 95% | 1 | 68.4 | 9.0117 | 4.9685 | 4.9685 | 0 | 0% | 12.4744 | 1 | 1 | 1 | 68.4 | 9.0117 | 4.9685 | 4.9685 | 0 | 0% | 858.25 | 68.4 | 0 | 789.85 | 858.25 | 68.4 | 0 | 789.85 | Winter | 0 | FALSE | 0 | 0 | 0 | 0 | 0 | 0 | 1 | 1
1976-01-29 | 1 | 29 | 15:00 | 5 | 15 | 1 | 41 |  | 14 | 10.6569 | 3.6751 | 14.332 | 95% | 1 | 68.4 | 9.0117 | 4.9685 | 4.9685 | 0 | 0% | 12.3319 | 1 | 1 | 1 | 68.4 | 9.0117 | 4.9685 | 4.9685 | 0 | 0% | 848.5 | 68.4 | 0 | 780.1 | 848.5 | 68.4 | 0 | 780.1 | Winter | 0 | FALSE | 0 | 0 | 0 | 0 | 0 | 0 | 1 | 1
1976-01-29 | 1 | 29 | 16:00 | 4.4 | 16 | 1 | 40 |  | 15 | 11.4181 | 3.6751 | 15.0932 | 95% | 1 | 68.4 | 9.0117 | 4.9685 | 4.9685 | 0 | 0% | 12.7193 | 1 | 1 | 1 | 68.4 | 9.0117 | 4.9685 | 4.9685 | 0 | 0% | 875 | 68.4 | 0 | 806.6 | 875 | 68.4 | 0 | 806.6 | Winter | 0 | FALSE | 0 | 0 | 0 | 0 | 0 | 0 | 1 | 1
1976-01-29 | 1 | 29 | 17:00 | 3.9 | 17 | 1 | 39 |  | 16 | 12.1793 | 4.7252 | 16.9044 | 95% | 1 | 68.4 | 9.0117 | 4.9685 | 4.9685 | 0 | 0% | 12.1345 | 1 | 1 | 1 | 68.4 | 9.0117 | 4.9685 | 4.9685 | 0 | 0% | 835 | 68.4 | 0 | 766.6 | 835 | 68.4 | 0 | 766.6 | Winter | 1 | FALSE | 1 | 68.4 | 68.4 | 0 | 0 | 0 | 1 | 1
1976-01-29 | 1 | 29 | 18:00 | 3.9 | 18 | 1 | 39 |  | 16 | 12.1793 | 6.0377 | 18.217 | 95% | 1 | 68.4 | 9.0117 | 4.9685 | 4.9685 | 0 | 0% | 11.9518 | 1 | 1 | 1 | 68.4 | 9.0117 | 4.9685 | 4.9685 | 0 | 0% | 822.5 | 68.4 | 0 | 754.1 | 822.5 | 68.4 | 0 | 754.1 | Winter | 1 | FALSE | 1 | 68.4 | 68.4 | 0 | 0 | 0 | 1 | 1
1976-01-29 | 1 | 29 | 19:00 | 3.3 | 19 | 1 | 38 |  | 17 | 12.9405 | 6.5627 | 19.5032 | 95% | 1 | 68.4 | 9.0117 | 4.9685 | 4.9685 | 0 | 0% | 11.8713 | 1 | 1 | 1 | 68.4 | 9.0117 | 4.9685 | 4.9685 | 0 | 0% | 817 | 68.4 | 0 | 748.6 | 817 | 68.4 | 0 | 748.6 | Winter | 0 | FALSE | 0 | 0 | 0 | 0 | 0 | 0 | 1 | 1
1976-01-29 | 1 | 29 | 20:00 | 3.3 | 20 | 1 | 38 |  | 17 | 12.9405 | 5.7752 | 18.7157 | 95% | 1 | 68.4 | 9.0117 | 4.9685 | 4.9685 | 0 | 0% | 11.5899 | 1 | 1 | 1 | 68.4 | 9.0117 | 4.9685 | 4.9685 | 0 | 0% | 797.75 | 68.4 | 0 | 729.35 | 797.75 | 68.4 | 0 | 729.35 | Winter | 0 | FALSE | 0 | 0 | 0 | 0 | 0 | 0 | 1 | 1
1976-01-29 | 1 | 29 | 21:00 | 3.3 | 21 | 1 | 38 |  | 17 | 12.9405 | 4.7252 | 17.6657 | 95% | 1 | 68.4 | 9.0117 | 4.9685 | 4.9685 | 0 | 0% | 11.1952 | 1 | 1 | 1 | 68.4 | 9.0117 | 4.9685 | 4.9685 | 0 | 0% | 770.75 | 68.4 | 0 | 702.35 | 770.75 | 68.4 | 0 | 702.35 | Winter | 0 | FALSE | 0 | 0 | 0 | 0 | 0 | 0 | 1 | 1
1976-01-29 | 1 | 29 | 22:00 | 3.3 | 22 | 1 | 38 |  | 17 | 12.9405 | 4.2002 | 17.1406 | 95% | 1 | 68.4 | 9.0117 | 4.9685 | 4.9685 | 0 | 0% | 11.1257 | 1 | 1 | 1 | 68.4 | 9.0117 | 4.9685 | 4.9685 | 0 | 0% | 766 | 68.4 | 0 | 697.6 | 766 | 68.4 | 0 | 697.6 | Winter | 0 | FALSE | 0 | 0 | 0 | 0 | 0 | 0 | 1 | 1
1976-01-29 | 1 | 29 | 23:00 | 3.3 | 23 | 1 | 38 |  | 17 | 12.9405 | 5.2502 | 18.1907 | 95% | 1 | 68.4 | 9.0117 | 4.9685 | 4.9685 | 0 | 0% | 11.0928 | 1 | 1 | 1 | 68.4 | 9.0117 | 4.9685 | 4.9685 | 0 | 0% | 763.75 | 68.4 | 0 | 695.35 | 763.75 | 68.4 | 0 | 695.35 | Winter | 0 | FALSE | 0 | 0 | 0 | 0 | 0 | 0 | 1 | 1
1976-01-29 | 1 | 29 | 24:00 | 2.8 | 0 | 1 | 37 |  | 18 | 13.7017 | 4.2002 | 17.9018 | 95% | 1 | 68.4 | 9.0117 | 4.9685 | 4.9685 | 0 | 0% | 10.9211 | 1 | 1 | 1 | 68.4 | 9.0117 | 4.9685 | 4.9685 | 0 | 0% | 752 | 68.4 | 0 | 683.6 | 752 | 68.4 | 0 | 683.6 | Winter | 0 | FALSE | 0 | 0 | 0 | 0 | 0 | 0 | 1 | 1
1976-01-30 | 1 | 30 | 1:00 | 2.2 | 1 | 1 | 36 |  | 19 | 14.4629 | 3.9376 | 18.4005 | 95% | 1 | 68.4 | 9.0117 | 4.9685 | 4.9685 | 0 | 0% | 10.8735 | 1 | 1 | 1 | 68.4 | 9.0117 | 4.9685 | 4.9685 | 0 | 0% | 748.75 | 68.4 | 0 | 680.35 | 748.75 | 68.4 | 0 | 680.35 | Winter | 0 | FALSE | 0 | 0 | 0 | 0 | 0 | 0 | 1 | 1
1976-01-30 | 1 | 30 | 2:00 | 1.1 | 2 | 1 | 34 |  | 21 | 15.9853 | 3.1501 | 19.1354 | 95% | 1 | 68.4 | 9.0117 | 4.9685 | 4.9685 | 0 | 0% | 10.8297 | 1 | 1 | 1 | 68.4 | 9.0117 | 4.9685 | 4.9685 | 0 | 0% | 745.75 | 68.4 | 0 | 677.35 | 745.75 | 68.4 | 0 | 677.35 | Winter | 0 | FALSE | 0 | 0 | 0 | 0 | 0 | 0 | 1 | 1
1976-01-30 | 1 | 30 | 3:00 | 0 | 3 | 1 | 32 |  | 23 | 17.5077 | 3.4126 | 20.9203 | 95% | 1 | 68.4 | 9.0117 | 4.9685 | 4.9685 | 0 | 0% | 10.7529 | 1 | 1 | 1 | 68.4 | 9.0117 | 4.9685 | 4.9685 | 0 | 0% | 740.5 | 68.4 | 0 | 672.1 | 740.5 | 68.4 | 0 | 672.1 | Winter | 0 | FALSE | 0 | 0 | 0 | 0 | 0 | 0 | 1 | 1
1976-01-30 | 1 | 30 | 4:00 | -0.6 | 4 | 1 | 31 |  | 24 | 18.2689 | 3.1501 | 21.419 | 95% | 1 | 68.4 | 9.0117 | 4.9685 | 4.9685 | 0 | 0% | 10.8553 | 1 | 1 | 1 | 68.4 | 9.0117 | 4.9685 | 4.9685 | 0 | 0% | 747.5 | 68.4 | 0 | 679.1 | 747.5 | 68.4 | 0 | 679.1 | Winter | 0 | FALSE | 0 | 0 | 0 | 0 | 0 | 0 | 1 | 1
1976-01-30 | 1 | 30 | 5:00 | -0.6 | 5 | 1 | 31 |  | 24 | 18.2689 | 3.1501 | 21.419 | 95% | 1 | 68.4 | 9.0117 | 4.9685 | 4.9685 | 0 | 0% | 11.4181 | 1 | 1 | 1 | 68.4 | 9.0117 | 4.9685 | 4.9685 | 0 | 0% | 786 | 68.4 | 0 | 717.6 | 786 | 68.4 | 0 | 717.6 | Winter | 0 | FALSE | 0 | 0 | 0 | 0 | 0 | 0 | 1 | 1
1976-01-30 | 1 | 30 | 6:00 | -1.1 | 6 | 1 | 30 |  | 25 | 19.0301 | 3.9376 | 22.9678 | 95% | 1 | 68.4 | 9.0117 | 4.9685 | 4.9685 | 0 | 0% | 12.193 | 1 | 1 | 1 | 68.4 | 9.0117 | 4.9685 | 4.9685 | 0 | 0% | 839 | 68.4 | 0 | 770.6 | 839 | 68.4 | 0 | 770.6 | Winter | 0 | FALSE | 0 | 0 | 0 | 0 | 0 | 0 | 1 | 1
1976-01-30 | 1 | 30 | 7:00 | -1.1 | 7 | 1 | 30 |  | 25 | 19.0301 | 4.7252 | 23.7553 | 95% | 1 | 68.4 | 9.0117 | 4.9685 | 4.9685 | 0 | 0% | 12.5 | 1 | 1 | 1 | 68.4 | 9.0117 | 4.9685 | 4.9685 | 0 | 0% | 860 | 68.4 | 0 | 791.6 | 860 | 68.4 | 0 | 791.6 | Winter | 0 | FALSE | 0 | 0 | 0 | 0 | 0 | 0 | 1 | 1
1976-01-30 | 1 | 30 | 8:00 | -1.1 | 8 | 1 | 30 |  | 25 | 19.0301 | 7.6128 | 26.6429 | 95% | 1 | 68.4 | 9.0117 | 4.9685 | 4.9685 | 0 | 0% | 13.0958 | 1 | 1 | 1 | 68.4 | 9.0117 | 4.9685 | 4.9685 | 0 | 0% | 900.75 | 68.4 | 0 | 832.35 | 900.75 | 68.4 | 0 | 832.35 | Winter | 0 | FALSE | 0 | 0 | 0 | 0 | 0 | 0 | 1 | 1
1976-01-30 | 1 | 30 | 9:00 | -1.1 | 9 | 1 | 30 |  | 25 | 19.0301 | 6.5627 | 25.5929 | 95% | 1 | 68.4 | 9.0117 | 4.9685 | 4.9685 | 0 | 0% | 13.1031 | 1 | 1 | 1 | 68.4 | 9.0117 | 4.9685 | 4.9685 | 0 | 0% | 901.25 | 68.4 | 0 | 832.85 | 901.25 | 68.4 | 0 | 832.85 | Winter | 0 | FALSE | 0 | 0 | 0 | 0 | 0 | 0 | 1 | 1
1976-01-30 | 1 | 30 | 10:00 | 0 | 10 | 1 | 32 |  | 23 | 17.5077 | 6.0377 | 23.5454 | 95% | 1 | 68.4 | 9.0117 | 4.9685 | 4.9685 | 0 | 0% | 13.4028 | 1 | 1 | 1 | 68.4 | 9.0117 | 4.9685 | 4.9685 | 0 | 0% | 921.75 | 68.4 | 0 | 853.35 | 921.75 | 68.4 | 0 | 853.35 | Winter | 0 | FALSE | 0 | 0 | 0 | 0 | 0 | 0 | 1 | 1
1976-01-30 | 1 | 30 | 11:00 | 0.6 | 11 | 1 | 33 |  | 22 | 16.7465 | 5.2502 | 21.9967 | 95% | 1 | 68.4 | 9.0117 | 4.9685 | 4.9685 | 0 | 0% | 12.9349 | 1 | 1 | 1 | 68.4 | 9.0117 | 4.9685 | 4.9685 | 0 | 0% | 889.75 | 68.4 | 0 | 821.35 | 889.75 | 68.4 | 0 | 821.35 | Winter | 0 | FALSE | 0 | 0 | 0 | 0 | 0 | 0 | 1 | 1
1976-01-30 | 1 | 30 | 12:00 | 0.6 | 12 | 1 | 33 |  | 22 | 16.7465 | 5.2502 | 21.9967 | 95% | 1 | 68.4 | 9.0117 | 4.9685 | 4.9685 | 0 | 0% | 13.549 | 1 | 1 | 1 | 68.4 | 9.0117 | 4.9685 | 4.9685 | 0 | 0% | 931.75 | 68.4 | 0 | 863.35 | 931.75 | 68.4 | 0 | 863.35 | Winter | 0 | FALSE | 0 | 0 | 0 | 0 | 0 | 0 | 1 | 1
1976-01-30 | 1 | 30 | 13:00 | 0.6 | 13 | 1 | 33 |  | 22 | 16.7465 | 4.7252 | 21.4717 | 95% | 1 | 68.4 | 9.0117 | 4.9685 | 4.9685 | 0 | 0% | 13.0007 | 1 | 1 | 1 | 68.4 | 9.0117 | 4.9685 | 4.9685 | 0 | 0% | 894.25 | 68.4 | 0 | 825.85 | 894.25 | 68.4 | 0 | 825.85 | Winter | 0 | FALSE | 0 | 0 | 0 | 0 | 0 | 0 | 1 | 1
1976-01-30 | 1 | 30 | 14:00 | 1.1 | 14 | 1 | 34 |  | 21 | 15.9853 | 3.9376 | 19.9229 | 95% | 1 | 68.4 | 9.0117 | 4.9685 | 4.9685 | 0 | 0% | 13.3772 | 1 | 1 | 1 | 68.4 | 9.0117 | 4.9685 | 4.9685 | 0 | 0% | 920 | 68.4 | 0 | 851.6 | 920 | 68.4 | 0 | 851.6 | Winter | 0 | FALSE | 0 | 0 | 0 | 0 | 0 | 0 | 1 | 1
1976-01-30 | 1 | 30 | 15:00 | 1.1 | 15 | 1 | 34 |  | 21 | 15.9853 | 3.6751 | 19.6604 | 95% | 1 | 68.4 | 9.0117 | 4.9685 | 4.9685 | 0 | 0% | 13.1652 | 1 | 1 | 1 | 68.4 | 9.0117 | 4.9685 | 4.9685 | 0 | 0% | 905.5 | 68.4 | 0 | 837.1 | 905.5 | 68.4 | 0 | 837.1 | Winter | 0 | FALSE | 0 | 0 | 0 | 0 | 0 | 0 | 1 | 1
1976-01-30 | 1 | 30 | 16:00 | 0 | 16 | 1 | 32 |  | 23 | 17.5077 | 3.6751 | 21.1828 | 95% | 1 | 68.4 | 9.0117 | 4.9685 | 4.9685 | 0 | 0% | 12.6937 | 1 | 1 | 1 | 68.4 | 9.0117 | 4.9685 | 4.9685 | 0 | 0% | 873.25 | 68.4 | 0 | 804.85 | 873.25 | 68.4 | 0 | 804.85 | Winter | 0 | FALSE | 0 | 0 | 0 | 0 | 0 | 0 | 1 | 1
1976-01-30 | 1 | 30 | 17:00 | 0 | 17 | 1 | 32 |  | 23 | 17.5077 | 4.7252 | 22.2329 | 95% | 1 | 68.4 | 9.0117 | 4.9685 | 4.9685 | 0 | 0% | 11.97 | 1 | 1 | 1 | 68.4 | 9.0117 | 4.9685 | 4.9685 | 0 | 0% | 823.75 | 68.4 | 0 | 755.35 | 823.75 | 68.4 | 0 | 755.35 | Winter | 1 | FALSE | 1 | 68.4 | 68.4 | 0 | 0 | 0 | 1 | 1
1976-01-30 | 1 | 30 | 18:00 | -0.6 | 18 | 1 | 31 |  | 24 | 18.2689 | 6.0377 | 24.3066 | 95% | 1 | 68.4 | 9.0117 | 4.9685 | 4.9685 | 0 | 0% | 11.7178 | 1 | 1 | 1 | 68.4 | 9.0117 | 4.9685 | 4.9685 | 0 | 0% | 806.5 | 68.4 | 0 | 738.1 | 806.5 | 68.4 | 0 | 738.1 | Winter | 1 | FALSE | 1 | 68.4 | 68.4 | 0 | 0 | 0 | 1 | 1
1976-01-30 | 1 | 30 | 19:00 | -0.6 | 19 | 1 | 31 |  | 24 | 18.2689 | 6.5627 | 24.8317 | 95% | 1 | 68.4 | 9.0117 | 4.9685 | 4.9685 | 0 | 0% | 11.4547 | 1 | 1 | 1 | 68.4 | 9.0117 | 4.9685 | 4.9685 | 0 | 0% | 788.5 | 68.4 | 0 | 720.1 | 788.5 | 68.4 | 0 | 720.1 | Winter | 0 | FALSE | 0 | 0 | 0 | 0 | 0 | 0 | 1 | 1
1976-01-30 | 1 | 30 | 20:00 | -1.1 | 20 | 1 | 30 |  | 25 | 19.0301 | 5.7752 | 24.8053 | 95% | 1 | 68.4 | 9.0117 | 4.9685 | 4.9685 | 0 | 0% | 11.8713 | 1 | 1 | 1 | 68.4 | 9.0117 | 4.9685 | 4.9685 | 0 | 0% | 817 | 68.4 | 0 | 748.6 | 817 | 68.4 | 0 | 748.6 | Winter | 0 | FALSE | 0 | 0 | 0 | 0 | 0 | 0 | 1 | 1
1976-01-30 | 1 | 30 | 21:00 | -1.7 | 21 | 1 | 29 |  | 26 | 19.7913 | 4.7252 | 24.5165 | 95% | 1 | 68.4 | 9.0117 | 4.9685 | 4.9685 | 0 | 0% | 10.837 | 1 | 1 | 1 | 68.4 | 9.0117 | 4.9685 | 4.9685 | 0 | 0% | 746.25 | 68.4 | 0 | 677.85 | 746.25 | 68.4 | 0 | 677.85 | Winter | 0 | FALSE | 0 | 0 | 0 | 0 | 0 | 0 | 1 | 1
1976-01-30 | 1 | 30 | 22:00 | -2.8 | 22 | 1 | 27 |  | 28 | 21.3137 | 4.2002 | 25.5139 | 95% | 1 | 68.4 | 9.0117 | 4.9685 | 4.9685 | 0 | 0% | 10.6798 | 1 | 1 | 1 | 68.4 | 9.0117 | 4.9685 | 4.9685 | 0 | 0% | 735.5 | 68.4 | 0 | 667.1 | 735.5 | 68.4 | 0 | 667.1 | Winter | 0 | FALSE | 0 | 0 | 0 | 0 | 0 | 0 | 1 | 1
1976-01-30 | 1 | 30 | 23:00 | -3.3 | 23 | 1 | 26 |  | 29 | 22.0749 | 5.2502 | 27.3251 | 95% | 1 | 68.4 | 9.0117 | 4.9685 | 4.9685 | 0 | 0% | 10.7237 | 1 | 1 | 1 | 68.4 | 9.0117 | 4.9685 | 4.9685 | 0 | 0% | 738.5 | 68.4 | 0 | 670.1 | 738.5 | 68.4 | 0 | 670.1 | Winter | 0 | FALSE | 0 | 0 | 0 | 0 | 0 | 0 | 1 | 1
1976-01-30 | 1 | 30 | 24:00 | -3.9 | 0 | 1 | 25 |  | 30 | 22.8361 | 4.2002 | 27.0363 | 95% | 1 | 68.4 | 9.0117 | 4.9685 | 4.9685 | 0 | 0% | 10.6762 | 1 | 1 | 1 | 68.4 | 9.0117 | 4.9685 | 4.9685 | 0 | 0% | 735.25 | 68.4 | 0 | 666.85 | 735.25 | 68.4 | 0 | 666.85 | Winter | 0 | FALSE | 0 | 0 | 0 | 0 | 0 | 0 | 1 | 1
1976-01-31 | 1 | 31 | 1:00 | -4.4 | 1 | 1 | 24 |  | 31 | 23.5973 | 3.9376 | 27.535 | 95% | 1 | 68.4 | 9.0117 | 4.9685 | 4.9685 | 0 | 0% | 10.4971 | 1 | 1 | 1 | 68.4 | 9.0117 | 4.9685 | 4.9685 | 0 | 0% | 723 | 68.4 | 0 | 654.6 | 723 | 68.4 | 0 | 654.6 | Winter | 0 | FALSE | 0 | 0 | 0 | 0 | 0 | 0 | 1 | 1
1976-01-31 | 1 | 31 | 2:00 | -5 | 2 | 1 | 23 |  | 32 | 24.3586 | 3.1501 | 27.5087 | 95% | 1 | 68.4 | 9.0117 | 4.9685 | 4.9685 | 0 | 0% | 10.6542 | 1 | 1 | 1 | 68.4 | 9.0117 | 4.9685 | 4.9685 | 0 | 0% | 733.75 | 68.4 | 0 | 665.35 | 733.75 | 68.4 | 0 | 665.35 | Winter | 0 | FALSE | 0 | 0 | 0 | 0 | 0 | 0 | 1 | 1
1976-01-31 | 1 | 31 | 3:00 | -5.6 | 3 | 1 | 22 |  | 33 | 25.1198 | 3.4126 | 28.5324 | 95% | 1 | 68.4 | 9.0117 | 4.9685 | 4.9685 | 0 | 0% | 10.4167 | 1 | 1 | 1 | 68.4 | 9.0117 | 4.9685 | 4.9685 | 0 | 0% | 717.5 | 68.4 | 0 | 649.1 | 717.5 | 68.4 | 0 | 649.1 | Winter | 0 | FALSE | 0 | 0 | 0 | 0 | 0 | 0 | 1 | 1
1976-01-31 | 1 | 31 | 4:00 | -6.1 | 4 | 1 | 21 |  | 34 | 25.881 | 3.1501 | 29.0311 | 95% | 1 | 68.4 | 9.0117 | 4.9685 | 4.9685 | 0 | 0% | 10.5592 | 1 | 1 | 1 | 68.4 | 9.0117 | 4.9685 | 4.9685 | 0 | 0% | 727.25 | 68.4 | 0 | 658.85 | 727.25 | 68.4 | 0 | 658.85 | Winter | 0 | FALSE | 0 | 0 | 0 | 0 | 0 | 0 | 1 | 1
1976-01-31 | 1 | 31 | 5:00 | -6.7 | 5 | 1 | 20 |  | 35 | 26.6422 | 3.1501 | 29.7923 | 95% | 1 | 68.4 | 9.0117 | 4.9685 | 4.9685 | 0 | 0% | 11.038 | 1 | 1 | 1 | 68.4 | 9.0117 | 4.9685 | 4.9685 | 0 | 0% | 760 | 68.4 | 0 | 691.6 | 760 | 68.4 | 0 | 691.6 | Winter | 0 | FALSE | 0 | 0 | 0 | 0 | 0 | 0 | 1 | 1
1976-01-31 | 1 | 31 | 6:00 | -7.2 | 6 | 1 | 19 |  | 36 | 27.4034 | 3.9376 | 31.341 | 95% | 1 | 68.4 | 9.0117 | 4.9685 | 4.9685 | 0 | 0% | 11.8458 | 1 | 1 | 1 | 68.4 | 9.0117 | 4.9685 | 4.9685 | 0 | 0% | 815.25 | 68.4 | 0 | 746.85 | 815.25 | 68.4 | 0 | 746.85 | Winter | 0 | FALSE | 0 | 0 | 0 | 0 | 0 | 0 | 1 | 1
1976-01-31 | 1 | 31 | 7:00 | -7.2 | 7 | 1 | 19 |  | 36 | 27.4034 | 4.7252 | 32.1285 | 95% | 1 | 68.4 | 9.0117 | 4.9685 | 4.9685 | 0 | 0% | 12.6389 | 1 | 1 | 1 | 68.4 | 9.0117 | 4.9685 | 4.9685 | 0 | 0% | 869.5 | 68.4 | 0 | 801.1 | 869.5 | 68.4 | 0 | 801.1 | Winter | 0 | FALSE | 0 | 0 | 0 | 0 | 0 | 0 | 1 | 1
1976-01-31 | 1 | 31 | 8:00 | -7.2 | 8 | 1 | 19 |  | 36 | 27.4034 | 7.6128 | 35.0162 | 95% | 1 | 68.4 | 9.0117 | 4.9685 | 4.9685 | 0 | 0% | 13.1835 | 1 | 1 | 1 | 68.4 | 9.0117 | 4.9685 | 4.9685 | 0 | 0% | 906.75 | 68.4 | 0 | 838.35 | 906.75 | 68.4 | 0 | 838.35 | Winter | 0 | FALSE | 0 | 0 | 0 | 0 | 0 | 0 | 1 | 1
1976-01-31 | 1 | 31 | 9:00 | -6.1 | 9 | 1 | 21 |  | 34 | 25.881 | 6.5627 | 32.4437 | 95% | 1 | 68.4 | 9.0117 | 4.9685 | 4.9685 | 0 | 0% | 13.5197 | 1 | 1 | 1 | 68.4 | 9.0117 | 4.9685 | 4.9685 | 0 | 0% | 929.75 | 68.4 | 0 | 861.35 | 929.75 | 68.4 | 0 | 861.35 | Winter | 0 | FALSE | 0 | 0 | 0 | 0 | 0 | 0 | 1 | 1
1976-01-31 | 1 | 31 | 10:00 | -5 | 10 | 1 | 23 |  | 32 | 24.3586 | 6.0377 | 30.3963 | 95% | 1 | 68.4 | 9.0117 | 4.9685 | 4.9685 | 0 | 0% | 13.4393 | 1 | 1 | 1 | 68.4 | 9.0117 | 4.9685 | 4.9685 | 0 | 0% | 924.25 | 68.4 | 0 | 855.85 | 924.25 | 68.4 | 0 | 855.85 | Winter | 0 | FALSE | 0 | 0 | 0 | 0 | 0 | 0 | 1 | 1
1976-01-31 | 1 | 31 | 11:00 | -3.3 | 11 | 1 | 26 |  | 29 | 22.0749 | 5.2502 | 27.3251 | 95% | 1 | 68.4 | 9.0117 | 4.9685 | 4.9685 | 0 | 0% | 13.5673 | 1 | 1 | 1 | 68.4 | 9.0117 | 4.9685 | 4.9685 | 0 | 0% | 933 | 68.4 | 0 | 864.6 | 933 | 68.4 | 0 | 864.6 | Winter | 0 | FALSE | 0 | 0 | 0 | 0 | 0 | 0 | 1 | 1
1976-01-31 | 1 | 31 | 12:00 | -2.8 | 12 | 1 | 27 |  | 28 | 21.3137 | 5.2502 | 26.5639 | 95% | 1 | 68.4 | 9.0117 | 4.9685 | 4.9685 | 0 | 0% | 13.1652 | 1 | 1 | 1 | 68.4 | 9.0117 | 4.9685 | 4.9685 | 0 | 0% | 905.5 | 68.4 | 0 | 837.1 | 905.5 | 68.4 | 0 | 837.1 | Winter | 0 | FALSE | 0 | 0 | 0 | 0 | 0 | 0 | 1 | 1
1976-01-31 | 1 | 31 | 13:00 | -2.2 | 13 | 1 | 28 |  | 27 | 20.5525 | 4.7252 | 25.2777 | 95% | 1 | 68.4 | 9.0117 | 4.9685 | 4.9685 | 0 | 0% | 13.019 | 1 | 1 | 1 | 68.4 | 9.0117 | 4.9685 | 4.9685 | 0 | 0% | 895.5 | 68.4 | 0 | 827.1 | 895.5 | 68.4 | 0 | 827.1 | Winter | 0 | FALSE | 0 | 0 | 0 | 0 | 0 | 0 | 1 | 1
1976-01-31 | 1 | 31 | 14:00 | -2.2 | 14 | 1 | 28 |  | 27 | 20.5525 | 3.9376 | 24.4902 | 95% | 1 | 68.4 | 9.0117 | 4.9685 | 4.9685 | 0 | 0% | 13.2383 | 1 | 1 | 1 | 68.4 | 9.0117 | 4.9685 | 4.9685 | 0 | 0% | 910.5 | 68.4 | 0 | 842.1 | 910.5 | 68.4 | 0 | 842.1 | Winter | 0 | FALSE | 0 | 0 | 0 | 0 | 0 | 0 | 1 | 1
1976-01-31 | 1 | 31 | 15:00 | -1.7 | 15 | 1 | 29 |  | 26 | 19.7913 | 3.6751 | 23.4665 | 95% | 1 | 68.4 | 9.0117 | 4.9685 | 4.9685 | 0 | 0% | 13.242 | 1 | 1 | 1 | 68.4 | 9.0117 | 4.9685 | 4.9685 | 0 | 0% | 910.75 | 68.4 | 0 | 842.35 | 910.75 | 68.4 | 0 | 842.35 | Winter | 0 | FALSE | 0 | 0 | 0 | 0 | 0 | 0 | 1 | 1
1976-01-31 | 1 | 31 | 16:00 | -1.1 | 16 | 1 | 30 |  | 25 | 19.0301 | 3.6751 | 22.7053 | 95% | 1 | 68.4 | 9.0117 | 4.9685 | 4.9685 | 0 | 0% | 12.8801 | 1 | 1 | 1 | 68.4 | 9.0117 | 4.9685 | 4.9685 | 0 | 0% | 886 | 68.4 | 0 | 817.6 | 886 | 68.4 | 0 | 817.6 | Winter | 0 | FALSE | 0 | 0 | 0 | 0 | 0 | 0 | 1 | 1
1976-01-31 | 1 | 31 | 17:00 | -1.1 | 17 | 1 | 30 |  | 25 | 19.0301 | 4.7252 | 23.7553 | 95% | 1 | 68.4 | 9.0117 | 4.9685 | 4.9685 | 0 | 0% | 12.182 | 1 | 1 | 1 | 68.4 | 9.0117 | 4.9685 | 4.9685 | 0 | 0% | 838.25 | 68.4 | 0 | 769.85 | 838.25 | 68.4 | 0 | 769.85 | Winter | 1 | FALSE | 1 | 68.4 | 68.4 | 0 | 0 | 0 | 1 | 1
1976-01-31 | 1 | 31 | 18:00 | -0.6 | 18 | 1 | 31 |  | 24 | 18.2689 | 6.0377 | 24.3066 | 95% | 1 | 68.4 | 9.0117 | 4.9685 | 4.9685 | 0 | 0% | 11.6045 | 1 | 1 | 1 | 68.4 | 9.0117 | 4.9685 | 4.9685 | 0 | 0% | 798.75 | 68.4 | 0 | 730.35 | 798.75 | 68.4 | 0 | 730.35 | Winter | 1 | FALSE | 1 | 68.4 | 68.4 | 0 | 0 | 0 | 1 | 1
1976-01-31 | 1 | 31 | 19:00 | -0.6 | 19 | 1 | 31 |  | 24 | 18.2689 | 6.5627 | 24.8317 | 95% | 1 | 68.4 | 9.0117 | 4.9685 | 4.9685 | 0 | 0% | 11.5278 | 1 | 1 | 1 | 68.4 | 9.0117 | 4.9685 | 4.9685 | 0 | 0% | 793.5 | 68.4 | 0 | 725.1 | 793.5 | 68.4 | 0 | 725.1 | Winter | 0 | FALSE | 0 | 0 | 0 | 0 | 0 | 0 | 1 | 1
1976-01-31 | 1 | 31 | 20:00 | -0.6 | 20 | 1 | 31 |  | 24 | 18.2689 | 5.7752 | 24.0441 | 95% | 1 | 68.4 | 9.0117 | 4.9685 | 4.9685 | 0 | 0% | 10.9868 | 1 | 1 | 1 | 68.4 | 9.0117 | 4.9685 | 4.9685 | 0 | 0% | 756.5 | 68.4 | 0 | 688.1 | 756.5 | 68.4 | 0 | 688.1 | Winter | 0 | FALSE | 0 | 0 | 0 | 0 | 0 | 0 | 1 | 1
1976-01-31 | 1 | 31 | 21:00 | -0.6 | 21 | 1 | 31 |  | 24 | 18.2689 | 4.7252 | 22.9941 | 95% | 1 | 68.4 | 9.0117 | 4.9685 | 4.9685 | 0 | 0% | 11.3889 | 1 | 1 | 1 | 68.4 | 9.0117 | 4.9685 | 4.9685 | 0 | 0% | 784 | 68.4 | 0 | 715.6 | 784 | 68.4 | 0 | 715.6 | Winter | 0 | FALSE | 0 | 0 | 0 | 0 | 0 | 0 | 1 | 1
1976-01-31 | 1 | 31 | 22:00 | -1.7 | 22 | 1 | 29 |  | 26 | 19.7913 | 4.2002 | 23.9915 | 95% | 1 | 68.4 | 9.0117 | 4.9685 | 4.9685 | 0 | 0% | 11.0782 | 1 | 1 | 1 | 68.4 | 9.0117 | 4.9685 | 4.9685 | 0 | 0% | 762.75 | 68.4 | 0 | 694.35 | 762.75 | 68.4 | 0 | 694.35 | Winter | 0 | FALSE | 0 | 0 | 0 | 0 | 0 | 0 | 1 | 1
1976-01-31 | 1 | 31 | 23:00 | -2.9 | 23 | 1 | 27 |  | 28 | 21.3137 | 5.2502 | 26.5639 | 95% | 1 | 68.4 | 9.0117 | 4.9685 | 4.9685 | 0 | 0% | 10.8333 | 1 | 1 | 1 | 68.4 | 9.0117 | 4.9685 | 4.9685 | 0 | 0% | 746 | 68.4 | 0 | 677.6 | 746 | 68.4 | 0 | 677.6 | Winter | 0 | FALSE | 0 | 0 | 0 | 0 | 0 | 0 | 1 | 1
1976-01-31 | 1 | 31 | 24:00 | -4.1 | 0 | 1 | 25 |  | 30 | 22.8361 | 4.2002 | 27.0363 | 95% | 1 | 68.4 | 9.0117 | 4.9685 | 4.9685 | 0 | 0% | 10.6835 | 1 | 1 | 1 | 68.4 | 9.0117 | 4.9685 | 4.9685 | 0 | 0% | 735.75 | 68.4 | 0 | 667.35 | 735.75 | 68.4 | 0 | 667.35 | Winter | 0 | FALSE | 0 | 0 | 0 | 0 | 0 | 0 | 1 | 1
1977-02-01 | 2 | 1 | 1:00 | -5.2 | 1 | 2 | 23 |  | 32 | 22.7132 | 3.9376 | 26.6508 | 95% | 1 | 68.4 | 9.0117 | 4.9685 | 4.9685 | 0 | 0% | 10.4386 | 1 | 1 | 1 | 68.4 | 9.0117 | 4.9685 | 4.9685 | 0 | 0% | 719 | 68.4 | 0 | 650.6 | 719 | 68.4 | 0 | 650.6 | Winter | 0 | 0 | 0 | 0 | 0 | 0 | 0 | 0 | 1 | 1
1977-02-01 | 2 | 1 | 2:00 | -6.4 | 2 | 2 | 20 |  | 35 | 24.8425 | 3.1501 | 27.9926 | 95% | 1 | 68.4 | 9.0117 | 4.9685 | 4.9685 | 0 | 0% | 10.5665 | 1 | 1 | 1 | 68.4 | 9.0117 | 4.9685 | 4.9685 | 0 | 0% | 727.75 | 68.4 | 0 | 659.35 | 727.75 | 68.4 | 0 | 659.35 | Winter | 0 | 0 | 0 | 0 | 0 | 0 | 0 | 0 | 1 | 1
1977-02-01 | 2 | 1 | 3:00 | -7.6 | 3 | 2 | 18 |  | 37 | 26.2621 | 3.4126 | 29.6747 | 95% | 1 | 68.4 | 9.0117 | 4.9685 | 4.9685 | 0 | 0% | 9.9635 | 1 | 1 | 1 | 68.4 | 9.0117 | 4.9685 | 4.9685 | 0 | 0% | 686.5 | 68.4 | 0 | 618.1 | 686.5 | 68.4 | 0 | 618.1 | Winter | 0 | 0 | 0 | 0 | 0 | 0 | 0 | 0 | 1 | 1
1977-02-01 | 2 | 1 | 4:00 | -8.9 | 4 | 2 | 16 |  | 39 | 27.6817 | 3.1501 | 30.8318 | 95% | 1 | 68.4 | 9.0117 | 4.9685 | 4.9685 | 0 | 0% | 9.7478 | 1 | 1 | 1 | 68.4 | 9.0117 | 4.9685 | 4.9685 | 0 | 0% | 671.75 | 68.4 | 0 | 603.35 | 671.75 | 68.4 | 0 | 603.35 | Winter | 0 | 0 | 0 | 0 | 0 | 0 | 0 | 0 | 1 | 1
1977-02-01 | 2 | 1 | 5:00 | -8.9 | 5 | 2 | 16 |  | 39 | 27.6817 | 3.1501 | 30.8318 | 95% | 1 | 68.4 | 9.0117 | 4.9685 | 4.9685 | 0 | 0% | 9.8282 | 1 | 1 | 1 | 68.4 | 9.0117 | 4.9685 | 4.9685 | 0 | 0% | 677.25 | 68.4 | 0 | 608.85 | 677.25 | 68.4 | 0 | 608.85 | Winter | 0 | 0 | 0 | 0 | 0 | 0 | 0 | 0 | 1 | 1
1977-02-01 | 2 | 1 | 6:00 | -8.3 | 6 | 2 | 17 |  | 38 | 26.9719 | 3.9376 | 30.9095 | 95% | 1 | 68.4 | 9.0117 | 4.9685 | 4.9685 | 0 | 0% | 10.0256 | 1 | 1 | 1 | 68.4 | 9.0117 | 4.9685 | 4.9685 | 0 | 0% | 690.75 | 68.4 | 0 | 622.35 | 690.75 | 68.4 | 0 | 622.35 | Winter | 0 | 0 | 0 | 0 | 0 | 0 | 0 | 0 | 1 | 1
1977-02-01 | 2 | 1 | 7:00 | -8.3 | 7 | 2 | 17 |  | 38 | 26.9719 | 4.7252 | 31.6971 | 95% | 1 | 68.4 | 9.0117 | 4.9685 | 4.9685 | 0 | 0% | 10.3326 | 1 | 1 | 1 | 68.4 | 9.0117 | 4.9685 | 4.9685 | 0 | 0% | 711.75 | 68.4 | 0 | 643.35 | 711.75 | 68.4 | 0 | 643.35 | Winter | 0 | 0 | 0 | 0 | 0 | 0 | 0 | 0 | 1 | 1
1977-02-01 | 2 | 1 | 8:00 | -7.8 | 8 | 2 | 18 |  | 37 | 26.2621 | 7.6128 | 33.8749 | 95% | 1 | 68.4 | 9.0117 | 4.9685 | 4.9685 | 0 | 0% | 10.0877 | 1 | 1 | 1 | 68.4 | 9.0117 | 4.9685 | 4.9685 | 0 | 0% | 695 | 68.4 | 0 | 626.6 | 695 | 68.4 | 0 | 626.6 | Winter | 0 | 0 | 0 | 0 | 0 | 0 | 0 | 0 | 1 | 1
1977-02-01 | 2 | 1 | 9:00 | -7.2 | 9 | 2 | 19 |  | 36 | 25.5523 | 6.5627 | 32.115 | 95% | 1 | 68.4 | 9.0117 | 4.9685 | 4.9685 | 0 | 0% | 10.1535 | 1 | 1 | 1 | 68.4 | 9.0117 | 4.9685 | 4.9685 | 0 | 0% | 699.5 | 68.4 | 0 | 631.1 | 699.5 | 68.4 | 0 | 631.1 | Winter | 0 | 0 | 0 | 0 | 0 | 0 | 0 | 0 | 1 | 1
1977-02-01 | 2 | 1 | 10:00 | -6.7 | 10 | 2 | 20 |  | 35 | 24.8425 | 6.0377 | 30.8802 | 95% | 1 | 68.4 | 9.0117 | 4.9685 | 4.9685 | 0 | 0% | 10.011 | 1 | 1 | 1 | 68.4 | 9.0117 | 4.9685 | 4.9685 | 0 | 0% | 689.75 | 68.4 | 0 | 621.35 | 689.75 | 68.4 | 0 | 621.35 | Winter | 0 | 0 | 0 | 0 | 0 | 0 | 0 | 0 | 1 | 1
1977-02-01 | 2 | 1 | 11:00 | -4.4 | 11 | 2 | 24 |  | 31 | 22.0034 | 5.2502 | 27.2536 | 95% | 1 | 68.4 | 9.0117 | 4.9685 | 4.9685 | 0 | 0% | 10.8553 | 1 | 1 | 1 | 68.4 | 9.0117 | 4.9685 | 4.9685 | 0 | 0% | 747.5 | 68.4 | 0 | 679.1 | 747.5 | 68.4 | 0 | 679.1 | Winter | 0 | 0 | 0 | 0 | 0 | 0 | 0 | 0 | 1 | 1
1977-02-01 | 2 | 1 | 12:00 | -2.8 | 12 | 2 | 27 |  | 28 | 19.874 | 5.2502 | 25.1242 | 95% | 1 | 68.4 | 9.0117 | 4.9685 | 4.9685 | 0 | 0% | 10.1718 | 1 | 1 | 1 | 68.4 | 9.0117 | 4.9685 | 4.9685 | 0 | 0% | 700.75 | 68.4 | 0 | 632.35 | 700.75 | 68.4 | 0 | 632.35 | Winter | 0 | 0 | 0 | 0 | 0 | 0 | 0 | 0 | 1 | 1
1977-02-01 | 2 | 1 | 13:00 | -1.7 | 13 | 2 | 29 |  | 26 | 18.4544 | 4.7252 | 23.1796 | 95% | 1 | 68.4 | 9.0117 | 4.9685 | 4.9685 | 0 | 0% | 10.2595 | 1 | 1 | 1 | 68.4 | 9.0117 | 4.9685 | 4.9685 | 0 | 0% | 706.75 | 68.4 | 0 | 638.35 | 706.75 | 68.4 | 0 | 638.35 | Winter | 0 | 0 | 0 | 0 | 0 | 0 | 0 | 0 | 1 | 1
1977-02-01 | 2 | 1 | 14:00 | -1.7 | 14 | 2 | 29 |  | 26 | 18.4544 | 3.9376 | 22.3921 | 95% | 1 | 68.4 | 9.0117 | 4.9685 | 4.9685 | 0 | 0% | 10.4094 | 1 | 1 | 1 | 68.4 | 9.0117 | 4.9685 | 4.9685 | 0 | 0% | 717 | 68.4 | 0 | 648.6 | 717 | 68.4 | 0 | 648.6 | Winter | 0 | 0 | 0 | 0 | 0 | 0 | 0 | 0 | 1 | 1
1977-02-01 | 2 | 1 | 15:00 | -2.2 | 15 | 2 | 28 |  | 27 | 19.1642 | 3.6751 | 22.8394 | 95% | 1 | 68.4 | 9.0117 | 4.9685 | 4.9685 | 0 | 0% | 10.3947 | 1 | 1 | 1 | 68.4 | 9.0117 | 4.9685 | 4.9685 | 0 | 0% | 716 | 68.4 | 0 | 647.6 | 716 | 68.4 | 0 | 647.6 | Winter | 0 | 0 | 0 | 0 | 0 | 0 | 0 | 0 | 1 | 1
1977-02-01 | 2 | 1 | 16:00 | -1.7 | 16 | 2 | 29 |  | 26 | 18.4544 | 3.6751 | 22.1296 | 95% | 1 | 68.4 | 9.0117 | 4.9685 | 4.9685 | 0 | 0% | 10.7018 | 1 | 1 | 1 | 68.4 | 9.0117 | 4.9685 | 4.9685 | 0 | 0% | 737 | 68.4 | 0 | 668.6 | 737 | 68.4 | 0 | 668.6 | Winter | 0 | 0 | 0 | 0 | 0 | 0 | 0 | 0 | 1 | 1
1977-02-01 | 2 | 1 | 17:00 | -2.2 | 17 | 2 | 28 |  | 27 | 19.1642 | 4.7252 | 23.8894 | 95% | 1 | 68.4 | 9.0117 | 4.9685 | 4.9685 | 0 | 0% | 10.5409 | 1 | 1 | 1 | 68.4 | 9.0117 | 4.9685 | 4.9685 | 0 | 0% | 726 | 68.4 | 0 | 657.6 | 726 | 68.4 | 0 | 657.6 | Winter | 0 | 0 | 0 | 0 | 0 | 0 | 0 | 0 | 1 | 1
1977-02-01 | 2 | 1 | 18:00 | -3.3 | 18 | 2 | 26 |  | 29 | 20.5838 | 6.0377 | 26.6215 | 95% | 1 | 68.4 | 9.0117 | 4.9685 | 4.9685 | 0 | 0% | 10.4167 | 1 | 1 | 1 | 68.4 | 9.0117 | 4.9685 | 4.9685 | 0 | 0% | 717.5 | 68.4 | 0 | 649.1 | 717.5 | 68.4 | 0 | 649.1 | Winter | 0 | 0 | 0 | 0 | 0 | 0 | 0 | 0 | 1 | 1
1977-02-01 | 2 | 1 | 19:00 | -3.9 | 19 | 2 | 25 |  | 30 | 21.2936 | 6.5627 | 27.8563 | 95% | 1 | 68.4 | 9.0117 | 4.9685 | 4.9685 | 0 | 0% | 10.5154 | 1 | 1 | 1 | 68.4 | 9.0117 | 4.9685 | 4.9685 | 0 | 0% | 724.25 | 68.4 | 0 | 655.85 | 724.25 | 68.4 | 0 | 655.85 | Winter | 0 | 0 | 0 | 0 | 0 | 0 | 0 | 0 | 1 | 1
1977-02-01 | 2 | 1 | 20:00 | -4.4 | 20 | 2 | 24 |  | 31 | 22.0034 | 5.7752 | 27.7786 | 95% | 1 | 68.4 | 9.0117 | 4.9685 | 4.9685 | 0 | 0% | 10.0548 | 1 | 1 | 1 | 68.4 | 9.0117 | 4.9685 | 4.9685 | 0 | 0% | 692.75 | 68.4 | 0 | 624.35 | 692.75 | 68.4 | 0 | 624.35 | Winter | 0 | 0 | 0 | 0 | 0 | 0 | 0 | 0 | 1 | 1
1977-02-01 | 2 | 1 | 21:00 | -6.1 | 21 | 2 | 21 |  | 34 | 24.1327 | 4.7252 | 28.8579 | 95% | 1 | 68.4 | 9.0117 | 4.9685 | 4.9685 | 0 | 0% | 9.9598 | 1 | 1 | 1 | 68.4 | 9.0117 | 4.9685 | 4.9685 | 0 | 0% | 686.25 | 68.4 | 0 | 617.85 | 686.25 | 68.4 | 0 | 617.85 | Winter | 0 | 0 | 0 | 0 | 0 | 0 | 0 | 0 | 1 | 1
1977-02-01 | 2 | 1 | 22:00 | -7.2 | 22 | 2 | 19 |  | 36 | 25.5523 | 4.2002 | 29.7525 | 95% | 1 | 68.4 | 9.0117 | 4.9685 | 4.9685 | 0 | 0% | 10.0439 | 1 | 1 | 1 | 68.4 | 9.0117 | 4.9685 | 4.9685 | 0 | 0% | 692 | 68.4 | 0 | 623.6 | 692 | 68.4 | 0 | 623.6 | Winter | 0 | 0 | 0 | 0 | 0 | 0 | 0 | 0 | 1 | 1
1977-02-01 | 2 | 1 | 23:00 | -8.3 | 23 | 2 | 17 |  | 38 | 26.9719 | 5.2502 | 32.2221 | 95% | 1 | 68.4 | 9.0117 | 4.9685 | 4.9685 | 0 | 0% | 9.8977 | 1 | 1 | 1 | 68.4 | 9.0117 | 4.9685 | 4.9685 | 0 | 0% | 682 | 68.4 | 0 | 613.6 | 682 | 68.4 | 0 | 613.6 | Winter | 0 | 0 | 0 | 0 | 0 | 0 | 0 | 0 | 1 | 1
1977-02-01 | 2 | 1 | 24:00 | -8.9 | 0 | 2 | 16 |  | 39 | 27.6817 | 4.2002 | 31.8818 | 95% | 1 | 68.4 | 9.0117 | 4.9685 | 4.9685 | 0 | 0% | 10.1133 | 1 | 1 | 1 | 68.4 | 9.0117 | 4.9685 | 4.9685 | 0 | 0% | 696.75 | 68.4 | 0 | 628.35 | 696.75 | 68.4 | 0 | 628.35 | Winter | 0 | 0 | 0 | 0 | 0 | 0 | 0 | 0 | 1 | 1
1977-02-02 | 2 | 2 | 1:00 | -8.9 | 1 | 2 | 16 |  | 39 | 27.6817 | 3.9376 | 31.6193 | 95% | 1 | 68.4 | 9.0117 | 4.9685 | 4.9685 | 0 | 0% | 9.8904 | 1 | 1 | 1 | 68.4 | 9.0117 | 4.9685 | 4.9685 | 0 | 0% | 681.5 | 68.4 | 0 | 613.1 | 681.5 | 68.4 | 0 | 613.1 | Winter | 0 | 0 | 0 | 0 | 0 | 0 | 0 | 0 | 1 | 1
1977-02-02 | 2 | 2 | 2:00 | -8.9 | 2 | 2 | 16 |  | 39 | 27.6817 | 3.1501 | 30.8318 | 95% | 1 | 68.4 | 9.0117 | 4.9685 | 4.9685 | 0 | 0% | 9.9708 | 1 | 1 | 1 | 68.4 | 9.0117 | 4.9685 | 4.9685 | 0 | 0% | 687 | 68.4 | 0 | 618.6 | 687 | 68.4 | 0 | 618.6 | Winter | 0 | 0 | 0 | 0 | 0 | 0 | 0 | 0 | 1 | 1
1977-02-02 | 2 | 2 | 3:00 | -9.4 | 3 | 2 | 15 |  | 40 | 28.3915 | 3.4126 | 31.8041 | 95% | 1 | 68.4 | 9.0117 | 4.9685 | 4.9685 | 0 | 0% | 10.2705 | 1 | 1 | 1 | 68.4 | 9.0117 | 4.9685 | 4.9685 | 0 | 0% | 707.5 | 68.4 | 0 | 639.1 | 707.5 | 68.4 | 0 | 639.1 | Winter | 0 | 0 | 0 | 0 | 0 | 0 | 0 | 0 | 1 | 1
1977-02-02 | 2 | 2 | 4:00 | -9.4 | 4 | 2 | 15 |  | 40 | 28.3915 | 3.1501 | 31.5416 | 95% | 1 | 68.4 | 9.0117 | 4.9685 | 4.9685 | 0 | 0% | 9.9817 | 1 | 1 | 1 | 68.4 | 9.0117 | 4.9685 | 4.9685 | 0 | 0% | 687.75 | 68.4 | 0 | 619.35 | 687.75 | 68.4 | 0 | 619.35 | Winter | 0 | 0 | 0 | 0 | 0 | 0 | 0 | 0 | 1 | 1
1977-02-02 | 2 | 2 | 5:00 | -10 | 5 | 2 | 14 |  | 41 | 29.1012 | 3.1501 | 32.2514 | 95% | 1 | 68.4 | 9.0117 | 4.9685 | 4.9685 | 0 | 0% | 10.0183 | 1 | 1 | 1 | 68.4 | 9.0117 | 4.9685 | 4.9685 | 0 | 0% | 690.25 | 68.4 | 0 | 621.85 | 690.25 | 68.4 | 0 | 621.85 | Winter | 0 | 0 | 0 | 0 | 0 | 0 | 0 | 0 | 1 | 1
1977-02-02 | 2 | 2 | 6:00 | -10.6 | 6 | 2 | 13 |  | 42 | 29.811 | 3.9376 | 33.7487 | 95% | 1 | 68.4 | 9.0117 | 4.9685 | 4.9685 | 0 | 0% | 10.1133 | 1 | 1 | 1 | 68.4 | 9.0117 | 4.9685 | 4.9685 | 0 | 0% | 696.75 | 68.4 | 0 | 628.35 | 696.75 | 68.4 | 0 | 628.35 | Winter | 0 | 0 | 0 | 0 | 0 | 0 | 0 | 0 | 1 | 1
1977-02-02 | 2 | 2 | 7:00 | -10.6 | 7 | 2 | 13 |  | 42 | 29.811 | 4.7252 | 34.5362 | 95% | 1 | 68.4 | 9.0117 | 4.9685 | 4.9685 | 0 | 0% | 9.7953 | 1 | 1 | 1 | 68.4 | 9.0117 | 4.9685 | 4.9685 | 0 | 0% | 675 | 68.4 | 0 | 606.6 | 675 | 68.4 | 0 | 606.6 | Winter | 0 | 0 | 0 | 0 | 0 | 0 | 0 | 0 | 1 | 1
1977-02-02 | 2 | 2 | 8:00 | -10 | 8 | 2 | 14 |  | 41 | 29.1012 | 7.6128 | 36.714 | 95% | 1 | 68.4 | 9.0117 | 4.9685 | 4.9685 | 0 | 0% | 10.6725 | 1 | 1 | 1 | 68.4 | 9.0117 | 4.9685 | 4.9685 | 0 | 0% | 735 | 68.4 | 0 | 666.6 | 735 | 68.4 | 0 | 666.6 | Winter | 0 | 0 | 0 | 0 | 0 | 0 | 0 | 0 | 1 | 1
1977-02-02 | 2 | 2 | 9:00 | -9.4 | 9 | 2 | 15 |  | 40 | 28.3915 | 6.5627 | 34.9542 | 95% | 1 | 68.4 | 9.0117 | 4.9685 | 4.9685 | 0 | 0% | 11.3231 | 1 | 1 | 1 | 68.4 | 9.0117 | 4.9685 | 4.9685 | 0 | 0% | 779.5 | 68.4 | 0 | 711.1 | 779.5 | 68.4 | 0 | 711.1 | Winter | 0 | 0 | 0 | 0 | 0 | 0 | 0 | 0 | 1 | 1
1977-02-02 | 2 | 2 | 10:00 | -8.9 | 10 | 2 | 16 |  | 39 | 27.6817 | 6.0377 | 33.7194 | 95% | 1 | 68.4 | 9.0117 | 4.9685 | 4.9685 | 0 | 0% | 11.1404 | 1 | 1 | 1 | 68.4 | 9.0117 | 4.9685 | 4.9685 | 0 | 0% | 767 | 68.4 | 0 | 698.6 | 767 | 68.4 | 0 | 698.6 | Winter | 0 | 0 | 0 | 0 | 0 | 0 | 0 | 0 | 1 | 1
1977-02-02 | 2 | 2 | 11:00 | -7.8 | 11 | 2 | 18 |  | 37 | 26.2621 | 5.2502 | 31.5123 | 95% | 1 | 68.4 | 9.0117 | 4.9685 | 4.9685 | 0 | 0% | 11.4108 | 1 | 1 | 1 | 68.4 | 9.0117 | 4.9685 | 4.9685 | 0 | 0% | 785.5 | 68.4 | 0 | 717.1 | 785.5 | 68.4 | 0 | 717.1 | Winter | 0 | 0 | 0 | 0 | 0 | 0 | 0 | 0 | 1 | 1
1977-02-02 | 2 | 2 | 12:00 | -6.7 | 12 | 2 | 20 |  | 35 | 24.8425 | 5.2502 | 30.0927 | 95% | 1 | 68.4 | 9.0117 | 4.9685 | 4.9685 | 0 | 0% | 12.2222 | 1 | 1 | 1 | 68.4 | 9.0117 | 4.9685 | 4.9685 | 0 | 0% | 841 | 68.4 | 0 | 772.6 | 841 | 68.4 | 0 | 772.6 | Winter | 0 | 0 | 0 | 0 | 0 | 0 | 0 | 0 | 1 | 1
1977-02-02 | 2 | 2 | 13:00 | -5.6 | 13 | 2 | 22 |  | 33 | 23.4229 | 4.7252 | 28.1481 | 95% | 1 | 68.4 | 9.0117 | 4.9685 | 4.9685 | 0 | 0% | 11.8385 | 1 | 1 | 1 | 68.4 | 9.0117 | 4.9685 | 4.9685 | 0 | 0% | 814.75 | 68.4 | 0 | 746.35 | 814.75 | 68.4 | 0 | 746.35 | Winter | 0 | 0 | 0 | 0 | 0 | 0 | 0 | 0 | 1 | 1
1977-02-02 | 2 | 2 | 14:00 | -4.4 | 14 | 2 | 24 |  | 31 | 22.0034 | 3.9376 | 25.941 | 95% | 1 | 68.4 | 9.0117 | 4.9685 | 4.9685 | 0 | 0% | 11.9518 | 1 | 1 | 1 | 68.4 | 9.0117 | 4.9685 | 4.9685 | 0 | 0% | 822.5 | 68.4 | 0 | 754.1 | 822.5 | 68.4 | 0 | 754.1 | Winter | 0 | 0 | 0 | 0 | 0 | 0 | 0 | 0 | 1 | 1
1977-02-02 | 2 | 2 | 15:00 | -3.3 | 15 | 2 | 26 |  | 29 | 20.5838 | 3.6751 | 24.2589 | 95% | 1 | 68.4 | 9.0117 | 4.9685 | 4.9685 | 0 | 0% | 11.7617 | 1 | 1 | 1 | 68.4 | 9.0117 | 4.9685 | 4.9685 | 0 | 0% | 809.5 | 68.4 | 0 | 741.1 | 809.5 | 68.4 | 0 | 741.1 | Winter | 0 | 0 | 0 | 0 | 0 | 0 | 0 | 0 | 1 | 1
1977-02-02 | 2 | 2 | 16:00 | -2.8 | 16 | 2 | 27 |  | 28 | 19.874 | 3.6751 | 23.5492 | 95% | 1 | 68.4 | 9.0117 | 4.9685 | 4.9685 | 0 | 0% | 12.1382 | 1 | 1 | 1 | 68.4 | 9.0117 | 4.9685 | 4.9685 | 0 | 0% | 835.25 | 68.4 | 0 | 766.85 | 835.25 | 68.4 | 0 | 766.85 | Winter | 0 | 0 | 0 | 0 | 0 | 0 | 0 | 0 | 1 | 1
1977-02-02 | 2 | 2 | 17:00 | -2.8 | 17 | 2 | 27 |  | 28 | 19.874 | 4.7252 | 24.5992 | 95% | 1 | 68.4 | 9.0117 | 4.9685 | 4.9685 | 0 | 0% | 11.7982 | 1 | 1 | 1 | 68.4 | 9.0117 | 4.9685 | 4.9685 | 0 | 0% | 812 | 68.4 | 0 | 743.6 | 812 | 68.4 | 0 | 743.6 | Winter | 0 | 0 | 0 | 0 | 0 | 0 | 0 | 0 | 1 | 1
1977-02-02 | 2 | 2 | 18:00 | -3.3 | 18 | 2 | 26 |  | 29 | 20.5838 | 6.0377 | 26.6215 | 95% | 1 | 68.4 | 9.0117 | 4.9685 | 4.9685 | 0 | 0% | 12.2186 | 1 | 1 | 1 | 68.4 | 9.0117 | 4.9685 | 4.9685 | 0 | 0% | 840.75 | 68.4 | 0 | 772.35 | 840.75 | 68.4 | 0 | 772.35 | Winter | 0 | 0 | 0 | 0 | 0 | 0 | 0 | 0 | 1 | 1
1977-02-02 | 2 | 2 | 19:00 | -3.9 | 19 | 2 | 25 |  | 30 | 21.2936 | 6.5627 | 27.8563 | 95% | 1 | 68.4 | 9.0117 | 4.9685 | 4.9685 | 0 | 0% | 11.9079 | 1 | 1 | 1 | 68.4 | 9.0117 | 4.9685 | 4.9685 | 0 | 0% | 819.5 | 68.4 | 0 | 751.1 | 819.5 | 68.4 | 0 | 751.1 | Winter | 0 | 0 | 0 | 0 | 0 | 0 | 0 | 0 | 1 | 1
1977-02-02 | 2 | 2 | 20:00 | -4.4 | 20 | 2 | 24 |  | 31 | 22.0034 | 5.7752 | 27.7786 | 95% | 1 | 68.4 | 9.0117 | 4.9685 | 4.9685 | 0 | 0% | 11.0782 | 1 | 1 | 1 | 68.4 | 9.0117 | 4.9685 | 4.9685 | 0 | 0% | 762.75 | 68.4 | 0 | 694.35 | 762.75 | 68.4 | 0 | 694.35 | Winter | 0 | 0 | 0 | 0 | 0 | 0 | 0 | 0 | 1 | 1
1977-02-02 | 2 | 2 | 21:00 | -5 | 21 | 2 | 23 |  | 32 | 22.7132 | 4.7252 | 27.4383 | 95% | 1 | 68.4 | 9.0117 | 4.9685 | 4.9685 | 0 | 0% | 10.8918 | 1 | 1 | 1 | 68.4 | 9.0117 | 4.9685 | 4.9685 | 0 | 0% | 750 | 68.4 | 0 | 681.6 | 750 | 68.4 | 0 | 681.6 | Winter | 0 | 0 | 0 | 0 | 0 | 0 | 0 | 0 | 1 | 1
1977-02-02 | 2 | 2 | 22:00 | -5.6 | 22 | 2 | 22 |  | 33 | 23.4229 | 4.2002 | 27.6231 | 95% | 1 | 68.4 | 9.0117 | 4.9685 | 4.9685 | 0 | 0% | 10.5482 | 1 | 1 | 1 | 68.4 | 9.0117 | 4.9685 | 4.9685 | 0 | 0% | 726.5 | 68.4 | 0 | 658.1 | 726.5 | 68.4 | 0 | 658.1 | Winter | 0 | 0 | 0 | 0 | 0 | 0 | 0 | 0 | 1 | 1
1977-02-02 | 2 | 2 | 23:00 | -5.6 | 23 | 2 | 22 |  | 33 | 23.4229 | 5.2502 | 28.6731 | 95% | 1 | 68.4 | 9.0117 | 4.9685 | 4.9685 | 0 | 0% | 10.5336 | 1 | 1 | 1 | 68.4 | 9.0117 | 4.9685 | 4.9685 | 0 | 0% | 725.5 | 68.4 | 0 | 657.1 | 725.5 | 68.4 | 0 | 657.1 | Winter | 0 | 0 | 0 | 0 | 0 | 0 | 0 | 0 | 1 | 1
1977-02-02 | 2 | 2 | 24:00 | -6.7 | 0 | 2 | 20 |  | 35 | 24.8425 | 4.2002 | 29.0427 | 95% | 1 | 68.4 | 9.0117 | 4.9685 | 4.9685 | 0 | 0% | 10.4459 | 1 | 1 | 1 | 68.4 | 9.0117 | 4.9685 | 4.9685 | 0 | 0% | 719.5 | 68.4 | 0 | 651.1 | 719.5 | 68.4 | 0 | 651.1 | Winter | 0 | 0 | 0 | 0 | 0 | 0 | 0 | 0 | 1 | 1
1977-02-03 | 2 | 3 | 1:00 | -6.7 | 1 | 1 | 20 |  | 35 | 24.8425 | 3.9376 | 28.7802 | 95% | 1 | 68.4 | 9.0117 | 4.9685 | 4.9685 | 0 | 0% | 10.3216 | 1 | 1 | 1 | 68.4 | 9.0117 | 4.9685 | 4.9685 | 0 | 0% | 711 | 68.4 | 0 | 642.6 | 711 | 68.4 | 0 | 642.6 | Winter | 0 | FALSE | 0 | 0 | 0 | 0 | 0 | 0 | 1 | 1
1977-02-03 | 2 | 3 | 2:00 | -7.2 | 2 | 1 | 19 |  | 36 | 25.5523 | 3.1501 | 28.7024 | 95% | 1 | 68.4 | 9.0117 | 4.9685 | 4.9685 | 0 | 0% | 10.4898 | 1 | 1 | 1 | 68.4 | 9.0117 | 4.9685 | 4.9685 | 0 | 0% | 722.5 | 68.4 | 0 | 654.1 | 722.5 | 68.4 | 0 | 654.1 | Winter | 0 | FALSE | 0 | 0 | 0 | 0 | 0 | 0 | 1 | 1
1977-02-03 | 2 | 3 | 3:00 | -6.7 | 3 | 1 | 20 |  | 35 | 24.8425 | 3.4126 | 28.2551 | 95% | 1 | 68.4 | 9.0117 | 4.9685 | 4.9685 | 0 | 0% | 10.1681 | 1 | 1 | 1 | 68.4 | 9.0117 | 4.9685 | 4.9685 | 0 | 0% | 700.5 | 68.4 | 0 | 632.1 | 700.5 | 68.4 | 0 | 632.1 | Winter | 0 | FALSE | 0 | 0 | 0 | 0 | 0 | 0 | 1 | 1
1977-02-03 | 2 | 3 | 4:00 | -6.7 | 4 | 1 | 20 |  | 35 | 24.8425 | 3.1501 | 27.9926 | 95% | 1 | 68.4 | 9.0117 | 4.9685 | 4.9685 | 0 | 0% | 10.0914 | 1 | 1 | 1 | 68.4 | 9.0117 | 4.9685 | 4.9685 | 0 | 0% | 695.25 | 68.4 | 0 | 626.85 | 695.25 | 68.4 | 0 | 626.85 | Winter | 0 | FALSE | 0 | 0 | 0 | 0 | 0 | 0 | 1 | 1
1977-02-03 | 2 | 3 | 5:00 | -6.1 | 5 | 1 | 21 |  | 34 | 24.1327 | 3.1501 | 27.2829 | 95% | 1 | 68.4 | 9.0117 | 4.9685 | 4.9685 | 0 | 0% | 10.2303 | 1 | 1 | 1 | 68.4 | 9.0117 | 4.9685 | 4.9685 | 0 | 0% | 704.75 | 68.4 | 0 | 636.35 | 704.75 | 68.4 | 0 | 636.35 | Winter | 0 | FALSE | 0 | 0 | 0 | 0 | 0 | 0 | 1 | 1
1977-02-03 | 2 | 3 | 6:00 | -5.6 | 6 | 1 | 22 |  | 33 | 23.4229 | 3.9376 | 27.3606 | 95% | 1 | 68.4 | 9.0117 | 4.9685 | 4.9685 | 0 | 0% | 9.8428 | 1 | 1 | 1 | 68.4 | 9.0117 | 4.9685 | 4.9685 | 0 | 0% | 678.25 | 68.4 | 0 | 609.85 | 678.25 | 68.4 | 0 | 609.85 | Winter | 0 | FALSE | 0 | 0 | 0 | 0 | 0 | 0 | 1 | 1
1977-02-03 | 2 | 3 | 7:00 | -5.6 | 7 | 1 | 22 |  | 33 | 23.4229 | 4.7252 | 28.1481 | 95% | 1 | 68.4 | 9.0117 | 4.9685 | 4.9685 | 0 | 0% | 9.9671 | 1 | 1 | 1 | 68.4 | 9.0117 | 4.9685 | 4.9685 | 0 | 0% | 686.75 | 68.4 | 0 | 618.35 | 686.75 | 68.4 | 0 | 618.35 | Winter | 0 | FALSE | 0 | 0 | 0 | 0 | 0 | 0 | 1 | 1
1977-02-03 | 2 | 3 | 8:00 | -5 | 8 | 1 | 23 |  | 32 | 22.7132 | 7.6128 | 30.3259 | 95% | 1 | 68.4 | 9.0117 | 4.9685 | 4.9685 | 0 | 0% | 10.8333 | 1 | 1 | 1 | 68.4 | 9.0117 | 4.9685 | 4.9685 | 0 | 0% | 746 | 68.4 | 0 | 677.6 | 746 | 68.4 | 0 | 677.6 | Winter | 0 | FALSE | 0 | 0 | 0 | 0 | 0 | 0 | 1 | 1
1977-02-03 | 2 | 3 | 9:00 | -4.4 | 9 | 1 | 24 |  | 31 | 22.0034 | 6.5627 | 28.5661 | 95% | 1 | 68.4 | 9.0117 | 4.9685 | 4.9685 | 0 | 0% | 10.9028 | 1 | 1 | 1 | 68.4 | 9.0117 | 4.9685 | 4.9685 | 0 | 0% | 750.75 | 68.4 | 0 | 682.35 | 750.75 | 68.4 | 0 | 682.35 | Winter | 0 | FALSE | 0 | 0 | 0 | 0 | 0 | 0 | 1 | 1
1977-02-03 | 2 | 3 | 10:00 | -3.3 | 10 | 1 | 26 |  | 29 | 20.5838 | 6.0377 | 26.6215 | 95% | 1 | 68.4 | 9.0117 | 4.9685 | 4.9685 | 0 | 0% | 11.674 | 1 | 1 | 1 | 68.4 | 9.0117 | 4.9685 | 4.9685 | 0 | 0% | 803.5 | 68.4 | 0 | 735.1 | 803.5 | 68.4 | 0 | 735.1 | Winter | 0 | FALSE | 0 | 0 | 0 | 0 | 0 | 0 | 1 | 1
1977-02-03 | 2 | 3 | 11:00 | -1.1 | 11 | 1 | 30 |  | 25 | 17.7447 | 5.2502 | 22.9949 | 95% | 1 | 68.4 | 9.0117 | 4.9685 | 4.9685 | 0 | 0% | 12.5475 | 1 | 1 | 1 | 68.4 | 9.0117 | 4.9685 | 4.9685 | 0 | 0% | 863.25 | 68.4 | 0 | 794.85 | 863.25 | 68.4 | 0 | 794.85 | Winter | 0 | FALSE | 0 | 0 | 0 | 0 | 0 | 0 | 1 | 1
1977-02-03 | 2 | 3 | 12:00 | 0 | 12 | 1 | 32 |  | 23 | 16.3251 | 5.2502 | 21.5753 | 95% | 1 | 68.4 | 9.0117 | 4.9685 | 4.9685 | 0 | 0% | 12.5548 | 1 | 1 | 1 | 68.4 | 9.0117 | 4.9685 | 4.9685 | 0 | 0% | 863.75 | 68.4 | 0 | 795.35 | 863.75 | 68.4 | 0 | 795.35 | Winter | 0 | FALSE | 0 | 0 | 0 | 0 | 0 | 0 | 1 | 1
1977-02-03 | 2 | 3 | 13:00 | 0.6 | 13 | 1 | 33 |  | 22 | 15.6153 | 4.7252 | 20.3405 | 95% | 1 | 68.4 | 9.0117 | 4.9685 | 4.9685 | 0 | 0% | 12.7887 | 1 | 1 | 1 | 68.4 | 9.0117 | 4.9685 | 4.9685 | 0 | 0% | 879.75 | 68.4 | 0 | 811.35 | 879.75 | 68.4 | 0 | 811.35 | Winter | 0 | FALSE | 0 | 0 | 0 | 0 | 0 | 0 | 1 | 1
1977-02-03 | 2 | 3 | 14:00 | 1.1 | 14 | 1 | 34 |  | 21 | 14.9055 | 3.9376 | 18.8432 | 95% | 1 | 68.4 | 9.0117 | 4.9685 | 4.9685 | 0 | 0% | 12.701 | 1 | 1 | 1 | 68.4 | 9.0117 | 4.9685 | 4.9685 | 0 | 0% | 873.75 | 68.4 | 0 | 805.35 | 873.75 | 68.4 | 0 | 805.35 | Winter | 0 | FALSE | 0 | 0 | 0 | 0 | 0 | 0 | 1 | 1
1977-02-03 | 2 | 3 | 15:00 | 1.7 | 15 | 1 | 35 |  | 20 | 14.1957 | 3.6751 | 17.8709 | 95% | 1 | 68.4 | 9.0117 | 4.9685 | 4.9685 | 0 | 0% | 12.4963 | 1 | 1 | 1 | 68.4 | 9.0117 | 4.9685 | 4.9685 | 0 | 0% | 859.75 | 68.4 | 0 | 791.35 | 859.75 | 68.4 | 0 | 791.35 | Winter | 0 | FALSE | 0 | 0 | 0 | 0 | 0 | 0 | 1 | 1
1977-02-03 | 2 | 3 | 16:00 | 1.1 | 16 | 1 | 34 |  | 21 | 14.9055 | 3.6751 | 18.5806 | 95% | 1 | 68.4 | 9.0117 | 4.9685 | 4.9685 | 0 | 0% | 12.405 | 1 | 1 | 1 | 68.4 | 9.0117 | 4.9685 | 4.9685 | 0 | 0% | 853.5 | 68.4 | 0 | 785.1 | 853.5 | 68.4 | 0 | 785.1 | Winter | 0 | FALSE | 0 | 0 | 0 | 0 | 0 | 0 | 1 | 1
1977-02-03 | 2 | 3 | 17:00 | 1.7 | 17 | 1 | 35 |  | 20 | 14.1957 | 4.7252 | 18.9209 | 95% | 1 | 68.4 | 9.0117 | 4.9685 | 4.9685 | 0 | 0% | 12.098 | 1 | 1 | 1 | 68.4 | 9.0117 | 4.9685 | 4.9685 | 0 | 0% | 832.5 | 68.4 | 0 | 764.1 | 832.5 | 68.4 | 0 | 764.1 | Winter | 1 | FALSE | 1 | 68.4 | 68.4 | 0 | 0 | 0 | 1 | 1
1977-02-03 | 2 | 3 | 18:00 | 1.7 | 18 | 1 | 35 |  | 20 | 14.1957 | 6.0377 | 20.2334 | 95% | 1 | 68.4 | 9.0117 | 4.9685 | 4.9685 | 0 | 0% | 12.1272 | 1 | 1 | 1 | 68.4 | 9.0117 | 4.9685 | 4.9685 | 0 | 0% | 834.5 | 68.4 | 0 | 766.1 | 834.5 | 68.4 | 0 | 766.1 | Winter | 1 | FALSE | 1 | 68.4 | 68.4 | 0 | 0 | 0 | 1 | 1
1977-02-03 | 2 | 3 | 19:00 | 1.7 | 19 | 1 | 35 |  | 20 | 14.1957 | 6.5627 | 20.7585 | 95% | 1 | 68.4 | 9.0117 | 4.9685 | 4.9685 | 0 | 0% | 11.6923 | 1 | 1 | 1 | 68.4 | 9.0117 | 4.9685 | 4.9685 | 0 | 0% | 804.75 | 68.4 | 0 | 736.35 | 804.75 | 68.4 | 0 | 736.35 | Winter | 0 | FALSE | 0 | 0 | 0 | 0 | 0 | 0 | 1 | 1
1977-02-03 | 2 | 3 | 20:00 | 1.1 | 20 | 1 | 34 |  | 21 | 14.9055 | 5.7752 | 20.6807 | 95% | 1 | 68.4 | 9.0117 | 4.9685 | 4.9685 | 0 | 0% | 11.1075 | 1 | 1 | 1 | 68.4 | 9.0117 | 4.9685 | 4.9685 | 0 | 0% | 764.75 | 68.4 | 0 | 696.35 | 764.75 | 68.4 | 0 | 696.35 | Winter | 0 | FALSE | 0 | 0 | 0 | 0 | 0 | 0 | 1 | 1
1977-02-03 | 2 | 3 | 21:00 | 1.1 | 21 | 1 | 34 |  | 21 | 14.9055 | 4.7252 | 19.6307 | 95% | 1 | 68.4 | 9.0117 | 4.9685 | 4.9685 | 0 | 0% | 11.0088 | 1 | 1 | 1 | 68.4 | 9.0117 | 4.9685 | 4.9685 | 0 | 0% | 758 | 68.4 | 0 | 689.6 | 758 | 68.4 | 0 | 689.6 | Winter | 0 | FALSE | 0 | 0 | 0 | 0 | 0 | 0 | 1 | 1
1977-02-03 | 2 | 3 | 22:00 | 0.6 | 22 | 1 | 33 |  | 22 | 15.6153 | 4.2002 | 19.8155 | 95% | 1 | 68.4 | 9.0117 | 4.9685 | 4.9685 | 0 | 0% | 10.6908 | 1 | 1 | 1 | 68.4 | 9.0117 | 4.9685 | 4.9685 | 0 | 0% | 736.25 | 68.4 | 0 | 667.85 | 736.25 | 68.4 | 0 | 667.85 | Winter | 0 | FALSE | 0 | 0 | 0 | 0 | 0 | 0 | 1 | 1
1977-02-03 | 2 | 3 | 23:00 | 0 | 23 | 1 | 32 |  | 23 | 16.3251 | 5.2502 | 21.5753 | 95% | 1 | 68.4 | 9.0117 | 4.9685 | 4.9685 | 0 | 0% | 10.3874 | 1 | 1 | 1 | 68.4 | 9.0117 | 4.9685 | 4.9685 | 0 | 0% | 715.5 | 68.4 | 0 | 647.1 | 715.5 | 68.4 | 0 | 647.1 | Winter | 0 | FALSE | 0 | 0 | 0 | 0 | 0 | 0 | 1 | 1
1977-02-03 | 2 | 3 | 24:00 | -0.6 | 0 | 1 | 31 |  | 24 | 17.0349 | 4.2002 | 21.235 | 95% | 1 | 68.4 | 9.0117 | 4.9685 | 4.9685 | 0 | 0% | 10.3838 | 1 | 1 | 1 | 68.4 | 9.0117 | 4.9685 | 4.9685 | 0 | 0% | 715.25 | 68.4 | 0 | 646.85 | 715.25 | 68.4 | 0 | 646.85 | Winter | 0 | FALSE | 0 | 0 | 0 | 0 | 0 | 0 | 1 | 1
1977-02-04 | 2 | 4 | 1:00 | -1.1 | 1 | 1 | 30 |  | 25 | 17.7447 | 3.9376 | 21.6823 | 95% | 1 | 68.4 | 9.0117 | 4.9685 | 4.9685 | 0 | 0% | 10.1608 | 1 | 1 | 1 | 68.4 | 9.0117 | 4.9685 | 4.9685 | 0 | 0% | 700 | 68.4 | 0 | 631.6 | 700 | 68.4 | 0 | 631.6 | Winter | 0 | FALSE | 0 | 0 | 0 | 0 | 0 | 0 | 1 | 1
1977-02-04 | 2 | 4 | 2:00 | -1.1 | 2 | 1 | 30 |  | 25 | 17.7447 | 3.1501 | 20.8948 | 95% | 1 | 68.4 | 9.0117 | 4.9685 | 4.9685 | 0 | 0% | 10.0768 | 1 | 1 | 1 | 68.4 | 9.0117 | 4.9685 | 4.9685 | 0 | 0% | 694.25 | 68.4 | 0 | 625.85 | 694.25 | 68.4 | 0 | 625.85 | Winter | 0 | FALSE | 0 | 0 | 0 | 0 | 0 | 0 | 1 | 1
1977-02-04 | 2 | 4 | 3:00 | -1.1 | 3 | 1 | 30 |  | 25 | 17.7447 | 3.4126 | 21.1573 | 95% | 1 | 68.4 | 9.0117 | 4.9685 | 4.9685 | 0 | 0% | 9.9708 | 1 | 1 | 1 | 68.4 | 9.0117 | 4.9685 | 4.9685 | 0 | 0% | 687 | 68.4 | 0 | 618.6 | 687 | 68.4 | 0 | 618.6 | Winter | 0 | FALSE | 0 | 0 | 0 | 0 | 0 | 0 | 1 | 1
1977-02-04 | 2 | 4 | 4:00 | -0.6 | 4 | 1 | 31 |  | 24 | 17.0349 | 3.1501 | 20.185 | 95% | 1 | 68.4 | 9.0117 | 4.9685 | 4.9685 | 0 | 0% | 9.7844 | 1 | 1 | 1 | 68.4 | 9.0117 | 4.9685 | 4.9685 | 0 | 0% | 674.25 | 68.4 | 0 | 605.85 | 674.25 | 68.4 | 0 | 605.85 | Winter | 0 | FALSE | 0 | 0 | 0 | 0 | 0 | 0 | 1 | 1
1977-02-04 | 2 | 4 | 5:00 | -1.1 | 5 | 1 | 30 |  | 25 | 17.7447 | 3.1501 | 20.8948 | 95% | 1 | 68.4 | 9.0117 | 4.9685 | 4.9685 | 0 | 0% | 9.7807 | 1 | 1 | 1 | 68.4 | 9.0117 | 4.9685 | 4.9685 | 0 | 0% | 674 | 68.4 | 0 | 605.6 | 674 | 68.4 | 0 | 605.6 | Winter | 0 | FALSE | 0 | 0 | 0 | 0 | 0 | 0 | 1 | 1
1977-02-04 | 2 | 4 | 6:00 | -1.1 | 6 | 1 | 30 |  | 25 | 17.7447 | 3.9376 | 21.6823 | 95% | 1 | 68.4 | 9.0117 | 4.9685 | 4.9685 | 0 | 0% | 9.9232 | 1 | 1 | 1 | 68.4 | 9.0117 | 4.9685 | 4.9685 | 0 | 0% | 683.75 | 68.4 | 0 | 615.35 | 683.75 | 68.4 | 0 | 615.35 | Winter | 0 | FALSE | 0 | 0 | 0 | 0 | 0 | 0 | 1 | 1
1977-02-04 | 2 | 4 | 7:00 | -1.7 | 7 | 1 | 29 |  | 26 | 18.4544 | 4.7252 | 23.1796 | 95% | 1 | 68.4 | 9.0117 | 4.9685 | 4.9685 | 0 | 0% | 10.3436 | 1 | 1 | 1 | 68.4 | 9.0117 | 4.9685 | 4.9685 | 0 | 0% | 712.5 | 68.4 | 0 | 644.1 | 712.5 | 68.4 | 0 | 644.1 | Winter | 0 | FALSE | 0 | 0 | 0 | 0 | 0 | 0 | 1 | 1
1977-02-04 | 2 | 4 | 8:00 | -1.7 | 8 | 1 | 29 |  | 26 | 18.4544 | 7.6128 | 26.0672 | 95% | 1 | 68.4 | 9.0117 | 4.9685 | 4.9685 | 0 | 0% | 10.7346 | 1 | 1 | 1 | 68.4 | 9.0117 | 4.9685 | 4.9685 | 0 | 0% | 739.25 | 68.4 | 0 | 670.85 | 739.25 | 68.4 | 0 | 670.85 | Winter | 0 | FALSE | 0 | 0 | 0 | 0 | 0 | 0 | 1 | 1
1977-02-04 | 2 | 4 | 9:00 | -1.7 | 9 | 1 | 29 |  | 26 | 18.4544 | 6.5627 | 25.0172 | 95% | 1 | 68.4 | 9.0117 | 4.9685 | 4.9685 | 0 | 0% | 11.0344 | 1 | 1 | 1 | 68.4 | 9.0117 | 4.9685 | 4.9685 | 0 | 0% | 759.75 | 68.4 | 0 | 691.35 | 759.75 | 68.4 | 0 | 691.35 | Winter | 0 | FALSE | 0 | 0 | 0 | 0 | 0 | 0 | 1 | 1
1977-02-04 | 2 | 4 | 10:00 | -1.1 | 10 | 1 | 30 |  | 25 | 17.7447 | 6.0377 | 23.7824 | 95% | 1 | 68.4 | 9.0117 | 4.9685 | 4.9685 | 0 | 0% | 11.4949 | 1 | 1 | 1 | 68.4 | 9.0117 | 4.9685 | 4.9685 | 0 | 0% | 791.25 | 68.4 | 0 | 722.85 | 791.25 | 68.4 | 0 | 722.85 | Winter | 0 | FALSE | 0 | 0 | 0 | 0 | 0 | 0 | 1 | 1
1977-02-04 | 2 | 4 | 11:00 | -0.6 | 11 | 1 | 31 |  | 24 | 17.0349 | 5.2502 | 22.2851 | 95% | 1 | 68.4 | 9.0117 | 4.9685 | 4.9685 | 0 | 0% | 11.8129 | 1 | 1 | 1 | 68.4 | 9.0117 | 4.9685 | 4.9685 | 0 | 0% | 813 | 68.4 | 0 | 744.6 | 813 | 68.4 | 0 | 744.6 | Winter | 0 | FALSE | 0 | 0 | 0 | 0 | 0 | 0 | 1 | 1
1977-02-04 | 2 | 4 | 12:00 | 0 | 12 | 1 | 32 |  | 23 | 16.3251 | 5.2502 | 21.5753 | 95% | 1 | 68.4 | 9.0117 | 4.9685 | 4.9685 | 0 | 0% | 12.3904 | 1 | 1 | 1 | 68.4 | 9.0117 | 4.9685 | 4.9685 | 0 | 0% | 852.5 | 68.4 | 0 | 784.1 | 852.5 | 68.4 | 0 | 784.1 | Winter | 0 | FALSE | 0 | 0 | 0 | 0 | 0 | 0 | 1 | 1
1977-02-04 | 2 | 4 | 13:00 | 1.1 | 13 | 1 | 34 |  | 21 | 14.9055 | 4.7252 | 19.6307 | 95% | 1 | 68.4 | 9.0117 | 4.9685 | 4.9685 | 0 | 0% | 13.1689 | 1 | 1 | 1 | 68.4 | 9.0117 | 4.9685 | 4.9685 | 0 | 0% | 905.75 | 68.4 | 0 | 837.35 | 905.75 | 68.4 | 0 | 837.35 | Winter | 0 | FALSE | 0 | 0 | 0 | 0 | 0 | 0 | 1 | 1
1977-02-04 | 2 | 4 | 14:00 | 1.7 | 14 | 1 | 35 |  | 20 | 14.1957 | 3.9376 | 18.1334 | 95% | 1 | 68.4 | 9.0117 | 4.9685 | 4.9685 | 0 | 0% | 12.8034 | 1 | 1 | 1 | 68.4 | 9.0117 | 4.9685 | 4.9685 | 0 | 0% | 880.75 | 68.4 | 0 | 812.35 | 880.75 | 68.4 | 0 | 812.35 | Winter | 0 | FALSE | 0 | 0 | 0 | 0 | 0 | 0 | 1 | 1
1977-02-04 | 2 | 4 | 15:00 | 1.7 | 15 | 1 | 35 |  | 20 | 14.1957 | 3.6751 | 17.8709 | 95% | 1 | 68.4 | 9.0117 | 4.9685 | 4.9685 | 0 | 0% | 12.9898 | 1 | 1 | 1 | 68.4 | 9.0117 | 4.9685 | 4.9685 | 0 | 0% | 893.5 | 68.4 | 0 | 825.1 | 893.5 | 68.4 | 0 | 825.1 | Winter | 0 | FALSE | 0 | 0 | 0 | 0 | 0 | 0 | 1 | 1
1977-02-04 | 2 | 4 | 16:00 | 1.7 | 16 | 1 | 35 |  | 20 | 14.1957 | 3.6751 | 17.8709 | 95% | 1 | 68.4 | 9.0117 | 4.9685 | 4.9685 | 0 | 0% | 12.617 | 1 | 1 | 1 | 68.4 | 9.0117 | 4.9685 | 4.9685 | 0 | 0% | 868 | 68.4 | 0 | 799.6 | 868 | 68.4 | 0 | 799.6 | Winter | 0 | FALSE | 0 | 0 | 0 | 0 | 0 | 0 | 1 | 1
1977-02-04 | 2 | 4 | 17:00 | 1.1 | 17 | 1 | 34 |  | 21 | 14.9055 | 4.7252 | 19.6307 | 95% | 1 | 68.4 | 9.0117 | 4.9685 | 4.9685 | 0 | 0% | 12.6133 | 1 | 1 | 1 | 68.4 | 9.0117 | 4.9685 | 4.9685 | 0 | 0% | 867.75 | 68.4 | 0 | 799.35 | 867.75 | 68.4 | 0 | 799.35 | Winter | 1 | FALSE | 1 | 68.4 | 68.4 | 0 | 0 | 0 | 1 | 1
1977-02-04 | 2 | 4 | 18:00 | 1.1 | 18 | 1 | 34 |  | 21 | 14.9055 | 6.0377 | 20.9432 | 95% | 1 | 68.4 | 9.0117 | 4.9685 | 4.9685 | 0 | 0% | 12.6974 | 1 | 1 | 1 | 68.4 | 9.0117 | 4.9685 | 4.9685 | 0 | 0% | 873.5 | 68.4 | 0 | 805.1 | 873.5 | 68.4 | 0 | 805.1 | Winter | 1 | FALSE | 1 | 68.4 | 68.4 | 0 | 0 | 0 | 1 | 1
1977-02-04 | 2 | 4 | 19:00 | 0.6 | 19 | 1 | 33 |  | 22 | 15.6153 | 6.5627 | 22.178 | 95% | 1 | 68.4 | 9.0117 | 4.9685 | 4.9685 | 0 | 0% | 12.0504 | 1 | 1 | 1 | 68.4 | 9.0117 | 4.9685 | 4.9685 | 0 | 0% | 829.25 | 68.4 | 0 | 760.85 | 829.25 | 68.4 | 0 | 760.85 | Winter | 0 | FALSE | 0 | 0 | 0 | 0 | 0 | 0 | 1 | 1
1977-02-04 | 2 | 4 | 20:00 | 0.6 | 20 | 1 | 33 |  | 22 | 15.6153 | 5.7752 | 21.3905 | 95% | 1 | 68.4 | 9.0117 | 4.9685 | 4.9685 | 0 | 0% | 11.0563 | 1 | 1 | 1 | 68.4 | 9.0117 | 4.9685 | 4.9685 | 0 | 0% | 761.25 | 68.4 | 0 | 692.85 | 761.25 | 68.4 | 0 | 692.85 | Winter | 0 | FALSE | 0 | 0 | 0 | 0 | 0 | 0 | 1 | 1
1977-02-04 | 2 | 4 | 21:00 | 0.6 | 21 | 1 | 33 |  | 22 | 15.6153 | 4.7252 | 20.3405 | 95% | 1 | 68.4 | 9.0117 | 4.9685 | 4.9685 | 0 | 0% | 10.6323 | 1 | 1 | 1 | 68.4 | 9.0117 | 4.9685 | 4.9685 | 0 | 0% | 732.25 | 68.4 | 0 | 663.85 | 732.25 | 68.4 | 0 | 663.85 | Winter | 0 | FALSE | 0 | 0 | 0 | 0 | 0 | 0 | 1 | 1
1977-02-04 | 2 | 4 | 22:00 | 0.6 | 22 | 1 | 33 |  | 22 | 15.6153 | 4.2002 | 19.8155 | 95% | 1 | 68.4 | 9.0117 | 4.9685 | 4.9685 | 0 | 0% | 10.3216 | 1 | 1 | 1 | 68.4 | 9.0117 | 4.9685 | 4.9685 | 0 | 0% | 711 | 68.4 | 0 | 642.6 | 711 | 68.4 | 0 | 642.6 | Winter | 0 | FALSE | 0 | 0 | 0 | 0 | 0 | 0 | 1 | 1
1977-02-04 | 2 | 4 | 23:00 | -0.6 | 23 | 1 | 31 |  | 24 | 17.0349 | 5.2502 | 22.2851 | 95% | 1 | 68.4 | 9.0117 | 4.9685 | 4.9685 | 0 | 0% | 10.1718 | 1 | 1 | 1 | 68.4 | 9.0117 | 4.9685 | 4.9685 | 0 | 0% | 700.75 | 68.4 | 0 | 632.35 | 700.75 | 68.4 | 0 | 632.35 | Winter | 0 | FALSE | 0 | 0 | 0 | 0 | 0 | 0 | 1 | 1
1977-02-04 | 2 | 4 | 24:00 | -0.6 | 0 | 1 | 31 |  | 24 | 17.0349 | 4.2002 | 21.235 | 95% | 1 | 68.4 | 9.0117 | 4.9685 | 4.9685 | 0 | 0% | 10.0548 | 1 | 1 | 1 | 68.4 | 9.0117 | 4.9685 | 4.9685 | 0 | 0% | 692.75 | 68.4 | 0 | 624.35 | 692.75 | 68.4 | 0 | 624.35 | Winter | 0 | FALSE | 0 | 0 | 0 | 0 | 0 | 0 | 1 | 1
1977-02-05 | 2 | 5 | 1:00 | -0.6 | 1 | 1 | 31 |  | 24 | 17.0349 | 3.9376 | 20.9725 | 95% | 1 | 68.4 | 9.0117 | 4.9685 | 4.9685 | 0 | 0% | 10.0037 | 1 | 1 | 1 | 68.4 | 9.0117 | 4.9685 | 4.9685 | 0 | 0% | 689.25 | 68.4 | 0 | 620.85 | 689.25 | 68.4 | 0 | 620.85 | Winter | 0 | FALSE | 0 | 0 | 0 | 0 | 0 | 0 | 1 | 1
1977-02-05 | 2 | 5 | 2:00 | -1.7 | 2 | 1 | 29 |  | 26 | 18.4544 | 3.1501 | 21.6046 | 95% | 1 | 68.4 | 9.0117 | 4.9685 | 4.9685 | 0 | 0% | 9.8026 | 1 | 1 | 1 | 68.4 | 9.0117 | 4.9685 | 4.9685 | 0 | 0% | 675.5 | 68.4 | 0 | 607.1 | 675.5 | 68.4 | 0 | 607.1 | Winter | 0 | FALSE | 0 | 0 | 0 | 0 | 0 | 0 | 1 | 1
1977-02-05 | 2 | 5 | 3:00 | -2.2 | 3 | 1 | 28 |  | 27 | 19.1642 | 3.4126 | 22.5769 | 95% | 1 | 68.4 | 9.0117 | 4.9685 | 4.9685 | 0 | 0% | 9.8319 | 1 | 1 | 1 | 68.4 | 9.0117 | 4.9685 | 4.9685 | 0 | 0% | 677.5 | 68.4 | 0 | 609.1 | 677.5 | 68.4 | 0 | 609.1 | Winter | 0 | FALSE | 0 | 0 | 0 | 0 | 0 | 0 | 1 | 1
1977-02-05 | 2 | 5 | 4:00 | -3.3 | 4 | 1 | 26 |  | 29 | 20.5838 | 3.1501 | 23.7339 | 95% | 1 | 68.4 | 9.0117 | 4.9685 | 4.9685 | 0 | 0% | 9.7478 | 1 | 1 | 1 | 68.4 | 9.0117 | 4.9685 | 4.9685 | 0 | 0% | 671.75 | 68.4 | 0 | 603.35 | 671.75 | 68.4 | 0 | 603.35 | Winter | 0 | FALSE | 0 | 0 | 0 | 0 | 0 | 0 | 1 | 1
1977-02-05 | 2 | 5 | 5:00 | -2.8 | 5 | 1 | 27 |  | 28 | 19.874 | 3.1501 | 23.0241 | 95% | 1 | 68.4 | 9.0117 | 4.9685 | 4.9685 | 0 | 0% | 9.8099 | 1 | 1 | 1 | 68.4 | 9.0117 | 4.9685 | 4.9685 | 0 | 0% | 676 | 68.4 | 0 | 607.6 | 676 | 68.4 | 0 | 607.6 | Winter | 0 | FALSE | 0 | 0 | 0 | 0 | 0 | 0 | 1 | 1
1977-02-05 | 2 | 5 | 6:00 | -2.8 | 6 | 1 | 27 |  | 28 | 19.874 | 3.9376 | 23.8117 | 95% | 1 | 68.4 | 9.0117 | 4.9685 | 4.9685 | 0 | 0% | 9.7661 | 1 | 1 | 1 | 68.4 | 9.0117 | 4.9685 | 4.9685 | 0 | 0% | 673 | 68.4 | 0 | 604.6 | 673 | 68.4 | 0 | 604.6 | Winter | 0 | FALSE | 0 | 0 | 0 | 0 | 0 | 0 | 1 | 1
1977-02-05 | 2 | 5 | 7:00 | -2.2 | 7 | 1 | 28 |  | 27 | 19.1642 | 4.7252 | 23.8894 | 95% | 1 | 68.4 | 9.0117 | 4.9685 | 4.9685 | 0 | 0% | 9.9159 | 1 | 1 | 1 | 68.4 | 9.0117 | 4.9685 | 4.9685 | 0 | 0% | 683.25 | 68.4 | 0 | 614.85 | 683.25 | 68.4 | 0 | 614.85 | Winter | 0 | FALSE | 0 | 0 | 0 | 0 | 0 | 0 | 1 | 1
1977-02-05 | 2 | 5 | 8:00 | -2.8 | 8 | 1 | 27 |  | 28 | 19.874 | 7.6128 | 27.4868 | 95% | 1 | 68.4 | 9.0117 | 4.9685 | 4.9685 | 0 | 0% | 10.9722 | 1 | 1 | 1 | 68.4 | 9.0117 | 4.9685 | 4.9685 | 0 | 0% | 755.5 | 68.4 | 0 | 687.1 | 755.5 | 68.4 | 0 | 687.1 | Winter | 0 | FALSE | 0 | 0 | 0 | 0 | 0 | 0 | 1 | 1
1977-02-05 | 2 | 5 | 9:00 | -1.7 | 9 | 1 | 29 |  | 26 | 18.4544 | 6.5627 | 25.0172 | 95% | 1 | 68.4 | 9.0117 | 4.9685 | 4.9685 | 0 | 0% | 10.9211 | 1 | 1 | 1 | 68.4 | 9.0117 | 4.9685 | 4.9685 | 0 | 0% | 752 | 68.4 | 0 | 683.6 | 752 | 68.4 | 0 | 683.6 | Winter | 0 | FALSE | 0 | 0 | 0 | 0 | 0 | 0 | 1 | 1
1977-02-05 | 2 | 5 | 10:00 | -1.1 | 10 | 1 | 30 |  | 25 | 17.7447 | 6.0377 | 23.7824 | 95% | 1 | 68.4 | 9.0117 | 4.9685 | 4.9685 | 0 | 0% | 11.3962 | 1 | 1 | 1 | 68.4 | 9.0117 | 4.9685 | 4.9685 | 0 | 0% | 784.5 | 68.4 | 0 | 716.1 | 784.5 | 68.4 | 0 | 716.1 | Winter | 0 | FALSE | 0 | 0 | 0 | 0 | 0 | 0 | 1 | 1
1977-02-05 | 2 | 5 | 11:00 | -1.1 | 11 | 1 | 30 |  | 25 | 17.7447 | 5.2502 | 22.9949 | 95% | 1 | 68.4 | 9.0117 | 4.9685 | 4.9685 | 0 | 0% | 12.1857 | 1 | 1 | 1 | 68.4 | 9.0117 | 4.9685 | 4.9685 | 0 | 0% | 838.5 | 68.4 | 0 | 770.1 | 838.5 | 68.4 | 0 | 770.1 | Winter | 0 | FALSE | 0 | 0 | 0 | 0 | 0 | 0 | 1 | 1
1977-02-05 | 2 | 5 | 12:00 | -0.6 | 12 | 1 | 31 |  | 24 | 17.0349 | 5.2502 | 22.2851 | 95% | 1 | 68.4 | 9.0117 | 4.9685 | 4.9685 | 0 | 0% | 12.3173 | 1 | 1 | 1 | 68.4 | 9.0117 | 4.9685 | 4.9685 | 0 | 0% | 847.5 | 68.4 | 0 | 779.1 | 847.5 | 68.4 | 0 | 779.1 | Winter | 0 | FALSE | 0 | 0 | 0 | 0 | 0 | 0 | 1 | 1
1977-02-05 | 2 | 5 | 13:00 | -0.6 | 13 | 1 | 31 |  | 24 | 17.0349 | 4.7252 | 21.76 | 95% | 1 | 68.4 | 9.0117 | 4.9685 | 4.9685 | 0 | 0% | 12.7741 | 1 | 1 | 1 | 68.4 | 9.0117 | 4.9685 | 4.9685 | 0 | 0% | 878.75 | 68.4 | 0 | 810.35 | 878.75 | 68.4 | 0 | 810.35 | Winter | 0 | FALSE | 0 | 0 | 0 | 0 | 0 | 0 | 1 | 1
1977-02-05 | 2 | 5 | 14:00 | -0.6 | 14 | 1 | 31 |  | 24 | 17.0349 | 3.9376 | 20.9725 | 95% | 1 | 68.4 | 9.0117 | 4.9685 | 4.9685 | 0 | 0% | 12.7997 | 1 | 1 | 1 | 68.4 | 9.0117 | 4.9685 | 4.9685 | 0 | 0% | 880.5 | 68.4 | 0 | 812.1 | 880.5 | 68.4 | 0 | 812.1 | Winter | 0 | FALSE | 0 | 0 | 0 | 0 | 0 | 0 | 1 | 1
1977-02-05 | 2 | 5 | 15:00 | -0.6 | 15 | 1 | 31 |  | 24 | 17.0349 | 3.6751 | 20.71 | 95% | 1 | 68.4 | 9.0117 | 4.9685 | 4.9685 | 0 | 0% | 12.5694 | 1 | 1 | 1 | 68.4 | 9.0117 | 4.9685 | 4.9685 | 0 | 0% | 864.75 | 68.4 | 0 | 796.35 | 864.75 | 68.4 | 0 | 796.35 | Winter | 0 | FALSE | 0 | 0 | 0 | 0 | 0 | 0 | 1 | 1
1977-02-05 | 2 | 5 | 16:00 | -0.6 | 16 | 1 | 31 |  | 24 | 17.0349 | 3.6751 | 20.71 | 95% | 1 | 68.4 | 9.0117 | 4.9685 | 4.9685 | 0 | 0% | 12.3246 | 1 | 1 | 1 | 68.4 | 9.0117 | 4.9685 | 4.9685 | 0 | 0% | 848 | 68.4 | 0 | 779.6 | 848 | 68.4 | 0 | 779.6 | Winter | 0 | FALSE | 0 | 0 | 0 | 0 | 0 | 0 | 1 | 1
1977-02-05 | 2 | 5 | 17:00 | -0.6 | 17 | 1 | 31 |  | 24 | 17.0349 | 4.7252 | 21.76 | 95% | 1 | 68.4 | 9.0117 | 4.9685 | 4.9685 | 0 | 0% | 12.1199 | 1 | 1 | 1 | 68.4 | 9.0117 | 4.9685 | 4.9685 | 0 | 0% | 834 | 68.4 | 0 | 765.6 | 834 | 68.4 | 0 | 765.6 | Winter | 1 | FALSE | 1 | 68.4 | 68.4 | 0 | 0 | 0 | 1 | 1
1977-02-05 | 2 | 5 | 18:00 | -0.6 | 18 | 1 | 31 |  | 24 | 17.0349 | 6.0377 | 23.0726 | 95% | 1 | 68.4 | 9.0117 | 4.9685 | 4.9685 | 0 | 0% | 12.7887 | 1 | 1 | 1 | 68.4 | 9.0117 | 4.9685 | 4.9685 | 0 | 0% | 879.75 | 68.4 | 0 | 811.35 | 879.75 | 68.4 | 0 | 811.35 | Winter | 1 | FALSE | 1 | 68.4 | 68.4 | 0 | 0 | 0 | 1 | 1
1977-02-05 | 2 | 5 | 19:00 | -0.6 | 19 | 1 | 31 |  | 24 | 17.0349 | 6.5627 | 23.5976 | 95% | 1 | 68.4 | 9.0117 | 4.9685 | 4.9685 | 0 | 0% | 12.1674 | 1 | 1 | 1 | 68.4 | 9.0117 | 4.9685 | 4.9685 | 0 | 0% | 837.25 | 68.4 | 0 | 768.85 | 837.25 | 68.4 | 0 | 768.85 | Winter | 0 | FALSE | 0 | 0 | 0 | 0 | 0 | 0 | 1 | 1
1977-02-05 | 2 | 5 | 20:00 | -1.7 | 20 | 1 | 29 |  | 26 | 18.4544 | 5.7752 | 24.2297 | 95% | 1 | 68.4 | 9.0117 | 4.9685 | 4.9685 | 0 | 0% | 11.7727 | 1 | 1 | 1 | 68.4 | 9.0117 | 4.9685 | 4.9685 | 0 | 0% | 810.25 | 68.4 | 0 | 741.85 | 810.25 | 68.4 | 0 | 741.85 | Winter | 0 | FALSE | 0 | 0 | 0 | 0 | 0 | 0 | 1 | 1
1977-02-05 | 2 | 5 | 21:00 | -1.7 | 21 | 1 | 29 |  | 26 | 18.4544 | 4.7252 | 23.1796 | 95% | 1 | 68.4 | 9.0117 | 4.9685 | 4.9685 | 0 | 0% | 11.5643 | 1 | 1 | 1 | 68.4 | 9.0117 | 4.9685 | 4.9685 | 0 | 0% | 796 | 68.4 | 0 | 727.6 | 796 | 68.4 | 0 | 727.6 | Winter | 0 | FALSE | 0 | 0 | 0 | 0 | 0 | 0 | 1 | 1
1977-02-05 | 2 | 5 | 22:00 | -2.2 | 22 | 1 | 28 |  | 27 | 19.1642 | 4.2002 | 23.3644 | 95% | 1 | 68.4 | 9.0117 | 4.9685 | 4.9685 | 0 | 0% | 10.7054 | 1 | 1 | 1 | 68.4 | 9.0117 | 4.9685 | 4.9685 | 0 | 0% | 737.25 | 68.4 | 0 | 668.85 | 737.25 | 68.4 | 0 | 668.85 | Winter | 0 | FALSE | 0 | 0 | 0 | 0 | 0 | 0 | 1 | 1
1977-02-05 | 2 | 5 | 23:00 | -2.8 | 23 | 1 | 27 |  | 28 | 19.874 | 5.2502 | 25.1242 | 95% | 1 | 68.4 | 9.0117 | 4.9685 | 4.9685 | 0 | 0% | 10.4459 | 1 | 1 | 1 | 68.4 | 9.0117 | 4.9685 | 4.9685 | 0 | 0% | 719.5 | 68.4 | 0 | 651.1 | 719.5 | 68.4 | 0 | 651.1 | Winter | 0 | FALSE | 0 | 0 | 0 | 0 | 0 | 0 | 1 | 1
1977-02-05 | 2 | 5 | 24:00 | -2.8 | 0 | 1 | 27 |  | 28 | 19.874 | 4.2002 | 24.0742 | 95% | 1 | 68.4 | 9.0117 | 4.9685 | 4.9685 | 0 | 0% | 10.2632 | 1 | 1 | 1 | 68.4 | 9.0117 | 4.9685 | 4.9685 | 0 | 0% | 707 | 68.4 | 0 | 638.6 | 707 | 68.4 | 0 | 638.6 | Winter | 0 | FALSE | 0 | 0 | 0 | 0 | 0 | 0 | 1 | 1
1977-02-06 | 2 | 6 | 1:00 | -2.8 | 1 | 1 | 27 |  | 28 | 19.874 | 3.9376 | 23.8117 | 95% | 1 | 68.4 | 9.0117 | 4.9685 | 4.9685 | 0 | 0% | 10.2961 | 1 | 1 | 1 | 68.4 | 9.0117 | 4.9685 | 4.9685 | 0 | 0% | 709.25 | 68.4 | 0 | 640.85 | 709.25 | 68.4 | 0 | 640.85 | Winter | 0 | FALSE | 0 | 0 | 0 | 0 | 0 | 0 | 1 | 1
1977-02-06 | 2 | 6 | 2:00 | -2.8 | 2 | 1 | 27 |  | 28 | 19.874 | 3.1501 | 23.0241 | 95% | 1 | 68.4 | 9.0117 | 4.9685 | 4.9685 | 0 | 0% | 10.1791 | 1 | 1 | 1 | 68.4 | 9.0117 | 4.9685 | 4.9685 | 0 | 0% | 701.25 | 68.4 | 0 | 632.85 | 701.25 | 68.4 | 0 | 632.85 | Winter | 0 | FALSE | 0 | 0 | 0 | 0 | 0 | 0 | 1 | 1
1977-02-06 | 2 | 6 | 3:00 | -4.4 | 3 | 1 | 24 |  | 31 | 22.0034 | 3.4126 | 25.416 | 95% | 1 | 68.4 | 9.0117 | 4.9685 | 4.9685 | 0 | 0% | 10.0548 | 1 | 1 | 1 | 68.4 | 9.0117 | 4.9685 | 4.9685 | 0 | 0% | 692.75 | 68.4 | 0 | 624.35 | 692.75 | 68.4 | 0 | 624.35 | Winter | 0 | FALSE | 0 | 0 | 0 | 0 | 0 | 0 | 1 | 1
1977-02-06 | 2 | 6 | 4:00 | -5.6 | 4 | 1 | 22 |  | 33 | 23.4229 | 3.1501 | 26.5731 | 95% | 1 | 68.4 | 9.0117 | 4.9685 | 4.9685 | 0 | 0% | 9.8904 | 1 | 1 | 1 | 68.4 | 9.0117 | 4.9685 | 4.9685 | 0 | 0% | 681.5 | 68.4 | 0 | 613.1 | 681.5 | 68.4 | 0 | 613.1 | Winter | 0 | FALSE | 0 | 0 | 0 | 0 | 0 | 0 | 1 | 1
1977-02-06 | 2 | 6 | 5:00 | -5.6 | 5 | 1 | 22 |  | 33 | 23.4229 | 3.1501 | 26.5731 | 95% | 1 | 68.4 | 9.0117 | 4.9685 | 4.9685 | 0 | 0% | 10.1608 | 1 | 1 | 1 | 68.4 | 9.0117 | 4.9685 | 4.9685 | 0 | 0% | 700 | 68.4 | 0 | 631.6 | 700 | 68.4 | 0 | 631.6 | Winter | 0 | FALSE | 0 | 0 | 0 | 0 | 0 | 0 | 1 | 1
1977-02-06 | 2 | 6 | 6:00 | -6.7 | 6 | 1 | 20 |  | 35 | 24.8425 | 3.9376 | 28.7802 | 95% | 1 | 68.4 | 9.0117 | 4.9685 | 4.9685 | 0 | 0% | 10.1206 | 1 | 1 | 1 | 68.4 | 9.0117 | 4.9685 | 4.9685 | 0 | 0% | 697.25 | 68.4 | 0 | 628.85 | 697.25 | 68.4 | 0 | 628.85 | Winter | 0 | FALSE | 0 | 0 | 0 | 0 | 0 | 0 | 1 | 1
1977-02-06 | 2 | 6 | 7:00 | -6.7 | 7 | 1 | 20 |  | 35 | 24.8425 | 4.7252 | 29.5677 | 95% | 1 | 68.4 | 9.0117 | 4.9685 | 4.9685 | 0 | 0% | 10.3363 | 1 | 1 | 1 | 68.4 | 9.0117 | 4.9685 | 4.9685 | 0 | 0% | 712 | 68.4 | 0 | 643.6 | 712 | 68.4 | 0 | 643.6 | Winter | 0 | FALSE | 0 | 0 | 0 | 0 | 0 | 0 | 1 | 1
1977-02-06 | 2 | 6 | 8:00 | -6.7 | 8 | 1 | 20 |  | 35 | 24.8425 | 7.6128 | 32.4553 | 95% | 1 | 68.4 | 9.0117 | 4.9685 | 4.9685 | 0 | 0% | 11.3889 | 1 | 1 | 1 | 68.4 | 9.0117 | 4.9685 | 4.9685 | 0 | 0% | 784 | 68.4 | 0 | 715.6 | 784 | 68.4 | 0 | 715.6 | Winter | 0 | FALSE | 0 | 0 | 0 | 0 | 0 | 0 | 1 | 1
1977-02-06 | 2 | 6 | 9:00 | -6.7 | 9 | 1 | 20 |  | 35 | 24.8425 | 6.5627 | 31.4053 | 95% | 1 | 68.4 | 9.0117 | 4.9685 | 4.9685 | 0 | 0% | 11.5497 | 1 | 1 | 1 | 68.4 | 9.0117 | 4.9685 | 4.9685 | 0 | 0% | 795 | 68.4 | 0 | 726.6 | 795 | 68.4 | 0 | 726.6 | Winter | 0 | FALSE | 0 | 0 | 0 | 0 | 0 | 0 | 1 | 1
1977-02-06 | 2 | 6 | 10:00 | -7.2 | 10 | 1 | 19 |  | 36 | 25.5523 | 6.0377 | 31.59 | 95% | 1 | 68.4 | 9.0117 | 4.9685 | 4.9685 | 0 | 0% | 11.5424 | 1 | 1 | 1 | 68.4 | 9.0117 | 4.9685 | 4.9685 | 0 | 0% | 794.5 | 68.4 | 0 | 726.1 | 794.5 | 68.4 | 0 | 726.1 | Winter | 0 | FALSE | 0 | 0 | 0 | 0 | 0 | 0 | 1 | 1
1977-02-06 | 2 | 6 | 11:00 | -6.1 | 11 | 1 | 21 |  | 34 | 24.1327 | 5.2502 | 29.3829 | 95% | 1 | 68.4 | 9.0117 | 4.9685 | 4.9685 | 0 | 0% | 12.3794 | 1 | 1 | 1 | 68.4 | 9.0117 | 4.9685 | 4.9685 | 0 | 0% | 851.75 | 68.4 | 0 | 783.35 | 851.75 | 68.4 | 0 | 783.35 | Winter | 0 | FALSE | 0 | 0 | 0 | 0 | 0 | 0 | 1 | 1
1977-02-06 | 2 | 6 | 12:00 | -5.6 | 12 | 1 | 22 |  | 33 | 23.4229 | 5.2502 | 28.6731 | 95% | 1 | 68.4 | 9.0117 | 4.9685 | 4.9685 | 0 | 0% | 12.2442 | 1 | 1 | 1 | 68.4 | 9.0117 | 4.9685 | 4.9685 | 0 | 0% | 842.5 | 68.4 | 0 | 774.1 | 842.5 | 68.4 | 0 | 774.1 | Winter | 0 | FALSE | 0 | 0 | 0 | 0 | 0 | 0 | 1 | 1
1977-02-06 | 2 | 6 | 13:00 | -5 | 13 | 1 | 23 |  | 32 | 22.7132 | 4.7252 | 27.4383 | 95% | 1 | 68.4 | 9.0117 | 4.9685 | 4.9685 | 0 | 0% | 12.1491 | 1 | 1 | 1 | 68.4 | 9.0117 | 4.9685 | 4.9685 | 0 | 0% | 836 | 68.4 | 0 | 767.6 | 836 | 68.4 | 0 | 767.6 | Winter | 0 | FALSE | 0 | 0 | 0 | 0 | 0 | 0 | 1 | 1
1977-02-06 | 2 | 6 | 14:00 | -3.9 | 14 | 1 | 25 |  | 30 | 21.2936 | 3.9376 | 25.2312 | 95% | 1 | 68.4 | 9.0117 | 4.9685 | 4.9685 | 0 | 0% | 12.6462 | 1 | 1 | 1 | 68.4 | 9.0117 | 4.9685 | 4.9685 | 0 | 0% | 870 | 68.4 | 0 | 801.6 | 870 | 68.4 | 0 | 801.6 | Winter | 0 | FALSE | 0 | 0 | 0 | 0 | 0 | 0 | 1 | 1
1977-02-06 | 2 | 6 | 15:00 | -3.3 | 15 | 1 | 26 |  | 29 | 20.5838 | 3.6751 | 24.2589 | 95% | 1 | 68.4 | 9.0117 | 4.9685 | 4.9685 | 0 | 0% | 12.6206 | 1 | 1 | 1 | 68.4 | 9.0117 | 4.9685 | 4.9685 | 0 | 0% | 868.25 | 68.4 | 0 | 799.85 | 868.25 | 68.4 | 0 | 799.85 | Winter | 0 | FALSE | 0 | 0 | 0 | 0 | 0 | 0 | 1 | 1
1977-02-06 | 2 | 6 | 16:00 | -4.4 | 16 | 1 | 24 |  | 31 | 22.0034 | 3.6751 | 25.6785 | 95% | 1 | 68.4 | 9.0117 | 4.9685 | 4.9685 | 0 | 0% | 12.5621 | 1 | 1 | 1 | 68.4 | 9.0117 | 4.9685 | 4.9685 | 0 | 0% | 864.25 | 68.4 | 0 | 795.85 | 864.25 | 68.4 | 0 | 795.85 | Winter | 0 | FALSE | 0 | 0 | 0 | 0 | 0 | 0 | 1 | 1
1977-02-06 | 2 | 6 | 17:00 | -5.6 | 17 | 1 | 22 |  | 33 | 23.4229 | 4.7252 | 28.1481 | 95% | 1 | 68.4 | 9.0117 | 4.9685 | 4.9685 | 0 | 0% | 12.2478 | 1 | 1 | 1 | 68.4 | 9.0117 | 4.9685 | 4.9685 | 0 | 0% | 842.75 | 68.4 | 0 | 774.35 | 842.75 | 68.4 | 0 | 774.35 | Winter | 1 | FALSE | 1 | 68.4 | 68.4 | 0 | 0 | 0 | 1 | 1
1977-02-06 | 2 | 6 | 18:00 | -5.6 | 18 | 1 | 22 |  | 33 | 23.4229 | 6.0377 | 29.4607 | 95% | 1 | 68.4 | 9.0117 | 4.9685 | 4.9685 | 0 | 0% | 11.8604 | 1 | 1 | 1 | 68.4 | 9.0117 | 4.9685 | 4.9685 | 0 | 0% | 816.25 | 68.4 | 0 | 747.85 | 816.25 | 68.4 | 0 | 747.85 | Winter | 1 | FALSE | 1 | 68.4 | 68.4 | 0 | 0 | 0 | 1 | 1
1977-02-06 | 2 | 6 | 19:00 | -6.7 | 19 | 1 | 20 |  | 35 | 24.8425 | 6.5627 | 31.4053 | 95% | 1 | 68.4 | 9.0117 | 4.9685 | 4.9685 | 0 | 0% | 11.5497 | 1 | 1 | 1 | 68.4 | 9.0117 | 4.9685 | 4.9685 | 0 | 0% | 795 | 68.4 | 0 | 726.6 | 795 | 68.4 | 0 | 726.6 | Winter | 0 | FALSE | 0 | 0 | 0 | 0 | 0 | 0 | 1 | 1
1977-02-06 | 2 | 6 | 20:00 | -7.2 | 20 | 1 | 19 |  | 36 | 25.5523 | 5.7752 | 31.3275 | 95% | 1 | 68.4 | 9.0117 | 4.9685 | 4.9685 | 0 | 0% | 11.0709 | 1 | 1 | 1 | 68.4 | 9.0117 | 4.9685 | 4.9685 | 0 | 0% | 762.25 | 68.4 | 0 | 693.85 | 762.25 | 68.4 | 0 | 693.85 | Winter | 0 | FALSE | 0 | 0 | 0 | 0 | 0 | 0 | 1 | 1
1977-02-06 | 2 | 6 | 21:00 | -7.8 | 21 | 1 | 18 |  | 37 | 26.2621 | 4.7252 | 30.9873 | 95% | 1 | 68.4 | 9.0117 | 4.9685 | 4.9685 | 0 | 0% | 10.8991 | 1 | 1 | 1 | 68.4 | 9.0117 | 4.9685 | 4.9685 | 0 | 0% | 750.5 | 68.4 | 0 | 682.1 | 750.5 | 68.4 | 0 | 682.1 | Winter | 0 | FALSE | 0 | 0 | 0 | 0 | 0 | 0 | 1 | 1
1977-02-06 | 2 | 6 | 22:00 | -7.8 | 22 | 1 | 18 |  | 37 | 26.2621 | 4.2002 | 30.4622 | 95% | 1 | 68.4 | 9.0117 | 4.9685 | 4.9685 | 0 | 0% | 10.837 | 1 | 1 | 1 | 68.4 | 9.0117 | 4.9685 | 4.9685 | 0 | 0% | 746.25 | 68.4 | 0 | 677.85 | 746.25 | 68.4 | 0 | 677.85 | Winter | 0 | FALSE | 0 | 0 | 0 | 0 | 0 | 0 | 1 | 1
1977-02-06 | 2 | 6 | 23:00 | -8.3 | 23 | 1 | 17 |  | 38 | 26.9719 | 5.2502 | 32.2221 | 95% | 1 | 68.4 | 9.0117 | 4.9685 | 4.9685 | 0 | 0% | 10.6689 | 1 | 1 | 1 | 68.4 | 9.0117 | 4.9685 | 4.9685 | 0 | 0% | 734.75 | 68.4 | 0 | 666.35 | 734.75 | 68.4 | 0 | 666.35 | Winter | 0 | FALSE | 0 | 0 | 0 | 0 | 0 | 0 | 1 | 1
1977-02-06 | 2 | 6 | 24:00 | -8.3 | 0 | 1 | 17 |  | 38 | 26.9719 | 4.2002 | 31.172 | 95% | 1 | 68.4 | 9.0117 | 4.9685 | 4.9685 | 0 | 0% | 10.3692 | 1 | 1 | 1 | 68.4 | 9.0117 | 4.9685 | 4.9685 | 0 | 0% | 714.25 | 68.4 | 0 | 645.85 | 714.25 | 68.4 | 0 | 645.85 | Winter | 0 | FALSE | 0 | 0 | 0 | 0 | 0 | 0 | 1 | 1
1977-02-07 | 2 | 7 | 1:00 | -8.3 | 1 | 1 | 17 |  | 38 | 26.9719 | 3.9376 | 30.9095 | 95% | 1 | 68.4 | 9.0117 | 4.9685 | 4.9685 | 0 | 0% | 10.4203 | 1 | 1 | 1 | 68.4 | 9.0117 | 4.9685 | 4.9685 | 0 | 0% | 717.75 | 68.4 | 0 | 649.35 | 717.75 | 68.4 | 0 | 649.35 | Winter | 0 | FALSE | 0 | 0 | 0 | 0 | 0 | 0 | 1 | 1
1977-02-07 | 2 | 7 | 2:00 | -8.3 | 2 | 1 | 17 |  | 38 | 26.9719 | 3.1501 | 30.122 | 95% | 1 | 68.4 | 9.0117 | 4.9685 | 4.9685 | 0 | 0% | 9.9232 | 1 | 1 | 1 | 68.4 | 9.0117 | 4.9685 | 4.9685 | 0 | 0% | 683.75 | 68.4 | 0 | 615.35 | 683.75 | 68.4 | 0 | 615.35 | Winter | 0 | FALSE | 0 | 0 | 0 | 0 | 0 | 0 | 1 | 1
1977-02-07 | 2 | 7 | 3:00 | -7.8 | 3 | 1 | 18 |  | 37 | 26.2621 | 3.4126 | 29.6747 | 95% | 1 | 68.4 | 9.0117 | 4.9685 | 4.9685 | 0 | 0% | 9.9525 | 1 | 1 | 1 | 68.4 | 9.0117 | 4.9685 | 4.9685 | 0 | 0% | 685.75 | 68.4 | 0 | 617.35 | 685.75 | 68.4 | 0 | 617.35 | Winter | 0 | FALSE | 0 | 0 | 0 | 0 | 0 | 0 | 1 | 1
1977-02-07 | 2 | 7 | 4:00 | -7.8 | 4 | 1 | 18 |  | 37 | 26.2621 | 3.1501 | 29.4122 | 95% | 1 | 68.4 | 9.0117 | 4.9685 | 4.9685 | 0 | 0% | 10.0292 | 1 | 1 | 1 | 68.4 | 9.0117 | 4.9685 | 4.9685 | 0 | 0% | 691 | 68.4 | 0 | 622.6 | 691 | 68.4 | 0 | 622.6 | Winter | 0 | FALSE | 0 | 0 | 0 | 0 | 0 | 0 | 1 | 1
1977-02-07 | 2 | 7 | 5:00 | -7.8 | 5 | 1 | 18 |  | 37 | 26.2621 | 3.1501 | 29.4122 | 95% | 1 | 68.4 | 9.0117 | 4.9685 | 4.9685 | 0 | 0% | 9.9963 | 1 | 1 | 1 | 68.4 | 9.0117 | 4.9685 | 4.9685 | 0 | 0% | 688.75 | 68.4 | 0 | 620.35 | 688.75 | 68.4 | 0 | 620.35 | Winter | 0 | FALSE | 0 | 0 | 0 | 0 | 0 | 0 | 1 | 1
1977-02-07 | 2 | 7 | 6:00 | -7.8 | 6 | 1 | 18 |  | 37 | 26.2621 | 3.9376 | 30.1997 | 95% | 1 | 68.4 | 9.0117 | 4.9685 | 4.9685 | 0 | 0% | 10.117 | 1 | 1 | 1 | 68.4 | 9.0117 | 4.9685 | 4.9685 | 0 | 0% | 697 | 68.4 | 0 | 628.6 | 697 | 68.4 | 0 | 628.6 | Winter | 0 | FALSE | 0 | 0 | 0 | 0 | 0 | 0 | 1 | 1
1977-02-07 | 2 | 7 | 7:00 | -7.2 | 7 | 1 | 19 |  | 36 | 25.5523 | 4.7252 | 30.2775 | 95% | 1 | 68.4 | 9.0117 | 4.9685 | 4.9685 | 0 | 0% | 10.0841 | 1 | 1 | 1 | 68.4 | 9.0117 | 4.9685 | 4.9685 | 0 | 0% | 694.75 | 68.4 | 0 | 626.35 | 694.75 | 68.4 | 0 | 626.35 | Winter | 0 | FALSE | 0 | 0 | 0 | 0 | 0 | 0 | 1 | 1
1977-02-07 | 2 | 7 | 8:00 | -7.2 | 8 | 1 | 19 |  | 36 | 25.5523 | 7.6128 | 33.1651 | 95% | 1 | 68.4 | 9.0117 | 4.9685 | 4.9685 | 0 | 0% | 10.2887 | 1 | 1 | 1 | 68.4 | 9.0117 | 4.9685 | 4.9685 | 0 | 0% | 708.75 | 68.4 | 0 | 640.35 | 708.75 | 68.4 | 0 | 640.35 | Winter | 0 | FALSE | 0 | 0 | 0 | 0 | 0 | 0 | 1 | 1
1977-02-07 | 2 | 7 | 9:00 | -7.2 | 9 | 1 | 19 |  | 36 | 25.5523 | 6.5627 | 32.115 | 95% | 1 | 68.4 | 9.0117 | 4.9685 | 4.9685 | 0 | 0% | 10.2595 | 1 | 1 | 1 | 68.4 | 9.0117 | 4.9685 | 4.9685 | 0 | 0% | 706.75 | 68.4 | 0 | 638.35 | 706.75 | 68.4 | 0 | 638.35 | Winter | 0 | FALSE | 0 | 0 | 0 | 0 | 0 | 0 | 1 | 1
1977-02-07 | 2 | 7 | 10:00 | -7.2 | 10 | 1 | 19 |  | 36 | 25.5523 | 6.0377 | 31.59 | 95% | 1 | 68.4 | 9.0117 | 4.9685 | 4.9685 | 0 | 0% | 10.5556 | 1 | 1 | 1 | 68.4 | 9.0117 | 4.9685 | 4.9685 | 0 | 0% | 727 | 68.4 | 0 | 658.6 | 727 | 68.4 | 0 | 658.6 | Winter | 0 | FALSE | 0 | 0 | 0 | 0 | 0 | 0 | 1 | 1
1977-02-07 | 2 | 7 | 11:00 | -6.7 | 11 | 1 | 20 |  | 35 | 24.8425 | 5.2502 | 30.0927 | 95% | 1 | 68.4 | 9.0117 | 4.9685 | 4.9685 | 0 | 0% | 10.7091 | 1 | 1 | 1 | 68.4 | 9.0117 | 4.9685 | 4.9685 | 0 | 0% | 737.5 | 68.4 | 0 | 669.1 | 737.5 | 68.4 | 0 | 669.1 | Winter | 0 | FALSE | 0 | 0 | 0 | 0 | 0 | 0 | 1 | 1
1977-02-07 | 2 | 7 | 12:00 | -5.6 | 12 | 1 | 22 |  | 33 | 23.4229 | 5.2502 | 28.6731 | 95% | 1 | 68.4 | 9.0117 | 4.9685 | 4.9685 | 0 | 0% | 10.8114 | 1 | 1 | 1 | 68.4 | 9.0117 | 4.9685 | 4.9685 | 0 | 0% | 744.5 | 68.4 | 0 | 676.1 | 744.5 | 68.4 | 0 | 676.1 | Winter | 0 | FALSE | 0 | 0 | 0 | 0 | 0 | 0 | 1 | 1
1977-02-07 | 2 | 7 | 13:00 | -4.4 | 13 | 1 | 24 |  | 31 | 22.0034 | 4.7252 | 26.7285 | 95% | 1 | 68.4 | 9.0117 | 4.9685 | 4.9685 | 0 | 0% | 10.9905 | 1 | 1 | 1 | 68.4 | 9.0117 | 4.9685 | 4.9685 | 0 | 0% | 756.75 | 68.4 | 0 | 688.35 | 756.75 | 68.4 | 0 | 688.35 | Winter | 0 | FALSE | 0 | 0 | 0 | 0 | 0 | 0 | 1 | 1
1977-02-07 | 2 | 7 | 14:00 | -3.9 | 14 | 1 | 25 |  | 30 | 21.2936 | 3.9376 | 25.2312 | 95% | 1 | 68.4 | 9.0117 | 4.9685 | 4.9685 | 0 | 0% | 11.1001 | 1 | 1 | 1 | 68.4 | 9.0117 | 4.9685 | 4.9685 | 0 | 0% | 764.25 | 68.4 | 0 | 695.85 | 764.25 | 68.4 | 0 | 695.85 | Winter | 0 | FALSE | 0 | 0 | 0 | 0 | 0 | 0 | 1 | 1
1977-02-07 | 2 | 7 | 15:00 | -2.8 | 15 | 1 | 27 |  | 28 | 19.874 | 3.6751 | 23.5492 | 95% | 1 | 68.4 | 9.0117 | 4.9685 | 4.9685 | 0 | 0% | 11.2244 | 1 | 1 | 1 | 68.4 | 9.0117 | 4.9685 | 4.9685 | 0 | 0% | 772.75 | 68.4 | 0 | 704.35 | 772.75 | 68.4 | 0 | 704.35 | Winter | 0 | FALSE | 0 | 0 | 0 | 0 | 0 | 0 | 1 | 1
1977-02-07 | 2 | 7 | 16:00 | -2.8 | 16 | 1 | 27 |  | 28 | 19.874 | 3.6751 | 23.5492 | 95% | 1 | 68.4 | 9.0117 | 4.9685 | 4.9685 | 0 | 0% | 10.7602 | 1 | 1 | 1 | 68.4 | 9.0117 | 4.9685 | 4.9685 | 0 | 0% | 741 | 68.4 | 0 | 672.6 | 741 | 68.4 | 0 | 672.6 | Winter | 0 | FALSE | 0 | 0 | 0 | 0 | 0 | 0 | 1 | 1
1977-02-07 | 2 | 7 | 17:00 | -2.8 | 17 | 1 | 27 |  | 28 | 19.874 | 4.7252 | 24.5992 | 95% | 1 | 68.4 | 9.0117 | 4.9685 | 4.9685 | 0 | 0% | 10.2558 | 1 | 1 | 1 | 68.4 | 9.0117 | 4.9685 | 4.9685 | 0 | 0% | 706.5 | 68.4 | 0 | 638.1 | 706.5 | 68.4 | 0 | 638.1 | Winter | 1 | FALSE | 1 | 68.4 | 68.4 | 0 | 0 | 0 | 1 | 1
1977-02-07 | 2 | 7 | 18:00 | -3.3 | 18 | 1 | 26 |  | 29 | 20.5838 | 6.0377 | 26.6215 | 95% | 1 | 68.4 | 9.0117 | 4.9685 | 4.9685 | 0 | 0% | 10.5702 | 1 | 1 | 1 | 68.4 | 9.0117 | 4.9685 | 4.9685 | 0 | 0% | 728 | 68.4 | 0 | 659.6 | 728 | 68.4 | 0 | 659.6 | Winter | 1 | FALSE | 1 | 68.4 | 68.4 | 0 | 0 | 0 | 1 | 1
1977-02-07 | 2 | 7 | 19:00 | -3.9 | 19 | 1 | 25 |  | 30 | 21.2936 | 6.5627 | 27.8563 | 95% | 1 | 68.4 | 9.0117 | 4.9685 | 4.9685 | 0 | 0% | 10.402 | 1 | 1 | 1 | 68.4 | 9.0117 | 4.9685 | 4.9685 | 0 | 0% | 716.5 | 68.4 | 0 | 648.1 | 716.5 | 68.4 | 0 | 648.1 | Winter | 0 | FALSE | 0 | 0 | 0 | 0 | 0 | 0 | 1 | 1
1977-02-07 | 2 | 7 | 20:00 | -4.4 | 20 | 1 | 24 |  | 31 | 22.0034 | 5.7752 | 27.7786 | 95% | 1 | 68.4 | 9.0117 | 4.9685 | 4.9685 | 0 | 0% | 9.9306 | 1 | 1 | 1 | 68.4 | 9.0117 | 4.9685 | 4.9685 | 0 | 0% | 684.25 | 68.4 | 0 | 615.85 | 684.25 | 68.4 | 0 | 615.85 | Winter | 0 | FALSE | 0 | 0 | 0 | 0 | 0 | 0 | 1 | 1
1977-02-07 | 2 | 7 | 21:00 | -5.6 | 21 | 1 | 22 |  | 33 | 23.4229 | 4.7252 | 28.1481 | 95% | 1 | 68.4 | 9.0117 | 4.9685 | 4.9685 | 0 | 0% | 10.1243 | 1 | 1 | 1 | 68.4 | 9.0117 | 4.9685 | 4.9685 | 0 | 0% | 697.5 | 68.4 | 0 | 629.1 | 697.5 | 68.4 | 0 | 629.1 | Winter | 0 | FALSE | 0 | 0 | 0 | 0 | 0 | 0 | 1 | 1
1977-02-07 | 2 | 7 | 22:00 | -6.1 | 22 | 1 | 21 |  | 34 | 24.1327 | 4.2002 | 28.3329 | 95% | 1 | 68.4 | 9.0117 | 4.9685 | 4.9685 | 0 | 0% | 10.2741 | 1 | 1 | 1 | 68.4 | 9.0117 | 4.9685 | 4.9685 | 0 | 0% | 707.75 | 68.4 | 0 | 639.35 | 707.75 | 68.4 | 0 | 639.35 | Winter | 0 | FALSE | 0 | 0 | 0 | 0 | 0 | 0 | 1 | 1
1977-02-07 | 2 | 7 | 23:00 | -6.7 | 23 | 1 | 20 |  | 35 | 24.8425 | 5.2502 | 30.0927 | 95% | 1 | 68.4 | 9.0117 | 4.9685 | 4.9685 | 0 | 0% | 10.3399 | 1 | 1 | 1 | 68.4 | 9.0117 | 4.9685 | 4.9685 | 0 | 0% | 712.25 | 68.4 | 0 | 643.85 | 712.25 | 68.4 | 0 | 643.85 | Winter | 0 | FALSE | 0 | 0 | 0 | 0 | 0 | 0 | 1 | 1
1977-02-07 | 2 | 7 | 24:00 | -7.2 | 0 | 1 | 19 |  | 36 | 25.5523 | 4.2002 | 29.7525 | 95% | 1 | 68.4 | 9.0117 | 4.9685 | 4.9685 | 0 | 0% | 10.2961 | 1 | 1 | 1 | 68.4 | 9.0117 | 4.9685 | 4.9685 | 0 | 0% | 709.25 | 68.4 | 0 | 640.85 | 709.25 | 68.4 | 0 | 640.85 | Winter | 0 | FALSE | 0 | 0 | 0 | 0 | 0 | 0 | 1 | 1
1977-02-08 | 2 | 8 | 1:00 | -7.2 | 1 | 2 | 19 |  | 36 | 25.5523 | 3.9376 | 29.49 | 95% | 1 | 68.4 | 9.0117 | 4.9685 | 4.9685 | 0 | 0% | 10.1974 | 1 | 1 | 1 | 68.4 | 9.0117 | 4.9685 | 4.9685 | 0 | 0% | 702.5 | 68.4 | 0 | 634.1 | 702.5 | 68.4 | 0 | 634.1 | Winter | 0 | 0 | 0 | 0 | 0 | 0 | 0 | 0 | 1 | 1
1977-02-08 | 2 | 8 | 2:00 | -7.8 | 2 | 2 | 18 |  | 37 | 26.2621 | 3.1501 | 29.4122 | 95% | 1 | 68.4 | 9.0117 | 4.9685 | 4.9685 | 0 | 0% | 10.4167 | 1 | 1 | 1 | 68.4 | 9.0117 | 4.9685 | 4.9685 | 0 | 0% | 717.5 | 68.4 | 0 | 649.1 | 717.5 | 68.4 | 0 | 649.1 | Winter | 0 | 0 | 0 | 0 | 0 | 0 | 0 | 0 | 1 | 1
1977-02-08 | 2 | 8 | 3:00 | -7.8 | 3 | 2 | 18 |  | 37 | 26.2621 | 3.4126 | 29.6747 | 95% | 1 | 68.4 | 9.0117 | 4.9685 | 4.9685 | 0 | 0% | 10.0439 | 1 | 1 | 1 | 68.4 | 9.0117 | 4.9685 | 4.9685 | 0 | 0% | 692 | 68.4 | 0 | 623.6 | 692 | 68.4 | 0 | 623.6 | Winter | 0 | 0 | 0 | 0 | 0 | 0 | 0 | 0 | 1 | 1
1977-02-08 | 2 | 8 | 4:00 | -7.2 | 4 | 2 | 19 |  | 36 | 25.5523 | 3.1501 | 28.7024 | 95% | 1 | 68.4 | 9.0117 | 4.9685 | 4.9685 | 0 | 0% | 9.788 | 1 | 1 | 1 | 68.4 | 9.0117 | 4.9685 | 4.9685 | 0 | 0% | 674.5 | 68.4 | 0 | 606.1 | 674.5 | 68.4 | 0 | 606.1 | Winter | 0 | 0 | 0 | 0 | 0 | 0 | 0 | 0 | 1 | 1
1977-02-08 | 2 | 8 | 5:00 | -7.8 | 5 | 2 | 18 |  | 37 | 26.2621 | 3.1501 | 29.4122 | 95% | 1 | 68.4 | 9.0117 | 4.9685 | 4.9685 | 0 | 0% | 10.1499 | 1 | 1 | 1 | 68.4 | 9.0117 | 4.9685 | 4.9685 | 0 | 0% | 699.25 | 68.4 | 0 | 630.85 | 699.25 | 68.4 | 0 | 630.85 | Winter | 0 | 0 | 0 | 0 | 0 | 0 | 0 | 0 | 1 | 1
1977-02-08 | 2 | 8 | 6:00 | -7.8 | 6 | 2 | 18 |  | 37 | 26.2621 | 3.9376 | 30.1997 | 95% | 1 | 68.4 | 9.0117 | 4.9685 | 4.9685 | 0 | 0% | 10.1279 | 1 | 1 | 1 | 68.4 | 9.0117 | 4.9685 | 4.9685 | 0 | 0% | 697.75 | 68.4 | 0 | 629.35 | 697.75 | 68.4 | 0 | 629.35 | Winter | 0 | 0 | 0 | 0 | 0 | 0 | 0 | 0 | 1 | 1
1977-02-08 | 2 | 8 | 7:00 | -7.8 | 7 | 2 | 18 |  | 37 | 26.2621 | 4.7252 | 30.9873 | 95% | 1 | 68.4 | 9.0117 | 4.9685 | 4.9685 | 0 | 0% | 9.9525 | 1 | 1 | 1 | 68.4 | 9.0117 | 4.9685 | 4.9685 | 0 | 0% | 685.75 | 68.4 | 0 | 617.35 | 685.75 | 68.4 | 0 | 617.35 | Winter | 0 | 0 | 0 | 0 | 0 | 0 | 0 | 0 | 1 | 1
1977-02-08 | 2 | 8 | 8:00 | -7.2 | 8 | 2 | 19 |  | 36 | 25.5523 | 7.6128 | 33.1651 | 95% | 1 | 68.4 | 9.0117 | 4.9685 | 4.9685 | 0 | 0% | 9.8611 | 1 | 1 | 1 | 68.4 | 9.0117 | 4.9685 | 4.9685 | 0 | 0% | 679.5 | 68.4 | 0 | 611.1 | 679.5 | 68.4 | 0 | 611.1 | Winter | 0 | 0 | 0 | 0 | 0 | 0 | 0 | 0 | 1 | 1
1977-02-08 | 2 | 8 | 9:00 | -6.7 | 9 | 2 | 20 |  | 35 | 24.8425 | 6.5627 | 31.4053 | 95% | 1 | 68.4 | 9.0117 | 4.9685 | 4.9685 | 0 | 0% | 10.0731 | 1 | 1 | 1 | 68.4 | 9.0117 | 4.9685 | 4.9685 | 0 | 0% | 694 | 68.4 | 0 | 625.6 | 694 | 68.4 | 0 | 625.6 | Winter | 0 | 0 | 0 | 0 | 0 | 0 | 0 | 0 | 1 | 1
1977-02-08 | 2 | 8 | 10:00 | -5.6 | 10 | 2 | 22 |  | 33 | 23.4229 | 6.0377 | 29.4607 | 95% | 1 | 68.4 | 9.0117 | 4.9685 | 4.9685 | 0 | 0% | 10.1389 | 1 | 1 | 1 | 68.4 | 9.0117 | 4.9685 | 4.9685 | 0 | 0% | 698.5 | 68.4 | 0 | 630.1 | 698.5 | 68.4 | 0 | 630.1 | Winter | 0 | 0 | 0 | 0 | 0 | 0 | 0 | 0 | 1 | 1
1977-02-08 | 2 | 8 | 11:00 | -3.9 | 11 | 2 | 25 |  | 30 | 21.2936 | 5.2502 | 26.5438 | 95% | 1 | 68.4 | 9.0117 | 4.9685 | 4.9685 | 0 | 0% | 10.1754 | 1 | 1 | 1 | 68.4 | 9.0117 | 4.9685 | 4.9685 | 0 | 0% | 701 | 68.4 | 0 | 632.6 | 701 | 68.4 | 0 | 632.6 | Winter | 0 | 0 | 0 | 0 | 0 | 0 | 0 | 0 | 1 | 1
1977-02-08 | 2 | 8 | 12:00 | -2.2 | 12 | 2 | 28 |  | 27 | 19.1642 | 5.2502 | 24.4144 | 95% | 1 | 68.4 | 9.0117 | 4.9685 | 4.9685 | 0 | 0% | 10.4313 | 1 | 1 | 1 | 68.4 | 9.0117 | 4.9685 | 4.9685 | 0 | 0% | 718.5 | 68.4 | 0 | 650.1 | 718.5 | 68.4 | 0 | 650.1 | Winter | 0 | 0 | 0 | 0 | 0 | 0 | 0 | 0 | 1 | 1
1977-02-08 | 2 | 8 | 13:00 | -1.1 | 13 | 2 | 30 |  | 25 | 17.7447 | 4.7252 | 22.4698 | 95% | 1 | 68.4 | 9.0117 | 4.9685 | 4.9685 | 0 | 0% | 10.4678 | 1 | 1 | 1 | 68.4 | 9.0117 | 4.9685 | 4.9685 | 0 | 0% | 721 | 68.4 | 0 | 652.6 | 721 | 68.4 | 0 | 652.6 | Winter | 0 | 0 | 0 | 0 | 0 | 0 | 0 | 0 | 1 | 1
1977-02-08 | 2 | 8 | 14:00 | 0.6 | 14 | 2 | 33 |  | 22 | 15.6153 | 3.9376 | 19.5529 | 95% | 1 | 68.4 | 9.0117 | 4.9685 | 4.9685 | 0 | 0% | 10.625 | 1 | 1 | 1 | 68.4 | 9.0117 | 4.9685 | 4.9685 | 0 | 0% | 731.75 | 68.4 | 0 | 663.35 | 731.75 | 68.4 | 0 | 663.35 | Winter | 0 | 0 | 0 | 0 | 0 | 0 | 0 | 0 | 1 | 1
1977-02-08 | 2 | 8 | 15:00 | 0.6 | 15 | 2 | 33 |  | 22 | 15.6153 | 3.6751 | 19.2904 | 95% | 1 | 68.4 | 9.0117 | 4.9685 | 4.9685 | 0 | 0% | 10.7602 | 1 | 1 | 1 | 68.4 | 9.0117 | 4.9685 | 4.9685 | 0 | 0% | 741 | 68.4 | 0 | 672.6 | 741 | 68.4 | 0 | 672.6 | Winter | 0 | 0 | 0 | 0 | 0 | 0 | 0 | 0 | 1 | 1
1977-02-08 | 2 | 8 | 16:00 | 0.6 | 16 | 2 | 33 |  | 22 | 15.6153 | 3.6751 | 19.2904 | 95% | 1 | 68.4 | 9.0117 | 4.9685 | 4.9685 | 0 | 0% | 10.6506 | 1 | 1 | 1 | 68.4 | 9.0117 | 4.9685 | 4.9685 | 0 | 0% | 733.5 | 68.4 | 0 | 665.1 | 733.5 | 68.4 | 0 | 665.1 | Winter | 0 | 0 | 0 | 0 | 0 | 0 | 0 | 0 | 1 | 1
1977-02-08 | 2 | 8 | 17:00 | 0 | 17 | 2 | 32 |  | 23 | 16.3251 | 4.7252 | 21.0503 | 95% | 1 | 68.4 | 9.0117 | 4.9685 | 4.9685 | 0 | 0% | 10.5629 | 1 | 1 | 1 | 68.4 | 9.0117 | 4.9685 | 4.9685 | 0 | 0% | 727.5 | 68.4 | 0 | 659.1 | 727.5 | 68.4 | 0 | 659.1 | Winter | 0 | 0 | 0 | 0 | 0 | 0 | 0 | 0 | 1 | 1
1977-02-08 | 2 | 8 | 18:00 | -0.6 | 18 | 2 | 31 |  | 24 | 17.0349 | 6.0377 | 23.0726 | 95% | 1 | 68.4 | 9.0117 | 4.9685 | 4.9685 | 0 | 0% | 10.508 | 1 | 1 | 1 | 68.4 | 9.0117 | 4.9685 | 4.9685 | 0 | 0% | 723.75 | 68.4 | 0 | 655.35 | 723.75 | 68.4 | 0 | 655.35 | Winter | 0 | 0 | 0 | 0 | 0 | 0 | 0 | 0 | 1 | 1
1977-02-08 | 2 | 8 | 19:00 | -1.1 | 19 | 2 | 30 |  | 25 | 17.7447 | 6.5627 | 24.3074 | 95% | 1 | 68.4 | 9.0117 | 4.9685 | 4.9685 | 0 | 0% | 10.6396 | 1 | 1 | 1 | 68.4 | 9.0117 | 4.9685 | 4.9685 | 0 | 0% | 732.75 | 68.4 | 0 | 664.35 | 732.75 | 68.4 | 0 | 664.35 | Winter | 0 | 0 | 0 | 0 | 0 | 0 | 0 | 0 | 1 | 1
1977-02-08 | 2 | 8 | 20:00 | -1.7 | 20 | 2 | 29 |  | 26 | 18.4544 | 5.7752 | 24.2297 | 95% | 1 | 68.4 | 9.0117 | 4.9685 | 4.9685 | 0 | 0% | 10.5994 | 1 | 1 | 1 | 68.4 | 9.0117 | 4.9685 | 4.9685 | 0 | 0% | 730 | 68.4 | 0 | 661.6 | 730 | 68.4 | 0 | 661.6 | Winter | 0 | 0 | 0 | 0 | 0 | 0 | 0 | 0 | 1 | 1
1977-02-08 | 2 | 8 | 21:00 | -2.2 | 21 | 2 | 28 |  | 27 | 19.1642 | 4.7252 | 23.8894 | 95% | 1 | 68.4 | 9.0117 | 4.9685 | 4.9685 | 0 | 0% | 10.3838 | 1 | 1 | 1 | 68.4 | 9.0117 | 4.9685 | 4.9685 | 0 | 0% | 715.25 | 68.4 | 0 | 646.85 | 715.25 | 68.4 | 0 | 646.85 | Winter | 0 | 0 | 0 | 0 | 0 | 0 | 0 | 0 | 1 | 1
1977-02-08 | 2 | 8 | 22:00 | -2.8 | 22 | 2 | 27 |  | 28 | 19.874 | 4.2002 | 24.0742 | 95% | 1 | 68.4 | 9.0117 | 4.9685 | 4.9685 | 0 | 0% | 10.212 | 1 | 1 | 1 | 68.4 | 9.0117 | 4.9685 | 4.9685 | 0 | 0% | 703.5 | 68.4 | 0 | 635.1 | 703.5 | 68.4 | 0 | 635.1 | Winter | 0 | 0 | 0 | 0 | 0 | 0 | 0 | 0 | 1 | 1
1977-02-08 | 2 | 8 | 23:00 | -2.8 | 23 | 2 | 27 |  | 28 | 19.874 | 5.2502 | 25.1242 | 95% | 1 | 68.4 | 9.0117 | 4.9685 | 4.9685 | 0 | 0% | 10.6104 | 1 | 1 | 1 | 68.4 | 9.0117 | 4.9685 | 4.9685 | 0 | 0% | 730.75 | 68.4 | 0 | 662.35 | 730.75 | 68.4 | 0 | 662.35 | Winter | 0 | 0 | 0 | 0 | 0 | 0 | 0 | 0 | 1 | 1
1977-02-08 | 2 | 8 | 24:00 | -3.9 | 0 | 2 | 25 |  | 30 | 21.2936 | 4.2002 | 25.4937 | 95% | 1 | 68.4 | 9.0117 | 4.9685 | 4.9685 | 0 | 0% | 10.4313 | 1 | 1 | 1 | 68.4 | 9.0117 | 4.9685 | 4.9685 | 0 | 0% | 718.5 | 68.4 | 0 | 650.1 | 718.5 | 68.4 | 0 | 650.1 | Winter | 0 | 0 | 0 | 0 | 0 | 0 | 0 | 0 | 1 | 1
1977-02-09 | 2 | 9 | 1:00 | -4.4 | 1 | 2 | 24 |  | 31 | 22.0034 | 3.9376 | 25.941 | 95% | 1 | 68.4 | 9.0117 | 4.9685 | 4.9685 | 0 | 0% | 10.4386 | 1 | 1 | 1 | 68.4 | 9.0117 | 4.9685 | 4.9685 | 0 | 0% | 719 | 68.4 | 0 | 650.6 | 719 | 68.4 | 0 | 650.6 | Winter | 0 | 0 | 0 | 0 | 0 | 0 | 0 | 0 | 1 | 1
1977-02-09 | 2 | 9 | 2:00 | -5 | 2 | 2 | 23 |  | 32 | 22.7132 | 3.1501 | 25.8633 | 95% | 1 | 68.4 | 9.0117 | 4.9685 | 4.9685 | 0 | 0% | 10.5556 | 1 | 1 | 1 | 68.4 | 9.0117 | 4.9685 | 4.9685 | 0 | 0% | 727 | 68.4 | 0 | 658.6 | 727 | 68.4 | 0 | 658.6 | Winter | 0 | 0 | 0 | 0 | 0 | 0 | 0 | 0 | 1 | 1
1977-02-09 | 2 | 9 | 3:00 | -5.6 | 3 | 2 | 22 |  | 33 | 23.4229 | 3.4126 | 26.8356 | 95% | 1 | 68.4 | 9.0117 | 4.9685 | 4.9685 | 0 | 0% | 10.6798 | 1 | 1 | 1 | 68.4 | 9.0117 | 4.9685 | 4.9685 | 0 | 0% | 735.5 | 68.4 | 0 | 667.1 | 735.5 | 68.4 | 0 | 667.1 | Winter | 0 | 0 | 0 | 0 | 0 | 0 | 0 | 0 | 1 | 1
1977-02-09 | 2 | 9 | 4:00 | -5 | 4 | 2 | 23 |  | 32 | 22.7132 | 3.1501 | 25.8633 | 95% | 1 | 68.4 | 9.0117 | 4.9685 | 4.9685 | 0 | 0% | 10.1681 | 1 | 1 | 1 | 68.4 | 9.0117 | 4.9685 | 4.9685 | 0 | 0% | 700.5 | 68.4 | 0 | 632.1 | 700.5 | 68.4 | 0 | 632.1 | Winter | 0 | 0 | 0 | 0 | 0 | 0 | 0 | 0 | 1 | 1
1977-02-09 | 2 | 9 | 5:00 | -5 | 5 | 2 | 23 |  | 32 | 22.7132 | 3.1501 | 25.8633 | 95% | 1 | 68.4 | 9.0117 | 4.9685 | 4.9685 | 0 | 0% | 10.0877 | 1 | 1 | 1 | 68.4 | 9.0117 | 4.9685 | 4.9685 | 0 | 0% | 695 | 68.4 | 0 | 626.6 | 695 | 68.4 | 0 | 626.6 | Winter | 0 | 0 | 0 | 0 | 0 | 0 | 0 | 0 | 1 | 1
1977-02-09 | 2 | 9 | 6:00 | -5 | 6 | 2 | 23 |  | 32 | 22.7132 | 3.9376 | 26.6508 | 95% | 1 | 68.4 | 9.0117 | 4.9685 | 4.9685 | 0 | 0% | 10.307 | 1 | 1 | 1 | 68.4 | 9.0117 | 4.9685 | 4.9685 | 0 | 0% | 710 | 68.4 | 0 | 641.6 | 710 | 68.4 | 0 | 641.6 | Winter | 0 | 0 | 0 | 0 | 0 | 0 | 0 | 0 | 1 | 1
1977-02-09 | 2 | 9 | 7:00 | -5 | 7 | 2 | 23 |  | 32 | 22.7132 | 4.7252 | 27.4383 | 95% | 1 | 68.4 | 9.0117 | 4.9685 | 4.9685 | 0 | 0% | 10.2558 | 1 | 1 | 1 | 68.4 | 9.0117 | 4.9685 | 4.9685 | 0 | 0% | 706.5 | 68.4 | 0 | 638.1 | 706.5 | 68.4 | 0 | 638.1 | Winter | 0 | 0 | 0 | 0 | 0 | 0 | 0 | 0 | 1 | 1
1977-02-09 | 2 | 9 | 8:00 | -6.1 | 8 | 2 | 21 |  | 34 | 24.1327 | 7.6128 | 31.7455 | 95% | 1 | 68.4 | 9.0117 | 4.9685 | 4.9685 | 0 | 0% | 10.9722 | 1 | 1 | 1 | 68.4 | 9.0117 | 4.9685 | 4.9685 | 0 | 0% | 755.5 | 68.4 | 0 | 687.1 | 755.5 | 68.4 | 0 | 687.1 | Winter | 0 | 0 | 0 | 0 | 0 | 0 | 0 | 0 | 1 | 1
1977-02-09 | 2 | 9 | 9:00 | -4.4 | 9 | 2 | 24 |  | 31 | 22.0034 | 6.5627 | 28.5661 | 95% | 1 | 68.4 | 9.0117 | 4.9685 | 4.9685 | 0 | 0% | 11.2281 | 1 | 1 | 1 | 68.4 | 9.0117 | 4.9685 | 4.9685 | 0 | 0% | 773 | 68.4 | 0 | 704.6 | 773 | 68.4 | 0 | 704.6 | Winter | 0 | 0 | 0 | 0 | 0 | 0 | 0 | 0 | 1 | 1
1977-02-09 | 2 | 9 | 10:00 | -3.3 | 10 | 2 | 26 |  | 29 | 20.5838 | 6.0377 | 26.6215 | 95% | 1 | 68.4 | 9.0117 | 4.9685 | 4.9685 | 0 | 0% | 11.3816 | 1 | 1 | 1 | 68.4 | 9.0117 | 4.9685 | 4.9685 | 0 | 0% | 783.5 | 68.4 | 0 | 715.1 | 783.5 | 68.4 | 0 | 715.1 | Winter | 0 | 0 | 0 | 0 | 0 | 0 | 0 | 0 | 1 | 1
1977-02-09 | 2 | 9 | 11:00 | -1.1 | 11 | 2 | 30 |  | 25 | 17.7447 | 5.2502 | 22.9949 | 95% | 1 | 68.4 | 9.0117 | 4.9685 | 4.9685 | 0 | 0% | 11.557 | 1 | 1 | 1 | 68.4 | 9.0117 | 4.9685 | 4.9685 | 0 | 0% | 795.5 | 68.4 | 0 | 727.1 | 795.5 | 68.4 | 0 | 727.1 | Winter | 0 | 0 | 0 | 0 | 0 | 0 | 0 | 0 | 1 | 1
1977-02-09 | 2 | 9 | 12:00 | 0 | 12 | 2 | 32 |  | 23 | 16.3251 | 5.2502 | 21.5753 | 95% | 1 | 68.4 | 9.0117 | 4.9685 | 4.9685 | 0 | 0% | 12.2222 | 1 | 1 | 1 | 68.4 | 9.0117 | 4.9685 | 4.9685 | 0 | 0% | 841 | 68.4 | 0 | 772.6 | 841 | 68.4 | 0 | 772.6 | Winter | 0 | 0 | 0 | 0 | 0 | 0 | 0 | 0 | 1 | 1
1977-02-09 | 2 | 9 | 13:00 | 1.1 | 13 | 2 | 34 |  | 21 | 14.9055 | 4.7252 | 19.6307 | 95% | 1 | 68.4 | 9.0117 | 4.9685 | 4.9685 | 0 | 0% | 11.9664 | 1 | 1 | 1 | 68.4 | 9.0117 | 4.9685 | 4.9685 | 0 | 0% | 823.5 | 68.4 | 0 | 755.1 | 823.5 | 68.4 | 0 | 755.1 | Winter | 0 | 0 | 0 | 0 | 0 | 0 | 0 | 0 | 1 | 1
1977-02-09 | 2 | 9 | 14:00 | 1.1 | 14 | 2 | 34 |  | 21 | 14.9055 | 3.9376 | 18.8432 | 95% | 1 | 68.4 | 9.0117 | 4.9685 | 4.9685 | 0 | 0% | 12.7741 | 1 | 1 | 1 | 68.4 | 9.0117 | 4.9685 | 4.9685 | 0 | 0% | 878.75 | 68.4 | 0 | 810.35 | 878.75 | 68.4 | 0 | 810.35 | Winter | 0 | 0 | 0 | 0 | 0 | 0 | 0 | 0 | 1 | 1
1977-02-09 | 2 | 9 | 15:00 | 2.2 | 15 | 2 | 36 |  | 19 | 13.4859 | 3.6751 | 17.1611 | 95% | 1 | 68.4 | 9.0117 | 4.9685 | 4.9685 | 0 | 0% | 11.9298 | 1 | 1 | 1 | 68.4 | 9.0117 | 4.9685 | 4.9685 | 0 | 0% | 821 | 68.4 | 0 | 752.6 | 821 | 68.4 | 0 | 752.6 | Winter | 0 | 0 | 0 | 0 | 0 | 0 | 0 | 0 | 1 | 1
1977-02-09 | 2 | 9 | 16:00 | 1.7 | 16 | 2 | 35 |  | 20 | 14.1957 | 3.6751 | 17.8709 | 95% | 1 | 68.4 | 9.0117 | 4.9685 | 4.9685 | 0 | 0% | 11.9408 | 1 | 1 | 1 | 68.4 | 9.0117 | 4.9685 | 4.9685 | 0 | 0% | 821.75 | 68.4 | 0 | 753.35 | 821.75 | 68.4 | 0 | 753.35 | Winter | 0 | 0 | 0 | 0 | 0 | 0 | 0 | 0 | 1 | 1
1977-02-09 | 2 | 9 | 17:00 | 1.7 | 17 | 2 | 35 |  | 20 | 14.1957 | 4.7252 | 18.9209 | 95% | 1 | 68.4 | 9.0117 | 4.9685 | 4.9685 | 0 | 0% | 11.769 | 1 | 1 | 1 | 68.4 | 9.0117 | 4.9685 | 4.9685 | 0 | 0% | 810 | 68.4 | 0 | 741.6 | 810 | 68.4 | 0 | 741.6 | Winter | 0 | 0 | 0 | 0 | 0 | 0 | 0 | 0 | 1 | 1
1977-02-09 | 2 | 9 | 18:00 | 0.6 | 18 | 2 | 33 |  | 22 | 15.6153 | 6.0377 | 21.653 | 95% | 1 | 68.4 | 9.0117 | 4.9685 | 4.9685 | 0 | 0% | 11.9115 | 1 | 1 | 1 | 68.4 | 9.0117 | 4.9685 | 4.9685 | 0 | 0% | 819.75 | 68.4 | 0 | 751.35 | 819.75 | 68.4 | 0 | 751.35 | Winter | 0 | 0 | 0 | 0 | 0 | 0 | 0 | 0 | 1 | 1
1977-02-09 | 2 | 9 | 19:00 | 0 | 19 | 2 | 32 |  | 23 | 16.3251 | 6.5627 | 22.8878 | 95% | 1 | 68.4 | 9.0117 | 4.9685 | 4.9685 | 0 | 0% | 11.5314 | 1 | 1 | 1 | 68.4 | 9.0117 | 4.9685 | 4.9685 | 0 | 0% | 793.75 | 68.4 | 0 | 725.35 | 793.75 | 68.4 | 0 | 725.35 | Winter | 0 | 0 | 0 | 0 | 0 | 0 | 0 | 0 | 1 | 1
1977-02-09 | 2 | 9 | 20:00 | 0 | 20 | 2 | 32 |  | 23 | 16.3251 | 5.7752 | 22.1003 | 95% | 1 | 68.4 | 9.0117 | 4.9685 | 4.9685 | 0 | 0% | 11.0234 | 1 | 1 | 1 | 68.4 | 9.0117 | 4.9685 | 4.9685 | 0 | 0% | 759 | 68.4 | 0 | 690.6 | 759 | 68.4 | 0 | 690.6 | Winter | 0 | 0 | 0 | 0 | 0 | 0 | 0 | 0 | 1 | 1
1977-02-09 | 2 | 9 | 21:00 | 0 | 21 | 2 | 32 |  | 23 | 16.3251 | 4.7252 | 21.0503 | 95% | 1 | 68.4 | 9.0117 | 4.9685 | 4.9685 | 0 | 0% | 10.5811 | 1 | 1 | 1 | 68.4 | 9.0117 | 4.9685 | 4.9685 | 0 | 0% | 728.75 | 68.4 | 0 | 660.35 | 728.75 | 68.4 | 0 | 660.35 | Winter | 0 | 0 | 0 | 0 | 0 | 0 | 0 | 0 | 1 | 1
1977-02-09 | 2 | 9 | 22:00 | 0.6 | 22 | 2 | 33 |  | 22 | 15.6153 | 4.2002 | 19.8155 | 95% | 1 | 68.4 | 9.0117 | 4.9685 | 4.9685 | 0 | 0% | 10.5556 | 1 | 1 | 1 | 68.4 | 9.0117 | 4.9685 | 4.9685 | 0 | 0% | 727 | 68.4 | 0 | 658.6 | 727 | 68.4 | 0 | 658.6 | Winter | 0 | 0 | 0 | 0 | 0 | 0 | 0 | 0 | 1 | 1
1977-02-09 | 2 | 9 | 23:00 | 0.6 | 23 | 2 | 33 |  | 22 | 15.6153 | 5.2502 | 20.8655 | 95% | 1 | 68.4 | 9.0117 | 4.9685 | 4.9685 | 0 | 0% | 10.0183 | 1 | 1 | 1 | 68.4 | 9.0117 | 4.9685 | 4.9685 | 0 | 0% | 690.25 | 68.4 | 0 | 621.85 | 690.25 | 68.4 | 0 | 621.85 | Winter | 0 | 0 | 0 | 0 | 0 | 0 | 0 | 0 | 1 | 1
1977-02-09 | 2 | 9 | 24:00 | 0.6 | 0 | 2 | 33 |  | 22 | 15.6153 | 4.2002 | 19.8155 | 95% | 1 | 68.4 | 9.0117 | 4.9685 | 4.9685 | 0 | 0% | 10.2083 | 1 | 1 | 1 | 68.4 | 9.0117 | 4.9685 | 4.9685 | 0 | 0% | 703.25 | 68.4 | 0 | 634.85 | 703.25 | 68.4 | 0 | 634.85 | Winter | 0 | 0 | 0 | 0 | 0 | 0 | 0 | 0 | 1 | 1
1977-02-10 | 2 | 10 | 1:00 | 1.1 | 1 | 1 | 34 |  | 21 | 14.9055 | 3.9376 | 18.8432 | 95% | 1 | 68.4 | 9.0117 | 4.9685 | 4.9685 | 0 | 0% | 10.4642 | 1 | 1 | 1 | 68.4 | 9.0117 | 4.9685 | 4.9685 | 0 | 0% | 720.75 | 68.4 | 0 | 652.35 | 720.75 | 68.4 | 0 | 652.35 | Winter | 0 | FALSE | 0 | 0 | 0 | 0 | 0 | 0 | 1 | 1
1977-02-10 | 2 | 10 | 2:00 | 1.1 | 2 | 1 | 34 |  | 21 | 14.9055 | 3.1501 | 18.0556 | 95% | 1 | 68.4 | 9.0117 | 4.9685 | 4.9685 | 0 | 0% | 10.1572 | 1 | 1 | 1 | 68.4 | 9.0117 | 4.9685 | 4.9685 | 0 | 0% | 699.75 | 68.4 | 0 | 631.35 | 699.75 | 68.4 | 0 | 631.35 | Winter | 0 | FALSE | 0 | 0 | 0 | 0 | 0 | 0 | 1 | 1
1977-02-10 | 2 | 10 | 3:00 | 1.1 | 3 | 1 | 34 |  | 21 | 14.9055 | 3.4126 | 18.3181 | 95% | 1 | 68.4 | 9.0117 | 4.9685 | 4.9685 | 0 | 0% | 10.212 | 1 | 1 | 1 | 68.4 | 9.0117 | 4.9685 | 4.9685 | 0 | 0% | 703.5 | 68.4 | 0 | 635.1 | 703.5 | 68.4 | 0 | 635.1 | Winter | 0 | FALSE | 0 | 0 | 0 | 0 | 0 | 0 | 1 | 1
1977-02-10 | 2 | 10 | 4:00 | 0.6 | 4 | 1 | 33 |  | 22 | 15.6153 | 3.1501 | 18.7654 | 95% | 1 | 68.4 | 9.0117 | 4.9685 | 4.9685 | 0 | 0% | 10.2705 | 1 | 1 | 1 | 68.4 | 9.0117 | 4.9685 | 4.9685 | 0 | 0% | 707.5 | 68.4 | 0 | 639.1 | 707.5 | 68.4 | 0 | 639.1 | Winter | 0 | FALSE | 0 | 0 | 0 | 0 | 0 | 0 | 1 | 1
1977-02-10 | 2 | 10 | 5:00 | 0.6 | 5 | 1 | 33 |  | 22 | 15.6153 | 3.1501 | 18.7654 | 95% | 1 | 68.4 | 9.0117 | 4.9685 | 4.9685 | 0 | 0% | 10.0439 | 1 | 1 | 1 | 68.4 | 9.0117 | 4.9685 | 4.9685 | 0 | 0% | 692 | 68.4 | 0 | 623.6 | 692 | 68.4 | 0 | 623.6 | Winter | 0 | FALSE | 0 | 0 | 0 | 0 | 0 | 0 | 1 | 1
1977-02-10 | 2 | 10 | 6:00 | 0 | 6 | 1 | 32 |  | 23 | 16.3251 | 3.9376 | 20.2627 | 95% | 1 | 68.4 | 9.0117 | 4.9685 | 4.9685 | 0 | 0% | 10.4825 | 1 | 1 | 1 | 68.4 | 9.0117 | 4.9685 | 4.9685 | 0 | 0% | 722 | 68.4 | 0 | 653.6 | 722 | 68.4 | 0 | 653.6 | Winter | 0 | FALSE | 0 | 0 | 0 | 0 | 0 | 0 | 1 | 1
1977-02-10 | 2 | 10 | 7:00 | 0.6 | 7 | 1 | 33 |  | 22 | 15.6153 | 4.7252 | 20.3405 | 95% | 1 | 68.4 | 9.0117 | 4.9685 | 4.9685 | 0 | 0% | 10.5556 | 1 | 1 | 1 | 68.4 | 9.0117 | 4.9685 | 4.9685 | 0 | 0% | 727 | 68.4 | 0 | 658.6 | 727 | 68.4 | 0 | 658.6 | Winter | 0 | FALSE | 0 | 0 | 0 | 0 | 0 | 0 | 1 | 1
1977-02-10 | 2 | 10 | 8:00 | 1.7 | 8 | 1 | 35 |  | 20 | 14.1957 | 7.6128 | 21.8085 | 95% | 1 | 68.4 | 9.0117 | 4.9685 | 4.9685 | 0 | 0% | 10.8699 | 1 | 1 | 1 | 68.4 | 9.0117 | 4.9685 | 4.9685 | 0 | 0% | 748.5 | 68.4 | 0 | 680.1 | 748.5 | 68.4 | 0 | 680.1 | Winter | 0 | FALSE | 0 | 0 | 0 | 0 | 0 | 0 | 1 | 1
1977-02-10 | 2 | 10 | 9:00 | -0.6 | 9 | 1 | 31 |  | 24 | 17.0349 | 6.5627 | 23.5976 | 95% | 1 | 68.4 | 9.0117 | 4.9685 | 4.9685 | 0 | 0% | 10.7785 | 1 | 1 | 1 | 68.4 | 9.0117 | 4.9685 | 4.9685 | 0 | 0% | 742.25 | 68.4 | 0 | 673.85 | 742.25 | 68.4 | 0 | 673.85 | Winter | 0 | FALSE | 0 | 0 | 0 | 0 | 0 | 0 | 1 | 1
1977-02-10 | 2 | 10 | 10:00 | 1.1 | 10 | 1 | 34 |  | 21 | 14.9055 | 6.0377 | 20.9432 | 95% | 1 | 68.4 | 9.0117 | 4.9685 | 4.9685 | 0 | 0% | 11.0746 | 1 | 1 | 1 | 68.4 | 9.0117 | 4.9685 | 4.9685 | 0 | 0% | 762.5 | 68.4 | 0 | 694.1 | 762.5 | 68.4 | 0 | 694.1 | Winter | 0 | FALSE | 0 | 0 | 0 | 0 | 0 | 0 | 1 | 1
1977-02-10 | 2 | 10 | 11:00 | 2.8 | 11 | 1 | 37 |  | 18 | 12.7762 | 5.2502 | 18.0263 | 95% | 1 | 68.4 | 9.0117 | 4.9685 | 4.9685 | 0 | 0% | 11.1257 | 1 | 1 | 1 | 68.4 | 9.0117 | 4.9685 | 4.9685 | 0 | 0% | 766 | 68.4 | 0 | 697.6 | 766 | 68.4 | 0 | 697.6 | Winter | 0 | FALSE | 0 | 0 | 0 | 0 | 0 | 0 | 1 | 1
1977-02-10 | 2 | 10 | 12:00 | 3.9 | 12 | 1 | 39 |  | 16 | 11.3566 | 5.2502 | 16.6068 | 95% | 1 | 68.4 | 9.0117 | 4.9685 | 4.9685 | 0 | 0% | 11.1915 | 1 | 1 | 1 | 68.4 | 9.0117 | 4.9685 | 4.9685 | 0 | 0% | 770.5 | 68.4 | 0 | 702.1 | 770.5 | 68.4 | 0 | 702.1 | Winter | 0 | FALSE | 0 | 0 | 0 | 0 | 0 | 0 | 1 | 1
1977-02-10 | 2 | 10 | 13:00 | 4.4 | 13 | 1 | 40 |  | 15 | 10.6468 | 4.7252 | 15.372 | 95% | 1 | 68.4 | 9.0117 | 4.9685 | 4.9685 | 0 | 0% | 11.6082 | 1 | 1 | 1 | 68.4 | 9.0117 | 4.9685 | 4.9685 | 0 | 0% | 799 | 68.4 | 0 | 730.6 | 799 | 68.4 | 0 | 730.6 | Winter | 0 | FALSE | 0 | 0 | 0 | 0 | 0 | 0 | 1 | 1
1977-02-10 | 2 | 10 | 14:00 | 5 | 14 | 1 | 41 |  | 14 | 9.937 | 3.9376 | 13.8747 | 95% | 1 | 68.4 | 9.0117 | 4.9685 | 4.9685 | 0 | 0% | 12.0175 | 1 | 1 | 1 | 68.4 | 9.0117 | 4.9685 | 4.9685 | 0 | 0% | 827 | 68.4 | 0 | 758.6 | 827 | 68.4 | 0 | 758.6 | Winter | 0 | FALSE | 0 | 0 | 0 | 0 | 0 | 0 | 1 | 1
1977-02-10 | 2 | 10 | 15:00 | 5 | 15 | 1 | 41 |  | 14 | 9.937 | 3.6751 | 13.6121 | 95% | 1 | 68.4 | 9.0117 | 4.9685 | 4.9685 | 0 | 0% | 11.4218 | 1 | 1 | 1 | 68.4 | 9.0117 | 4.9685 | 4.9685 | 0 | 0% | 786.25 | 68.4 | 0 | 717.85 | 786.25 | 68.4 | 0 | 717.85 | Winter | 0 | FALSE | 0 | 0 | 0 | 0 | 0 | 0 | 1 | 1
1977-02-10 | 2 | 10 | 16:00 | 5 | 16 | 1 | 41 |  | 14 | 9.937 | 3.6751 | 13.6121 | 95% | 1 | 68.4 | 9.0117 | 4.9685 | 4.9685 | 0 | 0% | 11.3231 | 1 | 1 | 1 | 68.4 | 9.0117 | 4.9685 | 4.9685 | 0 | 0% | 779.5 | 68.4 | 0 | 711.1 | 779.5 | 68.4 | 0 | 711.1 | Winter | 0 | FALSE | 0 | 0 | 0 | 0 | 0 | 0 | 1 | 1
1977-02-10 | 2 | 10 | 17:00 | 4.4 | 17 | 1 | 40 |  | 15 | 10.6468 | 4.7252 | 15.372 | 95% | 1 | 68.4 | 9.0117 | 4.9685 | 4.9685 | 0 | 0% | 11.2792 | 1 | 1 | 1 | 68.4 | 9.0117 | 4.9685 | 4.9685 | 0 | 0% | 776.5 | 68.4 | 0 | 708.1 | 776.5 | 68.4 | 0 | 708.1 | Winter | 1 | FALSE | 1 | 68.4 | 68.4 | 0 | 0 | 0 | 1 | 1
1977-02-10 | 2 | 10 | 18:00 | 3.9 | 18 | 1 | 39 |  | 16 | 11.3566 | 6.0377 | 17.3943 | 95% | 1 | 68.4 | 9.0117 | 4.9685 | 4.9685 | 0 | 0% | 11.7215 | 1 | 1 | 1 | 68.4 | 9.0117 | 4.9685 | 4.9685 | 0 | 0% | 806.75 | 68.4 | 0 | 738.35 | 806.75 | 68.4 | 0 | 738.35 | Winter | 1 | FALSE | 1 | 68.4 | 68.4 | 0 | 0 | 0 | 1 | 1
1977-02-10 | 2 | 10 | 19:00 | 3.3 | 19 | 1 | 38 |  | 17 | 12.0664 | 6.5627 | 18.6291 | 95% | 1 | 68.4 | 9.0117 | 4.9685 | 4.9685 | 0 | 0% | 11.049 | 1 | 1 | 1 | 68.4 | 9.0117 | 4.9685 | 4.9685 | 0 | 0% | 760.75 | 68.4 | 0 | 692.35 | 760.75 | 68.4 | 0 | 692.35 | Winter | 0 | FALSE | 0 | 0 | 0 | 0 | 0 | 0 | 1 | 1
1977-02-10 | 2 | 10 | 20:00 | 2.2 | 20 | 1 | 36 |  | 19 | 13.4859 | 5.7752 | 19.2612 | 95% | 1 | 68.4 | 9.0117 | 4.9685 | 4.9685 | 0 | 0% | 10.6615 | 1 | 1 | 1 | 68.4 | 9.0117 | 4.9685 | 4.9685 | 0 | 0% | 734.25 | 68.4 | 0 | 665.85 | 734.25 | 68.4 | 0 | 665.85 | Winter | 0 | FALSE | 0 | 0 | 0 | 0 | 0 | 0 | 1 | 1
1977-02-10 | 2 | 10 | 21:00 | 1.7 | 21 | 1 | 35 |  | 20 | 14.1957 | 4.7252 | 18.9209 | 95% | 1 | 68.4 | 9.0117 | 4.9685 | 4.9685 | 0 | 0% | 10.5263 | 1 | 1 | 1 | 68.4 | 9.0117 | 4.9685 | 4.9685 | 0 | 0% | 725 | 68.4 | 0 | 656.6 | 725 | 68.4 | 0 | 656.6 | Winter | 0 | FALSE | 0 | 0 | 0 | 0 | 0 | 0 | 1 | 1
1977-02-10 | 2 | 10 | 22:00 | 1.7 | 22 | 1 | 35 |  | 20 | 14.1957 | 4.2002 | 18.3959 | 95% | 1 | 68.4 | 9.0117 | 4.9685 | 4.9685 | 0 | 0% | 10.1718 | 1 | 1 | 1 | 68.4 | 9.0117 | 4.9685 | 4.9685 | 0 | 0% | 700.75 | 68.4 | 0 | 632.35 | 700.75 | 68.4 | 0 | 632.35 | Winter | 0 | FALSE | 0 | 0 | 0 | 0 | 0 | 0 | 1 | 1
1977-02-10 | 2 | 10 | 23:00 | 0 | 23 | 1 | 32 |  | 23 | 16.3251 | 5.2502 | 21.5753 | 95% | 1 | 68.4 | 9.0117 | 4.9685 | 4.9685 | 0 | 0% | 10.3034 | 1 | 1 | 1 | 68.4 | 9.0117 | 4.9685 | 4.9685 | 0 | 0% | 709.75 | 68.4 | 0 | 641.35 | 709.75 | 68.4 | 0 | 641.35 | Winter | 0 | FALSE | 0 | 0 | 0 | 0 | 0 | 0 | 1 | 1
1977-02-10 | 2 | 10 | 24:00 | -1.7 | 0 | 1 | 29 |  | 26 | 18.4544 | 4.2002 | 22.6546 | 95% | 1 | 68.4 | 9.0117 | 4.9685 | 4.9685 | 0 | 0% | 10.3107 | 1 | 1 | 1 | 68.4 | 9.0117 | 4.9685 | 4.9685 | 0 | 0% | 710.25 | 68.4 | 0 | 641.85 | 710.25 | 68.4 | 0 | 641.85 | Winter | 0 | FALSE | 0 | 0 | 0 | 0 | 0 | 0 | 1 | 1
1977-02-11 | 2 | 11 | 1:00 | -1.7 | 1 | 1 | 29 |  | 26 | 18.4544 | 3.9376 | 22.3921 | 95% | 1 | 68.4 | 9.0117 | 4.9685 | 4.9685 | 0 | 0% | 10.0548 | 1 | 1 | 1 | 68.4 | 9.0117 | 4.9685 | 4.9685 | 0 | 0% | 692.75 | 68.4 | 0 | 624.35 | 692.75 | 68.4 | 0 | 624.35 | Winter | 0 | FALSE | 0 | 0 | 0 | 0 | 0 | 0 | 1 | 1
1977-02-11 | 2 | 11 | 2:00 | -1.1 | 2 | 1 | 30 |  | 25 | 17.7447 | 3.1501 | 20.8948 | 95% | 1 | 68.4 | 9.0117 | 4.9685 | 4.9685 | 0 | 0% | 10.2083 | 1 | 1 | 1 | 68.4 | 9.0117 | 4.9685 | 4.9685 | 0 | 0% | 703.25 | 68.4 | 0 | 634.85 | 703.25 | 68.4 | 0 | 634.85 | Winter | 0 | FALSE | 0 | 0 | 0 | 0 | 0 | 0 | 1 | 1
1977-02-11 | 2 | 11 | 3:00 | 0 | 3 | 1 | 32 |  | 23 | 16.3251 | 3.4126 | 19.7377 | 95% | 1 | 68.4 | 9.0117 | 4.9685 | 4.9685 | 0 | 0% | 9.9598 | 1 | 1 | 1 | 68.4 | 9.0117 | 4.9685 | 4.9685 | 0 | 0% | 686.25 | 68.4 | 0 | 617.85 | 686.25 | 68.4 | 0 | 617.85 | Winter | 0 | FALSE | 0 | 0 | 0 | 0 | 0 | 0 | 1 | 1
1977-02-11 | 2 | 11 | 4:00 | 0 | 4 | 1 | 32 |  | 23 | 16.3251 | 3.1501 | 19.4752 | 95% | 1 | 68.4 | 9.0117 | 4.9685 | 4.9685 | 0 | 0% | 9.7661 | 1 | 1 | 1 | 68.4 | 9.0117 | 4.9685 | 4.9685 | 0 | 0% | 673 | 68.4 | 0 | 604.6 | 673 | 68.4 | 0 | 604.6 | Winter | 0 | FALSE | 0 | 0 | 0 | 0 | 0 | 0 | 1 | 1
1977-02-11 | 2 | 11 | 5:00 | -1.1 | 5 | 1 | 30 |  | 25 | 17.7447 | 3.1501 | 20.8948 | 95% | 1 | 68.4 | 9.0117 | 4.9685 | 4.9685 | 0 | 0% | 10.5117 | 1 | 1 | 1 | 68.4 | 9.0117 | 4.9685 | 4.9685 | 0 | 0% | 724 | 68.4 | 0 | 655.6 | 724 | 68.4 | 0 | 655.6 | Winter | 0 | FALSE | 0 | 0 | 0 | 0 | 0 | 0 | 1 | 1
1977-02-11 | 2 | 11 | 6:00 | -1.7 | 6 | 1 | 29 |  | 26 | 18.4544 | 3.9376 | 22.3921 | 95% | 1 | 68.4 | 9.0117 | 4.9685 | 4.9685 | 0 | 0% | 10.212 | 1 | 1 | 1 | 68.4 | 9.0117 | 4.9685 | 4.9685 | 0 | 0% | 703.5 | 68.4 | 0 | 635.1 | 703.5 | 68.4 | 0 | 635.1 | Winter | 0 | FALSE | 0 | 0 | 0 | 0 | 0 | 0 | 1 | 1
1977-02-11 | 2 | 11 | 7:00 | -2.2 | 7 | 1 | 28 |  | 27 | 19.1642 | 4.7252 | 23.8894 | 95% | 1 | 68.4 | 9.0117 | 4.9685 | 4.9685 | 0 | 0% | 9.9452 | 1 | 1 | 1 | 68.4 | 9.0117 | 4.9685 | 4.9685 | 0 | 0% | 685.25 | 68.4 | 0 | 616.85 | 685.25 | 68.4 | 0 | 616.85 | Winter | 0 | FALSE | 0 | 0 | 0 | 0 | 0 | 0 | 1 | 1
1977-02-11 | 2 | 11 | 8:00 | -1.1 | 8 | 1 | 30 |  | 25 | 17.7447 | 7.6128 | 25.3574 | 95% | 1 | 68.4 | 9.0117 | 4.9685 | 4.9685 | 0 | 0% | 10.7493 | 1 | 1 | 1 | 68.4 | 9.0117 | 4.9685 | 4.9685 | 0 | 0% | 740.25 | 68.4 | 0 | 671.85 | 740.25 | 68.4 | 0 | 671.85 | Winter | 0 | FALSE | 0 | 0 | 0 | 0 | 0 | 0 | 1 | 1
1977-02-11 | 2 | 11 | 9:00 | -0.6 | 9 | 1 | 31 |  | 24 | 17.0349 | 6.5627 | 23.5976 | 95% | 1 | 68.4 | 9.0117 | 4.9685 | 4.9685 | 0 | 0% | 11.2902 | 1 | 1 | 1 | 68.4 | 9.0117 | 4.9685 | 4.9685 | 0 | 0% | 777.25 | 68.4 | 0 | 708.85 | 777.25 | 68.4 | 0 | 708.85 | Winter | 0 | FALSE | 0 | 0 | 0 | 0 | 0 | 0 | 1 | 1
1977-02-11 | 2 | 11 | 10:00 | 2.2 | 10 | 1 | 36 |  | 19 | 13.4859 | 6.0377 | 19.5237 | 95% | 1 | 68.4 | 9.0117 | 4.9685 | 4.9685 | 0 | 0% | 12.3501 | 1 | 1 | 1 | 68.4 | 9.0117 | 4.9685 | 4.9685 | 0 | 0% | 849.75 | 68.4 | 0 | 781.35 | 849.75 | 68.4 | 0 | 781.35 | Winter | 0 | FALSE | 0 | 0 | 0 | 0 | 0 | 0 | 1 | 1
1977-02-11 | 2 | 11 | 11:00 | 3.9 | 11 | 1 | 39 |  | 16 | 11.3566 | 5.2502 | 16.6068 | 95% | 1 | 68.4 | 9.0117 | 4.9685 | 4.9685 | 0 | 0% | 12.4671 | 1 | 1 | 1 | 68.4 | 9.0117 | 4.9685 | 4.9685 | 0 | 0% | 857.75 | 68.4 | 0 | 789.35 | 857.75 | 68.4 | 0 | 789.35 | Winter | 0 | FALSE | 0 | 0 | 0 | 0 | 0 | 0 | 1 | 1
1977-02-11 | 2 | 11 | 12:00 | 4.4 | 12 | 1 | 40 |  | 15 | 10.6468 | 5.2502 | 15.897 | 95% | 1 | 68.4 | 9.0117 | 4.9685 | 4.9685 | 0 | 0% | 12.182 | 1 | 1 | 1 | 68.4 | 9.0117 | 4.9685 | 4.9685 | 0 | 0% | 838.25 | 68.4 | 0 | 769.85 | 838.25 | 68.4 | 0 | 769.85 | Winter | 0 | FALSE | 0 | 0 | 0 | 0 | 0 | 0 | 1 | 1
1977-02-11 | 2 | 11 | 13:00 | 5 | 13 | 1 | 41 |  | 14 | 9.937 | 4.7252 | 14.6622 | 95% | 1 | 68.4 | 9.0117 | 4.9685 | 4.9685 | 0 | 0% | 12.7924 | 1 | 1 | 1 | 68.4 | 9.0117 | 4.9685 | 4.9685 | 0 | 0% | 880 | 68.4 | 0 | 811.6 | 880 | 68.4 | 0 | 811.6 | Winter | 0 | FALSE | 0 | 0 | 0 | 0 | 0 | 0 | 1 | 1
1977-02-11 | 2 | 11 | 14:00 | 6.1 | 14 | 1 | 43 |  | 12 | 8.5174 | 3.9376 | 12.4551 | 95% | 1 | 68.4 | 9.0117 | 4.9685 | 4.9685 | 0 | 0% | 12.8728 | 1 | 1 | 1 | 68.4 | 9.0117 | 4.9685 | 4.9685 | 0 | 0% | 885.5 | 68.4 | 0 | 817.1 | 885.5 | 68.4 | 0 | 817.1 | Winter | 0 | FALSE | 0 | 0 | 0 | 0 | 0 | 0 | 1 | 1
1977-02-11 | 2 | 11 | 15:00 | 6.7 | 15 | 1 | 44 |  | 11 | 7.8076 | 3.6751 | 11.4828 | 95% | 1 | 68.4 | 9.0117 | 4.9685 | 4.9685 | 0 | 0% | 12.6462 | 1 | 1 | 1 | 68.4 | 9.0117 | 4.9685 | 4.9685 | 0 | 0% | 870 | 68.4 | 0 | 801.6 | 870 | 68.4 | 0 | 801.6 | Winter | 0 | FALSE | 0 | 0 | 0 | 0 | 0 | 0 | 1 | 1
1977-02-11 | 2 | 11 | 16:00 | 6.1 | 16 | 1 | 43 |  | 12 | 8.5174 | 3.6751 | 12.1926 | 95% | 1 | 68.4 | 9.0117 | 4.9685 | 4.9685 | 0 | 0% | 12.405 | 1 | 1 | 1 | 68.4 | 9.0117 | 4.9685 | 4.9685 | 0 | 0% | 853.5 | 68.4 | 0 | 785.1 | 853.5 | 68.4 | 0 | 785.1 | Winter | 0 | FALSE | 0 | 0 | 0 | 0 | 0 | 0 | 1 | 1
1977-02-11 | 2 | 11 | 17:00 | 6.1 | 17 | 1 | 43 |  | 12 | 8.5174 | 4.7252 | 13.2426 | 95% | 1 | 68.4 | 9.0117 | 4.9685 | 4.9685 | 0 | 0% | 12.6462 | 1 | 1 | 1 | 68.4 | 9.0117 | 4.9685 | 4.9685 | 0 | 0% | 870 | 68.4 | 0 | 801.6 | 870 | 68.4 | 0 | 801.6 | Winter | 1 | FALSE | 1 | 68.4 | 68.4 | 0 | 0 | 0 | 1 | 1
1977-02-11 | 2 | 11 | 18:00 | 4.4 | 18 | 1 | 40 |  | 15 | 10.6468 | 6.0377 | 16.6845 | 95% | 1 | 68.4 | 9.0117 | 4.9685 | 4.9685 | 0 | 0% | 12.3538 | 1 | 1 | 1 | 68.4 | 9.0117 | 4.9685 | 4.9685 | 0 | 0% | 850 | 68.4 | 0 | 781.6 | 850 | 68.4 | 0 | 781.6 | Winter | 1 | FALSE | 1 | 68.4 | 68.4 | 0 | 0 | 0 | 1 | 1
1977-02-11 | 2 | 11 | 19:00 | 3.9 | 19 | 1 | 39 |  | 16 | 11.3566 | 6.5627 | 17.9193 | 95% | 1 | 68.4 | 9.0117 | 4.9685 | 4.9685 | 0 | 0% | 12.3794 | 1 | 1 | 1 | 68.4 | 9.0117 | 4.9685 | 4.9685 | 0 | 0% | 851.75 | 68.4 | 0 | 783.35 | 851.75 | 68.4 | 0 | 783.35 | Winter | 0 | FALSE | 0 | 0 | 0 | 0 | 0 | 0 | 1 | 1
1977-02-11 | 2 | 11 | 20:00 | 5.6 | 20 | 1 | 42 |  | 13 | 9.2272 | 5.7752 | 15.0024 | 95% | 1 | 68.4 | 9.0117 | 4.9685 | 4.9685 | 0 | 0% | 11.4364 | 1 | 1 | 1 | 68.4 | 9.0117 | 4.9685 | 4.9685 | 0 | 0% | 787.25 | 68.4 | 0 | 718.85 | 787.25 | 68.4 | 0 | 718.85 | Winter | 0 | FALSE | 0 | 0 | 0 | 0 | 0 | 0 | 1 | 1
1977-02-11 | 2 | 11 | 21:00 | 6.1 | 21 | 1 | 43 |  | 12 | 8.5174 | 4.7252 | 13.2426 | 95% | 1 | 68.4 | 9.0117 | 4.9685 | 4.9685 | 0 | 0% | 11.2939 | 1 | 1 | 1 | 68.4 | 9.0117 | 4.9685 | 4.9685 | 0 | 0% | 777.5 | 68.4 | 0 | 709.1 | 777.5 | 68.4 | 0 | 709.1 | Winter | 0 | FALSE | 0 | 0 | 0 | 0 | 0 | 0 | 1 | 1
1977-02-11 | 2 | 11 | 22:00 | 6.1 | 22 | 1 | 43 |  | 12 | 8.5174 | 4.2002 | 12.7176 | 95% | 1 | 68.4 | 9.0117 | 4.9685 | 4.9685 | 0 | 0% | 10.4423 | 1 | 1 | 1 | 68.4 | 9.0117 | 4.9685 | 4.9685 | 0 | 0% | 719.25 | 68.4 | 0 | 650.85 | 719.25 | 68.4 | 0 | 650.85 | Winter | 0 | FALSE | 0 | 0 | 0 | 0 | 0 | 0 | 1 | 1
1977-02-11 | 2 | 11 | 23:00 | 6.7 | 23 | 1 | 44 |  | 11 | 7.8076 | 5.2502 | 13.0578 | 95% | 1 | 68.4 | 9.0117 | 4.9685 | 4.9685 | 0 | 0% | 10.519 | 1 | 1 | 1 | 68.4 | 9.0117 | 4.9685 | 4.9685 | 0 | 0% | 724.5 | 68.4 | 0 | 656.1 | 724.5 | 68.4 | 0 | 656.1 | Winter | 0 | FALSE | 0 | 0 | 0 | 0 | 0 | 0 | 1 | 1
1977-02-11 | 2 | 11 | 24:00 | 8.3 | 0 | 1 | 47 |  | 8 | 5.6783 | 4.2002 | 9.8784 | 95% | 1 | 68.4 | 9.0117 | 4.9685 | 4.9685 | 0 | 0% | 10.2193 | 1 | 1 | 1 | 68.4 | 9.0117 | 4.9685 | 4.9685 | 0 | 0% | 704 | 68.4 | 0 | 635.6 | 704 | 68.4 | 0 | 635.6 | Winter | 0 | FALSE | 0 | 0 | 0 | 0 | 0 | 0 | 1 | 1
1977-02-12 | 2 | 12 | 1:00 | 6.7 | 1 | 1 | 44 |  | 11 | 7.8076 | 3.9376 | 11.7453 | 95% | 1 | 68.4 | 9.0117 | 4.9685 | 4.9685 | 0 | 0% | 10.2814 | 1 | 1 | 1 | 68.4 | 9.0117 | 4.9685 | 4.9685 | 0 | 0% | 708.25 | 68.4 | 0 | 639.85 | 708.25 | 68.4 | 0 | 639.85 | Winter | 0 | FALSE | 0 | 0 | 0 | 0 | 0 | 0 | 1 | 1
1977-02-12 | 2 | 12 | 2:00 | 5.6 | 2 | 1 | 42 |  | 13 | 9.2272 | 3.1501 | 12.3773 | 95% | 1 | 68.4 | 9.0117 | 4.9685 | 4.9685 | 0 | 0% | 10.2814 | 1 | 1 | 1 | 68.4 | 9.0117 | 4.9685 | 4.9685 | 0 | 0% | 708.25 | 68.4 | 0 | 639.85 | 708.25 | 68.4 | 0 | 639.85 | Winter | 0 | FALSE | 0 | 0 | 0 | 0 | 0 | 0 | 1 | 1
1977-02-12 | 2 | 12 | 3:00 | 5 | 3 | 1 | 41 |  | 14 | 9.937 | 3.4126 | 13.3496 | 95% | 1 | 68.4 | 9.0117 | 4.9685 | 4.9685 | 0 | 0% | 10.0804 | 1 | 1 | 1 | 68.4 | 9.0117 | 4.9685 | 4.9685 | 0 | 0% | 694.5 | 68.4 | 0 | 626.1 | 694.5 | 68.4 | 0 | 626.1 | Winter | 0 | FALSE | 0 | 0 | 0 | 0 | 0 | 0 | 1 | 1
1977-02-12 | 2 | 12 | 4:00 | 5 | 4 | 1 | 41 |  | 14 | 9.937 | 3.1501 | 13.0871 | 95% | 1 | 68.4 | 9.0117 | 4.9685 | 4.9685 | 0 | 0% | 9.9306 | 1 | 1 | 1 | 68.4 | 9.0117 | 4.9685 | 4.9685 | 0 | 0% | 684.25 | 68.4 | 0 | 615.85 | 684.25 | 68.4 | 0 | 615.85 | Winter | 0 | FALSE | 0 | 0 | 0 | 0 | 0 | 0 | 1 | 1
1977-02-12 | 2 | 12 | 5:00 | 4.4 | 5 | 1 | 40 |  | 15 | 10.6468 | 3.1501 | 13.7969 | 95% | 1 | 68.4 | 9.0117 | 4.9685 | 4.9685 | 0 | 0% | 10.0146 | 1 | 1 | 1 | 68.4 | 9.0117 | 4.9685 | 4.9685 | 0 | 0% | 690 | 68.4 | 0 | 621.6 | 690 | 68.4 | 0 | 621.6 | Winter | 0 | FALSE | 0 | 0 | 0 | 0 | 0 | 0 | 1 | 1
1977-02-12 | 2 | 12 | 6:00 | 4.4 | 6 | 1 | 40 |  | 15 | 10.6468 | 3.9376 | 14.5844 | 95% | 1 | 68.4 | 9.0117 | 4.9685 | 4.9685 | 0 | 0% | 10.0402 | 1 | 1 | 1 | 68.4 | 9.0117 | 4.9685 | 4.9685 | 0 | 0% | 691.75 | 68.4 | 0 | 623.35 | 691.75 | 68.4 | 0 | 623.35 | Winter | 0 | FALSE | 0 | 0 | 0 | 0 | 0 | 0 | 1 | 1
1977-02-12 | 2 | 12 | 7:00 | 4.4 | 7 | 1 | 40 |  | 15 | 10.6468 | 4.7252 | 15.372 | 95% | 1 | 68.4 | 9.0117 | 4.9685 | 4.9685 | 0 | 0% | 10.3838 | 1 | 1 | 1 | 68.4 | 9.0117 | 4.9685 | 4.9685 | 0 | 0% | 715.25 | 68.4 | 0 | 646.85 | 715.25 | 68.4 | 0 | 646.85 | Winter | 0 | FALSE | 0 | 0 | 0 | 0 | 0 | 0 | 1 | 1
1977-02-12 | 2 | 12 | 8:00 | 5 | 8 | 1 | 41 |  | 14 | 9.937 | 7.6128 | 17.5498 | 95% | 1 | 68.4 | 9.0117 | 4.9685 | 4.9685 | 0 | 0% | 11.1952 | 1 | 1 | 1 | 68.4 | 9.0117 | 4.9685 | 4.9685 | 0 | 0% | 770.75 | 68.4 | 0 | 702.35 | 770.75 | 68.4 | 0 | 702.35 | Winter | 0 | FALSE | 0 | 0 | 0 | 0 | 0 | 0 | 1 | 1
1977-02-12 | 2 | 12 | 9:00 | 5 | 9 | 1 | 41 |  | 14 | 9.937 | 6.5627 | 16.4997 | 95% | 1 | 68.4 | 9.0117 | 4.9685 | 4.9685 | 0 | 0% | 11.5095 | 1 | 1 | 1 | 68.4 | 9.0117 | 4.9685 | 4.9685 | 0 | 0% | 792.25 | 68.4 | 0 | 723.85 | 792.25 | 68.4 | 0 | 723.85 | Winter | 0 | FALSE | 0 | 0 | 0 | 0 | 0 | 0 | 1 | 1
1977-02-12 | 2 | 12 | 10:00 | 5.6 | 10 | 1 | 42 |  | 13 | 9.2272 | 6.0377 | 15.2649 | 95% | 1 | 68.4 | 9.0117 | 4.9685 | 4.9685 | 0 | 0% | 11.9773 | 1 | 1 | 1 | 68.4 | 9.0117 | 4.9685 | 4.9685 | 0 | 0% | 824.25 | 68.4 | 0 | 755.85 | 824.25 | 68.4 | 0 | 755.85 | Winter | 0 | FALSE | 0 | 0 | 0 | 0 | 0 | 0 | 1 | 1
1977-02-12 | 2 | 12 | 11:00 | 5 | 11 | 1 | 41 |  | 14 | 9.937 | 5.2502 | 15.1872 | 95% | 1 | 68.4 | 9.0117 | 4.9685 | 4.9685 | 0 | 0% | 12.277 | 1 | 1 | 1 | 68.4 | 9.0117 | 4.9685 | 4.9685 | 0 | 0% | 844.75 | 68.4 | 0 | 776.35 | 844.75 | 68.4 | 0 | 776.35 | Winter | 0 | FALSE | 0 | 0 | 0 | 0 | 0 | 0 | 1 | 1
1977-02-12 | 2 | 12 | 12:00 | 6.7 | 12 | 1 | 44 |  | 11 | 7.8076 | 5.2502 | 13.0578 | 95% | 1 | 68.4 | 9.0117 | 4.9685 | 4.9685 | 0 | 0% | 12.7266 | 1 | 1 | 1 | 68.4 | 9.0117 | 4.9685 | 4.9685 | 0 | 0% | 875.5 | 68.4 | 0 | 807.1 | 875.5 | 68.4 | 0 | 807.1 | Winter | 0 | FALSE | 0 | 0 | 0 | 0 | 0 | 0 | 1 | 1
1977-02-12 | 2 | 12 | 13:00 | 7.2 | 13 | 1 | 45 |  | 10 | 7.0979 | 4.7252 | 11.823 | 95% | 1 | 68.4 | 9.0117 | 4.9685 | 4.9685 | 0 | 0% | 12.5219 | 1 | 1 | 1 | 68.4 | 9.0117 | 4.9685 | 4.9685 | 0 | 0% | 861.5 | 68.4 | 0 | 793.1 | 861.5 | 68.4 | 0 | 793.1 | Winter | 0 | FALSE | 0 | 0 | 0 | 0 | 0 | 0 | 1 | 1
1977-02-12 | 2 | 12 | 14:00 | 7.8 | 14 | 1 | 46 |  | 9 | 6.3881 | 3.9376 | 10.3257 | 95% | 1 | 68.4 | 9.0117 | 4.9685 | 4.9685 | 0 | 0% | 12.8143 | 1 | 1 | 1 | 68.4 | 9.0117 | 4.9685 | 4.9685 | 0 | 0% | 881.5 | 68.4 | 0 | 813.1 | 881.5 | 68.4 | 0 | 813.1 | Winter | 0 | FALSE | 0 | 0 | 0 | 0 | 0 | 0 | 1 | 1
1977-02-12 | 2 | 12 | 15:00 | 6.7 | 15 | 1 | 44 |  | 11 | 7.8076 | 3.6751 | 11.4828 | 95% | 1 | 68.4 | 9.0117 | 4.9685 | 4.9685 | 0 | 0% | 12.3465 | 1 | 1 | 1 | 68.4 | 9.0117 | 4.9685 | 4.9685 | 0 | 0% | 849.5 | 68.4 | 0 | 781.1 | 849.5 | 68.4 | 0 | 781.1 | Winter | 0 | FALSE | 0 | 0 | 0 | 0 | 0 | 0 | 1 | 1
1977-02-12 | 2 | 12 | 16:00 | 6.7 | 16 | 1 | 44 |  | 11 | 7.8076 | 3.6751 | 11.4828 | 95% | 1 | 68.4 | 9.0117 | 4.9685 | 4.9685 | 0 | 0% | 13.0885 | 1 | 1 | 1 | 68.4 | 9.0117 | 4.9685 | 4.9685 | 0 | 0% | 900.25 | 68.4 | 0 | 831.85 | 900.25 | 68.4 | 0 | 831.85 | Winter | 0 | FALSE | 0 | 0 | 0 | 0 | 0 | 0 | 1 | 1
1977-02-12 | 2 | 12 | 17:00 | 6.7 | 17 | 1 | 44 |  | 11 | 7.8076 | 4.7252 | 12.5328 | 95% | 1 | 68.4 | 9.0117 | 4.9685 | 4.9685 | 0 | 0% | 12.7705 | 1 | 1 | 1 | 68.4 | 9.0117 | 4.9685 | 4.9685 | 0 | 0% | 878.5 | 68.4 | 0 | 810.1 | 878.5 | 68.4 | 0 | 810.1 | Winter | 1 | FALSE | 1 | 68.4 | 68.4 | 0 | 0 | 0 | 1 | 1
1977-02-12 | 2 | 12 | 18:00 | 6.1 | 18 | 1 | 43 |  | 12 | 8.5174 | 6.0377 | 14.5552 | 95% | 1 | 68.4 | 9.0117 | 4.9685 | 4.9685 | 0 | 0% | 12.3063 | 1 | 1 | 1 | 68.4 | 9.0117 | 4.9685 | 4.9685 | 0 | 0% | 846.75 | 68.4 | 0 | 778.35 | 846.75 | 68.4 | 0 | 778.35 | Winter | 1 | FALSE | 1 | 68.4 | 68.4 | 0 | 0 | 0 | 1 | 1
1977-02-12 | 2 | 12 | 19:00 | 5 | 19 | 1 | 41 |  | 14 | 9.937 | 6.5627 | 16.4997 | 95% | 1 | 68.4 | 9.0117 | 4.9685 | 4.9685 | 0 | 0% | 11.8896 | 1 | 1 | 1 | 68.4 | 9.0117 | 4.9685 | 4.9685 | 0 | 0% | 818.25 | 68.4 | 0 | 749.85 | 818.25 | 68.4 | 0 | 749.85 | Winter | 0 | FALSE | 0 | 0 | 0 | 0 | 0 | 0 | 1 | 1
1977-02-12 | 2 | 12 | 20:00 | 4.4 | 20 | 1 | 40 |  | 15 | 10.6468 | 5.7752 | 16.422 | 95% | 1 | 68.4 | 9.0117 | 4.9685 | 4.9685 | 0 | 0% | 11.2939 | 1 | 1 | 1 | 68.4 | 9.0117 | 4.9685 | 4.9685 | 0 | 0% | 777.5 | 68.4 | 0 | 709.1 | 777.5 | 68.4 | 0 | 709.1 | Winter | 0 | FALSE | 0 | 0 | 0 | 0 | 0 | 0 | 1 | 1
1977-02-12 | 2 | 12 | 21:00 | 3.9 | 21 | 1 | 39 |  | 16 | 11.3566 | 4.7252 | 16.0818 | 95% | 1 | 68.4 | 9.0117 | 4.9685 | 4.9685 | 0 | 0% | 10.9978 | 1 | 1 | 1 | 68.4 | 9.0117 | 4.9685 | 4.9685 | 0 | 0% | 757.25 | 68.4 | 0 | 688.85 | 757.25 | 68.4 | 0 | 688.85 | Winter | 0 | FALSE | 0 | 0 | 0 | 0 | 0 | 0 | 1 | 1
1977-02-12 | 2 | 12 | 22:00 | 2.8 | 22 | 1 | 37 |  | 18 | 12.7762 | 4.2002 | 16.9763 | 95% | 1 | 68.4 | 9.0117 | 4.9685 | 4.9685 | 0 | 0% | 10.7858 | 1 | 1 | 1 | 68.4 | 9.0117 | 4.9685 | 4.9685 | 0 | 0% | 742.75 | 68.4 | 0 | 674.35 | 742.75 | 68.4 | 0 | 674.35 | Winter | 0 | FALSE | 0 | 0 | 0 | 0 | 0 | 0 | 1 | 1
1977-02-12 | 2 | 12 | 23:00 | 2.8 | 23 | 1 | 37 |  | 18 | 12.7762 | 5.2502 | 18.0263 | 95% | 1 | 68.4 | 9.0117 | 4.9685 | 4.9685 | 0 | 0% | 10.4569 | 1 | 1 | 1 | 68.4 | 9.0117 | 4.9685 | 4.9685 | 0 | 0% | 720.25 | 68.4 | 0 | 651.85 | 720.25 | 68.4 | 0 | 651.85 | Winter | 0 | FALSE | 0 | 0 | 0 | 0 | 0 | 0 | 1 | 1
1977-02-12 | 2 | 12 | 24:00 | 2.2 | 0 | 1 | 36 |  | 19 | 13.4859 | 4.2002 | 17.6861 | 95% | 1 | 68.4 | 9.0117 | 4.9685 | 4.9685 | 0 | 0% | 10.2522 | 1 | 1 | 1 | 68.4 | 9.0117 | 4.9685 | 4.9685 | 0 | 0% | 706.25 | 68.4 | 0 | 637.85 | 706.25 | 68.4 | 0 | 637.85 | Winter | 0 | FALSE | 0 | 0 | 0 | 0 | 0 | 0 | 1 | 1
1977-02-13 | 2 | 13 | 1:00 | 2.2 | 1 | 1 | 36 |  | 19 | 13.4859 | 3.9376 | 17.4236 | 95% | 1 | 68.4 | 9.0117 | 4.9685 | 4.9685 | 0 | 0% | 10.3692 | 1 | 1 | 1 | 68.4 | 9.0117 | 4.9685 | 4.9685 | 0 | 0% | 714.25 | 68.4 | 0 | 645.85 | 714.25 | 68.4 | 0 | 645.85 | Winter | 0 | FALSE | 0 | 0 | 0 | 0 | 0 | 0 | 1 | 1
1977-02-13 | 2 | 13 | 2:00 | 2.2 | 2 | 1 | 36 |  | 19 | 13.4859 | 3.1501 | 16.6361 | 95% | 1 | 68.4 | 9.0117 | 4.9685 | 4.9685 | 0 | 0% | 10.2961 | 1 | 1 | 1 | 68.4 | 9.0117 | 4.9685 | 4.9685 | 0 | 0% | 709.25 | 68.4 | 0 | 640.85 | 709.25 | 68.4 | 0 | 640.85 | Winter | 0 | FALSE | 0 | 0 | 0 | 0 | 0 | 0 | 1 | 1
1977-02-13 | 2 | 13 | 3:00 | 1.7 | 3 | 1 | 35 |  | 20 | 14.1957 | 3.4126 | 17.6084 | 95% | 1 | 68.4 | 9.0117 | 4.9685 | 4.9685 | 0 | 0% | 10.201 | 1 | 1 | 1 | 68.4 | 9.0117 | 4.9685 | 4.9685 | 0 | 0% | 702.75 | 68.4 | 0 | 634.35 | 702.75 | 68.4 | 0 | 634.35 | Winter | 0 | FALSE | 0 | 0 | 0 | 0 | 0 | 0 | 1 | 1
1977-02-13 | 2 | 13 | 4:00 | 1.7 | 4 | 1 | 35 |  | 20 | 14.1957 | 3.1501 | 17.3458 | 95% | 1 | 68.4 | 9.0117 | 4.9685 | 4.9685 | 0 | 0% | 10.2741 | 1 | 1 | 1 | 68.4 | 9.0117 | 4.9685 | 4.9685 | 0 | 0% | 707.75 | 68.4 | 0 | 639.35 | 707.75 | 68.4 | 0 | 639.35 | Winter | 0 | FALSE | 0 | 0 | 0 | 0 | 0 | 0 | 1 | 1
1977-02-13 | 2 | 13 | 5:00 | 1.1 | 5 | 1 | 34 |  | 21 | 14.9055 | 3.1501 | 18.0556 | 95% | 1 | 68.4 | 9.0117 | 4.9685 | 4.9685 | 0 | 0% | 10.3582 | 1 | 1 | 1 | 68.4 | 9.0117 | 4.9685 | 4.9685 | 0 | 0% | 713.5 | 68.4 | 0 | 645.1 | 713.5 | 68.4 | 0 | 645.1 | Winter | 0 | FALSE | 0 | 0 | 0 | 0 | 0 | 0 | 1 | 1
1977-02-13 | 2 | 13 | 6:00 | 1.7 | 6 | 1 | 35 |  | 20 | 14.1957 | 3.9376 | 18.1334 | 95% | 1 | 68.4 | 9.0117 | 4.9685 | 4.9685 | 0 | 0% | 10.3326 | 1 | 1 | 1 | 68.4 | 9.0117 | 4.9685 | 4.9685 | 0 | 0% | 711.75 | 68.4 | 0 | 643.35 | 711.75 | 68.4 | 0 | 643.35 | Winter | 0 | FALSE | 0 | 0 | 0 | 0 | 0 | 0 | 1 | 1
1977-02-13 | 2 | 13 | 7:00 | 1.7 | 7 | 1 | 35 |  | 20 | 14.1957 | 4.7252 | 18.9209 | 95% | 1 | 68.4 | 9.0117 | 4.9685 | 4.9685 | 0 | 0% | 10.2412 | 1 | 1 | 1 | 68.4 | 9.0117 | 4.9685 | 4.9685 | 0 | 0% | 705.5 | 68.4 | 0 | 637.1 | 705.5 | 68.4 | 0 | 637.1 | Winter | 0 | FALSE | 0 | 0 | 0 | 0 | 0 | 0 | 1 | 1
1977-02-13 | 2 | 13 | 8:00 | 1.7 | 8 | 1 | 35 |  | 20 | 14.1957 | 7.6128 | 21.8085 | 95% | 1 | 68.4 | 9.0117 | 4.9685 | 4.9685 | 0 | 0% | 11.2975 | 1 | 1 | 1 | 68.4 | 9.0117 | 4.9685 | 4.9685 | 0 | 0% | 777.75 | 68.4 | 0 | 709.35 | 777.75 | 68.4 | 0 | 709.35 | Winter | 0 | FALSE | 0 | 0 | 0 | 0 | 0 | 0 | 1 | 1
1977-02-13 | 2 | 13 | 9:00 | 2.2 | 9 | 1 | 36 |  | 19 | 13.4859 | 6.5627 | 20.0487 | 95% | 1 | 68.4 | 9.0117 | 4.9685 | 4.9685 | 0 | 0% | 11.4108 | 1 | 1 | 1 | 68.4 | 9.0117 | 4.9685 | 4.9685 | 0 | 0% | 785.5 | 68.4 | 0 | 717.1 | 785.5 | 68.4 | 0 | 717.1 | Winter | 0 | FALSE | 0 | 0 | 0 | 0 | 0 | 0 | 1 | 1
1977-02-13 | 2 | 13 | 10:00 | 2.2 | 10 | 1 | 36 |  | 19 | 13.4859 | 6.0377 | 19.5237 | 95% | 1 | 68.4 | 9.0117 | 4.9685 | 4.9685 | 0 | 0% | 12.0431 | 1 | 1 | 1 | 68.4 | 9.0117 | 4.9685 | 4.9685 | 0 | 0% | 828.75 | 68.4 | 0 | 760.35 | 828.75 | 68.4 | 0 | 760.35 | Winter | 0 | FALSE | 0 | 0 | 0 | 0 | 0 | 0 | 1 | 1
1977-02-13 | 2 | 13 | 11:00 | 3.9 | 11 | 1 | 39 |  | 16 | 11.3566 | 5.2502 | 16.6068 | 95% | 1 | 68.4 | 9.0117 | 4.9685 | 4.9685 | 0 | 0% | 12.8911 | 1 | 1 | 1 | 68.4 | 9.0117 | 4.9685 | 4.9685 | 0 | 0% | 886.75 | 68.4 | 0 | 818.35 | 886.75 | 68.4 | 0 | 818.35 | Winter | 0 | FALSE | 0 | 0 | 0 | 0 | 0 | 0 | 1 | 1
1977-02-13 | 2 | 13 | 12:00 | 3.9 | 12 | 1 | 39 |  | 16 | 11.3566 | 5.2502 | 16.6068 | 95% | 1 | 68.4 | 9.0117 | 4.9685 | 4.9685 | 0 | 0% | 12.8143 | 1 | 1 | 1 | 68.4 | 9.0117 | 4.9685 | 4.9685 | 0 | 0% | 881.5 | 68.4 | 0 | 813.1 | 881.5 | 68.4 | 0 | 813.1 | Winter | 0 | FALSE | 0 | 0 | 0 | 0 | 0 | 0 | 1 | 1
1977-02-13 | 2 | 13 | 13:00 | 3.3 | 13 | 1 | 38 |  | 17 | 12.0664 | 4.7252 | 16.7915 | 95% | 1 | 68.4 | 9.0117 | 4.9685 | 4.9685 | 0 | 0% | 12.5365 | 1 | 1 | 1 | 68.4 | 9.0117 | 4.9685 | 4.9685 | 0 | 0% | 862.5 | 68.4 | 0 | 794.1 | 862.5 | 68.4 | 0 | 794.1 | Winter | 0 | FALSE | 0 | 0 | 0 | 0 | 0 | 0 | 1 | 1
1977-02-13 | 2 | 13 | 14:00 | 3.9 | 14 | 1 | 39 |  | 16 | 11.3566 | 3.9376 | 15.2942 | 95% | 1 | 68.4 | 9.0117 | 4.9685 | 4.9685 | 0 | 0% | 12.9459 | 1 | 1 | 1 | 68.4 | 9.0117 | 4.9685 | 4.9685 | 0 | 0% | 890.5 | 68.4 | 0 | 822.1 | 890.5 | 68.4 | 0 | 822.1 | Winter | 0 | FALSE | 0 | 0 | 0 | 0 | 0 | 0 | 1 | 1
1977-02-13 | 2 | 13 | 15:00 | 5 | 15 | 1 | 41 |  | 14 | 9.937 | 3.6751 | 13.6121 | 95% | 1 | 68.4 | 9.0117 | 4.9685 | 4.9685 | 0 | 0% | 12.5694 | 1 | 1 | 1 | 68.4 | 9.0117 | 4.9685 | 4.9685 | 0 | 0% | 864.75 | 68.4 | 0 | 796.35 | 864.75 | 68.4 | 0 | 796.35 | Winter | 0 | FALSE | 0 | 0 | 0 | 0 | 0 | 0 | 1 | 1
1977-02-13 | 2 | 13 | 16:00 | 4.4 | 16 | 1 | 40 |  | 15 | 10.6468 | 3.6751 | 14.3219 | 95% | 1 | 68.4 | 9.0117 | 4.9685 | 4.9685 | 0 | 0% | 12.4927 | 1 | 1 | 1 | 68.4 | 9.0117 | 4.9685 | 4.9685 | 0 | 0% | 859.5 | 68.4 | 0 | 791.1 | 859.5 | 68.4 | 0 | 791.1 | Winter | 0 | FALSE | 0 | 0 | 0 | 0 | 0 | 0 | 1 | 1
1977-02-13 | 2 | 13 | 17:00 | 3.3 | 17 | 1 | 38 |  | 17 | 12.0664 | 4.7252 | 16.7915 | 95% | 1 | 68.4 | 9.0117 | 4.9685 | 4.9685 | 0 | 0% | 12.5037 | 1 | 1 | 1 | 68.4 | 9.0117 | 4.9685 | 4.9685 | 0 | 0% | 860.25 | 68.4 | 0 | 791.85 | 860.25 | 68.4 | 0 | 791.85 | Winter | 1 | FALSE | 1 | 68.4 | 68.4 | 0 | 0 | 0 | 1 | 1
1977-02-13 | 2 | 13 | 18:00 | 3.3 | 18 | 1 | 38 |  | 17 | 12.0664 | 6.0377 | 18.1041 | 95% | 1 | 68.4 | 9.0117 | 4.9685 | 4.9685 | 0 | 0% | 12.288 | 1 | 1 | 1 | 68.4 | 9.0117 | 4.9685 | 4.9685 | 0 | 0% | 845.5 | 68.4 | 0 | 777.1 | 845.5 | 68.4 | 0 | 777.1 | Winter | 1 | FALSE | 1 | 68.4 | 68.4 | 0 | 0 | 0 | 1 | 1
1977-02-13 | 2 | 13 | 19:00 | 3.9 | 19 | 1 | 39 |  | 16 | 11.3566 | 6.5627 | 17.9193 | 95% | 1 | 68.4 | 9.0117 | 4.9685 | 4.9685 | 0 | 0% | 11.8421 | 1 | 1 | 1 | 68.4 | 9.0117 | 4.9685 | 4.9685 | 0 | 0% | 815 | 68.4 | 0 | 746.6 | 815 | 68.4 | 0 | 746.6 | Winter | 0 | FALSE | 0 | 0 | 0 | 0 | 0 | 0 | 1 | 1
1977-02-13 | 2 | 13 | 20:00 | 3.9 | 20 | 1 | 39 |  | 16 | 11.3566 | 5.7752 | 17.1318 | 95% | 1 | 68.4 | 9.0117 | 4.9685 | 4.9685 | 0 | 0% | 11.3596 | 1 | 1 | 1 | 68.4 | 9.0117 | 4.9685 | 4.9685 | 0 | 0% | 782 | 68.4 | 0 | 713.6 | 782 | 68.4 | 0 | 713.6 | Winter | 0 | FALSE | 0 | 0 | 0 | 0 | 0 | 0 | 1 | 1
1977-02-13 | 2 | 13 | 21:00 | 4.4 | 21 | 1 | 40 |  | 15 | 10.6468 | 4.7252 | 15.372 | 95% | 1 | 68.4 | 9.0117 | 4.9685 | 4.9685 | 0 | 0% | 10.9211 | 1 | 1 | 1 | 68.4 | 9.0117 | 4.9685 | 4.9685 | 0 | 0% | 752 | 68.4 | 0 | 683.6 | 752 | 68.4 | 0 | 683.6 | Winter | 0 | FALSE | 0 | 0 | 0 | 0 | 0 | 0 | 1 | 1
1977-02-13 | 2 | 13 | 22:00 | 3.9 | 22 | 1 | 39 |  | 16 | 11.3566 | 4.2002 | 15.5567 | 95% | 1 | 68.4 | 9.0117 | 4.9685 | 4.9685 | 0 | 0% | 11.3962 | 1 | 1 | 1 | 68.4 | 9.0117 | 4.9685 | 4.9685 | 0 | 0% | 784.5 | 68.4 | 0 | 716.1 | 784.5 | 68.4 | 0 | 716.1 | Winter | 0 | FALSE | 0 | 0 | 0 | 0 | 0 | 0 | 1 | 1
1977-02-13 | 2 | 13 | 23:00 | 4.4 | 23 | 1 | 40 |  | 15 | 10.6468 | 5.2502 | 15.897 | 95% | 1 | 68.4 | 9.0117 | 4.9685 | 4.9685 | 0 | 0% | 10.8772 | 1 | 1 | 1 | 68.4 | 9.0117 | 4.9685 | 4.9685 | 0 | 0% | 749 | 68.4 | 0 | 680.6 | 749 | 68.4 | 0 | 680.6 | Winter | 0 | FALSE | 0 | 0 | 0 | 0 | 0 | 0 | 1 | 1
1977-02-13 | 2 | 13 | 24:00 | 5 | 0 | 1 | 41 |  | 14 | 9.937 | 4.2002 | 14.1372 | 95% | 1 | 68.4 | 9.0117 | 4.9685 | 4.9685 | 0 | 0% | 10.5263 | 1 | 1 | 1 | 68.4 | 9.0117 | 4.9685 | 4.9685 | 0 | 0% | 725 | 68.4 | 0 | 656.6 | 725 | 68.4 | 0 | 656.6 | Winter | 0 | FALSE | 0 | 0 | 0 | 0 | 0 | 0 | 1 | 1
1977-02-14 | 2 | 14 | 1:00 | 3.9 | 1 | 1 | 39 |  | 16 | 11.3566 | 3.9376 | 15.2942 | 95% | 1 | 68.4 | 9.0117 | 4.9685 | 4.9685 | 0 | 0% | 10.4751 | 1 | 1 | 1 | 68.4 | 9.0117 | 4.9685 | 4.9685 | 0 | 0% | 721.5 | 68.4 | 0 | 653.1 | 721.5 | 68.4 | 0 | 653.1 | Winter | 0 | FALSE | 0 | 0 | 0 | 0 | 0 | 0 | 1 | 1
1977-02-14 | 2 | 14 | 2:00 | 3.3 | 2 | 1 | 38 |  | 17 | 12.0664 | 3.1501 | 15.2165 | 95% | 1 | 68.4 | 9.0117 | 4.9685 | 4.9685 | 0 | 0% | 10.1718 | 1 | 1 | 1 | 68.4 | 9.0117 | 4.9685 | 4.9685 | 0 | 0% | 700.75 | 68.4 | 0 | 632.35 | 700.75 | 68.4 | 0 | 632.35 | Winter | 0 | FALSE | 0 | 0 | 0 | 0 | 0 | 0 | 1 | 1
1977-02-14 | 2 | 14 | 3:00 | 3.3 | 3 | 1 | 38 |  | 17 | 12.0664 | 3.4126 | 15.479 | 95% | 1 | 68.4 | 9.0117 | 4.9685 | 4.9685 | 0 | 0% | 10.095 | 1 | 1 | 1 | 68.4 | 9.0117 | 4.9685 | 4.9685 | 0 | 0% | 695.5 | 68.4 | 0 | 627.1 | 695.5 | 68.4 | 0 | 627.1 | Winter | 0 | FALSE | 0 | 0 | 0 | 0 | 0 | 0 | 1 | 1
1977-02-14 | 2 | 14 | 4:00 | 2.8 | 4 | 1 | 37 |  | 18 | 12.7762 | 3.1501 | 15.9263 | 95% | 1 | 68.4 | 9.0117 | 4.9685 | 4.9685 | 0 | 0% | 10.0877 | 1 | 1 | 1 | 68.4 | 9.0117 | 4.9685 | 4.9685 | 0 | 0% | 695 | 68.4 | 0 | 626.6 | 695 | 68.4 | 0 | 626.6 | Winter | 0 | FALSE | 0 | 0 | 0 | 0 | 0 | 0 | 1 | 1
1977-02-14 | 2 | 14 | 5:00 | 1.7 | 5 | 1 | 35 |  | 20 | 14.1957 | 3.1501 | 17.3458 | 95% | 1 | 68.4 | 9.0117 | 4.9685 | 4.9685 | 0 | 0% | 10.5117 | 1 | 1 | 1 | 68.4 | 9.0117 | 4.9685 | 4.9685 | 0 | 0% | 724 | 68.4 | 0 | 655.6 | 724 | 68.4 | 0 | 655.6 | Winter | 0 | FALSE | 0 | 0 | 0 | 0 | 0 | 0 | 1 | 1
1977-02-14 | 2 | 14 | 6:00 | 1.7 | 6 | 1 | 35 |  | 20 | 14.1957 | 3.9376 | 18.1334 | 95% | 1 | 68.4 | 9.0117 | 4.9685 | 4.9685 | 0 | 0% | 10.2303 | 1 | 1 | 1 | 68.4 | 9.0117 | 4.9685 | 4.9685 | 0 | 0% | 704.75 | 68.4 | 0 | 636.35 | 704.75 | 68.4 | 0 | 636.35 | Winter | 0 | FALSE | 0 | 0 | 0 | 0 | 0 | 0 | 1 | 1
1977-02-14 | 2 | 14 | 7:00 | 1.7 | 7 | 1 | 35 |  | 20 | 14.1957 | 4.7252 | 18.9209 | 95% | 1 | 68.4 | 9.0117 | 4.9685 | 4.9685 | 0 | 0% | 10.0804 | 1 | 1 | 1 | 68.4 | 9.0117 | 4.9685 | 4.9685 | 0 | 0% | 694.5 | 68.4 | 0 | 626.1 | 694.5 | 68.4 | 0 | 626.1 | Winter | 0 | FALSE | 0 | 0 | 0 | 0 | 0 | 0 | 1 | 1
1977-02-14 | 2 | 14 | 8:00 | 2.2 | 8 | 1 | 36 |  | 19 | 13.4859 | 7.6128 | 21.0987 | 95% | 1 | 68.4 | 9.0117 | 4.9685 | 4.9685 | 0 | 0% | 10.1462 | 1 | 1 | 1 | 68.4 | 9.0117 | 4.9685 | 4.9685 | 0 | 0% | 699 | 68.4 | 0 | 630.6 | 699 | 68.4 | 0 | 630.6 | Winter | 0 | FALSE | 0 | 0 | 0 | 0 | 0 | 0 | 1 | 1
1977-02-14 | 2 | 14 | 9:00 | 3.3 | 9 | 1 | 38 |  | 17 | 12.0664 | 6.5627 | 18.6291 | 95% | 1 | 68.4 | 9.0117 | 4.9685 | 4.9685 | 0 | 0% | 10.5738 | 1 | 1 | 1 | 68.4 | 9.0117 | 4.9685 | 4.9685 | 0 | 0% | 728.25 | 68.4 | 0 | 659.85 | 728.25 | 68.4 | 0 | 659.85 | Winter | 0 | FALSE | 0 | 0 | 0 | 0 | 0 | 0 | 1 | 1
1977-02-14 | 2 | 14 | 10:00 | 4.4 | 10 | 1 | 40 |  | 15 | 10.6468 | 6.0377 | 16.6845 | 95% | 1 | 68.4 | 9.0117 | 4.9685 | 4.9685 | 0 | 0% | 10.837 | 1 | 1 | 1 | 68.4 | 9.0117 | 4.9685 | 4.9685 | 0 | 0% | 746.25 | 68.4 | 0 | 677.85 | 746.25 | 68.4 | 0 | 677.85 | Winter | 0 | FALSE | 0 | 0 | 0 | 0 | 0 | 0 | 1 | 1
1977-02-14 | 2 | 14 | 11:00 | 5 | 11 | 1 | 41 |  | 14 | 9.937 | 5.2502 | 15.1872 | 95% | 1 | 68.4 | 9.0117 | 4.9685 | 4.9685 | 0 | 0% | 10.8955 | 1 | 1 | 1 | 68.4 | 9.0117 | 4.9685 | 4.9685 | 0 | 0% | 750.25 | 68.4 | 0 | 681.85 | 750.25 | 68.4 | 0 | 681.85 | Winter | 0 | FALSE | 0 | 0 | 0 | 0 | 0 | 0 | 1 | 1
1977-02-14 | 2 | 14 | 12:00 | 5.6 | 12 | 1 | 42 |  | 13 | 9.2272 | 5.2502 | 14.4774 | 95% | 1 | 68.4 | 9.0117 | 4.9685 | 4.9685 | 0 | 0% | 11.5351 | 1 | 1 | 1 | 68.4 | 9.0117 | 4.9685 | 4.9685 | 0 | 0% | 794 | 68.4 | 0 | 725.6 | 794 | 68.4 | 0 | 725.6 | Winter | 0 | FALSE | 0 | 0 | 0 | 0 | 0 | 0 | 1 | 1
1977-02-14 | 2 | 14 | 13:00 | 5.6 | 13 | 1 | 42 |  | 13 | 9.2272 | 4.7252 | 13.9524 | 95% | 1 | 68.4 | 9.0117 | 4.9685 | 4.9685 | 0 | 0% | 11.2354 | 1 | 1 | 1 | 68.4 | 9.0117 | 4.9685 | 4.9685 | 0 | 0% | 773.5 | 68.4 | 0 | 705.1 | 773.5 | 68.4 | 0 | 705.1 | Winter | 0 | FALSE | 0 | 0 | 0 | 0 | 0 | 0 | 1 | 1
1977-02-14 | 2 | 14 | 14:00 | 6.1 | 14 | 1 | 43 |  | 12 | 8.5174 | 3.9376 | 12.4551 | 95% | 1 | 68.4 | 9.0117 | 4.9685 | 4.9685 | 0 | 0% | 11.0709 | 1 | 1 | 1 | 68.4 | 9.0117 | 4.9685 | 4.9685 | 0 | 0% | 762.25 | 68.4 | 0 | 693.85 | 762.25 | 68.4 | 0 | 693.85 | Winter | 0 | FALSE | 0 | 0 | 0 | 0 | 0 | 0 | 1 | 1
1977-02-14 | 2 | 14 | 15:00 | 6.1 | 15 | 1 | 43 |  | 12 | 8.5174 | 3.6751 | 12.1926 | 95% | 1 | 68.4 | 9.0117 | 4.9685 | 4.9685 | 0 | 0% | 11.0819 | 1 | 1 | 1 | 68.4 | 9.0117 | 4.9685 | 4.9685 | 0 | 0% | 763 | 68.4 | 0 | 694.6 | 763 | 68.4 | 0 | 694.6 | Winter | 0 | FALSE | 0 | 0 | 0 | 0 | 0 | 0 | 1 | 1
1977-02-14 | 2 | 14 | 16:00 | 6.7 | 16 | 1 | 44 |  | 11 | 7.8076 | 3.6751 | 11.4828 | 95% | 1 | 68.4 | 9.0117 | 4.9685 | 4.9685 | 0 | 0% | 11.5972 | 1 | 1 | 1 | 68.4 | 9.0117 | 4.9685 | 4.9685 | 0 | 0% | 798.25 | 68.4 | 0 | 729.85 | 798.25 | 68.4 | 0 | 729.85 | Winter | 0 | FALSE | 0 | 0 | 0 | 0 | 0 | 0 | 1 | 1
1977-02-14 | 2 | 14 | 17:00 | 6.1 | 17 | 1 | 43 |  | 12 | 8.5174 | 4.7252 | 13.2426 | 95% | 1 | 68.4 | 9.0117 | 4.9685 | 4.9685 | 0 | 0% | 10.8333 | 1 | 1 | 1 | 68.4 | 9.0117 | 4.9685 | 4.9685 | 0 | 0% | 746 | 68.4 | 0 | 677.6 | 746 | 68.4 | 0 | 677.6 | Winter | 1 | FALSE | 1 | 68.4 | 68.4 | 0 | 0 | 0 | 1 | 1
1977-02-14 | 2 | 14 | 18:00 | 6.1 | 18 | 1 | 43 |  | 12 | 8.5174 | 6.0377 | 14.5552 | 95% | 1 | 68.4 | 9.0117 | 4.9685 | 4.9685 | 0 | 0% | 11.0599 | 1 | 1 | 1 | 68.4 | 9.0117 | 4.9685 | 4.9685 | 0 | 0% | 761.5 | 68.4 | 0 | 693.1 | 761.5 | 68.4 | 0 | 693.1 | Winter | 1 | FALSE | 1 | 68.4 | 68.4 | 0 | 0 | 0 | 1 | 1
1977-02-14 | 2 | 14 | 19:00 | 5 | 19 | 1 | 41 |  | 14 | 9.937 | 6.5627 | 16.4997 | 95% | 1 | 68.4 | 9.0117 | 4.9685 | 4.9685 | 0 | 0% | 10.848 | 1 | 1 | 1 | 68.4 | 9.0117 | 4.9685 | 4.9685 | 0 | 0% | 747 | 68.4 | 0 | 678.6 | 747 | 68.4 | 0 | 678.6 | Winter | 0 | FALSE | 0 | 0 | 0 | 0 | 0 | 0 | 1 | 1
1977-02-14 | 2 | 14 | 20:00 | 3.3 | 20 | 1 | 38 |  | 17 | 12.0664 | 5.7752 | 17.8416 | 95% | 1 | 68.4 | 9.0117 | 4.9685 | 4.9685 | 0 | 0% | 10.6871 | 1 | 1 | 1 | 68.4 | 9.0117 | 4.9685 | 4.9685 | 0 | 0% | 736 | 68.4 | 0 | 667.6 | 736 | 68.4 | 0 | 667.6 | Winter | 0 | FALSE | 0 | 0 | 0 | 0 | 0 | 0 | 1 | 1
1977-02-14 | 2 | 14 | 21:00 | 2.8 | 21 | 1 | 37 |  | 18 | 12.7762 | 4.7252 | 17.5013 | 95% | 1 | 68.4 | 9.0117 | 4.9685 | 4.9685 | 0 | 0% | 10.508 | 1 | 1 | 1 | 68.4 | 9.0117 | 4.9685 | 4.9685 | 0 | 0% | 723.75 | 68.4 | 0 | 655.35 | 723.75 | 68.4 | 0 | 655.35 | Winter | 0 | FALSE | 0 | 0 | 0 | 0 | 0 | 0 | 1 | 1
1977-02-14 | 2 | 14 | 22:00 | 3.3 | 22 | 1 | 38 |  | 17 | 12.0664 | 4.2002 | 16.2665 | 95% | 1 | 68.4 | 9.0117 | 4.9685 | 4.9685 | 0 | 0% | 10.7346 | 1 | 1 | 1 | 68.4 | 9.0117 | 4.9685 | 4.9685 | 0 | 0% | 739.25 | 68.4 | 0 | 670.85 | 739.25 | 68.4 | 0 | 670.85 | Winter | 0 | FALSE | 0 | 0 | 0 | 0 | 0 | 0 | 1 | 1
1977-02-14 | 2 | 14 | 23:00 | 2.8 | 23 | 1 | 37 |  | 18 | 12.7762 | 5.2502 | 18.0263 | 95% | 1 | 68.4 | 9.0117 | 4.9685 | 4.9685 | 0 | 0% | 10.2778 | 1 | 1 | 1 | 68.4 | 9.0117 | 4.9685 | 4.9685 | 0 | 0% | 708 | 68.4 | 0 | 639.6 | 708 | 68.4 | 0 | 639.6 | Winter | 0 | FALSE | 0 | 0 | 0 | 0 | 0 | 0 | 1 | 1
1977-02-14 | 2 | 14 | 24:00 | 2.2 | 0 | 1 | 36 |  | 19 | 13.4859 | 4.2002 | 17.6861 | 95% | 1 | 68.4 | 9.0117 | 4.9685 | 4.9685 | 0 | 0% | 10.2668 | 1 | 1 | 1 | 68.4 | 9.0117 | 4.9685 | 4.9685 | 0 | 0% | 707.25 | 68.4 | 0 | 638.85 | 707.25 | 68.4 | 0 | 638.85 | Winter | 0 | FALSE | 0 | 0 | 0 | 0 | 0 | 0 | 1 | 1
1977-02-15 | 2 | 15 | 1:00 | 2.2 | 1 | 2 | 36 |  | 19 | 13.4859 | 3.9376 | 17.4236 | 95% | 1 | 68.4 | 9.0117 | 4.9685 | 4.9685 | 0 | 0% | 10.5117 | 1 | 1 | 1 | 68.4 | 9.0117 | 4.9685 | 4.9685 | 0 | 0% | 724 | 68.4 | 0 | 655.6 | 724 | 68.4 | 0 | 655.6 | Winter | 0 | 0 | 0 | 0 | 0 | 0 | 0 | 0 | 1 | 1
1977-02-15 | 2 | 15 | 2:00 | 1.7 | 2 | 2 | 35 |  | 20 | 14.1957 | 3.1501 | 17.3458 | 95% | 1 | 68.4 | 9.0117 | 4.9685 | 4.9685 | 0 | 0% | 10.4167 | 1 | 1 | 1 | 68.4 | 9.0117 | 4.9685 | 4.9685 | 0 | 0% | 717.5 | 68.4 | 0 | 649.1 | 717.5 | 68.4 | 0 | 649.1 | Winter | 0 | 0 | 0 | 0 | 0 | 0 | 0 | 0 | 1 | 1
1977-02-15 | 2 | 15 | 3:00 | 1.7 | 3 | 2 | 35 |  | 20 | 14.1957 | 3.4126 | 17.6084 | 95% | 1 | 68.4 | 9.0117 | 4.9685 | 4.9685 | 0 | 0% | 10.1718 | 1 | 1 | 1 | 68.4 | 9.0117 | 4.9685 | 4.9685 | 0 | 0% | 700.75 | 68.4 | 0 | 632.35 | 700.75 | 68.4 | 0 | 632.35 | Winter | 0 | 0 | 0 | 0 | 0 | 0 | 0 | 0 | 1 | 1
1977-02-15 | 2 | 15 | 4:00 | 1.7 | 4 | 2 | 35 |  | 20 | 14.1957 | 3.1501 | 17.3458 | 95% | 1 | 68.4 | 9.0117 | 4.9685 | 4.9685 | 0 | 0% | 10.3472 | 1 | 1 | 1 | 68.4 | 9.0117 | 4.9685 | 4.9685 | 0 | 0% | 712.75 | 68.4 | 0 | 644.35 | 712.75 | 68.4 | 0 | 644.35 | Winter | 0 | 0 | 0 | 0 | 0 | 0 | 0 | 0 | 1 | 1
1977-02-15 | 2 | 15 | 5:00 | 1.1 | 5 | 2 | 34 |  | 21 | 14.9055 | 3.1501 | 18.0556 | 95% | 1 | 68.4 | 9.0117 | 4.9685 | 4.9685 | 0 | 0% | 10.3582 | 1 | 1 | 1 | 68.4 | 9.0117 | 4.9685 | 4.9685 | 0 | 0% | 713.5 | 68.4 | 0 | 645.1 | 713.5 | 68.4 | 0 | 645.1 | Winter | 0 | 0 | 0 | 0 | 0 | 0 | 0 | 0 | 1 | 1
1977-02-15 | 2 | 15 | 6:00 | 1.7 | 6 | 2 | 35 |  | 20 | 14.1957 | 3.9376 | 18.1334 | 95% | 1 | 68.4 | 9.0117 | 4.9685 | 4.9685 | 0 | 0% | 10.106 | 1 | 1 | 1 | 68.4 | 9.0117 | 4.9685 | 4.9685 | 0 | 0% | 696.25 | 68.4 | 0 | 627.85 | 696.25 | 68.4 | 0 | 627.85 | Winter | 0 | 0 | 0 | 0 | 0 | 0 | 0 | 0 | 1 | 1
1977-02-15 | 2 | 15 | 7:00 | 1.7 | 7 | 2 | 35 |  | 20 | 14.1957 | 4.7252 | 18.9209 | 95% | 1 | 68.4 | 9.0117 | 4.9685 | 4.9685 | 0 | 0% | 10.3692 | 1 | 1 | 1 | 68.4 | 9.0117 | 4.9685 | 4.9685 | 0 | 0% | 714.25 | 68.4 | 0 | 645.85 | 714.25 | 68.4 | 0 | 645.85 | Winter | 0 | 0 | 0 | 0 | 0 | 0 | 0 | 0 | 1 | 1
1977-02-15 | 2 | 15 | 8:00 | 1.7 | 8 | 2 | 35 |  | 20 | 14.1957 | 7.6128 | 21.8085 | 95% | 1 | 68.4 | 9.0117 | 4.9685 | 4.9685 | 0 | 0% | 10.72 | 1 | 1 | 1 | 68.4 | 9.0117 | 4.9685 | 4.9685 | 0 | 0% | 738.25 | 68.4 | 0 | 669.85 | 738.25 | 68.4 | 0 | 669.85 | Winter | 0 | 0 | 0 | 0 | 0 | 0 | 0 | 0 | 1 | 1
1977-02-15 | 2 | 15 | 9:00 | 1.1 | 9 | 2 | 34 |  | 21 | 14.9055 | 6.5627 | 21.4683 | 95% | 1 | 68.4 | 9.0117 | 4.9685 | 4.9685 | 0 | 0% | 10.731 | 1 | 1 | 1 | 68.4 | 9.0117 | 4.9685 | 4.9685 | 0 | 0% | 739 | 68.4 | 0 | 670.6 | 739 | 68.4 | 0 | 670.6 | Winter | 0 | 0 | 0 | 0 | 0 | 0 | 0 | 0 | 1 | 1
1977-02-15 | 2 | 15 | 10:00 | 1.1 | 10 | 2 | 34 |  | 21 | 14.9055 | 6.0377 | 20.9432 | 95% | 1 | 68.4 | 9.0117 | 4.9685 | 4.9685 | 0 | 0% | 10.625 | 1 | 1 | 1 | 68.4 | 9.0117 | 4.9685 | 4.9685 | 0 | 0% | 731.75 | 68.4 | 0 | 663.35 | 731.75 | 68.4 | 0 | 663.35 | Winter | 0 | 0 | 0 | 0 | 0 | 0 | 0 | 0 | 1 | 1
1977-02-15 | 2 | 15 | 11:00 | 0.6 | 11 | 2 | 33 |  | 22 | 15.6153 | 5.2502 | 20.8655 | 95% | 1 | 68.4 | 9.0117 | 4.9685 | 4.9685 | 0 | 0% | 10.8699 | 1 | 1 | 1 | 68.4 | 9.0117 | 4.9685 | 4.9685 | 0 | 0% | 748.5 | 68.4 | 0 | 680.1 | 748.5 | 68.4 | 0 | 680.1 | Winter | 0 | 0 | 0 | 0 | 0 | 0 | 0 | 0 | 1 | 1
1977-02-15 | 2 | 15 | 12:00 | 1.1 | 12 | 2 | 34 |  | 21 | 14.9055 | 5.2502 | 20.1557 | 95% | 1 | 68.4 | 9.0117 | 4.9685 | 4.9685 | 0 | 0% | 11.0051 | 1 | 1 | 1 | 68.4 | 9.0117 | 4.9685 | 4.9685 | 0 | 0% | 757.75 | 68.4 | 0 | 689.35 | 757.75 | 68.4 | 0 | 689.35 | Winter | 0 | 0 | 0 | 0 | 0 | 0 | 0 | 0 | 1 | 1
1977-02-15 | 2 | 15 | 13:00 | 1.1 | 13 | 2 | 34 |  | 21 | 14.9055 | 4.7252 | 19.6307 | 95% | 1 | 68.4 | 9.0117 | 4.9685 | 4.9685 | 0 | 0% | 10.7602 | 1 | 1 | 1 | 68.4 | 9.0117 | 4.9685 | 4.9685 | 0 | 0% | 741 | 68.4 | 0 | 672.6 | 741 | 68.4 | 0 | 672.6 | Winter | 0 | 0 | 0 | 0 | 0 | 0 | 0 | 0 | 1 | 1
1977-02-15 | 2 | 15 | 14:00 | 2.2 | 14 | 2 | 36 |  | 19 | 13.4859 | 3.9376 | 17.4236 | 95% | 1 | 68.4 | 9.0117 | 4.9685 | 4.9685 | 0 | 0% | 10.8406 | 1 | 1 | 1 | 68.4 | 9.0117 | 4.9685 | 4.9685 | 0 | 0% | 746.5 | 68.4 | 0 | 678.1 | 746.5 | 68.4 | 0 | 678.1 | Winter | 0 | 0 | 0 | 0 | 0 | 0 | 0 | 0 | 1 | 1
1977-02-15 | 2 | 15 | 15:00 | 1.7 | 15 | 2 | 35 |  | 20 | 14.1957 | 3.6751 | 17.8709 | 95% | 1 | 68.4 | 9.0117 | 4.9685 | 4.9685 | 0 | 0% | 11.1111 | 1 | 1 | 1 | 68.4 | 9.0117 | 4.9685 | 4.9685 | 0 | 0% | 765 | 68.4 | 0 | 696.6 | 765 | 68.4 | 0 | 696.6 | Winter | 0 | 0 | 0 | 0 | 0 | 0 | 0 | 0 | 1 | 1
1977-02-15 | 2 | 15 | 16:00 | 2.2 | 16 | 2 | 36 |  | 19 | 13.4859 | 3.6751 | 17.1611 | 95% | 1 | 68.4 | 9.0117 | 4.9685 | 4.9685 | 0 | 0% | 10.9101 | 1 | 1 | 1 | 68.4 | 9.0117 | 4.9685 | 4.9685 | 0 | 0% | 751.25 | 68.4 | 0 | 682.85 | 751.25 | 68.4 | 0 | 682.85 | Winter | 0 | 0 | 0 | 0 | 0 | 0 | 0 | 0 | 1 | 1
1977-02-15 | 2 | 15 | 17:00 | 2.2 | 17 | 2 | 36 |  | 19 | 13.4859 | 4.7252 | 18.2111 | 95% | 1 | 68.4 | 9.0117 | 4.9685 | 4.9685 | 0 | 0% | 10.9722 | 1 | 1 | 1 | 68.4 | 9.0117 | 4.9685 | 4.9685 | 0 | 0% | 755.5 | 68.4 | 0 | 687.1 | 755.5 | 68.4 | 0 | 687.1 | Winter | 0 | 0 | 0 | 0 | 0 | 0 | 0 | 0 | 1 | 1
1977-02-15 | 2 | 15 | 18:00 | 1.1 | 18 | 2 | 34 |  | 21 | 14.9055 | 6.0377 | 20.9432 | 95% | 1 | 68.4 | 9.0117 | 4.9685 | 4.9685 | 0 | 0% | 11.0088 | 1 | 1 | 1 | 68.4 | 9.0117 | 4.9685 | 4.9685 | 0 | 0% | 758 | 68.4 | 0 | 689.6 | 758 | 68.4 | 0 | 689.6 | Winter | 0 | 0 | 0 | 0 | 0 | 0 | 0 | 0 | 1 | 1
1977-02-15 | 2 | 15 | 19:00 | -0.6 | 19 | 2 | 31 |  | 24 | 17.0349 | 6.5627 | 23.5976 | 95% | 1 | 68.4 | 9.0117 | 4.9685 | 4.9685 | 0 | 0% | 10.6871 | 1 | 1 | 1 | 68.4 | 9.0117 | 4.9685 | 4.9685 | 0 | 0% | 736 | 68.4 | 0 | 667.6 | 736 | 68.4 | 0 | 667.6 | Winter | 0 | 0 | 0 | 0 | 0 | 0 | 0 | 0 | 1 | 1
1977-02-15 | 2 | 15 | 20:00 | -0.6 | 20 | 2 | 31 |  | 24 | 17.0349 | 5.7752 | 22.8101 | 95% | 1 | 68.4 | 9.0117 | 4.9685 | 4.9685 | 0 | 0% | 10.6396 | 1 | 1 | 1 | 68.4 | 9.0117 | 4.9685 | 4.9685 | 0 | 0% | 732.75 | 68.4 | 0 | 664.35 | 732.75 | 68.4 | 0 | 664.35 | Winter | 0 | 0 | 0 | 0 | 0 | 0 | 0 | 0 | 1 | 1
1977-02-15 | 2 | 15 | 21:00 | -1.7 | 21 | 2 | 29 |  | 26 | 18.4544 | 4.7252 | 23.1796 | 95% | 1 | 68.4 | 9.0117 | 4.9685 | 4.9685 | 0 | 0% | 10.4605 | 1 | 1 | 1 | 68.4 | 9.0117 | 4.9685 | 4.9685 | 0 | 0% | 720.5 | 68.4 | 0 | 652.1 | 720.5 | 68.4 | 0 | 652.1 | Winter | 0 | 0 | 0 | 0 | 0 | 0 | 0 | 0 | 1 | 1
1977-02-15 | 2 | 15 | 22:00 | -2.2 | 22 | 2 | 28 |  | 27 | 19.1642 | 4.2002 | 23.3644 | 95% | 1 | 68.4 | 9.0117 | 4.9685 | 4.9685 | 0 | 0% | 10.3545 | 1 | 1 | 1 | 68.4 | 9.0117 | 4.9685 | 4.9685 | 0 | 0% | 713.25 | 68.4 | 0 | 644.85 | 713.25 | 68.4 | 0 | 644.85 | Winter | 0 | 0 | 0 | 0 | 0 | 0 | 0 | 0 | 1 | 1
1977-02-15 | 2 | 15 | 23:00 | -2.8 | 23 | 2 | 27 |  | 28 | 19.874 | 5.2502 | 25.1242 | 95% | 1 | 68.4 | 9.0117 | 4.9685 | 4.9685 | 0 | 0% | 10.5336 | 1 | 1 | 1 | 68.4 | 9.0117 | 4.9685 | 4.9685 | 0 | 0% | 725.5 | 68.4 | 0 | 657.1 | 725.5 | 68.4 | 0 | 657.1 | Winter | 0 | 0 | 0 | 0 | 0 | 0 | 0 | 0 | 1 | 1
1977-02-15 | 2 | 15 | 24:00 | -3.3 | 0 | 2 | 26 |  | 29 | 20.5838 | 4.2002 | 24.784 | 95% | 1 | 68.4 | 9.0117 | 4.9685 | 4.9685 | 0 | 0% | 10.636 | 1 | 1 | 1 | 68.4 | 9.0117 | 4.9685 | 4.9685 | 0 | 0% | 732.5 | 68.4 | 0 | 664.1 | 732.5 | 68.4 | 0 | 664.1 | Winter | 0 | 0 | 0 | 0 | 0 | 0 | 0 | 0 | 1 | 1
1977-02-16 | 2 | 16 | 1:00 | -4.4 | 1 | 2 | 24 |  | 31 | 22.0034 | 3.9376 | 25.941 | 95% | 1 | 68.4 | 9.0117 | 4.9685 | 4.9685 | 0 | 0% | 10.413 | 1 | 1 | 1 | 68.4 | 9.0117 | 4.9685 | 4.9685 | 0 | 0% | 717.25 | 68.4 | 0 | 648.85 | 717.25 | 68.4 | 0 | 648.85 | Winter | 0 | 0 | 0 | 0 | 0 | 0 | 0 | 0 | 1 | 1
1977-02-16 | 2 | 16 | 2:00 | -5 | 2 | 2 | 23 |  | 32 | 22.7132 | 3.1501 | 25.8633 | 95% | 1 | 68.4 | 9.0117 | 4.9685 | 4.9685 | 0 | 0% | 10.5811 | 1 | 1 | 1 | 68.4 | 9.0117 | 4.9685 | 4.9685 | 0 | 0% | 728.75 | 68.4 | 0 | 660.35 | 728.75 | 68.4 | 0 | 660.35 | Winter | 0 | 0 | 0 | 0 | 0 | 0 | 0 | 0 | 1 | 1
1977-02-16 | 2 | 16 | 3:00 | -5.6 | 3 | 2 | 22 |  | 33 | 23.4229 | 3.4126 | 26.8356 | 95% | 1 | 68.4 | 9.0117 | 4.9685 | 4.9685 | 0 | 0% | 10.5117 | 1 | 1 | 1 | 68.4 | 9.0117 | 4.9685 | 4.9685 | 0 | 0% | 724 | 68.4 | 0 | 655.6 | 724 | 68.4 | 0 | 655.6 | Winter | 0 | 0 | 0 | 0 | 0 | 0 | 0 | 0 | 1 | 1
1977-02-16 | 2 | 16 | 4:00 | -6.1 | 4 | 2 | 21 |  | 34 | 24.1327 | 3.1501 | 27.2829 | 95% | 1 | 68.4 | 9.0117 | 4.9685 | 4.9685 | 0 | 0% | 10.1352 | 1 | 1 | 1 | 68.4 | 9.0117 | 4.9685 | 4.9685 | 0 | 0% | 698.25 | 68.4 | 0 | 629.85 | 698.25 | 68.4 | 0 | 629.85 | Winter | 0 | 0 | 0 | 0 | 0 | 0 | 0 | 0 | 1 | 1
1977-02-16 | 2 | 16 | 5:00 | -6.1 | 5 | 2 | 21 |  | 34 | 24.1327 | 3.1501 | 27.2829 | 95% | 1 | 68.4 | 9.0117 | 4.9685 | 4.9685 | 0 | 0% | 10.6835 | 1 | 1 | 1 | 68.4 | 9.0117 | 4.9685 | 4.9685 | 0 | 0% | 735.75 | 68.4 | 0 | 667.35 | 735.75 | 68.4 | 0 | 667.35 | Winter | 0 | 0 | 0 | 0 | 0 | 0 | 0 | 0 | 1 | 1
1977-02-16 | 2 | 16 | 6:00 | -6.7 | 6 | 2 | 20 |  | 35 | 24.8425 | 3.9376 | 28.7802 | 95% | 1 | 68.4 | 9.0117 | 4.9685 | 4.9685 | 0 | 0% | 10.4642 | 1 | 1 | 1 | 68.4 | 9.0117 | 4.9685 | 4.9685 | 0 | 0% | 720.75 | 68.4 | 0 | 652.35 | 720.75 | 68.4 | 0 | 652.35 | Winter | 0 | 0 | 0 | 0 | 0 | 0 | 0 | 0 | 1 | 1
1977-02-16 | 2 | 16 | 7:00 | -6.7 | 7 | 2 | 20 |  | 35 | 24.8425 | 4.7252 | 29.5677 | 95% | 1 | 68.4 | 9.0117 | 4.9685 | 4.9685 | 0 | 0% | 10.1718 | 1 | 1 | 1 | 68.4 | 9.0117 | 4.9685 | 4.9685 | 0 | 0% | 700.75 | 68.4 | 0 | 632.35 | 700.75 | 68.4 | 0 | 632.35 | Winter | 0 | 0 | 0 | 0 | 0 | 0 | 0 | 0 | 1 | 1
1977-02-16 | 2 | 16 | 8:00 | -6.1 | 8 | 2 | 21 |  | 34 | 24.1327 | 7.6128 | 31.7455 | 95% | 1 | 68.4 | 9.0117 | 4.9685 | 4.9685 | 0 | 0% | 11.2463 | 1 | 1 | 1 | 68.4 | 9.0117 | 4.9685 | 4.9685 | 0 | 0% | 774.25 | 68.4 | 0 | 705.85 | 774.25 | 68.4 | 0 | 705.85 | Winter | 0 | 0 | 0 | 0 | 0 | 0 | 0 | 0 | 1 | 1
1977-02-16 | 2 | 16 | 9:00 | -6.1 | 9 | 2 | 21 |  | 34 | 24.1327 | 6.5627 | 30.6955 | 95% | 1 | 68.4 | 9.0117 | 4.9685 | 4.9685 | 0 | 0% | 11.0892 | 1 | 1 | 1 | 68.4 | 9.0117 | 4.9685 | 4.9685 | 0 | 0% | 763.5 | 68.4 | 0 | 695.1 | 763.5 | 68.4 | 0 | 695.1 | Winter | 0 | 0 | 0 | 0 | 0 | 0 | 0 | 0 | 1 | 1
1977-02-16 | 2 | 16 | 10:00 | -5 | 10 | 2 | 23 |  | 32 | 22.7132 | 6.0377 | 28.7509 | 95% | 1 | 68.4 | 9.0117 | 4.9685 | 4.9685 | 0 | 0% | 11.3706 | 1 | 1 | 1 | 68.4 | 9.0117 | 4.9685 | 4.9685 | 0 | 0% | 782.75 | 68.4 | 0 | 714.35 | 782.75 | 68.4 | 0 | 714.35 | Winter | 0 | 0 | 0 | 0 | 0 | 0 | 0 | 0 | 1 | 1
1977-02-16 | 2 | 16 | 11:00 | -5 | 11 | 2 | 23 |  | 32 | 22.7132 | 5.2502 | 27.9634 | 95% | 1 | 68.4 | 9.0117 | 4.9685 | 4.9685 | 0 | 0% | 11.2025 | 1 | 1 | 1 | 68.4 | 9.0117 | 4.9685 | 4.9685 | 0 | 0% | 771.25 | 68.4 | 0 | 702.85 | 771.25 | 68.4 | 0 | 702.85 | Winter | 0 | 0 | 0 | 0 | 0 | 0 | 0 | 0 | 1 | 1
1977-02-16 | 2 | 16 | 12:00 | -3.9 | 12 | 2 | 25 |  | 30 | 21.2936 | 5.2502 | 26.5438 | 95% | 1 | 68.4 | 9.0117 | 4.9685 | 4.9685 | 0 | 0% | 11.6849 | 1 | 1 | 1 | 68.4 | 9.0117 | 4.9685 | 4.9685 | 0 | 0% | 804.25 | 68.4 | 0 | 735.85 | 804.25 | 68.4 | 0 | 735.85 | Winter | 0 | 0 | 0 | 0 | 0 | 0 | 0 | 0 | 1 | 1
1977-02-16 | 2 | 16 | 13:00 | -3.3 | 13 | 2 | 26 |  | 29 | 20.5838 | 4.7252 | 25.309 | 95% | 1 | 68.4 | 9.0117 | 4.9685 | 4.9685 | 0 | 0% | 11.8019 | 1 | 1 | 1 | 68.4 | 9.0117 | 4.9685 | 4.9685 | 0 | 0% | 812.25 | 68.4 | 0 | 743.85 | 812.25 | 68.4 | 0 | 743.85 | Winter | 0 | 0 | 0 | 0 | 0 | 0 | 0 | 0 | 1 | 1
1977-02-16 | 2 | 16 | 14:00 | -3.3 | 14 | 2 | 26 |  | 29 | 20.5838 | 3.9376 | 24.5214 | 95% | 1 | 68.4 | 9.0117 | 4.9685 | 4.9685 | 0 | 0% | 11.5132 | 1 | 1 | 1 | 68.4 | 9.0117 | 4.9685 | 4.9685 | 0 | 0% | 792.5 | 68.4 | 0 | 724.1 | 792.5 | 68.4 | 0 | 724.1 | Winter | 0 | 0 | 0 | 0 | 0 | 0 | 0 | 0 | 1 | 1
1977-02-16 | 2 | 16 | 15:00 | -2.2 | 15 | 2 | 28 |  | 27 | 19.1642 | 3.6751 | 22.8394 | 95% | 1 | 68.4 | 9.0117 | 4.9685 | 4.9685 | 0 | 0% | 11.6959 | 1 | 1 | 1 | 68.4 | 9.0117 | 4.9685 | 4.9685 | 0 | 0% | 805 | 68.4 | 0 | 736.6 | 805 | 68.4 | 0 | 736.6 | Winter | 0 | 0 | 0 | 0 | 0 | 0 | 0 | 0 | 1 | 1
1977-02-16 | 2 | 16 | 16:00 | -2.8 | 16 | 2 | 27 |  | 28 | 19.874 | 3.6751 | 23.5492 | 95% | 1 | 68.4 | 9.0117 | 4.9685 | 4.9685 | 0 | 0% | 11.5168 | 1 | 1 | 1 | 68.4 | 9.0117 | 4.9685 | 4.9685 | 0 | 0% | 792.75 | 68.4 | 0 | 724.35 | 792.75 | 68.4 | 0 | 724.35 | Winter | 0 | 0 | 0 | 0 | 0 | 0 | 0 | 0 | 1 | 1
1977-02-16 | 2 | 16 | 17:00 | -2.2 | 17 | 2 | 28 |  | 27 | 19.1642 | 4.7252 | 23.8894 | 95% | 1 | 68.4 | 9.0117 | 4.9685 | 4.9685 | 0 | 0% | 11.4693 | 1 | 1 | 1 | 68.4 | 9.0117 | 4.9685 | 4.9685 | 0 | 0% | 789.5 | 68.4 | 0 | 721.1 | 789.5 | 68.4 | 0 | 721.1 | Winter | 0 | 0 | 0 | 0 | 0 | 0 | 0 | 0 | 1 | 1
1977-02-16 | 2 | 16 | 18:00 | -3.3 | 18 | 2 | 26 |  | 29 | 20.5838 | 6.0377 | 26.6215 | 95% | 1 | 68.4 | 9.0117 | 4.9685 | 4.9685 | 0 | 0% | 11.2573 | 1 | 1 | 1 | 68.4 | 9.0117 | 4.9685 | 4.9685 | 0 | 0% | 775 | 68.4 | 0 | 706.6 | 775 | 68.4 | 0 | 706.6 | Winter | 0 | 0 | 0 | 0 | 0 | 0 | 0 | 0 | 1 | 1
1977-02-16 | 2 | 16 | 19:00 | -3.9 | 19 | 2 | 25 |  | 30 | 21.2936 | 6.5627 | 27.8563 | 95% | 1 | 68.4 | 9.0117 | 4.9685 | 4.9685 | 0 | 0% | 11.451 | 1 | 1 | 1 | 68.4 | 9.0117 | 4.9685 | 4.9685 | 0 | 0% | 788.25 | 68.4 | 0 | 719.85 | 788.25 | 68.4 | 0 | 719.85 | Winter | 0 | 0 | 0 | 0 | 0 | 0 | 0 | 0 | 1 | 1
1977-02-16 | 2 | 16 | 20:00 | -5 | 20 | 2 | 23 |  | 32 | 22.7132 | 5.7752 | 28.4884 | 95% | 1 | 68.4 | 9.0117 | 4.9685 | 4.9685 | 0 | 0% | 10.7054 | 1 | 1 | 1 | 68.4 | 9.0117 | 4.9685 | 4.9685 | 0 | 0% | 737.25 | 68.4 | 0 | 668.85 | 737.25 | 68.4 | 0 | 668.85 | Winter | 0 | 0 | 0 | 0 | 0 | 0 | 0 | 0 | 1 | 1
1977-02-16 | 2 | 16 | 21:00 | -6.1 | 21 | 2 | 21 |  | 34 | 24.1327 | 4.7252 | 28.8579 | 95% | 1 | 68.4 | 9.0117 | 4.9685 | 4.9685 | 0 | 0% | 10.8882 | 1 | 1 | 1 | 68.4 | 9.0117 | 4.9685 | 4.9685 | 0 | 0% | 749.75 | 68.4 | 0 | 681.35 | 749.75 | 68.4 | 0 | 681.35 | Winter | 0 | 0 | 0 | 0 | 0 | 0 | 0 | 0 | 1 | 1
1977-02-16 | 2 | 16 | 22:00 | -6.7 | 22 | 2 | 20 |  | 35 | 24.8425 | 4.2002 | 29.0427 | 95% | 1 | 68.4 | 9.0117 | 4.9685 | 4.9685 | 0 | 0% | 10.5738 | 1 | 1 | 1 | 68.4 | 9.0117 | 4.9685 | 4.9685 | 0 | 0% | 728.25 | 68.4 | 0 | 659.85 | 728.25 | 68.4 | 0 | 659.85 | Winter | 0 | 0 | 0 | 0 | 0 | 0 | 0 | 0 | 1 | 1
1977-02-16 | 2 | 16 | 23:00 | -7.2 | 23 | 2 | 19 |  | 36 | 25.5523 | 5.2502 | 30.8025 | 95% | 1 | 68.4 | 9.0117 | 4.9685 | 4.9685 | 0 | 0% | 10.4386 | 1 | 1 | 1 | 68.4 | 9.0117 | 4.9685 | 4.9685 | 0 | 0% | 719 | 68.4 | 0 | 650.6 | 719 | 68.4 | 0 | 650.6 | Winter | 0 | 0 | 0 | 0 | 0 | 0 | 0 | 0 | 1 | 1
1977-02-16 | 2 | 16 | 24:00 | -7.8 | 0 | 2 | 18 |  | 37 | 26.2621 | 4.2002 | 30.4622 | 95% | 1 | 68.4 | 9.0117 | 4.9685 | 4.9685 | 0 | 0% | 10.3472 | 1 | 1 | 1 | 68.4 | 9.0117 | 4.9685 | 4.9685 | 0 | 0% | 712.75 | 68.4 | 0 | 644.35 | 712.75 | 68.4 | 0 | 644.35 | Winter | 0 | 0 | 0 | 0 | 0 | 0 | 0 | 0 | 1 | 1
1977-02-17 | 2 | 17 | 1:00 | -8.3 | 1 | 3 | 17 |  | 38 | 26.9719 | 3.9376 | 30.9095 | 95% | 1 | 68.4 | 9.0117 | 4.9685 | 4.9685 | 0 | 0% | 10.2851 | 1 | 1 | 1 | 68.4 | 9.0117 | 4.9685 | 4.9685 | 0 | 0% | 708.5 | 68.4 | 0 | 640.1 | 708.5 | 68.4 | 0 | 640.1 | Winter | 0 | 0 | 0 | 0 | 0 | 0 | 0 | 0 | 1 | 1
1977-02-17 | 2 | 17 | 2:00 | -9.4 | 2 | 3 | 15 |  | 40 | 28.3915 | 3.1501 | 31.5416 | 95% | 1 | 68.4 | 9.0117 | 4.9685 | 4.9685 | 0 | 0% | 10.2595 | 1 | 1 | 1 | 68.4 | 9.0117 | 4.9685 | 4.9685 | 0 | 0% | 706.75 | 68.4 | 0 | 638.35 | 706.75 | 68.4 | 0 | 638.35 | Winter | 0 | 0 | 0 | 0 | 0 | 0 | 0 | 0 | 1 | 1
1977-02-17 | 2 | 17 | 3:00 | -10.6 | 3 | 3 | 13 |  | 42 | 29.811 | 3.4126 | 33.2237 | 95% | 1 | 68.4 | 9.0117 | 4.9685 | 4.9685 | 0 | 0% | 10.318 | 1 | 1 | 1 | 68.4 | 9.0117 | 4.9685 | 4.9685 | 0 | 0% | 710.75 | 68.4 | 0 | 642.35 | 710.75 | 68.4 | 0 | 642.35 | Winter | 0 | 0 | 0 | 0 | 0 | 0 | 0 | 0 | 1 | 1
1977-02-17 | 2 | 17 | 4:00 | -11.7 | 4 | 3 | 11 |  | 44 | 31.2306 | 3.1501 | 34.3807 | 95% | 1 | 68.4 | 9.0117 | 4.9685 | 4.9685 | 0 | 0% | 10.0292 | 1 | 1 | 1 | 68.4 | 9.0117 | 4.9685 | 4.9685 | 0 | 0% | 691 | 68.4 | 0 | 622.6 | 691 | 68.4 | 0 | 622.6 | Winter | 0 | 0 | 0 | 0 | 0 | 0 | 0 | 0 | 1 | 1
1977-02-17 | 2 | 17 | 5:00 | -12.2 | 5 | 3 | 10 |  | 45 | 31.9404 | 3.1501 | 35.0905 | 95% | 1 | 68.4 | 9.0117 | 4.9685 | 4.9685 | 0 | 0% | 10.1827 | 1 | 1 | 1 | 68.4 | 9.0117 | 4.9685 | 4.9685 | 0 | 0% | 701.5 | 68.4 | 0 | 633.1 | 701.5 | 68.4 | 0 | 633.1 | Winter | 0 | 0 | 0 | 0 | 0 | 0 | 0 | 0 | 1 | 1
1977-02-17 | 2 | 17 | 6:00 | -12.8 | 6 | 3 | 9 |  | 46 | 32.6502 | 3.9376 | 36.5878 | 95% | 1 | 68.4 | 9.0117 | 4.9685 | 4.9685 | 0 | 0% | 9.9598 | 1 | 1 | 1 | 68.4 | 9.0117 | 4.9685 | 4.9685 | 0 | 0% | 686.25 | 68.4 | 0 | 617.85 | 686.25 | 68.4 | 0 | 617.85 | Winter | 0 | 0 | 0 | 0 | 0 | 0 | 0 | 0 | 1 | 1
1977-02-17 | 2 | 17 | 7:00 | -12.8 | 7 | 3 | 9 |  | 46 | 32.6502 | 4.7252 | 37.3753 | 95% | 1 | 68.4 | 9.0117 | 4.9685 | 4.9685 | 0 | 0% | 10.1901 | 1 | 1 | 1 | 68.4 | 9.0117 | 4.9685 | 4.9685 | 0 | 0% | 702 | 68.4 | 0 | 633.6 | 702 | 68.4 | 0 | 633.6 | Winter | 0 | 0 | 0 | 0 | 0 | 0 | 0 | 0 | 1 | 1
1977-02-17 | 2 | 17 | 8:00 | -12.2 | 8 | 3 | 10 |  | 45 | 31.9404 | 7.6128 | 39.5532 | 95% | 1 | 68.4 | 9.0117 | 4.9685 | 4.9685 | 0 | 0% | 10.9722 | 1 | 1 | 1 | 68.4 | 9.0117 | 4.9685 | 4.9685 | 0 | 0% | 755.5 | 68.4 | 0 | 687.1 | 755.5 | 68.4 | 0 | 687.1 | Winter | 0 | 0 | 0 | 0 | 0 | 0 | 0 | 0 | 1 | 1
1977-02-17 | 2 | 17 | 9:00 | -11.1 | 9 | 3 | 12 |  | 43 | 30.5208 | 6.5627 | 37.0836 | 95% | 1 | 68.4 | 9.0117 | 4.9685 | 4.9685 | 0 | 0% | 11.8677 | 1 | 1 | 1 | 68.4 | 9.0117 | 4.9685 | 4.9685 | 0 | 0% | 816.75 | 68.4 | 0 | 748.35 | 816.75 | 68.4 | 0 | 748.35 | Winter | 0 | 0 | 0 | 0 | 0 | 0 | 0 | 0 | 1 | 1
1977-02-17 | 2 | 17 | 10:00 | -10 | 10 | 3 | 14 |  | 41 | 29.1012 | 6.0377 | 35.139 | 95% | 1 | 68.4 | 9.0117 | 4.9685 | 4.9685 | 0 | 0% | 11.769 | 1 | 1 | 1 | 68.4 | 9.0117 | 4.9685 | 4.9685 | 0 | 0% | 810 | 68.4 | 0 | 741.6 | 810 | 68.4 | 0 | 741.6 | Winter | 0 | 0 | 0 | 0 | 0 | 0 | 0 | 0 | 1 | 1
1977-02-17 | 2 | 17 | 11:00 | -8.9 | 11 | 3 | 16 |  | 39 | 27.6817 | 5.2502 | 32.9319 | 95% | 1 | 68.4 | 9.0117 | 4.9685 | 4.9685 | 0 | 0% | 12.3611 | 1 | 1 | 1 | 68.4 | 9.0117 | 4.9685 | 4.9685 | 0 | 0% | 850.5 | 68.4 | 0 | 782.1 | 850.5 | 68.4 | 0 | 782.1 | Winter | 0 | 0 | 0 | 0 | 0 | 0 | 0 | 0 | 1 | 1
1977-02-17 | 2 | 17 | 12:00 | -8.3 | 12 | 3 | 17 |  | 38 | 26.9719 | 5.2502 | 32.2221 | 95% | 1 | 68.4 | 9.0117 | 4.9685 | 4.9685 | 0 | 0% | 12.3026 | 1 | 1 | 1 | 68.4 | 9.0117 | 4.9685 | 4.9685 | 0 | 0% | 846.5 | 68.4 | 0 | 778.1 | 846.5 | 68.4 | 0 | 778.1 | Winter | 0 | 0 | 0 | 0 | 0 | 0 | 0 | 0 | 1 | 1
1977-02-17 | 2 | 17 | 13:00 | -7.2 | 13 | 3 | 19 |  | 36 | 25.5523 | 4.7252 | 30.2775 | 95% | 1 | 68.4 | 9.0117 | 4.9685 | 4.9685 | 0 | 0% | 12.9057 | 1 | 1 | 1 | 68.4 | 9.0117 | 4.9685 | 4.9685 | 0 | 0% | 887.75 | 68.4 | 0 | 819.35 | 887.75 | 68.4 | 0 | 819.35 | Winter | 0 | 0 | 0 | 0 | 0 | 0 | 0 | 0 | 1 | 1
1977-02-17 | 2 | 17 | 14:00 | -6.1 | 14 | 3 | 21 |  | 34 | 24.1327 | 3.9376 | 28.0704 | 95% | 1 | 68.4 | 9.0117 | 4.9685 | 4.9685 | 0 | 0% | 12.5804 | 1 | 1 | 1 | 68.4 | 9.0117 | 4.9685 | 4.9685 | 0 | 0% | 865.5 | 68.4 | 0 | 797.1 | 865.5 | 68.4 | 0 | 797.1 | Winter | 0 | 0 | 0 | 0 | 0 | 0 | 0 | 0 | 1 | 1
1977-02-17 | 2 | 17 | 15:00 | -5 | 15 | 3 | 23 |  | 32 | 22.7132 | 3.6751 | 26.3883 | 95% | 1 | 68.4 | 9.0117 | 4.9685 | 4.9685 | 0 | 0% | 13.0921 | 1 | 1 | 1 | 68.4 | 9.0117 | 4.9685 | 4.9685 | 0 | 0% | 900.5 | 68.4 | 0 | 832.1 | 900.5 | 68.4 | 0 | 832.1 | Winter | 0 | 0 | 0 | 0 | 0 | 0 | 0 | 0 | 1 | 1
1977-02-17 | 2 | 17 | 16:00 | -5 | 16 | 3 | 23 |  | 32 | 22.7132 | 3.6751 | 26.3883 | 95% | 1 | 68.4 | 9.0117 | 4.9685 | 4.9685 | 0 | 0% | 12.8765 | 1 | 1 | 1 | 68.4 | 9.0117 | 4.9685 | 4.9685 | 0 | 0% | 885.75 | 68.4 | 0 | 817.35 | 885.75 | 68.4 | 0 | 817.35 | Winter | 0 | 0 | 0 | 0 | 0 | 0 | 0 | 0 | 1 | 1
1977-02-17 | 2 | 17 | 17:00 | -5 | 17 | 3 | 23 |  | 32 | 22.7132 | 4.7252 | 27.4383 | 95% | 1 | 68.4 | 9.0117 | 4.9685 | 4.9685 | 0 | 0% | 12.3611 | 1 | 1 | 1 | 68.4 | 9.0117 | 4.9685 | 4.9685 | 0 | 0% | 850.5 | 68.4 | 0 | 782.1 | 850.5 | 68.4 | 0 | 782.1 | Winter | 0 | 0 | 0 | 0 | 0 | 0 | 0 | 0 | 1 | 1
1977-02-17 | 2 | 17 | 18:00 | -5 | 18 | 3 | 23 |  | 32 | 22.7132 | 6.0377 | 28.7509 | 95% | 1 | 68.4 | 9.0117 | 4.9685 | 4.9685 | 0 | 0% | 12.7047 | 1 | 1 | 1 | 68.4 | 9.0117 | 4.9685 | 4.9685 | 0 | 0% | 874 | 68.4 | 0 | 805.6 | 874 | 68.4 | 0 | 805.6 | Winter | 0 | 0 | 0 | 0 | 0 | 0 | 0 | 0 | 1 | 1
1977-02-17 | 2 | 17 | 19:00 | -5.6 | 19 | 3 | 22 |  | 33 | 23.4229 | 6.5627 | 29.9857 | 95% | 1 | 68.4 | 9.0117 | 4.9685 | 4.9685 | 0 | 0% | 11.8933 | 1 | 1 | 1 | 68.4 | 9.0117 | 4.9685 | 4.9685 | 0 | 0% | 818.5 | 68.4 | 0 | 750.1 | 818.5 | 68.4 | 0 | 750.1 | Winter | 0 | 0 | 0 | 0 | 0 | 0 | 0 | 0 | 1 | 1
1977-02-17 | 2 | 17 | 20:00 | -5.6 | 20 | 3 | 22 |  | 33 | 23.4229 | 5.7752 | 29.1982 | 95% | 1 | 68.4 | 9.0117 | 4.9685 | 4.9685 | 0 | 0% | 11.5095 | 1 | 1 | 1 | 68.4 | 9.0117 | 4.9685 | 4.9685 | 0 | 0% | 792.25 | 68.4 | 0 | 723.85 | 792.25 | 68.4 | 0 | 723.85 | Winter | 0 | 0 | 0 | 0 | 0 | 0 | 0 | 0 | 1 | 1
1977-02-17 | 2 | 17 | 21:00 | -6.1 | 21 | 3 | 21 |  | 34 | 24.1327 | 4.7252 | 28.8579 | 95% | 1 | 68.4 | 9.0117 | 4.9685 | 4.9685 | 0 | 0% | 11.0161 | 1 | 1 | 1 | 68.4 | 9.0117 | 4.9685 | 4.9685 | 0 | 0% | 758.5 | 68.4 | 0 | 690.1 | 758.5 | 68.4 | 0 | 690.1 | Winter | 0 | 0 | 0 | 0 | 0 | 0 | 0 | 0 | 1 | 1
1977-02-17 | 2 | 17 | 22:00 | -6.7 | 22 | 3 | 20 |  | 35 | 24.8425 | 4.2002 | 29.0427 | 95% | 1 | 68.4 | 9.0117 | 4.9685 | 4.9685 | 0 | 0% | 10.6762 | 1 | 1 | 1 | 68.4 | 9.0117 | 4.9685 | 4.9685 | 0 | 0% | 735.25 | 68.4 | 0 | 666.85 | 735.25 | 68.4 | 0 | 666.85 | Winter | 0 | 0 | 0 | 0 | 0 | 0 | 0 | 0 | 1 | 1
1977-02-17 | 2 | 17 | 23:00 | -7.8 | 23 | 3 | 18 |  | 37 | 26.2621 | 5.2502 | 31.5123 | 95% | 1 | 68.4 | 9.0117 | 4.9685 | 4.9685 | 0 | 0% | 10.2887 | 1 | 1 | 1 | 68.4 | 9.0117 | 4.9685 | 4.9685 | 0 | 0% | 708.75 | 68.4 | 0 | 640.35 | 708.75 | 68.4 | 0 | 640.35 | Winter | 0 | 0 | 0 | 0 | 0 | 0 | 0 | 0 | 1 | 1
1977-02-17 | 2 | 17 | 24:00 | -7.8 | 0 | 3 | 18 |  | 37 | 26.2621 | 4.2002 | 30.4622 | 95% | 1 | 68.4 | 9.0117 | 4.9685 | 4.9685 | 0 | 0% | 10.4459 | 1 | 1 | 1 | 68.4 | 9.0117 | 4.9685 | 4.9685 | 0 | 0% | 719.5 | 68.4 | 0 | 651.1 | 719.5 | 68.4 | 0 | 651.1 | Winter | 0 | 0 | 0 | 0 | 0 | 0 | 0 | 0 | 1 | 1
1977-02-18 | 2 | 18 | 1:00 | -7.8 | 1 | 1 | 18 |  | 37 | 26.2621 | 3.9376 | 30.1997 | 95% | 1 | 68.4 | 9.0117 | 4.9685 | 4.9685 | 0 | 0% | 10.3545 | 1 | 1 | 1 | 68.4 | 9.0117 | 4.9685 | 4.9685 | 0 | 0% | 713.25 | 68.4 | 0 | 644.85 | 713.25 | 68.4 | 0 | 644.85 | Winter | 0 | FALSE | 0 | 0 | 0 | 0 | 0 | 0 | 1 | 1
1977-02-18 | 2 | 18 | 2:00 | -8.3 | 2 | 1 | 17 |  | 38 | 26.9719 | 3.1501 | 30.122 | 95% | 1 | 68.4 | 9.0117 | 4.9685 | 4.9685 | 0 | 0% | 10.0658 | 1 | 1 | 1 | 68.4 | 9.0117 | 4.9685 | 4.9685 | 0 | 0% | 693.5 | 68.4 | 0 | 625.1 | 693.5 | 68.4 | 0 | 625.1 | Winter | 0 | FALSE | 0 | 0 | 0 | 0 | 0 | 0 | 1 | 1
1977-02-18 | 2 | 18 | 3:00 | -7.8 | 3 | 1 | 18 |  | 37 | 26.2621 | 3.4126 | 29.6747 | 95% | 1 | 68.4 | 9.0117 | 4.9685 | 4.9685 | 0 | 0% | 9.8648 | 1 | 1 | 1 | 68.4 | 9.0117 | 4.9685 | 4.9685 | 0 | 0% | 679.75 | 68.4 | 0 | 611.35 | 679.75 | 68.4 | 0 | 611.35 | Winter | 0 | FALSE | 0 | 0 | 0 | 0 | 0 | 0 | 1 | 1
1977-02-18 | 2 | 18 | 4:00 | -8.3 | 4 | 1 | 17 |  | 38 | 26.9719 | 3.1501 | 30.122 | 95% | 1 | 68.4 | 9.0117 | 4.9685 | 4.9685 | 0 | 0% | 9.894 | 1 | 1 | 1 | 68.4 | 9.0117 | 4.9685 | 4.9685 | 0 | 0% | 681.75 | 68.4 | 0 | 613.35 | 681.75 | 68.4 | 0 | 613.35 | Winter | 0 | FALSE | 0 | 0 | 0 | 0 | 0 | 0 | 1 | 1
1977-02-18 | 2 | 18 | 5:00 | -7.8 | 5 | 1 | 18 |  | 37 | 26.2621 | 3.1501 | 29.4122 | 95% | 1 | 68.4 | 9.0117 | 4.9685 | 4.9685 | 0 | 0% | 10.1206 | 1 | 1 | 1 | 68.4 | 9.0117 | 4.9685 | 4.9685 | 0 | 0% | 697.25 | 68.4 | 0 | 628.85 | 697.25 | 68.4 | 0 | 628.85 | Winter | 0 | FALSE | 0 | 0 | 0 | 0 | 0 | 0 | 1 | 1
1977-02-18 | 2 | 18 | 6:00 | -7.8 | 6 | 1 | 18 |  | 37 | 26.2621 | 3.9376 | 30.1997 | 95% | 1 | 68.4 | 9.0117 | 4.9685 | 4.9685 | 0 | 0% | 10.2412 | 1 | 1 | 1 | 68.4 | 9.0117 | 4.9685 | 4.9685 | 0 | 0% | 705.5 | 68.4 | 0 | 637.1 | 705.5 | 68.4 | 0 | 637.1 | Winter | 0 | FALSE | 0 | 0 | 0 | 0 | 0 | 0 | 1 | 1
1977-02-18 | 2 | 18 | 7:00 | -7.8 | 7 | 1 | 18 |  | 37 | 26.2621 | 4.7252 | 30.9873 | 95% | 1 | 68.4 | 9.0117 | 4.9685 | 4.9685 | 0 | 0% | 9.8136 | 1 | 1 | 1 | 68.4 | 9.0117 | 4.9685 | 4.9685 | 0 | 0% | 676.25 | 68.4 | 0 | 607.85 | 676.25 | 68.4 | 0 | 607.85 | Winter | 0 | FALSE | 0 | 0 | 0 | 0 | 0 | 0 | 1 | 1
1977-02-18 | 2 | 18 | 8:00 | -7.2 | 8 | 1 | 19 |  | 36 | 25.5523 | 7.6128 | 33.1651 | 95% | 1 | 68.4 | 9.0117 | 4.9685 | 4.9685 | 0 | 0% | 10.7164 | 1 | 1 | 1 | 68.4 | 9.0117 | 4.9685 | 4.9685 | 0 | 0% | 738 | 68.4 | 0 | 669.6 | 738 | 68.4 | 0 | 669.6 | Winter | 0 | FALSE | 0 | 0 | 0 | 0 | 0 | 0 | 1 | 1
1977-02-18 | 2 | 18 | 9:00 | -6.7 | 9 | 1 | 20 |  | 35 | 24.8425 | 6.5627 | 31.4053 | 95% | 1 | 68.4 | 9.0117 | 4.9685 | 4.9685 | 0 | 0% | 11.4108 | 1 | 1 | 1 | 68.4 | 9.0117 | 4.9685 | 4.9685 | 0 | 0% | 785.5 | 68.4 | 0 | 717.1 | 785.5 | 68.4 | 0 | 717.1 | Winter | 0 | FALSE | 0 | 0 | 0 | 0 | 0 | 0 | 1 | 1
1977-02-18 | 2 | 18 | 10:00 | -4.4 | 10 | 1 | 24 |  | 31 | 22.0034 | 6.0377 | 28.0411 | 95% | 1 | 68.4 | 9.0117 | 4.9685 | 4.9685 | 0 | 0% | 11.9737 | 1 | 1 | 1 | 68.4 | 9.0117 | 4.9685 | 4.9685 | 0 | 0% | 824 | 68.4 | 0 | 755.6 | 824 | 68.4 | 0 | 755.6 | Winter | 0 | FALSE | 0 | 0 | 0 | 0 | 0 | 0 | 1 | 1
1977-02-18 | 2 | 18 | 11:00 | -2.2 | 11 | 1 | 28 |  | 27 | 19.1642 | 5.2502 | 24.4144 | 95% | 1 | 68.4 | 9.0117 | 4.9685 | 4.9685 | 0 | 0% | 12.299 | 1 | 1 | 1 | 68.4 | 9.0117 | 4.9685 | 4.9685 | 0 | 0% | 846.25 | 68.4 | 0 | 777.85 | 846.25 | 68.4 | 0 | 777.85 | Winter | 0 | FALSE | 0 | 0 | 0 | 0 | 0 | 0 | 1 | 1
1977-02-18 | 2 | 18 | 12:00 | -2.8 | 12 | 1 | 27 |  | 28 | 19.874 | 5.2502 | 25.1242 | 95% | 1 | 68.4 | 9.0117 | 4.9685 | 4.9685 | 0 | 0% | 12.3063 | 1 | 1 | 1 | 68.4 | 9.0117 | 4.9685 | 4.9685 | 0 | 0% | 846.75 | 68.4 | 0 | 778.35 | 846.75 | 68.4 | 0 | 778.35 | Winter | 0 | FALSE | 0 | 0 | 0 | 0 | 0 | 0 | 1 | 1
1977-02-18 | 2 | 18 | 13:00 | -2.2 | 13 | 1 | 28 |  | 27 | 19.1642 | 4.7252 | 23.8894 | 95% | 1 | 68.4 | 9.0117 | 4.9685 | 4.9685 | 0 | 0% | 12.2076 | 1 | 1 | 1 | 68.4 | 9.0117 | 4.9685 | 4.9685 | 0 | 0% | 840 | 68.4 | 0 | 771.6 | 840 | 68.4 | 0 | 771.6 | Winter | 0 | FALSE | 0 | 0 | 0 | 0 | 0 | 0 | 1 | 1
1977-02-18 | 2 | 18 | 14:00 | -1.1 | 14 | 1 | 30 |  | 25 | 17.7447 | 3.9376 | 21.6823 | 95% | 1 | 68.4 | 9.0117 | 4.9685 | 4.9685 | 0 | 0% | 12.6133 | 1 | 1 | 1 | 68.4 | 9.0117 | 4.9685 | 4.9685 | 0 | 0% | 867.75 | 68.4 | 0 | 799.35 | 867.75 | 68.4 | 0 | 799.35 | Winter | 0 | FALSE | 0 | 0 | 0 | 0 | 0 | 0 | 1 | 1
1977-02-18 | 2 | 18 | 15:00 | -0.6 | 15 | 1 | 31 |  | 24 | 17.0349 | 3.6751 | 20.71 | 95% | 1 | 68.4 | 9.0117 | 4.9685 | 4.9685 | 0 | 0% | 12.8692 | 1 | 1 | 1 | 68.4 | 9.0117 | 4.9685 | 4.9685 | 0 | 0% | 885.25 | 68.4 | 0 | 816.85 | 885.25 | 68.4 | 0 | 816.85 | Winter | 0 | FALSE | 0 | 0 | 0 | 0 | 0 | 0 | 1 | 1
1977-02-18 | 2 | 18 | 16:00 | 0.6 | 16 | 1 | 33 |  | 22 | 15.6153 | 3.6751 | 19.2904 | 95% | 1 | 68.4 | 9.0117 | 4.9685 | 4.9685 | 0 | 0% | 12.4671 | 1 | 1 | 1 | 68.4 | 9.0117 | 4.9685 | 4.9685 | 0 | 0% | 857.75 | 68.4 | 0 | 789.35 | 857.75 | 68.4 | 0 | 789.35 | Winter | 0 | FALSE | 0 | 0 | 0 | 0 | 0 | 0 | 1 | 1
1977-02-18 | 2 | 18 | 17:00 | -2.2 | 17 | 1 | 28 |  | 27 | 19.1642 | 4.7252 | 23.8894 | 95% | 1 | 68.4 | 9.0117 | 4.9685 | 4.9685 | 0 | 0% | 12.2149 | 1 | 1 | 1 | 68.4 | 9.0117 | 4.9685 | 4.9685 | 0 | 0% | 840.5 | 68.4 | 0 | 772.1 | 840.5 | 68.4 | 0 | 772.1 | Winter | 1 | FALSE | 1 | 68.4 | 68.4 | 0 | 0 | 0 | 1 | 1
1977-02-18 | 2 | 18 | 18:00 | -2.8 | 18 | 1 | 27 |  | 28 | 19.874 | 6.0377 | 25.9117 | 95% | 1 | 68.4 | 9.0117 | 4.9685 | 4.9685 | 0 | 0% | 12.087 | 1 | 1 | 1 | 68.4 | 9.0117 | 4.9685 | 4.9685 | 0 | 0% | 831.75 | 68.4 | 0 | 763.35 | 831.75 | 68.4 | 0 | 763.35 | Winter | 1 | FALSE | 1 | 68.4 | 68.4 | 0 | 0 | 0 | 1 | 1
1977-02-18 | 2 | 18 | 19:00 | -2.2 | 19 | 1 | 28 |  | 27 | 19.1642 | 6.5627 | 25.727 | 95% | 1 | 68.4 | 9.0117 | 4.9685 | 4.9685 | 0 | 0% | 11.9262 | 1 | 1 | 1 | 68.4 | 9.0117 | 4.9685 | 4.9685 | 0 | 0% | 820.75 | 68.4 | 0 | 752.35 | 820.75 | 68.4 | 0 | 752.35 | Winter | 0 | FALSE | 0 | 0 | 0 | 0 | 0 | 0 | 1 | 1
1977-02-18 | 2 | 18 | 20:00 | -2.8 | 20 | 1 | 27 |  | 28 | 19.874 | 5.7752 | 25.6492 | 95% | 1 | 68.4 | 9.0117 | 4.9685 | 4.9685 | 0 | 0% | 11.1842 | 1 | 1 | 1 | 68.4 | 9.0117 | 4.9685 | 4.9685 | 0 | 0% | 770 | 68.4 | 0 | 701.6 | 770 | 68.4 | 0 | 701.6 | Winter | 0 | FALSE | 0 | 0 | 0 | 0 | 0 | 0 | 1 | 1
1977-02-18 | 2 | 18 | 21:00 | -2.2 | 21 | 1 | 28 |  | 27 | 19.1642 | 4.7252 | 23.8894 | 95% | 1 | 68.4 | 9.0117 | 4.9685 | 4.9685 | 0 | 0% | 10.8662 | 1 | 1 | 1 | 68.4 | 9.0117 | 4.9685 | 4.9685 | 0 | 0% | 748.25 | 68.4 | 0 | 679.85 | 748.25 | 68.4 | 0 | 679.85 | Winter | 0 | FALSE | 0 | 0 | 0 | 0 | 0 | 0 | 1 | 1
1977-02-18 | 2 | 18 | 22:00 | -2.2 | 22 | 1 | 28 |  | 27 | 19.1642 | 4.2002 | 23.3644 | 95% | 1 | 68.4 | 9.0117 | 4.9685 | 4.9685 | 0 | 0% | 10.424 | 1 | 1 | 1 | 68.4 | 9.0117 | 4.9685 | 4.9685 | 0 | 0% | 718 | 68.4 | 0 | 649.6 | 718 | 68.4 | 0 | 649.6 | Winter | 0 | FALSE | 0 | 0 | 0 | 0 | 0 | 0 | 1 | 1
1977-02-18 | 2 | 18 | 23:00 | -3.9 | 23 | 1 | 25 |  | 30 | 21.2936 | 5.2502 | 26.5438 | 95% | 1 | 68.4 | 9.0117 | 4.9685 | 4.9685 | 0 | 0% | 10.3436 | 1 | 1 | 1 | 68.4 | 9.0117 | 4.9685 | 4.9685 | 0 | 0% | 712.5 | 68.4 | 0 | 644.1 | 712.5 | 68.4 | 0 | 644.1 | Winter | 0 | FALSE | 0 | 0 | 0 | 0 | 0 | 0 | 1 | 1
1977-02-18 | 2 | 18 | 24:00 | -4.4 | 0 | 1 | 24 |  | 31 | 22.0034 | 4.2002 | 26.2035 | 95% | 1 | 68.4 | 9.0117 | 4.9685 | 4.9685 | 0 | 0% | 10.1279 | 1 | 1 | 1 | 68.4 | 9.0117 | 4.9685 | 4.9685 | 0 | 0% | 697.75 | 68.4 | 0 | 629.35 | 697.75 | 68.4 | 0 | 629.35 | Winter | 0 | FALSE | 0 | 0 | 0 | 0 | 0 | 0 | 1 | 1
1977-02-19 | 2 | 19 | 1:00 | -4.4 | 1 | 1 | 24 |  | 31 | 22.0034 | 3.9376 | 25.941 | 95% | 1 | 68.4 | 9.0117 | 4.9685 | 4.9685 | 0 | 0% | 10.4459 | 1 | 1 | 1 | 68.4 | 9.0117 | 4.9685 | 4.9685 | 0 | 0% | 719.5 | 68.4 | 0 | 651.1 | 719.5 | 68.4 | 0 | 651.1 | Winter | 0 | FALSE | 0 | 0 | 0 | 0 | 0 | 0 | 1 | 1
1977-02-19 | 2 | 19 | 2:00 | -4.4 | 2 | 1 | 24 |  | 31 | 22.0034 | 3.1501 | 25.1535 | 95% | 1 | 68.4 | 9.0117 | 4.9685 | 4.9685 | 0 | 0% | 10.5738 | 1 | 1 | 1 | 68.4 | 9.0117 | 4.9685 | 4.9685 | 0 | 0% | 728.25 | 68.4 | 0 | 659.85 | 728.25 | 68.4 | 0 | 659.85 | Winter | 0 | FALSE | 0 | 0 | 0 | 0 | 0 | 0 | 1 | 1
1977-02-19 | 2 | 19 | 3:00 | -5 | 3 | 1 | 23 |  | 32 | 22.7132 | 3.4126 | 26.1258 | 95% | 1 | 68.4 | 9.0117 | 4.9685 | 4.9685 | 0 | 0% | 9.8355 | 1 | 1 | 1 | 68.4 | 9.0117 | 4.9685 | 4.9685 | 0 | 0% | 677.75 | 68.4 | 0 | 609.35 | 677.75 | 68.4 | 0 | 609.35 | Winter | 0 | FALSE | 0 | 0 | 0 | 0 | 0 | 0 | 1 | 1
1977-02-19 | 2 | 19 | 4:00 | -5 | 4 | 1 | 23 |  | 32 | 22.7132 | 3.1501 | 25.8633 | 95% | 1 | 68.4 | 9.0117 | 4.9685 | 4.9685 | 0 | 0% | 9.7368 | 1 | 1 | 1 | 68.4 | 9.0117 | 4.9685 | 4.9685 | 0 | 0% | 671 | 68.4 | 0 | 602.6 | 671 | 68.4 | 0 | 602.6 | Winter | 0 | FALSE | 0 | 0 | 0 | 0 | 0 | 0 | 1 | 1
1977-02-19 | 2 | 19 | 5:00 | -3.9 | 5 | 1 | 25 |  | 30 | 21.2936 | 3.1501 | 24.4437 | 95% | 1 | 68.4 | 9.0117 | 4.9685 | 4.9685 | 0 | 0% | 9.7661 | 1 | 1 | 1 | 68.4 | 9.0117 | 4.9685 | 4.9685 | 0 | 0% | 673 | 68.4 | 0 | 604.6 | 673 | 68.4 | 0 | 604.6 | Winter | 0 | FALSE | 0 | 0 | 0 | 0 | 0 | 0 | 1 | 1
1977-02-19 | 2 | 19 | 6:00 | -3.9 | 6 | 1 | 25 |  | 30 | 21.2936 | 3.9376 | 25.2312 | 95% | 1 | 68.4 | 9.0117 | 4.9685 | 4.9685 | 0 | 0% | 10.1864 | 1 | 1 | 1 | 68.4 | 9.0117 | 4.9685 | 4.9685 | 0 | 0% | 701.75 | 68.4 | 0 | 633.35 | 701.75 | 68.4 | 0 | 633.35 | Winter | 0 | FALSE | 0 | 0 | 0 | 0 | 0 | 0 | 1 | 1
1977-02-19 | 2 | 19 | 7:00 | -2.8 | 7 | 1 | 27 |  | 28 | 19.874 | 4.7252 | 24.5992 | 95% | 1 | 68.4 | 9.0117 | 4.9685 | 4.9685 | 0 | 0% | 9.7551 | 1 | 1 | 1 | 68.4 | 9.0117 | 4.9685 | 4.9685 | 0 | 0% | 672.25 | 68.4 | 0 | 603.85 | 672.25 | 68.4 | 0 | 603.85 | Winter | 0 | FALSE | 0 | 0 | 0 | 0 | 0 | 0 | 1 | 1
1977-02-19 | 2 | 19 | 8:00 | -1.7 | 8 | 1 | 29 |  | 26 | 18.4544 | 7.6128 | 26.0672 | 95% | 1 | 68.4 | 9.0117 | 4.9685 | 4.9685 | 0 | 0% | 10.4898 | 1 | 1 | 1 | 68.4 | 9.0117 | 4.9685 | 4.9685 | 0 | 0% | 722.5 | 68.4 | 0 | 654.1 | 722.5 | 68.4 | 0 | 654.1 | Winter | 0 | FALSE | 0 | 0 | 0 | 0 | 0 | 0 | 1 | 1
1977-02-19 | 2 | 19 | 9:00 | -1.1 | 9 | 1 | 30 |  | 25 | 17.7447 | 6.5627 | 24.3074 | 95% | 1 | 68.4 | 9.0117 | 4.9685 | 4.9685 | 0 | 0% | 11.3414 | 1 | 1 | 1 | 68.4 | 9.0117 | 4.9685 | 4.9685 | 0 | 0% | 780.75 | 68.4 | 0 | 712.35 | 780.75 | 68.4 | 0 | 712.35 | Winter | 0 | FALSE | 0 | 0 | 0 | 0 | 0 | 0 | 1 | 1
1977-02-19 | 2 | 19 | 10:00 | 0 | 10 | 1 | 32 |  | 23 | 16.3251 | 6.0377 | 22.3628 | 95% | 1 | 68.4 | 9.0117 | 4.9685 | 4.9685 | 0 | 0% | 12.087 | 1 | 1 | 1 | 68.4 | 9.0117 | 4.9685 | 4.9685 | 0 | 0% | 831.75 | 68.4 | 0 | 763.35 | 831.75 | 68.4 | 0 | 763.35 | Winter | 0 | FALSE | 0 | 0 | 0 | 0 | 0 | 0 | 1 | 1
1977-02-19 | 2 | 19 | 11:00 | 1.7 | 11 | 1 | 35 |  | 20 | 14.1957 | 5.2502 | 19.4459 | 95% | 1 | 68.4 | 9.0117 | 4.9685 | 4.9685 | 0 | 0% | 12.0943 | 1 | 1 | 1 | 68.4 | 9.0117 | 4.9685 | 4.9685 | 0 | 0% | 832.25 | 68.4 | 0 | 763.85 | 832.25 | 68.4 | 0 | 763.85 | Winter | 0 | FALSE | 0 | 0 | 0 | 0 | 0 | 0 | 1 | 1
1977-02-19 | 2 | 19 | 12:00 | 2.2 | 12 | 1 | 36 |  | 19 | 13.4859 | 5.2502 | 18.7361 | 95% | 1 | 68.4 | 9.0117 | 4.9685 | 4.9685 | 0 | 0% | 12.2917 | 1 | 1 | 1 | 68.4 | 9.0117 | 4.9685 | 4.9685 | 0 | 0% | 845.75 | 68.4 | 0 | 777.35 | 845.75 | 68.4 | 0 | 777.35 | Winter | 0 | FALSE | 0 | 0 | 0 | 0 | 0 | 0 | 1 | 1
1977-02-19 | 2 | 19 | 13:00 | 2.8 | 13 | 1 | 37 |  | 18 | 12.7762 | 4.7252 | 17.5013 | 95% | 1 | 68.4 | 9.0117 | 4.9685 | 4.9685 | 0 | 0% | 12.2478 | 1 | 1 | 1 | 68.4 | 9.0117 | 4.9685 | 4.9685 | 0 | 0% | 842.75 | 68.4 | 0 | 774.35 | 842.75 | 68.4 | 0 | 774.35 | Winter | 0 | FALSE | 0 | 0 | 0 | 0 | 0 | 0 | 1 | 1
1977-02-19 | 2 | 19 | 14:00 | 3.3 | 14 | 1 | 38 |  | 17 | 12.0664 | 3.9376 | 16.004 | 95% | 1 | 68.4 | 9.0117 | 4.9685 | 4.9685 | 0 | 0% | 12.193 | 1 | 1 | 1 | 68.4 | 9.0117 | 4.9685 | 4.9685 | 0 | 0% | 839 | 68.4 | 0 | 770.6 | 839 | 68.4 | 0 | 770.6 | Winter | 0 | FALSE | 0 | 0 | 0 | 0 | 0 | 0 | 1 | 1
1977-02-19 | 2 | 19 | 15:00 | 2.8 | 15 | 1 | 37 |  | 18 | 12.7762 | 3.6751 | 16.4513 | 95% | 1 | 68.4 | 9.0117 | 4.9685 | 4.9685 | 0 | 0% | 12.8326 | 1 | 1 | 1 | 68.4 | 9.0117 | 4.9685 | 4.9685 | 0 | 0% | 882.75 | 68.4 | 0 | 814.35 | 882.75 | 68.4 | 0 | 814.35 | Winter | 0 | FALSE | 0 | 0 | 0 | 0 | 0 | 0 | 1 | 1
1977-02-19 | 2 | 19 | 16:00 | 2.2 | 16 | 1 | 36 |  | 19 | 13.4859 | 3.6751 | 17.1611 | 95% | 1 | 68.4 | 9.0117 | 4.9685 | 4.9685 | 0 | 0% | 12.7376 | 1 | 1 | 1 | 68.4 | 9.0117 | 4.9685 | 4.9685 | 0 | 0% | 876.25 | 68.4 | 0 | 807.85 | 876.25 | 68.4 | 0 | 807.85 | Winter | 0 | FALSE | 0 | 0 | 0 | 0 | 0 | 0 | 1 | 1
1977-02-19 | 2 | 19 | 17:00 | 2.2 | 17 | 1 | 36 |  | 19 | 13.4859 | 4.7252 | 18.2111 | 95% | 1 | 68.4 | 9.0117 | 4.9685 | 4.9685 | 0 | 0% | 12.1711 | 1 | 1 | 1 | 68.4 | 9.0117 | 4.9685 | 4.9685 | 0 | 0% | 837.5 | 68.4 | 0 | 769.1 | 837.5 | 68.4 | 0 | 769.1 | Winter | 1 | FALSE | 1 | 68.4 | 68.4 | 0 | 0 | 0 | 1 | 1
1977-02-19 | 2 | 19 | 18:00 | 2.8 | 18 | 1 | 37 |  | 18 | 12.7762 | 6.0377 | 18.8139 | 95% | 1 | 68.4 | 9.0117 | 4.9685 | 4.9685 | 0 | 0% | 12.288 | 1 | 1 | 1 | 68.4 | 9.0117 | 4.9685 | 4.9685 | 0 | 0% | 845.5 | 68.4 | 0 | 777.1 | 845.5 | 68.4 | 0 | 777.1 | Winter | 1 | FALSE | 1 | 68.4 | 68.4 | 0 | 0 | 0 | 1 | 1
1977-02-19 | 2 | 19 | 19:00 | 2.8 | 19 | 1 | 37 |  | 18 | 12.7762 | 6.5627 | 19.3389 | 95% | 1 | 68.4 | 9.0117 | 4.9685 | 4.9685 | 0 | 0% | 11.9408 | 1 | 1 | 1 | 68.4 | 9.0117 | 4.9685 | 4.9685 | 0 | 0% | 821.75 | 68.4 | 0 | 753.35 | 821.75 | 68.4 | 0 | 753.35 | Winter | 0 | FALSE | 0 | 0 | 0 | 0 | 0 | 0 | 1 | 1
1977-02-19 | 2 | 19 | 20:00 | 1.7 | 20 | 1 | 35 |  | 20 | 14.1957 | 5.7752 | 19.9709 | 95% | 1 | 68.4 | 9.0117 | 4.9685 | 4.9685 | 0 | 0% | 11.2427 | 1 | 1 | 1 | 68.4 | 9.0117 | 4.9685 | 4.9685 | 0 | 0% | 774 | 68.4 | 0 | 705.6 | 774 | 68.4 | 0 | 705.6 | Winter | 0 | FALSE | 0 | 0 | 0 | 0 | 0 | 0 | 1 | 1
1977-02-19 | 2 | 19 | 21:00 | 0.6 | 21 | 1 | 33 |  | 22 | 15.6153 | 4.7252 | 20.3405 | 95% | 1 | 68.4 | 9.0117 | 4.9685 | 4.9685 | 0 | 0% | 11.0015 | 1 | 1 | 1 | 68.4 | 9.0117 | 4.9685 | 4.9685 | 0 | 0% | 757.5 | 68.4 | 0 | 689.1 | 757.5 | 68.4 | 0 | 689.1 | Winter | 0 | FALSE | 0 | 0 | 0 | 0 | 0 | 0 | 1 | 1
1977-02-19 | 2 | 19 | 22:00 | -0.6 | 22 | 1 | 31 |  | 24 | 17.0349 | 4.2002 | 21.235 | 95% | 1 | 68.4 | 9.0117 | 4.9685 | 4.9685 | 0 | 0% | 10.508 | 1 | 1 | 1 | 68.4 | 9.0117 | 4.9685 | 4.9685 | 0 | 0% | 723.75 | 68.4 | 0 | 655.35 | 723.75 | 68.4 | 0 | 655.35 | Winter | 0 | FALSE | 0 | 0 | 0 | 0 | 0 | 0 | 1 | 1
1977-02-19 | 2 | 19 | 23:00 | 0 | 23 | 1 | 32 |  | 23 | 16.3251 | 5.2502 | 21.5753 | 95% | 1 | 68.4 | 9.0117 | 4.9685 | 4.9685 | 0 | 0% | 10.307 | 1 | 1 | 1 | 68.4 | 9.0117 | 4.9685 | 4.9685 | 0 | 0% | 710 | 68.4 | 0 | 641.6 | 710 | 68.4 | 0 | 641.6 | Winter | 0 | FALSE | 0 | 0 | 0 | 0 | 0 | 0 | 1 | 1
1977-02-19 | 2 | 19 | 24:00 | 0 | 0 | 1 | 32 |  | 23 | 16.3251 | 4.2002 | 20.5252 | 95% | 1 | 68.4 | 9.0117 | 4.9685 | 4.9685 | 0 | 0% | 10.1681 | 1 | 1 | 1 | 68.4 | 9.0117 | 4.9685 | 4.9685 | 0 | 0% | 700.5 | 68.4 | 0 | 632.1 | 700.5 | 68.4 | 0 | 632.1 | Winter | 0 | FALSE | 0 | 0 | 0 | 0 | 0 | 0 | 1 | 1
1977-02-20 | 2 | 20 | 1:00 | -0.6 | 1 | 1 | 31 |  | 24 | 17.0349 | 3.9376 | 20.9725 | 95% | 1 | 68.4 | 9.0117 | 4.9685 | 4.9685 | 0 | 0% | 10.1937 | 1 | 1 | 1 | 68.4 | 9.0117 | 4.9685 | 4.9685 | 0 | 0% | 702.25 | 68.4 | 0 | 633.85 | 702.25 | 68.4 | 0 | 633.85 | Winter | 0 | FALSE | 0 | 0 | 0 | 0 | 0 | 0 | 1 | 1
1977-02-20 | 2 | 20 | 2:00 | -2.8 | 2 | 1 | 27 |  | 28 | 19.874 | 3.1501 | 23.0241 | 95% | 1 | 68.4 | 9.0117 | 4.9685 | 4.9685 | 0 | 0% | 10.117 | 1 | 1 | 1 | 68.4 | 9.0117 | 4.9685 | 4.9685 | 0 | 0% | 697 | 68.4 | 0 | 628.6 | 697 | 68.4 | 0 | 628.6 | Winter | 0 | FALSE | 0 | 0 | 0 | 0 | 0 | 0 | 1 | 1
1977-02-20 | 2 | 20 | 3:00 | -0.6 | 3 | 1 | 31 |  | 24 | 17.0349 | 3.4126 | 20.4475 | 95% | 1 | 68.4 | 9.0117 | 4.9685 | 4.9685 | 0 | 0% | 10.1754 | 1 | 1 | 1 | 68.4 | 9.0117 | 4.9685 | 4.9685 | 0 | 0% | 701 | 68.4 | 0 | 632.6 | 701 | 68.4 | 0 | 632.6 | Winter | 0 | FALSE | 0 | 0 | 0 | 0 | 0 | 0 | 1 | 1
1977-02-20 | 2 | 20 | 4:00 | -1.7 | 4 | 1 | 29 |  | 26 | 18.4544 | 3.1501 | 21.6046 | 95% | 1 | 68.4 | 9.0117 | 4.9685 | 4.9685 | 0 | 0% | 10.1316 | 1 | 1 | 1 | 68.4 | 9.0117 | 4.9685 | 4.9685 | 0 | 0% | 698 | 68.4 | 0 | 629.6 | 698 | 68.4 | 0 | 629.6 | Winter | 0 | FALSE | 0 | 0 | 0 | 0 | 0 | 0 | 1 | 1
1977-02-20 | 2 | 20 | 5:00 | -1.7 | 5 | 1 | 29 |  | 26 | 18.4544 | 3.1501 | 21.6046 | 95% | 1 | 68.4 | 9.0117 | 4.9685 | 4.9685 | 0 | 0% | 10.1462 | 1 | 1 | 1 | 68.4 | 9.0117 | 4.9685 | 4.9685 | 0 | 0% | 699 | 68.4 | 0 | 630.6 | 699 | 68.4 | 0 | 630.6 | Winter | 0 | FALSE | 0 | 0 | 0 | 0 | 0 | 0 | 1 | 1
1977-02-20 | 2 | 20 | 6:00 | -1.7 | 6 | 1 | 29 |  | 26 | 18.4544 | 3.9376 | 22.3921 | 95% | 1 | 68.4 | 9.0117 | 4.9685 | 4.9685 | 0 | 0% | 10.2705 | 1 | 1 | 1 | 68.4 | 9.0117 | 4.9685 | 4.9685 | 0 | 0% | 707.5 | 68.4 | 0 | 639.1 | 707.5 | 68.4 | 0 | 639.1 | Winter | 0 | FALSE | 0 | 0 | 0 | 0 | 0 | 0 | 1 | 1
1977-02-20 | 2 | 20 | 7:00 | -1.7 | 7 | 1 | 29 |  | 26 | 18.4544 | 4.7252 | 23.1796 | 95% | 1 | 68.4 | 9.0117 | 4.9685 | 4.9685 | 0 | 0% | 10.2266 | 1 | 1 | 1 | 68.4 | 9.0117 | 4.9685 | 4.9685 | 0 | 0% | 704.5 | 68.4 | 0 | 636.1 | 704.5 | 68.4 | 0 | 636.1 | Winter | 0 | FALSE | 0 | 0 | 0 | 0 | 0 | 0 | 1 | 1
1977-02-20 | 2 | 20 | 8:00 | -0.6 | 8 | 1 | 31 |  | 24 | 17.0349 | 7.6128 | 24.6477 | 95% | 1 | 68.4 | 9.0117 | 4.9685 | 4.9685 | 0 | 0% | 10.9649 | 1 | 1 | 1 | 68.4 | 9.0117 | 4.9685 | 4.9685 | 0 | 0% | 755 | 68.4 | 0 | 686.6 | 755 | 68.4 | 0 | 686.6 | Winter | 0 | FALSE | 0 | 0 | 0 | 0 | 0 | 0 | 1 | 1
1977-02-20 | 2 | 20 | 9:00 | 0 | 9 | 1 | 32 |  | 23 | 16.3251 | 6.5627 | 22.8878 | 95% | 1 | 68.4 | 9.0117 | 4.9685 | 4.9685 | 0 | 0% | 11.2537 | 1 | 1 | 1 | 68.4 | 9.0117 | 4.9685 | 4.9685 | 0 | 0% | 774.75 | 68.4 | 0 | 706.35 | 774.75 | 68.4 | 0 | 706.35 | Winter | 0 | FALSE | 0 | 0 | 0 | 0 | 0 | 0 | 1 | 1
1977-02-20 | 2 | 20 | 10:00 | 1.1 | 10 | 1 | 34 |  | 21 | 14.9055 | 6.0377 | 20.9432 | 95% | 1 | 68.4 | 9.0117 | 4.9685 | 4.9685 | 0 | 0% | 11.7325 | 1 | 1 | 1 | 68.4 | 9.0117 | 4.9685 | 4.9685 | 0 | 0% | 807.5 | 68.4 | 0 | 739.1 | 807.5 | 68.4 | 0 | 739.1 | Winter | 0 | FALSE | 0 | 0 | 0 | 0 | 0 | 0 | 1 | 1
1977-02-20 | 2 | 20 | 11:00 | 2.2 | 11 | 1 | 36 |  | 19 | 13.4859 | 5.2502 | 18.7361 | 95% | 1 | 68.4 | 9.0117 | 4.9685 | 4.9685 | 0 | 0% | 12.3575 | 1 | 1 | 1 | 68.4 | 9.0117 | 4.9685 | 4.9685 | 0 | 0% | 850.25 | 68.4 | 0 | 781.85 | 850.25 | 68.4 | 0 | 781.85 | Winter | 0 | FALSE | 0 | 0 | 0 | 0 | 0 | 0 | 1 | 1
1977-02-20 | 2 | 20 | 12:00 | 1.7 | 12 | 1 | 35 |  | 20 | 14.1957 | 5.2502 | 19.4459 | 95% | 1 | 68.4 | 9.0117 | 4.9685 | 4.9685 | 0 | 0% | 12.9203 | 1 | 1 | 1 | 68.4 | 9.0117 | 4.9685 | 4.9685 | 0 | 0% | 888.75 | 68.4 | 0 | 820.35 | 888.75 | 68.4 | 0 | 820.35 | Winter | 0 | FALSE | 0 | 0 | 0 | 0 | 0 | 0 | 1 | 1
1977-02-20 | 2 | 20 | 13:00 | 1.1 | 13 | 1 | 34 |  | 21 | 14.9055 | 4.7252 | 19.6307 | 95% | 1 | 68.4 | 9.0117 | 4.9685 | 4.9685 | 0 | 0% | 12.7449 | 1 | 1 | 1 | 68.4 | 9.0117 | 4.9685 | 4.9685 | 0 | 0% | 876.75 | 68.4 | 0 | 808.35 | 876.75 | 68.4 | 0 | 808.35 | Winter | 0 | FALSE | 0 | 0 | 0 | 0 | 0 | 0 | 1 | 1
1977-02-20 | 2 | 20 | 14:00 | 1.1 | 14 | 1 | 34 |  | 21 | 14.9055 | 3.9376 | 18.8432 | 95% | 1 | 68.4 | 9.0117 | 4.9685 | 4.9685 | 0 | 0% | 12.4123 | 1 | 1 | 1 | 68.4 | 9.0117 | 4.9685 | 4.9685 | 0 | 0% | 854 | 68.4 | 0 | 785.6 | 854 | 68.4 | 0 | 785.6 | Winter | 0 | FALSE | 0 | 0 | 0 | 0 | 0 | 0 | 1 | 1
1977-02-20 | 2 | 20 | 15:00 | 1.1 | 15 | 1 | 34 |  | 21 | 14.9055 | 3.6751 | 18.5806 | 95% | 1 | 68.4 | 9.0117 | 4.9685 | 4.9685 | 0 | 0% | 12.4635 | 1 | 1 | 1 | 68.4 | 9.0117 | 4.9685 | 4.9685 | 0 | 0% | 857.5 | 68.4 | 0 | 789.1 | 857.5 | 68.4 | 0 | 789.1 | Winter | 0 | FALSE | 0 | 0 | 0 | 0 | 0 | 0 | 1 | 1
1977-02-20 | 2 | 20 | 16:00 | 1.1 | 16 | 1 | 34 |  | 21 | 14.9055 | 3.6751 | 18.5806 | 95% | 1 | 68.4 | 9.0117 | 4.9685 | 4.9685 | 0 | 0% | 12.5073 | 1 | 1 | 1 | 68.4 | 9.0117 | 4.9685 | 4.9685 | 0 | 0% | 860.5 | 68.4 | 0 | 792.1 | 860.5 | 68.4 | 0 | 792.1 | Winter | 0 | FALSE | 0 | 0 | 0 | 0 | 0 | 0 | 1 | 1
1977-02-20 | 2 | 20 | 17:00 | 1.1 | 17 | 1 | 34 |  | 21 | 14.9055 | 4.7252 | 19.6307 | 95% | 1 | 68.4 | 9.0117 | 4.9685 | 4.9685 | 0 | 0% | 11.7507 | 1 | 1 | 1 | 68.4 | 9.0117 | 4.9685 | 4.9685 | 0 | 0% | 808.75 | 68.4 | 0 | 740.35 | 808.75 | 68.4 | 0 | 740.35 | Winter | 1 | FALSE | 1 | 68.4 | 68.4 | 0 | 0 | 0 | 1 | 1
1977-02-20 | 2 | 20 | 18:00 | 0.6 | 18 | 1 | 33 |  | 22 | 15.6153 | 6.0377 | 21.653 | 95% | 1 | 68.4 | 9.0117 | 4.9685 | 4.9685 | 0 | 0% | 11.8933 | 1 | 1 | 1 | 68.4 | 9.0117 | 4.9685 | 4.9685 | 0 | 0% | 818.5 | 68.4 | 0 | 750.1 | 818.5 | 68.4 | 0 | 750.1 | Winter | 1 | FALSE | 1 | 68.4 | 68.4 | 0 | 0 | 0 | 1 | 1
1977-02-20 | 2 | 20 | 19:00 | 0 | 19 | 1 | 32 |  | 23 | 16.3251 | 6.5627 | 22.8878 | 95% | 1 | 68.4 | 9.0117 | 4.9685 | 4.9685 | 0 | 0% | 11.7288 | 1 | 1 | 1 | 68.4 | 9.0117 | 4.9685 | 4.9685 | 0 | 0% | 807.25 | 68.4 | 0 | 738.85 | 807.25 | 68.4 | 0 | 738.85 | Winter | 0 | FALSE | 0 | 0 | 0 | 0 | 0 | 0 | 1 | 1
1977-02-20 | 2 | 20 | 20:00 | 0 | 20 | 1 | 32 |  | 23 | 16.3251 | 5.7752 | 22.1003 | 95% | 1 | 68.4 | 9.0117 | 4.9685 | 4.9685 | 0 | 0% | 11.4985 | 1 | 1 | 1 | 68.4 | 9.0117 | 4.9685 | 4.9685 | 0 | 0% | 791.5 | 68.4 | 0 | 723.1 | 791.5 | 68.4 | 0 | 723.1 | Winter | 0 | FALSE | 0 | 0 | 0 | 0 | 0 | 0 | 1 | 1
1977-02-20 | 2 | 20 | 21:00 | 0 | 21 | 1 | 32 |  | 23 | 16.3251 | 4.7252 | 21.0503 | 95% | 1 | 68.4 | 9.0117 | 4.9685 | 4.9685 | 0 | 0% | 10.8918 | 1 | 1 | 1 | 68.4 | 9.0117 | 4.9685 | 4.9685 | 0 | 0% | 750 | 68.4 | 0 | 681.6 | 750 | 68.4 | 0 | 681.6 | Winter | 0 | FALSE | 0 | 0 | 0 | 0 | 0 | 0 | 1 | 1
1977-02-20 | 2 | 20 | 22:00 | 0 | 22 | 1 | 32 |  | 23 | 16.3251 | 4.2002 | 20.5252 | 95% | 1 | 68.4 | 9.0117 | 4.9685 | 4.9685 | 0 | 0% | 10.0987 | 1 | 1 | 1 | 68.4 | 9.0117 | 4.9685 | 4.9685 | 0 | 0% | 695.75 | 68.4 | 0 | 627.35 | 695.75 | 68.4 | 0 | 627.35 | Winter | 0 | FALSE | 0 | 0 | 0 | 0 | 0 | 0 | 1 | 1
1977-02-20 | 2 | 20 | 23:00 | -0.6 | 23 | 1 | 31 |  | 24 | 17.0349 | 5.2502 | 22.2851 | 95% | 1 | 68.4 | 9.0117 | 4.9685 | 4.9685 | 0 | 0% | 9.7259 | 1 | 1 | 1 | 68.4 | 9.0117 | 4.9685 | 4.9685 | 0 | 0% | 670.25 | 68.4 | 0 | 601.85 | 670.25 | 68.4 | 0 | 601.85 | Winter | 0 | FALSE | 0 | 0 | 0 | 0 | 0 | 0 | 1 | 1
1977-02-20 | 2 | 20 | 24:00 | -0.6 | 0 | 1 | 31 |  | 24 | 17.0349 | 4.2002 | 21.235 | 95% | 1 | 68.4 | 9.0117 | 4.9685 | 4.9685 | 0 | 0% | 9.6784 | 1 | 1 | 1 | 68.4 | 9.0117 | 4.9685 | 4.9685 | 0 | 0% | 667 | 68.4 | 0 | 598.6 | 667 | 68.4 | 0 | 598.6 | Winter | 0 | FALSE | 0 | 0 | 0 | 0 | 0 | 0 | 1 | 1
1977-02-21 | 2 | 21 | 1:00 | -1.1 | 1 | 1 | 30 |  | 25 | 17.7447 | 3.9376 | 21.6823 | 95% | 1 | 68.4 | 9.0117 | 4.9685 | 4.9685 | 0 | 0% | 10.0804 | 1 | 1 | 1 | 68.4 | 9.0117 | 4.9685 | 4.9685 | 0 | 0% | 694.5 | 68.4 | 0 | 626.1 | 694.5 | 68.4 | 0 | 626.1 | Winter | 0 | FALSE | 0 | 0 | 0 | 0 | 0 | 0 | 1 | 1
1977-02-21 | 2 | 21 | 2:00 | -1.1 | 2 | 1 | 30 |  | 25 | 17.7447 | 3.1501 | 20.8948 | 95% | 1 | 68.4 | 9.0117 | 4.9685 | 4.9685 | 0 | 0% | 9.8136 | 1 | 1 | 1 | 68.4 | 9.0117 | 4.9685 | 4.9685 | 0 | 0% | 676.25 | 68.4 | 0 | 607.85 | 676.25 | 68.4 | 0 | 607.85 | Winter | 0 | FALSE | 0 | 0 | 0 | 0 | 0 | 0 | 1 | 1
1977-02-21 | 2 | 21 | 3:00 | -1.1 | 3 | 1 | 30 |  | 25 | 17.7447 | 3.4126 | 21.1573 | 95% | 1 | 68.4 | 9.0117 | 4.9685 | 4.9685 | 0 | 0% | 9.777 | 1 | 1 | 1 | 68.4 | 9.0117 | 4.9685 | 4.9685 | 0 | 0% | 673.75 | 68.4 | 0 | 605.35 | 673.75 | 68.4 | 0 | 605.35 | Winter | 0 | FALSE | 0 | 0 | 0 | 0 | 0 | 0 | 1 | 1
1977-02-21 | 2 | 21 | 4:00 | -1.1 | 4 | 1 | 30 |  | 25 | 17.7447 | 3.1501 | 20.8948 | 95% | 1 | 68.4 | 9.0117 | 4.9685 | 4.9685 | 0 | 0% | 9.5614 | 1 | 1 | 1 | 68.4 | 9.0117 | 4.9685 | 4.9685 | 0 | 0% | 659 | 68.4 | 0 | 590.6 | 659 | 68.4 | 0 | 590.6 | Winter | 0 | FALSE | 0 | 0 | 0 | 0 | 0 | 0 | 1 | 1
1977-02-21 | 2 | 21 | 5:00 | -0.6 | 5 | 1 | 31 |  | 24 | 17.0349 | 3.1501 | 20.185 | 95% | 1 | 68.4 | 9.0117 | 4.9685 | 4.9685 | 0 | 0% | 9.6016 | 1 | 1 | 1 | 68.4 | 9.0117 | 4.9685 | 4.9685 | 0 | 0% | 661.75 | 68.4 | 0 | 593.35 | 661.75 | 68.4 | 0 | 593.35 | Winter | 0 | FALSE | 0 | 0 | 0 | 0 | 0 | 0 | 1 | 1
1977-02-21 | 2 | 21 | 6:00 | -0.6 | 6 | 1 | 31 |  | 24 | 17.0349 | 3.9376 | 20.9725 | 95% | 1 | 68.4 | 9.0117 | 4.9685 | 4.9685 | 0 | 0% | 9.799 | 1 | 1 | 1 | 68.4 | 9.0117 | 4.9685 | 4.9685 | 0 | 0% | 675.25 | 68.4 | 0 | 606.85 | 675.25 | 68.4 | 0 | 606.85 | Winter | 0 | FALSE | 0 | 0 | 0 | 0 | 0 | 0 | 1 | 1
1977-02-21 | 2 | 21 | 7:00 | -0.6 | 7 | 1 | 31 |  | 24 | 17.0349 | 4.7252 | 21.76 | 95% | 1 | 68.4 | 9.0117 | 4.9685 | 4.9685 | 0 | 0% | 9.7076 | 1 | 1 | 1 | 68.4 | 9.0117 | 4.9685 | 4.9685 | 0 | 0% | 669 | 68.4 | 0 | 600.6 | 669 | 68.4 | 0 | 600.6 | Winter | 0 | FALSE | 0 | 0 | 0 | 0 | 0 | 0 | 1 | 1
1977-02-21 | 2 | 21 | 8:00 | -1.1 | 8 | 1 | 30 |  | 25 | 17.7447 | 7.6128 | 25.3574 | 95% | 1 | 68.4 | 9.0117 | 4.9685 | 4.9685 | 0 | 0% | 9.8904 | 1 | 1 | 1 | 68.4 | 9.0117 | 4.9685 | 4.9685 | 0 | 0% | 681.5 | 68.4 | 0 | 613.1 | 681.5 | 68.4 | 0 | 613.1 | Winter | 0 | FALSE | 0 | 0 | 0 | 0 | 0 | 0 | 1 | 1
1977-02-21 | 2 | 21 | 9:00 | -1.1 | 9 | 1 | 30 |  | 25 | 17.7447 | 6.5627 | 24.3074 | 95% | 1 | 68.4 | 9.0117 | 4.9685 | 4.9685 | 0 | 0% | 10.4825 | 1 | 1 | 1 | 68.4 | 9.0117 | 4.9685 | 4.9685 | 0 | 0% | 722 | 68.4 | 0 | 653.6 | 722 | 68.4 | 0 | 653.6 | Winter | 0 | FALSE | 0 | 0 | 0 | 0 | 0 | 0 | 1 | 1
1977-02-21 | 2 | 21 | 10:00 | -0.6 | 10 | 1 | 31 |  | 24 | 17.0349 | 6.0377 | 23.0726 | 95% | 1 | 68.4 | 9.0117 | 4.9685 | 4.9685 | 0 | 0% | 10.5336 | 1 | 1 | 1 | 68.4 | 9.0117 | 4.9685 | 4.9685 | 0 | 0% | 725.5 | 68.4 | 0 | 657.1 | 725.5 | 68.4 | 0 | 657.1 | Winter | 0 | FALSE | 0 | 0 | 0 | 0 | 0 | 0 | 1 | 1
1977-02-21 | 2 | 21 | 11:00 | -0.6 | 11 | 1 | 31 |  | 24 | 17.0349 | 5.2502 | 22.2851 | 95% | 1 | 68.4 | 9.0117 | 4.9685 | 4.9685 | 0 | 0% | 10.6506 | 1 | 1 | 1 | 68.4 | 9.0117 | 4.9685 | 4.9685 | 0 | 0% | 733.5 | 68.4 | 0 | 665.1 | 733.5 | 68.4 | 0 | 665.1 | Winter | 0 | FALSE | 0 | 0 | 0 | 0 | 0 | 0 | 1 | 1
1977-02-21 | 2 | 21 | 12:00 | 0 | 12 | 1 | 32 |  | 23 | 16.3251 | 5.2502 | 21.5753 | 95% | 1 | 68.4 | 9.0117 | 4.9685 | 4.9685 | 0 | 0% | 11.0746 | 1 | 1 | 1 | 68.4 | 9.0117 | 4.9685 | 4.9685 | 0 | 0% | 762.5 | 68.4 | 0 | 694.1 | 762.5 | 68.4 | 0 | 694.1 | Winter | 0 | FALSE | 0 | 0 | 0 | 0 | 0 | 0 | 1 | 1
1977-02-21 | 2 | 21 | 13:00 | 0 | 13 | 1 | 32 |  | 23 | 16.3251 | 4.7252 | 21.0503 | 95% | 1 | 68.4 | 9.0117 | 4.9685 | 4.9685 | 0 | 0% | 10.5446 | 1 | 1 | 1 | 68.4 | 9.0117 | 4.9685 | 4.9685 | 0 | 0% | 726.25 | 68.4 | 0 | 657.85 | 726.25 | 68.4 | 0 | 657.85 | Winter | 0 | FALSE | 0 | 0 | 0 | 0 | 0 | 0 | 1 | 1
1977-02-21 | 2 | 21 | 14:00 | 0.6 | 14 | 1 | 33 |  | 22 | 15.6153 | 3.9376 | 19.5529 | 95% | 1 | 68.4 | 9.0117 | 4.9685 | 4.9685 | 0 | 0% | 10.7602 | 1 | 1 | 1 | 68.4 | 9.0117 | 4.9685 | 4.9685 | 0 | 0% | 741 | 68.4 | 0 | 672.6 | 741 | 68.4 | 0 | 672.6 | Winter | 0 | FALSE | 0 | 0 | 0 | 0 | 0 | 0 | 1 | 1
1977-02-21 | 2 | 21 | 15:00 | 0.6 | 15 | 1 | 33 |  | 22 | 15.6153 | 3.6751 | 19.2904 | 95% | 1 | 68.4 | 9.0117 | 4.9685 | 4.9685 | 0 | 0% | 10.7602 | 1 | 1 | 1 | 68.4 | 9.0117 | 4.9685 | 4.9685 | 0 | 0% | 741 | 68.4 | 0 | 672.6 | 741 | 68.4 | 0 | 672.6 | Winter | 0 | FALSE | 0 | 0 | 0 | 0 | 0 | 0 | 1 | 1
1977-02-21 | 2 | 21 | 16:00 | 0.6 | 16 | 1 | 33 |  | 22 | 15.6153 | 3.6751 | 19.2904 | 95% | 1 | 68.4 | 9.0117 | 4.9685 | 4.9685 | 0 | 0% | 10.5044 | 1 | 1 | 1 | 68.4 | 9.0117 | 4.9685 | 4.9685 | 0 | 0% | 723.5 | 68.4 | 0 | 655.1 | 723.5 | 68.4 | 0 | 655.1 | Winter | 0 | FALSE | 0 | 0 | 0 | 0 | 0 | 0 | 1 | 1
1977-02-21 | 2 | 21 | 17:00 | -0.6 | 17 | 1 | 31 |  | 24 | 17.0349 | 4.7252 | 21.76 | 95% | 1 | 68.4 | 9.0117 | 4.9685 | 4.9685 | 0 | 0% | 10.2668 | 1 | 1 | 1 | 68.4 | 9.0117 | 4.9685 | 4.9685 | 0 | 0% | 707.25 | 68.4 | 0 | 638.85 | 707.25 | 68.4 | 0 | 638.85 | Winter | 1 | FALSE | 1 | 68.4 | 68.4 | 0 | 0 | 0 | 1 | 1
1977-02-21 | 2 | 21 | 18:00 | -0.6 | 18 | 1 | 31 |  | 24 | 17.0349 | 6.0377 | 23.0726 | 95% | 1 | 68.4 | 9.0117 | 4.9685 | 4.9685 | 0 | 0% | 10.53 | 1 | 1 | 1 | 68.4 | 9.0117 | 4.9685 | 4.9685 | 0 | 0% | 725.25 | 68.4 | 0 | 656.85 | 725.25 | 68.4 | 0 | 656.85 | Winter | 1 | FALSE | 1 | 68.4 | 68.4 | 0 | 0 | 0 | 1 | 1
1977-02-21 | 2 | 21 | 19:00 | -1.7 | 19 | 1 | 29 |  | 26 | 18.4544 | 6.5627 | 25.0172 | 95% | 1 | 68.4 | 9.0117 | 4.9685 | 4.9685 | 0 | 0% | 10.1425 | 1 | 1 | 1 | 68.4 | 9.0117 | 4.9685 | 4.9685 | 0 | 0% | 698.75 | 68.4 | 0 | 630.35 | 698.75 | 68.4 | 0 | 630.35 | Winter | 0 | FALSE | 0 | 0 | 0 | 0 | 0 | 0 | 1 | 1
1977-02-21 | 2 | 21 | 20:00 | -2.2 | 20 | 1 | 28 |  | 27 | 19.1642 | 5.7752 | 24.9394 | 95% | 1 | 68.4 | 9.0117 | 4.9685 | 4.9685 | 0 | 0% | 10.1974 | 1 | 1 | 1 | 68.4 | 9.0117 | 4.9685 | 4.9685 | 0 | 0% | 702.5 | 68.4 | 0 | 634.1 | 702.5 | 68.4 | 0 | 634.1 | Winter | 0 | FALSE | 0 | 0 | 0 | 0 | 0 | 0 | 1 | 1
1977-02-21 | 2 | 21 | 21:00 | -3.3 | 21 | 1 | 26 |  | 29 | 20.5838 | 4.7252 | 25.309 | 95% | 1 | 68.4 | 9.0117 | 4.9685 | 4.9685 | 0 | 0% | 10.011 | 1 | 1 | 1 | 68.4 | 9.0117 | 4.9685 | 4.9685 | 0 | 0% | 689.75 | 68.4 | 0 | 621.35 | 689.75 | 68.4 | 0 | 621.35 | Winter | 0 | FALSE | 0 | 0 | 0 | 0 | 0 | 0 | 1 | 1
1977-02-21 | 2 | 21 | 22:00 | -4.4 | 22 | 1 | 24 |  | 31 | 22.0034 | 4.2002 | 26.2035 | 95% | 1 | 68.4 | 9.0117 | 4.9685 | 4.9685 | 0 | 0% | 9.9086 | 1 | 1 | 1 | 68.4 | 9.0117 | 4.9685 | 4.9685 | 0 | 0% | 682.75 | 68.4 | 0 | 614.35 | 682.75 | 68.4 | 0 | 614.35 | Winter | 0 | FALSE | 0 | 0 | 0 | 0 | 0 | 0 | 1 | 1
1977-02-21 | 2 | 21 | 23:00 | -5 | 23 | 1 | 23 |  | 32 | 22.7132 | 5.2502 | 27.9634 | 95% | 1 | 68.4 | 9.0117 | 4.9685 | 4.9685 | 0 | 0% | 9.9708 | 1 | 1 | 1 | 68.4 | 9.0117 | 4.9685 | 4.9685 | 0 | 0% | 687 | 68.4 | 0 | 618.6 | 687 | 68.4 | 0 | 618.6 | Winter | 0 | FALSE | 0 | 0 | 0 | 0 | 0 | 0 | 1 | 1
1977-02-21 | 2 | 21 | 24:00 | -6.1 | 0 | 1 | 21 |  | 34 | 24.1327 | 4.2002 | 28.3329 | 95% | 1 | 68.4 | 9.0117 | 4.9685 | 4.9685 | 0 | 0% | 9.894 | 1 | 1 | 1 | 68.4 | 9.0117 | 4.9685 | 4.9685 | 0 | 0% | 681.75 | 68.4 | 0 | 613.35 | 681.75 | 68.4 | 0 | 613.35 | Winter | 0 | FALSE | 0 | 0 | 0 | 0 | 0 | 0 | 1 | 1
1977-02-22 | 2 | 22 | 1:00 | -5.6 | 1 | 2 | 22 |  | 33 | 23.4229 | 3.9376 | 27.3606 | 95% | 1 | 68.4 | 9.0117 | 4.9685 | 4.9685 | 0 | 0% | 10.1133 | 1 | 1 | 1 | 68.4 | 9.0117 | 4.9685 | 4.9685 | 0 | 0% | 696.75 | 68.4 | 0 | 628.35 | 696.75 | 68.4 | 0 | 628.35 | Winter | 0 | 0 | 0 | 0 | 0 | 0 | 0 | 0 | 1 | 1
1977-02-22 | 2 | 22 | 2:00 | -6.7 | 2 | 2 | 20 |  | 35 | 24.8425 | 3.1501 | 27.9926 | 95% | 1 | 68.4 | 9.0117 | 4.9685 | 4.9685 | 0 | 0% | 10.1645 | 1 | 1 | 1 | 68.4 | 9.0117 | 4.9685 | 4.9685 | 0 | 0% | 700.25 | 68.4 | 0 | 631.85 | 700.25 | 68.4 | 0 | 631.85 | Winter | 0 | 0 | 0 | 0 | 0 | 0 | 0 | 0 | 1 | 1
1977-02-22 | 2 | 22 | 3:00 | -6.7 | 3 | 2 | 20 |  | 35 | 24.8425 | 3.4126 | 28.2551 | 95% | 1 | 68.4 | 9.0117 | 4.9685 | 4.9685 | 0 | 0% | 9.8282 | 1 | 1 | 1 | 68.4 | 9.0117 | 4.9685 | 4.9685 | 0 | 0% | 677.25 | 68.4 | 0 | 608.85 | 677.25 | 68.4 | 0 | 608.85 | Winter | 0 | 0 | 0 | 0 | 0 | 0 | 0 | 0 | 1 | 1
1977-02-22 | 2 | 22 | 4:00 | -7.2 | 4 | 2 | 19 |  | 36 | 25.5523 | 3.1501 | 28.7024 | 95% | 1 | 68.4 | 9.0117 | 4.9685 | 4.9685 | 0 | 0% | 9.6564 | 1 | 1 | 1 | 68.4 | 9.0117 | 4.9685 | 4.9685 | 0 | 0% | 665.5 | 68.4 | 0 | 597.1 | 665.5 | 68.4 | 0 | 597.1 | Winter | 0 | 0 | 0 | 0 | 0 | 0 | 0 | 0 | 1 | 1
1977-02-22 | 2 | 22 | 5:00 | -7.2 | 5 | 2 | 19 |  | 36 | 25.5523 | 3.1501 | 28.7024 | 95% | 1 | 68.4 | 9.0117 | 4.9685 | 4.9685 | 0 | 0% | 9.6966 | 1 | 1 | 1 | 68.4 | 9.0117 | 4.9685 | 4.9685 | 0 | 0% | 668.25 | 68.4 | 0 | 599.85 | 668.25 | 68.4 | 0 | 599.85 | Winter | 0 | 0 | 0 | 0 | 0 | 0 | 0 | 0 | 1 | 1
1977-02-22 | 2 | 22 | 6:00 | -8.3 | 6 | 2 | 17 |  | 38 | 26.9719 | 3.9376 | 30.9095 | 95% | 1 | 68.4 | 9.0117 | 4.9685 | 4.9685 | 0 | 0% | 9.9598 | 1 | 1 | 1 | 68.4 | 9.0117 | 4.9685 | 4.9685 | 0 | 0% | 686.25 | 68.4 | 0 | 617.85 | 686.25 | 68.4 | 0 | 617.85 | Winter | 0 | 0 | 0 | 0 | 0 | 0 | 0 | 0 | 1 | 1
1977-02-22 | 2 | 22 | 7:00 | -8.9 | 7 | 2 | 16 |  | 39 | 27.6817 | 4.7252 | 32.4068 | 95% | 1 | 68.4 | 9.0117 | 4.9685 | 4.9685 | 0 | 0% | 9.6272 | 1 | 1 | 1 | 68.4 | 9.0117 | 4.9685 | 4.9685 | 0 | 0% | 663.5 | 68.4 | 0 | 595.1 | 663.5 | 68.4 | 0 | 595.1 | Winter | 0 | 0 | 0 | 0 | 0 | 0 | 0 | 0 | 1 | 1
1977-02-22 | 2 | 22 | 8:00 | -7.2 | 8 | 2 | 19 |  | 36 | 25.5523 | 7.6128 | 33.1651 | 95% | 1 | 68.4 | 9.0117 | 4.9685 | 4.9685 | 0 | 0% | 9.8977 | 1 | 1 | 1 | 68.4 | 9.0117 | 4.9685 | 4.9685 | 0 | 0% | 682 | 68.4 | 0 | 613.6 | 682 | 68.4 | 0 | 613.6 | Winter | 0 | 0 | 0 | 0 | 0 | 0 | 0 | 0 | 1 | 1
1977-02-22 | 2 | 22 | 9:00 | -6.1 | 9 | 2 | 21 |  | 34 | 24.1327 | 6.5627 | 30.6955 | 95% | 1 | 68.4 | 9.0117 | 4.9685 | 4.9685 | 0 | 0% | 10.0841 | 1 | 1 | 1 | 68.4 | 9.0117 | 4.9685 | 4.9685 | 0 | 0% | 694.75 | 68.4 | 0 | 626.35 | 694.75 | 68.4 | 0 | 626.35 | Winter | 0 | 0 | 0 | 0 | 0 | 0 | 0 | 0 | 1 | 1
1977-02-22 | 2 | 22 | 10:00 | -4.4 | 10 | 2 | 24 |  | 31 | 22.0034 | 6.0377 | 28.0411 | 95% | 1 | 68.4 | 9.0117 | 4.9685 | 4.9685 | 0 | 0% | 9.9196 | 1 | 1 | 1 | 68.4 | 9.0117 | 4.9685 | 4.9685 | 0 | 0% | 683.5 | 68.4 | 0 | 615.1 | 683.5 | 68.4 | 0 | 615.1 | Winter | 0 | 0 | 0 | 0 | 0 | 0 | 0 | 0 | 1 | 1
1977-02-22 | 2 | 22 | 11:00 | -2.2 | 11 | 2 | 28 |  | 27 | 19.1642 | 5.2502 | 24.4144 | 95% | 1 | 68.4 | 9.0117 | 4.9685 | 4.9685 | 0 | 0% | 10.2595 | 1 | 1 | 1 | 68.4 | 9.0117 | 4.9685 | 4.9685 | 0 | 0% | 706.75 | 68.4 | 0 | 638.35 | 706.75 | 68.4 | 0 | 638.35 | Winter | 0 | 0 | 0 | 0 | 0 | 0 | 0 | 0 | 1 | 1
1977-02-22 | 2 | 22 | 12:00 | -0.6 | 12 | 2 | 31 |  | 24 | 17.0349 | 5.2502 | 22.2851 | 95% | 1 | 68.4 | 9.0117 | 4.9685 | 4.9685 | 0 | 0% | 10.2412 | 1 | 1 | 1 | 68.4 | 9.0117 | 4.9685 | 4.9685 | 0 | 0% | 705.5 | 68.4 | 0 | 637.1 | 705.5 | 68.4 | 0 | 637.1 | Winter | 0 | 0 | 0 | 0 | 0 | 0 | 0 | 0 | 1 | 1
1977-02-22 | 2 | 22 | 13:00 | 0.6 | 13 | 2 | 33 |  | 22 | 15.6153 | 4.7252 | 20.3405 | 95% | 1 | 68.4 | 9.0117 | 4.9685 | 4.9685 | 0 | 0% | 10.2851 | 1 | 1 | 1 | 68.4 | 9.0117 | 4.9685 | 4.9685 | 0 | 0% | 708.5 | 68.4 | 0 | 640.1 | 708.5 | 68.4 | 0 | 640.1 | Winter | 0 | 0 | 0 | 0 | 0 | 0 | 0 | 0 | 1 | 1
1977-02-22 | 2 | 22 | 14:00 | 1.7 | 14 | 2 | 35 |  | 20 | 14.1957 | 3.9376 | 18.1334 | 95% | 1 | 68.4 | 9.0117 | 4.9685 | 4.9685 | 0 | 0% | 10.2778 | 1 | 1 | 1 | 68.4 | 9.0117 | 4.9685 | 4.9685 | 0 | 0% | 708 | 68.4 | 0 | 639.6 | 708 | 68.4 | 0 | 639.6 | Winter | 0 | 0 | 0 | 0 | 0 | 0 | 0 | 0 | 1 | 1
1977-02-22 | 2 | 22 | 15:00 | 2.2 | 15 | 2 | 36 |  | 19 | 13.4859 | 3.6751 | 17.1611 | 95% | 1 | 68.4 | 9.0117 | 4.9685 | 4.9685 | 0 | 0% | 10.614 | 1 | 1 | 1 | 68.4 | 9.0117 | 4.9685 | 4.9685 | 0 | 0% | 731 | 68.4 | 0 | 662.6 | 731 | 68.4 | 0 | 662.6 | Winter | 0 | 0 | 0 | 0 | 0 | 0 | 0 | 0 | 1 | 1
1977-02-22 | 2 | 22 | 16:00 | 2.2 | 16 | 2 | 36 |  | 19 | 13.4859 | 3.6751 | 17.1611 | 95% | 1 | 68.4 | 9.0117 | 4.9685 | 4.9685 | 0 | 0% | 10.3911 | 1 | 1 | 1 | 68.4 | 9.0117 | 4.9685 | 4.9685 | 0 | 0% | 715.75 | 68.4 | 0 | 647.35 | 715.75 | 68.4 | 0 | 647.35 | Winter | 0 | 0 | 0 | 0 | 0 | 0 | 0 | 0 | 1 | 1
1977-02-22 | 2 | 22 | 17:00 | 2.8 | 17 | 2 | 37 |  | 18 | 12.7762 | 4.7252 | 17.5013 | 95% | 1 | 68.4 | 9.0117 | 4.9685 | 4.9685 | 0 | 0% | 10 | 1 | 1 | 1 | 68.4 | 9.0117 | 4.9685 | 4.9685 | 0 | 0% | 689 | 68.4 | 0 | 620.6 | 689 | 68.4 | 0 | 620.6 | Winter | 0 | 0 | 0 | 0 | 0 | 0 | 0 | 0 | 1 | 1
1977-02-22 | 2 | 22 | 18:00 | 1.7 | 18 | 2 | 35 |  | 20 | 14.1957 | 6.0377 | 20.2334 | 95% | 1 | 68.4 | 9.0117 | 4.9685 | 4.9685 | 0 | 0% | 10.4605 | 1 | 1 | 1 | 68.4 | 9.0117 | 4.9685 | 4.9685 | 0 | 0% | 720.5 | 68.4 | 0 | 652.1 | 720.5 | 68.4 | 0 | 652.1 | Winter | 0 | 0 | 0 | 0 | 0 | 0 | 0 | 0 | 1 | 1
1977-02-22 | 2 | 22 | 19:00 | 1.7 | 19 | 2 | 35 |  | 20 | 14.1957 | 6.5627 | 20.7585 | 95% | 1 | 68.4 | 9.0117 | 4.9685 | 4.9685 | 0 | 0% | 10.5702 | 1 | 1 | 1 | 68.4 | 9.0117 | 4.9685 | 4.9685 | 0 | 0% | 728 | 68.4 | 0 | 659.6 | 728 | 68.4 | 0 | 659.6 | Winter | 0 | 0 | 0 | 0 | 0 | 0 | 0 | 0 | 1 | 1
1977-02-22 | 2 | 22 | 20:00 | 1.7 | 20 | 2 | 35 |  | 20 | 14.1957 | 5.7752 | 19.9709 | 95% | 1 | 68.4 | 9.0117 | 4.9685 | 4.9685 | 0 | 0% | 10.1827 | 1 | 1 | 1 | 68.4 | 9.0117 | 4.9685 | 4.9685 | 0 | 0% | 701.5 | 68.4 | 0 | 633.1 | 701.5 | 68.4 | 0 | 633.1 | Winter | 0 | 0 | 0 | 0 | 0 | 0 | 0 | 0 | 1 | 1
1977-02-22 | 2 | 22 | 21:00 | 1.1 | 21 | 2 | 34 |  | 21 | 14.9055 | 4.7252 | 19.6307 | 95% | 1 | 68.4 | 9.0117 | 4.9685 | 4.9685 | 0 | 0% | 10.1499 | 1 | 1 | 1 | 68.4 | 9.0117 | 4.9685 | 4.9685 | 0 | 0% | 699.25 | 68.4 | 0 | 630.85 | 699.25 | 68.4 | 0 | 630.85 | Winter | 0 | 0 | 0 | 0 | 0 | 0 | 0 | 0 | 1 | 1
1977-02-22 | 2 | 22 | 22:00 | 0.6 | 22 | 2 | 33 |  | 22 | 15.6153 | 4.2002 | 19.8155 | 95% | 1 | 68.4 | 9.0117 | 4.9685 | 4.9685 | 0 | 0% | 10.1462 | 1 | 1 | 1 | 68.4 | 9.0117 | 4.9685 | 4.9685 | 0 | 0% | 699 | 68.4 | 0 | 630.6 | 699 | 68.4 | 0 | 630.6 | Winter | 0 | 0 | 0 | 0 | 0 | 0 | 0 | 0 | 1 | 1
1977-02-22 | 2 | 22 | 23:00 | -1.1 | 23 | 2 | 30 |  | 25 | 17.7447 | 5.2502 | 22.9949 | 95% | 1 | 68.4 | 9.0117 | 4.9685 | 4.9685 | 0 | 0% | 10.0183 | 1 | 1 | 1 | 68.4 | 9.0117 | 4.9685 | 4.9685 | 0 | 0% | 690.25 | 68.4 | 0 | 621.85 | 690.25 | 68.4 | 0 | 621.85 | Winter | 0 | 0 | 0 | 0 | 0 | 0 | 0 | 0 | 1 | 1
1977-02-22 | 2 | 22 | 24:00 | 0 | 0 | 2 | 32 |  | 23 | 16.3251 | 4.2002 | 20.5252 | 95% | 1 | 68.4 | 9.0117 | 4.9685 | 4.9685 | 0 | 0% | 10.1243 | 1 | 1 | 1 | 68.4 | 9.0117 | 4.9685 | 4.9685 | 0 | 0% | 697.5 | 68.4 | 0 | 629.1 | 697.5 | 68.4 | 0 | 629.1 | Winter | 0 | 0 | 0 | 0 | 0 | 0 | 0 | 0 | 1 | 1
1977-02-23 | 2 | 23 | 1:00 | 0.6 | 1 | 2 | 33 |  | 22 | 15.6153 | 3.9376 | 19.5529 | 95% | 1 | 68.4 | 9.0117 | 4.9685 | 4.9685 | 0 | 0% | 10.1316 | 1 | 1 | 1 | 68.4 | 9.0117 | 4.9685 | 4.9685 | 0 | 0% | 698 | 68.4 | 0 | 629.6 | 698 | 68.4 | 0 | 629.6 | Winter | 0 | 0 | 0 | 0 | 0 | 0 | 0 | 0 | 1 | 1
1977-02-23 | 2 | 23 | 2:00 | 0.6 | 2 | 2 | 33 |  | 22 | 15.6153 | 3.1501 | 18.7654 | 95% | 1 | 68.4 | 9.0117 | 4.9685 | 4.9685 | 0 | 0% | 9.8575 | 1 | 1 | 1 | 68.4 | 9.0117 | 4.9685 | 4.9685 | 0 | 0% | 679.25 | 68.4 | 0 | 610.85 | 679.25 | 68.4 | 0 | 610.85 | Winter | 0 | 0 | 0 | 0 | 0 | 0 | 0 | 0 | 1 | 1
1977-02-23 | 2 | 23 | 3:00 | 0.6 | 3 | 2 | 33 |  | 22 | 15.6153 | 3.4126 | 19.0279 | 95% | 1 | 68.4 | 9.0117 | 4.9685 | 4.9685 | 0 | 0% | 9.6637 | 1 | 1 | 1 | 68.4 | 9.0117 | 4.9685 | 4.9685 | 0 | 0% | 666 | 68.4 | 0 | 597.6 | 666 | 68.4 | 0 | 597.6 | Winter | 0 | 0 | 0 | 0 | 0 | 0 | 0 | 0 | 1 | 1
1977-02-23 | 2 | 23 | 4:00 | 0.6 | 4 | 2 | 33 |  | 22 | 15.6153 | 3.1501 | 18.7654 | 95% | 1 | 68.4 | 9.0117 | 4.9685 | 4.9685 | 0 | 0% | 9.7624 | 1 | 1 | 1 | 68.4 | 9.0117 | 4.9685 | 4.9685 | 0 | 0% | 672.75 | 68.4 | 0 | 604.35 | 672.75 | 68.4 | 0 | 604.35 | Winter | 0 | 0 | 0 | 0 | 0 | 0 | 0 | 0 | 1 | 1
1977-02-23 | 2 | 23 | 5:00 | 0.6 | 5 | 2 | 33 |  | 22 | 15.6153 | 3.1501 | 18.7654 | 95% | 1 | 68.4 | 9.0117 | 4.9685 | 4.9685 | 0 | 0% | 9.6272 | 1 | 1 | 1 | 68.4 | 9.0117 | 4.9685 | 4.9685 | 0 | 0% | 663.5 | 68.4 | 0 | 595.1 | 663.5 | 68.4 | 0 | 595.1 | Winter | 0 | 0 | 0 | 0 | 0 | 0 | 0 | 0 | 1 | 1
1977-02-23 | 2 | 23 | 6:00 | 0 | 6 | 2 | 32 |  | 23 | 16.3251 | 3.9376 | 20.2627 | 95% | 1 | 68.4 | 9.0117 | 4.9685 | 4.9685 | 0 | 0% | 9.5066 | 1 | 1 | 1 | 68.4 | 9.0117 | 4.9685 | 4.9685 | 0 | 0% | 655.25 | 68.4 | 0 | 586.85 | 655.25 | 68.4 | 0 | 586.85 | Winter | 0 | 0 | 0 | 0 | 0 | 0 | 0 | 0 | 1 | 1
1977-02-23 | 2 | 23 | 7:00 | 0 | 7 | 2 | 32 |  | 23 | 16.3251 | 4.7252 | 21.0503 | 95% | 1 | 68.4 | 9.0117 | 4.9685 | 4.9685 | 0 | 0% | 9.8099 | 1 | 1 | 1 | 68.4 | 9.0117 | 4.9685 | 4.9685 | 0 | 0% | 676 | 68.4 | 0 | 607.6 | 676 | 68.4 | 0 | 607.6 | Winter | 0 | 0 | 0 | 0 | 0 | 0 | 0 | 0 | 1 | 1
1977-02-23 | 2 | 23 | 8:00 | 0 | 8 | 2 | 32 |  | 23 | 16.3251 | 7.6128 | 23.9379 | 95% | 1 | 68.4 | 9.0117 | 4.9685 | 4.9685 | 0 | 0% | 10.2412 | 1 | 1 | 1 | 68.4 | 9.0117 | 4.9685 | 4.9685 | 0 | 0% | 705.5 | 68.4 | 0 | 637.1 | 705.5 | 68.4 | 0 | 637.1 | Winter | 0 | 0 | 0 | 0 | 0 | 0 | 0 | 0 | 1 | 1
1977-02-23 | 2 | 23 | 9:00 | 1.7 | 9 | 2 | 35 |  | 20 | 14.1957 | 6.5627 | 20.7585 | 95% | 1 | 68.4 | 9.0117 | 4.9685 | 4.9685 | 0 | 0% | 10.8626 | 1 | 1 | 1 | 68.4 | 9.0117 | 4.9685 | 4.9685 | 0 | 0% | 748 | 68.4 | 0 | 679.6 | 748 | 68.4 | 0 | 679.6 | Winter | 0 | 0 | 0 | 0 | 0 | 0 | 0 | 0 | 1 | 1
1977-02-23 | 2 | 23 | 10:00 | 2.8 | 10 | 2 | 37 |  | 18 | 12.7762 | 6.0377 | 18.8139 | 95% | 1 | 68.4 | 9.0117 | 4.9685 | 4.9685 | 0 | 0% | 11.0709 | 1 | 1 | 1 | 68.4 | 9.0117 | 4.9685 | 4.9685 | 0 | 0% | 762.25 | 68.4 | 0 | 693.85 | 762.25 | 68.4 | 0 | 693.85 | Winter | 0 | 0 | 0 | 0 | 0 | 0 | 0 | 0 | 1 | 1
1977-02-23 | 2 | 23 | 11:00 | 3.3 | 11 | 2 | 38 |  | 17 | 12.0664 | 5.2502 | 17.3166 | 95% | 1 | 68.4 | 9.0117 | 4.9685 | 4.9685 | 0 | 0% | 11.652 | 1 | 1 | 1 | 68.4 | 9.0117 | 4.9685 | 4.9685 | 0 | 0% | 802 | 68.4 | 0 | 733.6 | 802 | 68.4 | 0 | 733.6 | Winter | 0 | 0 | 0 | 0 | 0 | 0 | 0 | 0 | 1 | 1
1977-02-23 | 2 | 23 | 12:00 | 2.8 | 12 | 2 | 37 |  | 18 | 12.7762 | 5.2502 | 18.0263 | 95% | 1 | 68.4 | 9.0117 | 4.9685 | 4.9685 | 0 | 0% | 12.1089 | 1 | 1 | 1 | 68.4 | 9.0117 | 4.9685 | 4.9685 | 0 | 0% | 833.25 | 68.4 | 0 | 764.85 | 833.25 | 68.4 | 0 | 764.85 | Winter | 0 | 0 | 0 | 0 | 0 | 0 | 0 | 0 | 1 | 1
1977-02-23 | 2 | 23 | 13:00 | 2.8 | 13 | 2 | 37 |  | 18 | 12.7762 | 4.7252 | 17.5013 | 95% | 1 | 68.4 | 9.0117 | 4.9685 | 4.9685 | 0 | 0% | 12.6901 | 1 | 1 | 1 | 68.4 | 9.0117 | 4.9685 | 4.9685 | 0 | 0% | 873 | 68.4 | 0 | 804.6 | 873 | 68.4 | 0 | 804.6 | Winter | 0 | 0 | 0 | 0 | 0 | 0 | 0 | 0 | 1 | 1
1977-02-23 | 2 | 23 | 14:00 | 1.7 | 14 | 2 | 35 |  | 20 | 14.1957 | 3.9376 | 18.1334 | 95% | 1 | 68.4 | 9.0117 | 4.9685 | 4.9685 | 0 | 0% | 12.2807 | 1 | 1 | 1 | 68.4 | 9.0117 | 4.9685 | 4.9685 | 0 | 0% | 845 | 68.4 | 0 | 776.6 | 845 | 68.4 | 0 | 776.6 | Winter | 0 | 0 | 0 | 0 | 0 | 0 | 0 | 0 | 1 | 1
1977-02-23 | 2 | 23 | 15:00 | 1.7 | 15 | 2 | 35 |  | 20 | 14.1957 | 3.6751 | 17.8709 | 95% | 1 | 68.4 | 9.0117 | 4.9685 | 4.9685 | 0 | 0% | 12.182 | 1 | 1 | 1 | 68.4 | 9.0117 | 4.9685 | 4.9685 | 0 | 0% | 838.25 | 68.4 | 0 | 769.85 | 838.25 | 68.4 | 0 | 769.85 | Winter | 0 | 0 | 0 | 0 | 0 | 0 | 0 | 0 | 1 | 1
1977-02-23 | 2 | 23 | 16:00 | 1.7 | 16 | 2 | 35 |  | 20 | 14.1957 | 3.6751 | 17.8709 | 95% | 1 | 68.4 | 9.0117 | 4.9685 | 4.9685 | 0 | 0% | 12.511 | 1 | 1 | 1 | 68.4 | 9.0117 | 4.9685 | 4.9685 | 0 | 0% | 860.75 | 68.4 | 0 | 792.35 | 860.75 | 68.4 | 0 | 792.35 | Winter | 0 | 0 | 0 | 0 | 0 | 0 | 0 | 0 | 1 | 1
1977-02-23 | 2 | 23 | 17:00 | 1.7 | 17 | 2 | 35 |  | 20 | 14.1957 | 4.7252 | 18.9209 | 95% | 1 | 68.4 | 9.0117 | 4.9685 | 4.9685 | 0 | 0% | 12.3136 | 1 | 1 | 1 | 68.4 | 9.0117 | 4.9685 | 4.9685 | 0 | 0% | 847.25 | 68.4 | 0 | 778.85 | 847.25 | 68.4 | 0 | 778.85 | Winter | 0 | 0 | 0 | 0 | 0 | 0 | 0 | 0 | 1 | 1
1977-02-23 | 2 | 23 | 18:00 | 1.7 | 18 | 2 | 35 |  | 20 | 14.1957 | 6.0377 | 20.2334 | 95% | 1 | 68.4 | 9.0117 | 4.9685 | 4.9685 | 0 | 0% | 12.1711 | 1 | 1 | 1 | 68.4 | 9.0117 | 4.9685 | 4.9685 | 0 | 0% | 837.5 | 68.4 | 0 | 769.1 | 837.5 | 68.4 | 0 | 769.1 | Winter | 0 | 0 | 0 | 0 | 0 | 0 | 0 | 0 | 1 | 1
1977-02-23 | 2 | 23 | 19:00 | 1.7 | 19 | 2 | 35 |  | 20 | 14.1957 | 6.5627 | 20.7585 | 95% | 1 | 68.4 | 9.0117 | 4.9685 | 4.9685 | 0 | 0% | 12.1893 | 1 | 1 | 1 | 68.4 | 9.0117 | 4.9685 | 4.9685 | 0 | 0% | 838.75 | 68.4 | 0 | 770.35 | 838.75 | 68.4 | 0 | 770.35 | Winter | 0 | 0 | 0 | 0 | 0 | 0 | 0 | 0 | 1 | 1
1977-02-23 | 2 | 23 | 20:00 | 1.7 | 20 | 2 | 35 |  | 20 | 14.1957 | 5.7752 | 19.9709 | 95% | 1 | 68.4 | 9.0117 | 4.9685 | 4.9685 | 0 | 0% | 11.3085 | 1 | 1 | 1 | 68.4 | 9.0117 | 4.9685 | 4.9685 | 0 | 0% | 778.5 | 68.4 | 0 | 710.1 | 778.5 | 68.4 | 0 | 710.1 | Winter | 0 | 0 | 0 | 0 | 0 | 0 | 0 | 0 | 1 | 1
1977-02-23 | 2 | 23 | 21:00 | 1.7 | 21 | 2 | 35 |  | 20 | 14.1957 | 4.7252 | 18.9209 | 95% | 1 | 68.4 | 9.0117 | 4.9685 | 4.9685 | 0 | 0% | 10.8333 | 1 | 1 | 1 | 68.4 | 9.0117 | 4.9685 | 4.9685 | 0 | 0% | 746 | 68.4 | 0 | 677.6 | 746 | 68.4 | 0 | 677.6 | Winter | 0 | 0 | 0 | 0 | 0 | 0 | 0 | 0 | 1 | 1
1977-02-23 | 2 | 23 | 22:00 | 1.1 | 22 | 2 | 34 |  | 21 | 14.9055 | 4.2002 | 19.1057 | 95% | 1 | 68.4 | 9.0117 | 4.9685 | 4.9685 | 0 | 0% | 10.6579 | 1 | 1 | 1 | 68.4 | 9.0117 | 4.9685 | 4.9685 | 0 | 0% | 734 | 68.4 | 0 | 665.6 | 734 | 68.4 | 0 | 665.6 | Winter | 0 | 0 | 0 | 0 | 0 | 0 | 0 | 0 | 1 | 1
1977-02-23 | 2 | 23 | 23:00 | 1.7 | 23 | 2 | 35 |  | 20 | 14.1957 | 5.2502 | 19.4459 | 95% | 1 | 68.4 | 9.0117 | 4.9685 | 4.9685 | 0 | 0% | 10.2961 | 1 | 1 | 1 | 68.4 | 9.0117 | 4.9685 | 4.9685 | 0 | 0% | 709.25 | 68.4 | 0 | 640.85 | 709.25 | 68.4 | 0 | 640.85 | Winter | 0 | 0 | 0 | 0 | 0 | 0 | 0 | 0 | 1 | 1
1977-02-23 | 2 | 23 | 24:00 | 1.7 | 0 | 2 | 35 |  | 20 | 14.1957 | 4.2002 | 18.3959 | 95% | 1 | 68.4 | 9.0117 | 4.9685 | 4.9685 | 0 | 0% | 10.2522 | 1 | 1 | 1 | 68.4 | 9.0117 | 4.9685 | 4.9685 | 0 | 0% | 706.25 | 68.4 | 0 | 637.85 | 706.25 | 68.4 | 0 | 637.85 | Winter | 0 | 0 | 0 | 0 | 0 | 0 | 0 | 0 | 1 | 1
1977-02-24 | 2 | 24 | 1:00 | 1.1 | 1 | 1 | 34 |  | 21 | 14.9055 | 3.9376 | 18.8432 | 95% | 1 | 68.4 | 9.0117 | 4.9685 | 4.9685 | 0 | 0% | 10.0768 | 1 | 1 | 1 | 68.4 | 9.0117 | 4.9685 | 4.9685 | 0 | 0% | 694.25 | 68.4 | 0 | 625.85 | 694.25 | 68.4 | 0 | 625.85 | Winter | 0 | FALSE | 0 | 0 | 0 | 0 | 0 | 0 | 1 | 1
1977-02-24 | 2 | 24 | 2:00 | 0.6 | 2 | 1 | 33 |  | 22 | 15.6153 | 3.1501 | 18.7654 | 95% | 1 | 68.4 | 9.0117 | 4.9685 | 4.9685 | 0 | 0% | 9.9452 | 1 | 1 | 1 | 68.4 | 9.0117 | 4.9685 | 4.9685 | 0 | 0% | 685.25 | 68.4 | 0 | 616.85 | 685.25 | 68.4 | 0 | 616.85 | Winter | 0 | FALSE | 0 | 0 | 0 | 0 | 0 | 0 | 1 | 1
1977-02-24 | 2 | 24 | 3:00 | 0.6 | 3 | 1 | 33 |  | 22 | 15.6153 | 3.4126 | 19.0279 | 95% | 1 | 68.4 | 9.0117 | 4.9685 | 4.9685 | 0 | 0% | 10.0694 | 1 | 1 | 1 | 68.4 | 9.0117 | 4.9685 | 4.9685 | 0 | 0% | 693.75 | 68.4 | 0 | 625.35 | 693.75 | 68.4 | 0 | 625.35 | Winter | 0 | FALSE | 0 | 0 | 0 | 0 | 0 | 0 | 1 | 1
1977-02-24 | 2 | 24 | 4:00 | 0.6 | 4 | 1 | 33 |  | 22 | 15.6153 | 3.1501 | 18.7654 | 95% | 1 | 68.4 | 9.0117 | 4.9685 | 4.9685 | 0 | 0% | 10.011 | 1 | 1 | 1 | 68.4 | 9.0117 | 4.9685 | 4.9685 | 0 | 0% | 689.75 | 68.4 | 0 | 621.35 | 689.75 | 68.4 | 0 | 621.35 | Winter | 0 | FALSE | 0 | 0 | 0 | 0 | 0 | 0 | 1 | 1
1977-02-24 | 2 | 24 | 5:00 | 1.1 | 5 | 1 | 34 |  | 21 | 14.9055 | 3.1501 | 18.0556 | 95% | 1 | 68.4 | 9.0117 | 4.9685 | 4.9685 | 0 | 0% | 9.9306 | 1 | 1 | 1 | 68.4 | 9.0117 | 4.9685 | 4.9685 | 0 | 0% | 684.25 | 68.4 | 0 | 615.85 | 684.25 | 68.4 | 0 | 615.85 | Winter | 0 | FALSE | 0 | 0 | 0 | 0 | 0 | 0 | 1 | 1
1977-02-24 | 2 | 24 | 6:00 | 1.1 | 6 | 1 | 34 |  | 21 | 14.9055 | 3.9376 | 18.8432 | 95% | 1 | 68.4 | 9.0117 | 4.9685 | 4.9685 | 0 | 0% | 10.0731 | 1 | 1 | 1 | 68.4 | 9.0117 | 4.9685 | 4.9685 | 0 | 0% | 694 | 68.4 | 0 | 625.6 | 694 | 68.4 | 0 | 625.6 | Winter | 0 | FALSE | 0 | 0 | 0 | 0 | 0 | 0 | 1 | 1
1977-02-24 | 2 | 24 | 7:00 | 1.1 | 7 | 1 | 34 |  | 21 | 14.9055 | 4.7252 | 19.6307 | 95% | 1 | 68.4 | 9.0117 | 4.9685 | 4.9685 | 0 | 0% | 10.2047 | 1 | 1 | 1 | 68.4 | 9.0117 | 4.9685 | 4.9685 | 0 | 0% | 703 | 68.4 | 0 | 634.6 | 703 | 68.4 | 0 | 634.6 | Winter | 0 | FALSE | 0 | 0 | 0 | 0 | 0 | 0 | 1 | 1
1977-02-24 | 2 | 24 | 8:00 | 1.7 | 8 | 1 | 35 |  | 20 | 14.1957 | 7.6128 | 21.8085 | 95% | 1 | 68.4 | 9.0117 | 4.9685 | 4.9685 | 0 | 0% | 11.049 | 1 | 1 | 1 | 68.4 | 9.0117 | 4.9685 | 4.9685 | 0 | 0% | 760.75 | 68.4 | 0 | 692.35 | 760.75 | 68.4 | 0 | 692.35 | Winter | 0 | FALSE | 0 | 0 | 0 | 0 | 0 | 0 | 1 | 1
1977-02-24 | 2 | 24 | 9:00 | 0.6 | 9 | 1 | 33 |  | 22 | 15.6153 | 6.5627 | 22.178 | 95% | 1 | 68.4 | 9.0117 | 4.9685 | 4.9685 | 0 | 0% | 11.4656 | 1 | 1 | 1 | 68.4 | 9.0117 | 4.9685 | 4.9685 | 0 | 0% | 789.25 | 68.4 | 0 | 720.85 | 789.25 | 68.4 | 0 | 720.85 | Winter | 0 | FALSE | 0 | 0 | 0 | 0 | 0 | 0 | 1 | 1
1977-02-24 | 2 | 24 | 10:00 | 0.6 | 10 | 1 | 33 |  | 22 | 15.6153 | 6.0377 | 21.653 | 95% | 1 | 68.4 | 9.0117 | 4.9685 | 4.9685 | 0 | 0% | 11.8311 | 1 | 1 | 1 | 68.4 | 9.0117 | 4.9685 | 4.9685 | 0 | 0% | 814.25 | 68.4 | 0 | 745.85 | 814.25 | 68.4 | 0 | 745.85 | Winter | 0 | FALSE | 0 | 0 | 0 | 0 | 0 | 0 | 1 | 1
1977-02-24 | 2 | 24 | 11:00 | 0.6 | 11 | 1 | 33 |  | 22 | 15.6153 | 5.2502 | 20.8655 | 95% | 1 | 68.4 | 9.0117 | 4.9685 | 4.9685 | 0 | 0% | 12.277 | 1 | 1 | 1 | 68.4 | 9.0117 | 4.9685 | 4.9685 | 0 | 0% | 844.75 | 68.4 | 0 | 776.35 | 844.75 | 68.4 | 0 | 776.35 | Winter | 0 | FALSE | 0 | 0 | 0 | 0 | 0 | 0 | 1 | 1
1977-02-24 | 2 | 24 | 12:00 | 1.1 | 12 | 1 | 34 |  | 21 | 14.9055 | 5.2502 | 20.1557 | 95% | 1 | 68.4 | 9.0117 | 4.9685 | 4.9685 | 0 | 0% | 12.4269 | 1 | 1 | 1 | 68.4 | 9.0117 | 4.9685 | 4.9685 | 0 | 0% | 855 | 68.4 | 0 | 786.6 | 855 | 68.4 | 0 | 786.6 | Winter | 0 | FALSE | 0 | 0 | 0 | 0 | 0 | 0 | 1 | 1
1977-02-24 | 2 | 24 | 13:00 | 1.1 | 13 | 1 | 34 |  | 21 | 14.9055 | 4.7252 | 19.6307 | 95% | 1 | 68.4 | 9.0117 | 4.9685 | 4.9685 | 0 | 0% | 13.0665 | 1 | 1 | 1 | 68.4 | 9.0117 | 4.9685 | 4.9685 | 0 | 0% | 898.75 | 68.4 | 0 | 830.35 | 898.75 | 68.4 | 0 | 830.35 | Winter | 0 | FALSE | 0 | 0 | 0 | 0 | 0 | 0 | 1 | 1
1977-02-24 | 2 | 24 | 14:00 | 1.7 | 14 | 1 | 35 |  | 20 | 14.1957 | 3.9376 | 18.1334 | 95% | 1 | 68.4 | 9.0117 | 4.9685 | 4.9685 | 0 | 0% | 12.7449 | 1 | 1 | 1 | 68.4 | 9.0117 | 4.9685 | 4.9685 | 0 | 0% | 876.75 | 68.4 | 0 | 808.35 | 876.75 | 68.4 | 0 | 808.35 | Winter | 0 | FALSE | 0 | 0 | 0 | 0 | 0 | 0 | 1 | 1
1977-02-24 | 2 | 24 | 15:00 | 1.7 | 15 | 1 | 35 |  | 20 | 14.1957 | 3.6751 | 17.8709 | 95% | 1 | 68.4 | 9.0117 | 4.9685 | 4.9685 | 0 | 0% | 12.2259 | 1 | 1 | 1 | 68.4 | 9.0117 | 4.9685 | 4.9685 | 0 | 0% | 841.25 | 68.4 | 0 | 772.85 | 841.25 | 68.4 | 0 | 772.85 | Winter | 0 | FALSE | 0 | 0 | 0 | 0 | 0 | 0 | 1 | 1
1977-02-24 | 2 | 24 | 16:00 | 2.2 | 16 | 1 | 36 |  | 19 | 13.4859 | 3.6751 | 17.1611 | 95% | 1 | 68.4 | 9.0117 | 4.9685 | 4.9685 | 0 | 0% | 12.6499 | 1 | 1 | 1 | 68.4 | 9.0117 | 4.9685 | 4.9685 | 0 | 0% | 870.25 | 68.4 | 0 | 801.85 | 870.25 | 68.4 | 0 | 801.85 | Winter | 0 | FALSE | 0 | 0 | 0 | 0 | 0 | 0 | 1 | 1
1977-02-24 | 2 | 24 | 17:00 | 2.2 | 17 | 1 | 36 |  | 19 | 13.4859 | 4.7252 | 18.2111 | 95% | 1 | 68.4 | 9.0117 | 4.9685 | 4.9685 | 0 | 0% | 12.6974 | 1 | 1 | 1 | 68.4 | 9.0117 | 4.9685 | 4.9685 | 0 | 0% | 873.5 | 68.4 | 0 | 805.1 | 873.5 | 68.4 | 0 | 805.1 | Winter | 1 | FALSE | 1 | 68.4 | 68.4 | 0 | 0 | 0 | 1 | 1
1977-02-24 | 2 | 24 | 18:00 | 2.8 | 18 | 1 | 37 |  | 18 | 12.7762 | 6.0377 | 18.8139 | 95% | 1 | 68.4 | 9.0117 | 4.9685 | 4.9685 | 0 | 0% | 12.1747 | 1 | 1 | 1 | 68.4 | 9.0117 | 4.9685 | 4.9685 | 0 | 0% | 837.75 | 68.4 | 0 | 769.35 | 837.75 | 68.4 | 0 | 769.35 | Winter | 1 | FALSE | 1 | 68.4 | 68.4 | 0 | 0 | 0 | 1 | 1
1977-02-24 | 2 | 24 | 19:00 | 2.8 | 19 | 1 | 37 |  | 18 | 12.7762 | 6.5627 | 19.3389 | 95% | 1 | 68.4 | 9.0117 | 4.9685 | 4.9685 | 0 | 0% | 11.3341 | 1 | 1 | 1 | 68.4 | 9.0117 | 4.9685 | 4.9685 | 0 | 0% | 780.25 | 68.4 | 0 | 711.85 | 780.25 | 68.4 | 0 | 711.85 | Winter | 0 | FALSE | 0 | 0 | 0 | 0 | 0 | 0 | 1 | 1
1977-02-24 | 2 | 24 | 20:00 | 3.3 | 20 | 1 | 38 |  | 17 | 12.0664 | 5.7752 | 17.8416 | 95% | 1 | 68.4 | 9.0117 | 4.9685 | 4.9685 | 0 | 0% | 11.2463 | 1 | 1 | 1 | 68.4 | 9.0117 | 4.9685 | 4.9685 | 0 | 0% | 774.25 | 68.4 | 0 | 705.85 | 774.25 | 68.4 | 0 | 705.85 | Winter | 0 | FALSE | 0 | 0 | 0 | 0 | 0 | 0 | 1 | 1
1977-02-24 | 2 | 24 | 21:00 | 3.9 | 21 | 1 | 39 |  | 16 | 11.3566 | 4.7252 | 16.0818 | 95% | 1 | 68.4 | 9.0117 | 4.9685 | 4.9685 | 0 | 0% | 10.943 | 1 | 1 | 1 | 68.4 | 9.0117 | 4.9685 | 4.9685 | 0 | 0% | 753.5 | 68.4 | 0 | 685.1 | 753.5 | 68.4 | 0 | 685.1 | Winter | 0 | FALSE | 0 | 0 | 0 | 0 | 0 | 0 | 1 | 1
1977-02-24 | 2 | 24 | 22:00 | 3.9 | 22 | 1 | 39 |  | 16 | 11.3566 | 4.2002 | 15.5567 | 95% | 1 | 68.4 | 9.0117 | 4.9685 | 4.9685 | 0 | 0% | 11.133 | 1 | 1 | 1 | 68.4 | 9.0117 | 4.9685 | 4.9685 | 0 | 0% | 766.5 | 68.4 | 0 | 698.1 | 766.5 | 68.4 | 0 | 698.1 | Winter | 0 | FALSE | 0 | 0 | 0 | 0 | 0 | 0 | 1 | 1
1977-02-24 | 2 | 24 | 23:00 | 3.3 | 23 | 1 | 38 |  | 17 | 12.0664 | 5.2502 | 17.3166 | 95% | 1 | 68.4 | 9.0117 | 4.9685 | 4.9685 | 0 | 0% | 10.7602 | 1 | 1 | 1 | 68.4 | 9.0117 | 4.9685 | 4.9685 | 0 | 0% | 741 | 68.4 | 0 | 672.6 | 741 | 68.4 | 0 | 672.6 | Winter | 0 | FALSE | 0 | 0 | 0 | 0 | 0 | 0 | 1 | 1
1977-02-24 | 2 | 24 | 24:00 | 3.3 | 0 | 1 | 38 |  | 17 | 12.0664 | 4.2002 | 16.2665 | 95% | 1 | 68.4 | 9.0117 | 4.9685 | 4.9685 | 0 | 0% | 10.3947 | 1 | 1 | 1 | 68.4 | 9.0117 | 4.9685 | 4.9685 | 0 | 0% | 716 | 68.4 | 0 | 647.6 | 716 | 68.4 | 0 | 647.6 | Winter | 0 | FALSE | 0 | 0 | 0 | 0 | 0 | 0 | 1 | 1
1977-02-25 | 2 | 25 | 1:00 | 4.4 | 1 | 1 | 40 |  | 15 | 10.6468 | 3.9376 | 14.5844 | 95% | 1 | 68.4 | 9.0117 | 4.9685 | 4.9685 | 0 | 0% | 10.2778 | 1 | 1 | 1 | 68.4 | 9.0117 | 4.9685 | 4.9685 | 0 | 0% | 708 | 68.4 | 0 | 639.6 | 708 | 68.4 | 0 | 639.6 | Winter | 0 | FALSE | 0 | 0 | 0 | 0 | 0 | 0 | 1 | 1
1977-02-25 | 2 | 25 | 2:00 | 5 | 2 | 1 | 41 |  | 14 | 9.937 | 3.1501 | 13.0871 | 95% | 1 | 68.4 | 9.0117 | 4.9685 | 4.9685 | 0 | 0% | 10.5227 | 1 | 1 | 1 | 68.4 | 9.0117 | 4.9685 | 4.9685 | 0 | 0% | 724.75 | 68.4 | 0 | 656.35 | 724.75 | 68.4 | 0 | 656.35 | Winter | 0 | FALSE | 0 | 0 | 0 | 0 | 0 | 0 | 1 | 1
1977-02-25 | 2 | 25 | 3:00 | 5.6 | 3 | 1 | 42 |  | 13 | 9.2272 | 3.4126 | 12.6398 | 95% | 1 | 68.4 | 9.0117 | 4.9685 | 4.9685 | 0 | 0% | 10.4459 | 1 | 1 | 1 | 68.4 | 9.0117 | 4.9685 | 4.9685 | 0 | 0% | 719.5 | 68.4 | 0 | 651.1 | 719.5 | 68.4 | 0 | 651.1 | Winter | 0 | FALSE | 0 | 0 | 0 | 0 | 0 | 0 | 1 | 1
1977-02-25 | 2 | 25 | 4:00 | 5 | 4 | 1 | 41 |  | 14 | 9.937 | 3.1501 | 13.0871 | 95% | 1 | 68.4 | 9.0117 | 4.9685 | 4.9685 | 0 | 0% | 10.2303 | 1 | 1 | 1 | 68.4 | 9.0117 | 4.9685 | 4.9685 | 0 | 0% | 704.75 | 68.4 | 0 | 636.35 | 704.75 | 68.4 | 0 | 636.35 | Winter | 0 | FALSE | 0 | 0 | 0 | 0 | 0 | 0 | 1 | 1
1977-02-25 | 2 | 25 | 5:00 | 3.9 | 5 | 1 | 39 |  | 16 | 11.3566 | 3.1501 | 14.5067 | 95% | 1 | 68.4 | 9.0117 | 4.9685 | 4.9685 | 0 | 0% | 9.9452 | 1 | 1 | 1 | 68.4 | 9.0117 | 4.9685 | 4.9685 | 0 | 0% | 685.25 | 68.4 | 0 | 616.85 | 685.25 | 68.4 | 0 | 616.85 | Winter | 0 | FALSE | 0 | 0 | 0 | 0 | 0 | 0 | 1 | 1
1977-02-25 | 2 | 25 | 6:00 | 5 | 6 | 1 | 41 |  | 14 | 9.937 | 3.9376 | 13.8747 | 95% | 1 | 68.4 | 9.0117 | 4.9685 | 4.9685 | 0 | 0% | 10.0694 | 1 | 1 | 1 | 68.4 | 9.0117 | 4.9685 | 4.9685 | 0 | 0% | 693.75 | 68.4 | 0 | 625.35 | 693.75 | 68.4 | 0 | 625.35 | Winter | 0 | FALSE | 0 | 0 | 0 | 0 | 0 | 0 | 1 | 1
1977-02-25 | 2 | 25 | 7:00 | 3.9 | 7 | 1 | 39 |  | 16 | 11.3566 | 4.7252 | 16.0818 | 95% | 1 | 68.4 | 9.0117 | 4.9685 | 4.9685 | 0 | 0% | 10.3436 | 1 | 1 | 1 | 68.4 | 9.0117 | 4.9685 | 4.9685 | 0 | 0% | 712.5 | 68.4 | 0 | 644.1 | 712.5 | 68.4 | 0 | 644.1 | Winter | 0 | FALSE | 0 | 0 | 0 | 0 | 0 | 0 | 1 | 1
1977-02-25 | 2 | 25 | 8:00 | 5 | 8 | 1 | 41 |  | 14 | 9.937 | 7.6128 | 17.5498 | 95% | 1 | 68.4 | 9.0117 | 4.9685 | 4.9685 | 0 | 0% | 11.1806 | 1 | 1 | 1 | 68.4 | 9.0117 | 4.9685 | 4.9685 | 0 | 0% | 769.75 | 68.4 | 0 | 701.35 | 769.75 | 68.4 | 0 | 701.35 | Winter | 0 | FALSE | 0 | 0 | 0 | 0 | 0 | 0 | 1 | 1
1977-02-25 | 2 | 25 | 9:00 | 6.1 | 9 | 1 | 43 |  | 12 | 8.5174 | 6.5627 | 15.0802 | 95% | 1 | 68.4 | 9.0117 | 4.9685 | 4.9685 | 0 | 0% | 11.5022 | 1 | 1 | 1 | 68.4 | 9.0117 | 4.9685 | 4.9685 | 0 | 0% | 791.75 | 68.4 | 0 | 723.35 | 791.75 | 68.4 | 0 | 723.35 | Winter | 0 | FALSE | 0 | 0 | 0 | 0 | 0 | 0 | 1 | 1
1977-02-25 | 2 | 25 | 10:00 | 7.2 | 10 | 1 | 45 |  | 10 | 7.0979 | 6.0377 | 13.1356 | 95% | 1 | 68.4 | 9.0117 | 4.9685 | 4.9685 | 0 | 0% | 11.8494 | 1 | 1 | 1 | 68.4 | 9.0117 | 4.9685 | 4.9685 | 0 | 0% | 815.5 | 68.4 | 0 | 747.1 | 815.5 | 68.4 | 0 | 747.1 | Winter | 0 | FALSE | 0 | 0 | 0 | 0 | 0 | 0 | 1 | 1
1977-02-25 | 2 | 25 | 11:00 | 7.8 | 11 | 1 | 46 |  | 9 | 6.3881 | 5.2502 | 11.6383 | 95% | 1 | 68.4 | 9.0117 | 4.9685 | 4.9685 | 0 | 0% | 12.3355 | 1 | 1 | 1 | 68.4 | 9.0117 | 4.9685 | 4.9685 | 0 | 0% | 848.75 | 68.4 | 0 | 780.35 | 848.75 | 68.4 | 0 | 780.35 | Winter | 0 | FALSE | 0 | 0 | 0 | 0 | 0 | 0 | 1 | 1
1977-02-25 | 2 | 25 | 12:00 | 7.8 | 12 | 1 | 46 |  | 9 | 6.3881 | 5.2502 | 11.6383 | 95% | 1 | 68.4 | 9.0117 | 4.9685 | 4.9685 | 0 | 0% | 12.4013 | 1 | 1 | 1 | 68.4 | 9.0117 | 4.9685 | 4.9685 | 0 | 0% | 853.25 | 68.4 | 0 | 784.85 | 853.25 | 68.4 | 0 | 784.85 | Winter | 0 | FALSE | 0 | 0 | 0 | 0 | 0 | 0 | 1 | 1
1977-02-25 | 2 | 25 | 13:00 | 7.8 | 13 | 1 | 46 |  | 9 | 6.3881 | 4.7252 | 11.1133 | 95% | 1 | 68.4 | 9.0117 | 4.9685 | 4.9685 | 0 | 0% | 12.6572 | 1 | 1 | 1 | 68.4 | 9.0117 | 4.9685 | 4.9685 | 0 | 0% | 870.75 | 68.4 | 0 | 802.35 | 870.75 | 68.4 | 0 | 802.35 | Winter | 0 | FALSE | 0 | 0 | 0 | 0 | 0 | 0 | 1 | 1
1977-02-25 | 2 | 25 | 14:00 | 7.8 | 14 | 1 | 46 |  | 9 | 6.3881 | 3.9376 | 10.3257 | 95% | 1 | 68.4 | 9.0117 | 4.9685 | 4.9685 | 0 | 0% | 12.4744 | 1 | 1 | 1 | 68.4 | 9.0117 | 4.9685 | 4.9685 | 0 | 0% | 858.25 | 68.4 | 0 | 789.85 | 858.25 | 68.4 | 0 | 789.85 | Winter | 0 | FALSE | 0 | 0 | 0 | 0 | 0 | 0 | 1 | 1
1977-02-25 | 2 | 25 | 15:00 | 8.3 | 15 | 1 | 47 |  | 8 | 5.6783 | 3.6751 | 9.3534 | 95% | 1 | 68.4 | 9.0117 | 4.9685 | 4.9685 | 0 | 0% | 12.1601 | 1 | 1 | 1 | 68.4 | 9.0117 | 4.9685 | 4.9685 | 0 | 0% | 836.75 | 68.4 | 0 | 768.35 | 836.75 | 68.4 | 0 | 768.35 | Winter | 0 | FALSE | 0 | 0 | 0 | 0 | 0 | 0 | 1 | 1
1977-02-25 | 2 | 25 | 16:00 | 8.3 | 16 | 1 | 47 |  | 8 | 5.6783 | 3.6751 | 9.3534 | 95% | 1 | 68.4 | 9.0117 | 4.9685 | 4.9685 | 0 | 0% | 12.4781 | 1 | 1 | 1 | 68.4 | 9.0117 | 4.9685 | 4.9685 | 0 | 0% | 858.5 | 68.4 | 0 | 790.1 | 858.5 | 68.4 | 0 | 790.1 | Winter | 0 | FALSE | 0 | 0 | 0 | 0 | 0 | 0 | 1 | 1
1977-02-25 | 2 | 25 | 17:00 | 7.8 | 17 | 1 | 46 |  | 9 | 6.3881 | 4.7252 | 11.1133 | 95% | 1 | 68.4 | 9.0117 | 4.9685 | 4.9685 | 0 | 0% | 12.8216 | 1 | 1 | 1 | 68.4 | 9.0117 | 4.9685 | 4.9685 | 0 | 0% | 882 | 68.4 | 0 | 813.6 | 882 | 68.4 | 0 | 813.6 | Winter | 1 | FALSE | 1 | 68.4 | 68.4 | 0 | 0 | 0 | 1 | 1
1977-02-25 | 2 | 25 | 18:00 | 7.2 | 18 | 1 | 45 |  | 10 | 7.0979 | 6.0377 | 13.1356 | 95% | 1 | 68.4 | 9.0117 | 4.9685 | 4.9685 | 0 | 0% | 12.8692 | 1 | 1 | 1 | 68.4 | 9.0117 | 4.9685 | 4.9685 | 0 | 0% | 885.25 | 68.4 | 0 | 816.85 | 885.25 | 68.4 | 0 | 816.85 | Winter | 1 | FALSE | 1 | 68.4 | 68.4 | 0 | 0 | 0 | 1 | 1
1977-02-25 | 2 | 25 | 19:00 | 6.7 | 19 | 1 | 44 |  | 11 | 7.8076 | 6.5627 | 14.3704 | 95% | 1 | 68.4 | 9.0117 | 4.9685 | 4.9685 | 0 | 0% | 11.981 | 1 | 1 | 1 | 68.4 | 9.0117 | 4.9685 | 4.9685 | 0 | 0% | 824.5 | 68.4 | 0 | 756.1 | 824.5 | 68.4 | 0 | 756.1 | Winter | 0 | FALSE | 0 | 0 | 0 | 0 | 0 | 0 | 1 | 1
1977-02-25 | 2 | 25 | 20:00 | 6.1 | 20 | 1 | 43 |  | 12 | 8.5174 | 5.7752 | 14.2926 | 95% | 1 | 68.4 | 9.0117 | 4.9685 | 4.9685 | 0 | 0% | 11.5534 | 1 | 1 | 1 | 68.4 | 9.0117 | 4.9685 | 4.9685 | 0 | 0% | 795.25 | 68.4 | 0 | 726.85 | 795.25 | 68.4 | 0 | 726.85 | Winter | 0 | FALSE | 0 | 0 | 0 | 0 | 0 | 0 | 1 | 1
1977-02-25 | 2 | 25 | 21:00 | 6.1 | 21 | 1 | 43 |  | 12 | 8.5174 | 4.7252 | 13.2426 | 95% | 1 | 68.4 | 9.0117 | 4.9685 | 4.9685 | 0 | 0% | 11.3012 | 1 | 1 | 1 | 68.4 | 9.0117 | 4.9685 | 4.9685 | 0 | 0% | 778 | 68.4 | 0 | 709.6 | 778 | 68.4 | 0 | 709.6 | Winter | 0 | FALSE | 0 | 0 | 0 | 0 | 0 | 0 | 1 | 1
1977-02-25 | 2 | 25 | 22:00 | 5.6 | 22 | 1 | 42 |  | 13 | 9.2272 | 4.2002 | 13.4274 | 95% | 1 | 68.4 | 9.0117 | 4.9685 | 4.9685 | 0 | 0% | 10.7712 | 1 | 1 | 1 | 68.4 | 9.0117 | 4.9685 | 4.9685 | 0 | 0% | 741.75 | 68.4 | 0 | 673.35 | 741.75 | 68.4 | 0 | 673.35 | Winter | 0 | FALSE | 0 | 0 | 0 | 0 | 0 | 0 | 1 | 1
1977-02-25 | 2 | 25 | 23:00 | 5.6 | 23 | 1 | 42 |  | 13 | 9.2272 | 5.2502 | 14.4774 | 95% | 1 | 68.4 | 9.0117 | 4.9685 | 4.9685 | 0 | 0% | 10.3911 | 1 | 1 | 1 | 68.4 | 9.0117 | 4.9685 | 4.9685 | 0 | 0% | 715.75 | 68.4 | 0 | 647.35 | 715.75 | 68.4 | 0 | 647.35 | Winter | 0 | FALSE | 0 | 0 | 0 | 0 | 0 | 0 | 1 | 1
1977-02-25 | 2 | 25 | 24:00 | 5.6 | 0 | 1 | 42 |  | 13 | 9.2272 | 4.2002 | 13.4274 | 95% | 1 | 68.4 | 9.0117 | 4.9685 | 4.9685 | 0 | 0% | 9.9598 | 1 | 1 | 1 | 68.4 | 9.0117 | 4.9685 | 4.9685 | 0 | 0% | 686.25 | 68.4 | 0 | 617.85 | 686.25 | 68.4 | 0 | 617.85 | Winter | 0 | FALSE | 0 | 0 | 0 | 0 | 0 | 0 | 1 | 1
1977-02-26 | 2 | 26 | 1:00 | 5.6 | 1 | 1 | 42 |  | 13 | 9.2272 | 3.9376 | 13.1649 | 95% | 1 | 68.4 | 9.0117 | 4.9685 | 4.9685 | 0 | 0% | 9.8501 | 1 | 1 | 1 | 68.4 | 9.0117 | 4.9685 | 4.9685 | 0 | 0% | 678.75 | 68.4 | 0 | 610.35 | 678.75 | 68.4 | 0 | 610.35 | Winter | 0 | FALSE | 0 | 0 | 0 | 0 | 0 | 0 | 1 | 1
1977-02-26 | 2 | 26 | 2:00 | 5 | 2 | 1 | 41 |  | 14 | 9.937 | 3.1501 | 13.0871 | 95% | 1 | 68.4 | 9.0117 | 4.9685 | 4.9685 | 0 | 0% | 10.0731 | 1 | 1 | 1 | 68.4 | 9.0117 | 4.9685 | 4.9685 | 0 | 0% | 694 | 68.4 | 0 | 625.6 | 694 | 68.4 | 0 | 625.6 | Winter | 0 | FALSE | 0 | 0 | 0 | 0 | 0 | 0 | 1 | 1
1977-02-26 | 2 | 26 | 3:00 | 5 | 3 | 1 | 41 |  | 14 | 9.937 | 3.4126 | 13.3496 | 95% | 1 | 68.4 | 9.0117 | 4.9685 | 4.9685 | 0 | 0% | 9.8465 | 1 | 1 | 1 | 68.4 | 9.0117 | 4.9685 | 4.9685 | 0 | 0% | 678.5 | 68.4 | 0 | 610.1 | 678.5 | 68.4 | 0 | 610.1 | Winter | 0 | FALSE | 0 | 0 | 0 | 0 | 0 | 0 | 1 | 1
1977-02-26 | 2 | 26 | 4:00 | 5.6 | 4 | 1 | 42 |  | 13 | 9.2272 | 3.1501 | 12.3773 | 95% | 1 | 68.4 | 9.0117 | 4.9685 | 4.9685 | 0 | 0% | 10.0073 | 1 | 1 | 1 | 68.4 | 9.0117 | 4.9685 | 4.9685 | 0 | 0% | 689.5 | 68.4 | 0 | 621.1 | 689.5 | 68.4 | 0 | 621.1 | Winter | 0 | FALSE | 0 | 0 | 0 | 0 | 0 | 0 | 1 | 1
1977-02-26 | 2 | 26 | 5:00 | 5 | 5 | 1 | 41 |  | 14 | 9.937 | 3.1501 | 13.0871 | 95% | 1 | 68.4 | 9.0117 | 4.9685 | 4.9685 | 0 | 0% | 10.0841 | 1 | 1 | 1 | 68.4 | 9.0117 | 4.9685 | 4.9685 | 0 | 0% | 694.75 | 68.4 | 0 | 626.35 | 694.75 | 68.4 | 0 | 626.35 | Winter | 0 | FALSE | 0 | 0 | 0 | 0 | 0 | 0 | 1 | 1
1977-02-26 | 2 | 26 | 6:00 | 5 | 6 | 1 | 41 |  | 14 | 9.937 | 3.9376 | 13.8747 | 95% | 1 | 68.4 | 9.0117 | 4.9685 | 4.9685 | 0 | 0% | 10.0841 | 1 | 1 | 1 | 68.4 | 9.0117 | 4.9685 | 4.9685 | 0 | 0% | 694.75 | 68.4 | 0 | 626.35 | 694.75 | 68.4 | 0 | 626.35 | Winter | 0 | FALSE | 0 | 0 | 0 | 0 | 0 | 0 | 1 | 1
1977-02-26 | 2 | 26 | 7:00 | 5.6 | 7 | 1 | 42 |  | 13 | 9.2272 | 4.7252 | 13.9524 | 95% | 1 | 68.4 | 9.0117 | 4.9685 | 4.9685 | 0 | 0% | 10.2083 | 1 | 1 | 1 | 68.4 | 9.0117 | 4.9685 | 4.9685 | 0 | 0% | 703.25 | 68.4 | 0 | 634.85 | 703.25 | 68.4 | 0 | 634.85 | Winter | 0 | FALSE | 0 | 0 | 0 | 0 | 0 | 0 | 1 | 1
1977-02-26 | 2 | 26 | 8:00 | 5.6 | 8 | 1 | 42 |  | 13 | 9.2272 | 7.6128 | 16.84 | 95% | 1 | 68.4 | 9.0117 | 4.9685 | 4.9685 | 0 | 0% | 10.9795 | 1 | 1 | 1 | 68.4 | 9.0117 | 4.9685 | 4.9685 | 0 | 0% | 756 | 68.4 | 0 | 687.6 | 756 | 68.4 | 0 | 687.6 | Winter | 0 | FALSE | 0 | 0 | 0 | 0 | 0 | 0 | 1 | 1
1977-02-26 | 2 | 26 | 9:00 | 6.1 | 9 | 1 | 43 |  | 12 | 8.5174 | 6.5627 | 15.0802 | 95% | 1 | 68.4 | 9.0117 | 4.9685 | 4.9685 | 0 | 0% | 11.4547 | 1 | 1 | 1 | 68.4 | 9.0117 | 4.9685 | 4.9685 | 0 | 0% | 788.5 | 68.4 | 0 | 720.1 | 788.5 | 68.4 | 0 | 720.1 | Winter | 0 | FALSE | 0 | 0 | 0 | 0 | 0 | 0 | 1 | 1
1977-02-26 | 2 | 26 | 10:00 | 6.1 | 10 | 1 | 43 |  | 12 | 8.5174 | 6.0377 | 14.5552 | 95% | 1 | 68.4 | 9.0117 | 4.9685 | 4.9685 | 0 | 0% | 12.3209 | 1 | 1 | 1 | 68.4 | 9.0117 | 4.9685 | 4.9685 | 0 | 0% | 847.75 | 68.4 | 0 | 779.35 | 847.75 | 68.4 | 0 | 779.35 | Winter | 0 | FALSE | 0 | 0 | 0 | 0 | 0 | 0 | 1 | 1
1977-02-26 | 2 | 26 | 11:00 | 6.1 | 11 | 1 | 43 |  | 12 | 8.5174 | 5.2502 | 13.7676 | 95% | 1 | 68.4 | 9.0117 | 4.9685 | 4.9685 | 0 | 0% | 12.2844 | 1 | 1 | 1 | 68.4 | 9.0117 | 4.9685 | 4.9685 | 0 | 0% | 845.25 | 68.4 | 0 | 776.85 | 845.25 | 68.4 | 0 | 776.85 | Winter | 0 | FALSE | 0 | 0 | 0 | 0 | 0 | 0 | 1 | 1
1977-02-26 | 2 | 26 | 12:00 | 6.1 | 12 | 1 | 43 |  | 12 | 8.5174 | 5.2502 | 13.7676 | 95% | 1 | 68.4 | 9.0117 | 4.9685 | 4.9685 | 0 | 0% | 12.4232 | 1 | 1 | 1 | 68.4 | 9.0117 | 4.9685 | 4.9685 | 0 | 0% | 854.75 | 68.4 | 0 | 786.35 | 854.75 | 68.4 | 0 | 786.35 | Winter | 0 | FALSE | 0 | 0 | 0 | 0 | 0 | 0 | 1 | 1
1977-02-26 | 2 | 26 | 13:00 | 6.7 | 13 | 1 | 44 |  | 11 | 7.8076 | 4.7252 | 12.5328 | 95% | 1 | 68.4 | 9.0117 | 4.9685 | 4.9685 | 0 | 0% | 12.7741 | 1 | 1 | 1 | 68.4 | 9.0117 | 4.9685 | 4.9685 | 0 | 0% | 878.75 | 68.4 | 0 | 810.35 | 878.75 | 68.4 | 0 | 810.35 | Winter | 0 | FALSE | 0 | 0 | 0 | 0 | 0 | 0 | 1 | 1
1977-02-26 | 2 | 26 | 14:00 | 7.2 | 14 | 1 | 45 |  | 10 | 7.0979 | 3.9376 | 11.0355 | 95% | 1 | 68.4 | 9.0117 | 4.9685 | 4.9685 | 0 | 0% | 13.3882 | 1 | 1 | 1 | 68.4 | 9.0117 | 4.9685 | 4.9685 | 0 | 0% | 920.75 | 68.4 | 0 | 852.35 | 920.75 | 68.4 | 0 | 852.35 | Winter | 0 | FALSE | 0 | 0 | 0 | 0 | 0 | 0 | 1 | 1
1977-02-26 | 2 | 26 | 15:00 | 7.8 | 15 | 1 | 46 |  | 9 | 6.3881 | 3.6751 | 10.0632 | 95% | 1 | 68.4 | 9.0117 | 4.9685 | 4.9685 | 0 | 0% | 12.9751 | 1 | 1 | 1 | 68.4 | 9.0117 | 4.9685 | 4.9685 | 0 | 0% | 892.5 | 68.4 | 0 | 824.1 | 892.5 | 68.4 | 0 | 824.1 | Winter | 0 | FALSE | 0 | 0 | 0 | 0 | 0 | 0 | 1 | 1
1977-02-26 | 2 | 26 | 16:00 | 7.8 | 16 | 1 | 46 |  | 9 | 6.3881 | 3.6751 | 10.0632 | 95% | 1 | 68.4 | 9.0117 | 4.9685 | 4.9685 | 0 | 0% | 12.924 | 1 | 1 | 1 | 68.4 | 9.0117 | 4.9685 | 4.9685 | 0 | 0% | 889 | 68.4 | 0 | 820.6 | 889 | 68.4 | 0 | 820.6 | Winter | 0 | FALSE | 0 | 0 | 0 | 0 | 0 | 0 | 1 | 1
1977-02-26 | 2 | 26 | 17:00 | 7.2 | 17 | 1 | 45 |  | 10 | 7.0979 | 4.7252 | 11.823 | 95% | 1 | 68.4 | 9.0117 | 4.9685 | 4.9685 | 0 | 0% | 12.3392 | 1 | 1 | 1 | 68.4 | 9.0117 | 4.9685 | 4.9685 | 0 | 0% | 849 | 68.4 | 0 | 780.6 | 849 | 68.4 | 0 | 780.6 | Winter | 1 | FALSE | 1 | 68.4 | 68.4 | 0 | 0 | 0 | 1 | 1
1977-02-26 | 2 | 26 | 18:00 | 6.1 | 18 | 1 | 43 |  | 12 | 8.5174 | 6.0377 | 14.5552 | 95% | 1 | 68.4 | 9.0117 | 4.9685 | 4.9685 | 0 | 0% | 12.1053 | 1 | 1 | 1 | 68.4 | 9.0117 | 4.9685 | 4.9685 | 0 | 0% | 833 | 68.4 | 0 | 764.6 | 833 | 68.4 | 0 | 764.6 | Winter | 1 | FALSE | 1 | 68.4 | 68.4 | 0 | 0 | 0 | 1 | 1
1977-02-26 | 2 | 26 | 19:00 | 5.6 | 19 | 1 | 42 |  | 13 | 9.2272 | 6.5627 | 15.79 | 95% | 1 | 68.4 | 9.0117 | 4.9685 | 4.9685 | 0 | 0% | 11.1988 | 1 | 1 | 1 | 68.4 | 9.0117 | 4.9685 | 4.9685 | 0 | 0% | 771 | 68.4 | 0 | 702.6 | 771 | 68.4 | 0 | 702.6 | Winter | 0 | FALSE | 0 | 0 | 0 | 0 | 0 | 0 | 1 | 1
1977-02-26 | 2 | 26 | 20:00 | 5 | 20 | 1 | 41 |  | 14 | 9.937 | 5.7752 | 15.7122 | 95% | 1 | 68.4 | 9.0117 | 4.9685 | 4.9685 | 0 | 0% | 10.9174 | 1 | 1 | 1 | 68.4 | 9.0117 | 4.9685 | 4.9685 | 0 | 0% | 751.75 | 68.4 | 0 | 683.35 | 751.75 | 68.4 | 0 | 683.35 | Winter | 0 | FALSE | 0 | 0 | 0 | 0 | 0 | 0 | 1 | 1
1977-02-26 | 2 | 26 | 21:00 | 4.4 | 21 | 1 | 40 |  | 15 | 10.6468 | 4.7252 | 15.372 | 95% | 1 | 68.4 | 9.0117 | 4.9685 | 4.9685 | 0 | 0% | 10.8882 | 1 | 1 | 1 | 68.4 | 9.0117 | 4.9685 | 4.9685 | 0 | 0% | 749.75 | 68.4 | 0 | 681.35 | 749.75 | 68.4 | 0 | 681.35 | Winter | 0 | FALSE | 0 | 0 | 0 | 0 | 0 | 0 | 1 | 1
1977-02-26 | 2 | 26 | 22:00 | 4.4 | 22 | 1 | 40 |  | 15 | 10.6468 | 4.2002 | 14.8469 | 95% | 1 | 68.4 | 9.0117 | 4.9685 | 4.9685 | 0 | 0% | 10.413 | 1 | 1 | 1 | 68.4 | 9.0117 | 4.9685 | 4.9685 | 0 | 0% | 717.25 | 68.4 | 0 | 648.85 | 717.25 | 68.4 | 0 | 648.85 | Winter | 0 | FALSE | 0 | 0 | 0 | 0 | 0 | 0 | 1 | 1
1977-02-26 | 2 | 26 | 23:00 | 3.3 | 23 | 1 | 38 |  | 17 | 12.0664 | 5.2502 | 17.3166 | 95% | 1 | 68.4 | 9.0117 | 4.9685 | 4.9685 | 0 | 0% | 10.2266 | 1 | 1 | 1 | 68.4 | 9.0117 | 4.9685 | 4.9685 | 0 | 0% | 704.5 | 68.4 | 0 | 636.1 | 704.5 | 68.4 | 0 | 636.1 | Winter | 0 | FALSE | 0 | 0 | 0 | 0 | 0 | 0 | 1 | 1
1977-02-26 | 2 | 26 | 24:00 | 2.2 | 0 | 1 | 36 |  | 19 | 13.4859 | 4.2002 | 17.6861 | 95% | 1 | 68.4 | 9.0117 | 4.9685 | 4.9685 | 0 | 0% | 10.2741 | 1 | 1 | 1 | 68.4 | 9.0117 | 4.9685 | 4.9685 | 0 | 0% | 707.75 | 68.4 | 0 | 639.35 | 707.75 | 68.4 | 0 | 639.35 | Winter | 0 | FALSE | 0 | 0 | 0 | 0 | 0 | 0 | 1 | 1
1977-02-27 | 2 | 27 | 1:00 | 2.2 | 1 | 1 | 36 |  | 19 | 13.4859 | 3.9376 | 17.4236 | 95% | 1 | 68.4 | 9.0117 | 4.9685 | 4.9685 | 0 | 0% | 9.8355 | 1 | 1 | 1 | 68.4 | 9.0117 | 4.9685 | 4.9685 | 0 | 0% | 677.75 | 68.4 | 0 | 609.35 | 677.75 | 68.4 | 0 | 609.35 | Winter | 0 | FALSE | 0 | 0 | 0 | 0 | 0 | 0 | 1 | 1
1977-02-27 | 2 | 27 | 2:00 | 3.3 | 2 | 1 | 38 |  | 17 | 12.0664 | 3.1501 | 15.2165 | 95% | 1 | 68.4 | 9.0117 | 4.9685 | 4.9685 | 0 | 0% | 10.0073 | 1 | 1 | 1 | 68.4 | 9.0117 | 4.9685 | 4.9685 | 0 | 0% | 689.5 | 68.4 | 0 | 621.1 | 689.5 | 68.4 | 0 | 621.1 | Winter | 0 | FALSE | 0 | 0 | 0 | 0 | 0 | 0 | 1 | 1
1977-02-27 | 2 | 27 | 3:00 | 2.8 | 3 | 1 | 37 |  | 18 | 12.7762 | 3.4126 | 16.1888 | 95% | 1 | 68.4 | 9.0117 | 4.9685 | 4.9685 | 0 | 0% | 10.5154 | 1 | 1 | 1 | 68.4 | 9.0117 | 4.9685 | 4.9685 | 0 | 0% | 724.25 | 68.4 | 0 | 655.85 | 724.25 | 68.4 | 0 | 655.85 | Winter | 0 | FALSE | 0 | 0 | 0 | 0 | 0 | 0 | 1 | 1
1977-02-27 | 2 | 27 | 4:00 | 1.7 | 4 | 1 | 35 |  | 20 | 14.1957 | 3.1501 | 17.3458 | 95% | 1 | 68.4 | 9.0117 | 4.9685 | 4.9685 | 0 | 0% | 9.7478 | 1 | 1 | 1 | 68.4 | 9.0117 | 4.9685 | 4.9685 | 0 | 0% | 671.75 | 68.4 | 0 | 603.35 | 671.75 | 68.4 | 0 | 603.35 | Winter | 0 | FALSE | 0 | 0 | 0 | 0 | 0 | 0 | 1 | 1
1977-02-27 | 2 | 27 | 5:00 | 2.2 | 5 | 1 | 36 |  | 19 | 13.4859 | 3.1501 | 16.6361 | 95% | 1 | 68.4 | 9.0117 | 4.9685 | 4.9685 | 0 | 0% | 9.7039 | 1 | 1 | 1 | 68.4 | 9.0117 | 4.9685 | 4.9685 | 0 | 0% | 668.75 | 68.4 | 0 | 600.35 | 668.75 | 68.4 | 0 | 600.35 | Winter | 0 | FALSE | 0 | 0 | 0 | 0 | 0 | 0 | 1 | 1
1977-02-27 | 2 | 27 | 6:00 | 1.7 | 6 | 1 | 35 |  | 20 | 14.1957 | 3.9376 | 18.1334 | 95% | 1 | 68.4 | 9.0117 | 4.9685 | 4.9685 | 0 | 0% | 9.9342 | 1 | 1 | 1 | 68.4 | 9.0117 | 4.9685 | 4.9685 | 0 | 0% | 684.5 | 68.4 | 0 | 616.1 | 684.5 | 68.4 | 0 | 616.1 | Winter | 0 | FALSE | 0 | 0 | 0 | 0 | 0 | 0 | 1 | 1
1977-02-27 | 2 | 27 | 7:00 | 1.7 | 7 | 1 | 35 |  | 20 | 14.1957 | 4.7252 | 18.9209 | 95% | 1 | 68.4 | 9.0117 | 4.9685 | 4.9685 | 0 | 0% | 10.0183 | 1 | 1 | 1 | 68.4 | 9.0117 | 4.9685 | 4.9685 | 0 | 0% | 690.25 | 68.4 | 0 | 621.85 | 690.25 | 68.4 | 0 | 621.85 | Winter | 0 | FALSE | 0 | 0 | 0 | 0 | 0 | 0 | 1 | 1
1977-02-27 | 2 | 27 | 8:00 | 2.8 | 8 | 1 | 37 |  | 18 | 12.7762 | 7.6128 | 20.3889 | 95% | 1 | 68.4 | 9.0117 | 4.9685 | 4.9685 | 0 | 0% | 11.3268 | 1 | 1 | 1 | 68.4 | 9.0117 | 4.9685 | 4.9685 | 0 | 0% | 779.75 | 68.4 | 0 | 711.35 | 779.75 | 68.4 | 0 | 711.35 | Winter | 0 | FALSE | 0 | 0 | 0 | 0 | 0 | 0 | 1 | 1
1977-02-27 | 2 | 27 | 9:00 | 3.9 | 9 | 1 | 39 |  | 16 | 11.3566 | 6.5627 | 17.9193 | 95% | 1 | 68.4 | 9.0117 | 4.9685 | 4.9685 | 0 | 0% | 11.3414 | 1 | 1 | 1 | 68.4 | 9.0117 | 4.9685 | 4.9685 | 0 | 0% | 780.75 | 68.4 | 0 | 712.35 | 780.75 | 68.4 | 0 | 712.35 | Winter | 0 | FALSE | 0 | 0 | 0 | 0 | 0 | 0 | 1 | 1
1977-02-27 | 2 | 27 | 10:00 | 3.9 | 10 | 1 | 39 |  | 16 | 11.3566 | 6.0377 | 17.3943 | 95% | 1 | 68.4 | 9.0117 | 4.9685 | 4.9685 | 0 | 0% | 11.6959 | 1 | 1 | 1 | 68.4 | 9.0117 | 4.9685 | 4.9685 | 0 | 0% | 805 | 68.4 | 0 | 736.6 | 805 | 68.4 | 0 | 736.6 | Winter | 0 | FALSE | 0 | 0 | 0 | 0 | 0 | 0 | 1 | 1
1977-02-27 | 2 | 27 | 11:00 | 4.4 | 11 | 1 | 40 |  | 15 | 10.6468 | 5.2502 | 15.897 | 95% | 1 | 68.4 | 9.0117 | 4.9685 | 4.9685 | 0 | 0% | 11.9152 | 1 | 1 | 1 | 68.4 | 9.0117 | 4.9685 | 4.9685 | 0 | 0% | 820 | 68.4 | 0 | 751.6 | 820 | 68.4 | 0 | 751.6 | Winter | 0 | FALSE | 0 | 0 | 0 | 0 | 0 | 0 | 1 | 1
1977-02-27 | 2 | 27 | 12:00 | 4.4 | 12 | 1 | 40 |  | 15 | 10.6468 | 5.2502 | 15.897 | 95% | 1 | 68.4 | 9.0117 | 4.9685 | 4.9685 | 0 | 0% | 12.4379 | 1 | 1 | 1 | 68.4 | 9.0117 | 4.9685 | 4.9685 | 0 | 0% | 855.75 | 68.4 | 0 | 787.35 | 855.75 | 68.4 | 0 | 787.35 | Winter | 0 | FALSE | 0 | 0 | 0 | 0 | 0 | 0 | 1 | 1
1977-02-27 | 2 | 27 | 13:00 | 4.4 | 13 | 1 | 40 |  | 15 | 10.6468 | 4.7252 | 15.372 | 95% | 1 | 68.4 | 9.0117 | 4.9685 | 4.9685 | 0 | 0% | 12.6937 | 1 | 1 | 1 | 68.4 | 9.0117 | 4.9685 | 4.9685 | 0 | 0% | 873.25 | 68.4 | 0 | 804.85 | 873.25 | 68.4 | 0 | 804.85 | Winter | 0 | FALSE | 0 | 0 | 0 | 0 | 0 | 0 | 1 | 1
1977-02-27 | 2 | 27 | 14:00 | 3.9 | 14 | 1 | 39 |  | 16 | 11.3566 | 3.9376 | 15.2942 | 95% | 1 | 68.4 | 9.0117 | 4.9685 | 4.9685 | 0 | 0% | 12.3904 | 1 | 1 | 1 | 68.4 | 9.0117 | 4.9685 | 4.9685 | 0 | 0% | 852.5 | 68.4 | 0 | 784.1 | 852.5 | 68.4 | 0 | 784.1 | Winter | 0 | FALSE | 0 | 0 | 0 | 0 | 0 | 0 | 1 | 1
1977-02-27 | 2 | 27 | 15:00 | 3.9 | 15 | 1 | 39 |  | 16 | 11.3566 | 3.6751 | 15.0317 | 95% | 1 | 68.4 | 9.0117 | 4.9685 | 4.9685 | 0 | 0% | 12.7303 | 1 | 1 | 1 | 68.4 | 9.0117 | 4.9685 | 4.9685 | 0 | 0% | 875.75 | 68.4 | 0 | 807.35 | 875.75 | 68.4 | 0 | 807.35 | Winter | 0 | FALSE | 0 | 0 | 0 | 0 | 0 | 0 | 1 | 1
1977-02-27 | 2 | 27 | 16:00 | 3.9 | 16 | 1 | 39 |  | 16 | 11.3566 | 3.6751 | 15.0317 | 95% | 1 | 68.4 | 9.0117 | 4.9685 | 4.9685 | 0 | 0% | 12.4488 | 1 | 1 | 1 | 68.4 | 9.0117 | 4.9685 | 4.9685 | 0 | 0% | 856.5 | 68.4 | 0 | 788.1 | 856.5 | 68.4 | 0 | 788.1 | Winter | 0 | FALSE | 0 | 0 | 0 | 0 | 0 | 0 | 1 | 1
1977-02-27 | 2 | 27 | 17:00 | 3.9 | 17 | 1 | 39 |  | 16 | 11.3566 | 4.7252 | 16.0818 | 95% | 1 | 68.4 | 9.0117 | 4.9685 | 4.9685 | 0 | 0% | 12.1674 | 1 | 1 | 1 | 68.4 | 9.0117 | 4.9685 | 4.9685 | 0 | 0% | 837.25 | 68.4 | 0 | 768.85 | 837.25 | 68.4 | 0 | 768.85 | Winter | 1 | FALSE | 1 | 68.4 | 68.4 | 0 | 0 | 0 | 1 | 1
1977-02-27 | 2 | 27 | 18:00 | 3.9 | 18 | 1 | 39 |  | 16 | 11.3566 | 6.0377 | 17.3943 | 95% | 1 | 68.4 | 9.0117 | 4.9685 | 4.9685 | 0 | 0% | 11.5387 | 1 | 1 | 1 | 68.4 | 9.0117 | 4.9685 | 4.9685 | 0 | 0% | 794.25 | 68.4 | 0 | 725.85 | 794.25 | 68.4 | 0 | 725.85 | Winter | 1 | FALSE | 1 | 68.4 | 68.4 | 0 | 0 | 0 | 1 | 1
1977-02-27 | 2 | 27 | 19:00 | 3.3 | 19 | 1 | 38 |  | 17 | 12.0664 | 6.5627 | 18.6291 | 95% | 1 | 68.4 | 9.0117 | 4.9685 | 4.9685 | 0 | 0% | 11.3706 | 1 | 1 | 1 | 68.4 | 9.0117 | 4.9685 | 4.9685 | 0 | 0% | 782.75 | 68.4 | 0 | 714.35 | 782.75 | 68.4 | 0 | 714.35 | Winter | 0 | FALSE | 0 | 0 | 0 | 0 | 0 | 0 | 1 | 1
1977-02-27 | 2 | 27 | 20:00 | 3.9 | 20 | 1 | 39 |  | 16 | 11.3566 | 5.7752 | 17.1318 | 95% | 1 | 68.4 | 9.0117 | 4.9685 | 4.9685 | 0 | 0% | 10.848 | 1 | 1 | 1 | 68.4 | 9.0117 | 4.9685 | 4.9685 | 0 | 0% | 747 | 68.4 | 0 | 678.6 | 747 | 68.4 | 0 | 678.6 | Winter | 0 | FALSE | 0 | 0 | 0 | 0 | 0 | 0 | 1 | 1
1977-02-27 | 2 | 27 | 21:00 | 3.9 | 21 | 1 | 39 |  | 16 | 11.3566 | 4.7252 | 16.0818 | 95% | 1 | 68.4 | 9.0117 | 4.9685 | 4.9685 | 0 | 0% | 10.9868 | 1 | 1 | 1 | 68.4 | 9.0117 | 4.9685 | 4.9685 | 0 | 0% | 756.5 | 68.4 | 0 | 688.1 | 756.5 | 68.4 | 0 | 688.1 | Winter | 0 | FALSE | 0 | 0 | 0 | 0 | 0 | 0 | 1 | 1
1977-02-27 | 2 | 27 | 22:00 | 4.4 | 22 | 1 | 40 |  | 15 | 10.6468 | 4.2002 | 14.8469 | 95% | 1 | 68.4 | 9.0117 | 4.9685 | 4.9685 | 0 | 0% | 10.7018 | 1 | 1 | 1 | 68.4 | 9.0117 | 4.9685 | 4.9685 | 0 | 0% | 737 | 68.4 | 0 | 668.6 | 737 | 68.4 | 0 | 668.6 | Winter | 0 | FALSE | 0 | 0 | 0 | 0 | 0 | 0 | 1 | 1
1977-02-27 | 2 | 27 | 23:00 | 4.4 | 23 | 1 | 40 |  | 15 | 10.6468 | 5.2502 | 15.897 | 95% | 1 | 68.4 | 9.0117 | 4.9685 | 4.9685 | 0 | 0% | 10.1206 | 1 | 1 | 1 | 68.4 | 9.0117 | 4.9685 | 4.9685 | 0 | 0% | 697.25 | 68.4 | 0 | 628.85 | 697.25 | 68.4 | 0 | 628.85 | Winter | 0 | FALSE | 0 | 0 | 0 | 0 | 0 | 0 | 1 | 1
1977-02-27 | 2 | 27 | 24:00 | 5 | 0 | 1 | 41 |  | 14 | 9.937 | 4.2002 | 14.1372 | 95% | 1 | 68.4 | 9.0117 | 4.9685 | 4.9685 | 0 | 0% | 9.9123 | 1 | 1 | 1 | 68.4 | 9.0117 | 4.9685 | 4.9685 | 0 | 0% | 683 | 68.4 | 0 | 614.6 | 683 | 68.4 | 0 | 614.6 | Winter | 0 | FALSE | 0 | 0 | 0 | 0 | 0 | 0 | 1 | 1
1977-02-28 | 2 | 28 | 1:00 | 3.9 | 1 | 1 | 39 |  | 16 | 11.3566 | 3.9376 | 15.2942 | 95% | 1 | 68.4 | 9.0117 | 4.9685 | 4.9685 | 0 | 0% | 9.9671 | 1 | 1 | 1 | 68.4 | 9.0117 | 4.9685 | 4.9685 | 0 | 0% | 686.75 | 68.4 | 0 | 618.35 | 686.75 | 68.4 | 0 | 618.35 | Winter | 0 | FALSE | 0 | 0 | 0 | 0 | 0 | 0 | 1 | 1
1977-02-28 | 2 | 28 | 2:00 | 3.9 | 2 | 1 | 39 |  | 16 | 11.3566 | 3.1501 | 14.5067 | 95% | 1 | 68.4 | 9.0117 | 4.9685 | 4.9685 | 0 | 0% | 9.8209 | 1 | 1 | 1 | 68.4 | 9.0117 | 4.9685 | 4.9685 | 0 | 0% | 676.75 | 68.4 | 0 | 608.35 | 676.75 | 68.4 | 0 | 608.35 | Winter | 0 | FALSE | 0 | 0 | 0 | 0 | 0 | 0 | 1 | 1
1977-02-28 | 2 | 28 | 3:00 | 3.3 | 3 | 1 | 38 |  | 17 | 12.0664 | 3.4126 | 15.479 | 95% | 1 | 68.4 | 9.0117 | 4.9685 | 4.9685 | 0 | 0% | 9.9415 | 1 | 1 | 1 | 68.4 | 9.0117 | 4.9685 | 4.9685 | 0 | 0% | 685 | 68.4 | 0 | 616.6 | 685 | 68.4 | 0 | 616.6 | Winter | 0 | FALSE | 0 | 0 | 0 | 0 | 0 | 0 | 1 | 1
1977-02-28 | 2 | 28 | 4:00 | 4.4 | 4 | 1 | 40 |  | 15 | 10.6468 | 3.1501 | 13.7969 | 95% | 1 | 68.4 | 9.0117 | 4.9685 | 4.9685 | 0 | 0% | 9.9086 | 1 | 1 | 1 | 68.4 | 9.0117 | 4.9685 | 4.9685 | 0 | 0% | 682.75 | 68.4 | 0 | 614.35 | 682.75 | 68.4 | 0 | 614.35 | Winter | 0 | FALSE | 0 | 0 | 0 | 0 | 0 | 0 | 1 | 1
1977-02-28 | 2 | 28 | 5:00 | 4.4 | 5 | 1 | 40 |  | 15 | 10.6468 | 3.1501 | 13.7969 | 95% | 1 | 68.4 | 9.0117 | 4.9685 | 4.9685 | 0 | 0% | 9.6272 | 1 | 1 | 1 | 68.4 | 9.0117 | 4.9685 | 4.9685 | 0 | 0% | 663.5 | 68.4 | 0 | 595.1 | 663.5 | 68.4 | 0 | 595.1 | Winter | 0 | FALSE | 0 | 0 | 0 | 0 | 0 | 0 | 1 | 1
1977-02-28 | 2 | 28 | 6:00 | 5.6 | 6 | 1 | 42 |  | 13 | 9.2272 | 3.9376 | 13.1649 | 95% | 1 | 68.4 | 9.0117 | 4.9685 | 4.9685 | 0 | 0% | 9.5249 | 1 | 1 | 1 | 68.4 | 9.0117 | 4.9685 | 4.9685 | 0 | 0% | 656.5 | 68.4 | 0 | 588.1 | 656.5 | 68.4 | 0 | 588.1 | Winter | 0 | FALSE | 0 | 0 | 0 | 0 | 0 | 0 | 1 | 1
1977-02-28 | 2 | 28 | 7:00 | 5 | 7 | 1 | 41 |  | 14 | 9.937 | 4.7252 | 14.6622 | 95% | 1 | 68.4 | 9.0117 | 4.9685 | 4.9685 | 0 | 0% | 9.6784 | 1 | 1 | 1 | 68.4 | 9.0117 | 4.9685 | 4.9685 | 0 | 0% | 667 | 68.4 | 0 | 598.6 | 667 | 68.4 | 0 | 598.6 | Winter | 0 | FALSE | 0 | 0 | 0 | 0 | 0 | 0 | 1 | 1
1977-02-28 | 2 | 28 | 8:00 | 4.4 | 8 | 1 | 40 |  | 15 | 10.6468 | 7.6128 | 18.2596 | 95% | 1 | 68.4 | 9.0117 | 4.9685 | 4.9685 | 0 | 0% | 10.3618 | 1 | 1 | 1 | 68.4 | 9.0117 | 4.9685 | 4.9685 | 0 | 0% | 713.75 | 68.4 | 0 | 645.35 | 713.75 | 68.4 | 0 | 645.35 | Winter | 0 | FALSE | 0 | 0 | 0 | 0 | 0 | 0 | 1 | 1
1977-02-28 | 2 | 28 | 9:00 | 4.4 | 9 | 1 | 40 |  | 15 | 10.6468 | 6.5627 | 17.2095 | 95% | 1 | 68.4 | 9.0117 | 4.9685 | 4.9685 | 0 | 0% | 10.3655 | 1 | 1 | 1 | 68.4 | 9.0117 | 4.9685 | 4.9685 | 0 | 0% | 714 | 68.4 | 0 | 645.6 | 714 | 68.4 | 0 | 645.6 | Winter | 0 | FALSE | 0 | 0 | 0 | 0 | 0 | 0 | 1 | 1
1977-02-28 | 2 | 28 | 10:00 | 5 | 10 | 1 | 41 |  | 14 | 9.937 | 6.0377 | 15.9747 | 95% | 1 | 68.4 | 9.0117 | 4.9685 | 4.9685 | 0 | 0% | 10.625 | 1 | 1 | 1 | 68.4 | 9.0117 | 4.9685 | 4.9685 | 0 | 0% | 731.75 | 68.4 | 0 | 663.35 | 731.75 | 68.4 | 0 | 663.35 | Winter | 0 | FALSE | 0 | 0 | 0 | 0 | 0 | 0 | 1 | 1
1977-02-28 | 2 | 28 | 11:00 | 5 | 11 | 1 | 41 |  | 14 | 9.937 | 5.2502 | 15.1872 | 95% | 1 | 68.4 | 9.0117 | 4.9685 | 4.9685 | 0 | 0% | 10.6213 | 1 | 1 | 1 | 68.4 | 9.0117 | 4.9685 | 4.9685 | 0 | 0% | 731.5 | 68.4 | 0 | 663.1 | 731.5 | 68.4 | 0 | 663.1 | Winter | 0 | FALSE | 0 | 0 | 0 | 0 | 0 | 0 | 1 | 1
1977-02-28 | 2 | 28 | 12:00 | 5 | 12 | 1 | 41 |  | 14 | 9.937 | 5.2502 | 15.1872 | 95% | 1 | 68.4 | 9.0117 | 4.9685 | 4.9685 | 0 | 0% | 11.1075 | 1 | 1 | 1 | 68.4 | 9.0117 | 4.9685 | 4.9685 | 0 | 0% | 764.75 | 68.4 | 0 | 696.35 | 764.75 | 68.4 | 0 | 696.35 | Winter | 0 | FALSE | 0 | 0 | 0 | 0 | 0 | 0 | 1 | 1
1977-02-28 | 2 | 28 | 13:00 | 5 | 13 | 1 | 41 |  | 14 | 9.937 | 4.7252 | 14.6622 | 95% | 1 | 68.4 | 9.0117 | 4.9685 | 4.9685 | 0 | 0% | 10.6396 | 1 | 1 | 1 | 68.4 | 9.0117 | 4.9685 | 4.9685 | 0 | 0% | 732.75 | 68.4 | 0 | 664.35 | 732.75 | 68.4 | 0 | 664.35 | Winter | 0 | FALSE | 0 | 0 | 0 | 0 | 0 | 0 | 1 | 1
1977-02-28 | 2 | 28 | 14:00 | 5.6 | 14 | 1 | 42 |  | 13 | 9.2272 | 3.9376 | 13.1649 | 95% | 1 | 68.4 | 9.0117 | 4.9685 | 4.9685 | 0 | 0% | 10.4496 | 1 | 1 | 1 | 68.4 | 9.0117 | 4.9685 | 4.9685 | 0 | 0% | 719.75 | 68.4 | 0 | 651.35 | 719.75 | 68.4 | 0 | 651.35 | Winter | 0 | FALSE | 0 | 0 | 0 | 0 | 0 | 0 | 1 | 1
1977-02-28 | 2 | 28 | 15:00 | 6.1 | 15 | 1 | 43 |  | 12 | 8.5174 | 3.6751 | 12.1926 | 95% | 1 | 68.4 | 9.0117 | 4.9685 | 4.9685 | 0 | 0% | 10.6944 | 1 | 1 | 1 | 68.4 | 9.0117 | 4.9685 | 4.9685 | 0 | 0% | 736.5 | 68.4 | 0 | 668.1 | 736.5 | 68.4 | 0 | 668.1 | Winter | 0 | FALSE | 0 | 0 | 0 | 0 | 0 | 0 | 1 | 1
1977-02-28 | 2 | 28 | 16:00 | 6.1 | 16 | 1 | 43 |  | 12 | 8.5174 | 3.6751 | 12.1926 | 95% | 1 | 68.4 | 9.0117 | 4.9685 | 4.9685 | 0 | 0% | 11.4327 | 1 | 1 | 1 | 68.4 | 9.0117 | 4.9685 | 4.9685 | 0 | 0% | 787 | 68.4 | 0 | 718.6 | 787 | 68.4 | 0 | 718.6 | Winter | 0 | FALSE | 0 | 0 | 0 | 0 | 0 | 0 | 1 | 1
1977-02-28 | 2 | 28 | 17:00 | 5 | 17 | 1 | 41 |  | 14 | 9.937 | 4.7252 | 14.6622 | 95% | 1 | 68.4 | 9.0117 | 4.9685 | 4.9685 | 0 | 0% | 10.201 | 1 | 1 | 1 | 68.4 | 9.0117 | 4.9685 | 4.9685 | 0 | 0% | 702.75 | 68.4 | 0 | 634.35 | 702.75 | 68.4 | 0 | 634.35 | Winter | 1 | FALSE | 1 | 68.4 | 68.4 | 0 | 0 | 0 | 1 | 1
1977-02-28 | 2 | 28 | 18:00 | 3.3 | 18 | 1 | 38 |  | 17 | 12.0664 | 6.0377 | 18.1041 | 95% | 1 | 68.4 | 9.0117 | 4.9685 | 4.9685 | 0 | 0% | 10.5738 | 1 | 1 | 1 | 68.4 | 9.0117 | 4.9685 | 4.9685 | 0 | 0% | 728.25 | 68.4 | 0 | 659.85 | 728.25 | 68.4 | 0 | 659.85 | Winter | 1 | FALSE | 1 | 68.4 | 68.4 | 0 | 0 | 0 | 1 | 1
1977-02-28 | 2 | 28 | 19:00 | 2.8 | 19 | 1 | 37 |  | 18 | 12.7762 | 6.5627 | 19.3389 | 95% | 1 | 68.4 | 9.0117 | 4.9685 | 4.9685 | 0 | 0% | 10.2047 | 1 | 1 | 1 | 68.4 | 9.0117 | 4.9685 | 4.9685 | 0 | 0% | 703 | 68.4 | 0 | 634.6 | 703 | 68.4 | 0 | 634.6 | Winter | 0 | FALSE | 0 | 0 | 0 | 0 | 0 | 0 | 1 | 1
1977-02-28 | 2 | 28 | 20:00 | 1.7 | 20 | 1 | 35 |  | 20 | 14.1957 | 5.7752 | 19.9709 | 95% | 1 | 68.4 | 9.0117 | 4.9685 | 4.9685 | 0 | 0% | 9.7442 | 1 | 1 | 1 | 68.4 | 9.0117 | 4.9685 | 4.9685 | 0 | 0% | 671.5 | 68.4 | 0 | 603.1 | 671.5 | 68.4 | 0 | 603.1 | Winter | 0 | FALSE | 0 | 0 | 0 | 0 | 0 | 0 | 1 | 1
1977-02-28 | 2 | 28 | 21:00 | 1.7 | 21 | 1 | 35 |  | 20 | 14.1957 | 4.7252 | 18.9209 | 95% | 1 | 68.4 | 9.0117 | 4.9685 | 4.9685 | 0 | 0% | 10.2266 | 1 | 1 | 1 | 68.4 | 9.0117 | 4.9685 | 4.9685 | 0 | 0% | 704.5 | 68.4 | 0 | 636.1 | 704.5 | 68.4 | 0 | 636.1 | Winter | 0 | FALSE | 0 | 0 | 0 | 0 | 0 | 0 | 1 | 1
1977-02-28 | 2 | 28 | 22:00 | 2 | 22 | 1 | 36 |  | 19 | 13.4859 | 4.2002 | 17.6861 | 95% | 1 | 68.4 | 9.0117 | 4.9685 | 4.9685 | 0 | 0% | 9.8684 | 1 | 1 | 1 | 68.4 | 9.0117 | 4.9685 | 4.9685 | 0 | 0% | 680 | 68.4 | 0 | 611.6 | 680 | 68.4 | 0 | 611.6 | Winter | 0 | FALSE | 0 | 0 | 0 | 0 | 0 | 0 | 1 | 1
1977-02-28 | 2 | 28 | 23:00 | 2.3 | 23 | 1 | 36 |  | 19 | 13.4859 | 5.2502 | 18.7361 | 95% | 1 | 68.4 | 9.0117 | 4.9685 | 4.9685 | 0 | 0% | 10.0731 | 1 | 1 | 1 | 68.4 | 9.0117 | 4.9685 | 4.9685 | 0 | 0% | 694 | 68.4 | 0 | 625.6 | 694 | 68.4 | 0 | 625.6 | Winter | 0 | FALSE | 0 | 0 | 0 | 0 | 0 | 0 | 1 | 1
1977-02-28 | 2 | 28 | 24:00 | 2.6 | 0 | 1 | 37 |  | 18 | 12.7762 | 4.2002 | 16.9763 | 95% | 1 | 68.4 | 9.0117 | 4.9685 | 4.9685 | 0 | 0% | 9.6747 | 1 | 1 | 1 | 68.4 | 9.0117 | 4.9685 | 4.9685 | 0 | 0% | 666.75 | 68.4 | 0 | 598.35 | 666.75 | 68.4 | 0 | 598.35 | Winter | 0 | FALSE | 0 | 0 | 0 | 0 | 0 | 0 | 1 | 1
1981-03-01 | 3 | 1 | 1:00 | 3 | 1 | 2 | 37 |  | 18 | 13.5886 | 3.9376 | 17.5263 | 95% | 1 | 68.4 | 9.0117 | 4.9685 | 4.9685 | 0 | 0% | 9.6455 | 0.75 | 0.75 | 0.75 | 51.3 | 6.7588 | 3.7264 | 3.7264 | 0 | 0% | 664.75 | 68.4 | 0 | 596.35 | 664.75 | 51.3 | 0 | 613.45 | Winter | 0 | 0 | 0 | 0 | 0 | 0 | 0 | 0 | 1 | 1
1981-03-01 | 3 | 1 | 2:00 | 3.3 | 2 | 2 | 38 |  | 17 | 12.8337 | 3.1501 | 15.9838 | 95% | 1 | 68.4 | 9.0117 | 4.9685 | 4.9685 | 0 | 0% | 10.2193 | 0.75 | 0.75 | 0.75 | 51.3 | 6.7588 | 3.7264 | 3.7264 | 0 | 0% | 704 | 68.4 | 0 | 635.6 | 704 | 51.3 | 0 | 652.7 | Winter | 0 | 0 | 0 | 0 | 0 | 0 | 0 | 0 | 1 | 1
1981-03-01 | 3 | 1 | 3:00 | 3.6 | 3 | 2 | 38 |  | 17 | 12.8337 | 3.4126 | 16.2463 | 95% | 1 | 68.4 | 9.0117 | 4.9685 | 4.9685 | 0 | 0% | 9.7295 | 0.75 | 0.75 | 0.75 | 51.3 | 6.7588 | 3.7264 | 3.7264 | 0 | 0% | 670.5 | 68.4 | 0 | 602.1 | 670.5 | 51.3 | 0 | 619.2 | Winter | 0 | 0 | 0 | 0 | 0 | 0 | 0 | 0 | 1 | 1
1981-03-01 | 3 | 1 | 4:00 | 3.9 | 4 | 2 | 39 |  | 16 | 12.0788 | 3.1501 | 15.2289 | 95% | 1 | 68.4 | 9.0117 | 4.9685 | 4.9685 | 0 | 0% | 9.9342 | 0.75 | 0.75 | 0.75 | 51.3 | 6.7588 | 3.7264 | 3.7264 | 0 | 0% | 684.5 | 68.4 | 0 | 616.1 | 684.5 | 51.3 | 0 | 633.2 | Winter | 0 | 0 | 0 | 0 | 0 | 0 | 0 | 0 | 1 | 1
1981-03-01 | 3 | 1 | 5:00 | 3.9 | 5 | 2 | 39 |  | 16 | 12.0788 | 3.1501 | 15.2289 | 95% | 1 | 68.4 | 9.0117 | 4.9685 | 4.9685 | 0 | 0% | 9.9306 | 0.75 | 0.75 | 0.75 | 51.3 | 6.7588 | 3.7264 | 3.7264 | 0 | 0% | 684.25 | 68.4 | 0 | 615.85 | 684.25 | 51.3 | 0 | 632.95 | Winter | 0 | 0 | 0 | 0 | 0 | 0 | 0 | 0 | 1 | 1
1981-03-01 | 3 | 1 | 6:00 | 3.9 | 6 | 2 | 39 |  | 16 | 12.0788 | 3.9376 | 16.0164 | 95% | 1 | 68.4 | 9.0117 | 4.9685 | 4.9685 | 0 | 0% | 9.5249 | 0.75 | 0.75 | 0.75 | 51.3 | 6.7588 | 3.7264 | 3.7264 | 0 | 0% | 656.5 | 68.4 | 0 | 588.1 | 656.5 | 51.3 | 0 | 605.2 | Winter | 0 | 0 | 0 | 0 | 0 | 0 | 0 | 0 | 1 | 1
1981-03-01 | 3 | 1 | 7:00 | 3.9 | 7 | 2 | 39 |  | 16 | 12.0788 | 4.7252 | 16.8039 | 95% | 1 | 68.4 | 9.0117 | 4.9685 | 4.9685 | 0 | 0% | 9.8209 | 0.75 | 0.75 | 0.75 | 51.3 | 6.7588 | 3.7264 | 3.7264 | 0 | 0% | 676.75 | 68.4 | 0 | 608.35 | 676.75 | 51.3 | 0 | 625.45 | Winter | 0 | 0 | 0 | 0 | 0 | 0 | 0 | 0 | 1 | 1
1981-03-01 | 3 | 1 | 8:00 | 5 | 8 | 2 | 41 |  | 14 | 10.5689 | 7.6128 | 18.1817 | 95% | 1 | 68.4 | 9.0117 | 4.9685 | 4.9685 | 0 | 0% | 9.8355 | 0.75 | 0.75 | 0.75 | 51.3 | 6.7588 | 3.7264 | 3.7264 | 0 | 0% | 677.75 | 68.4 | 0 | 609.35 | 677.75 | 51.3 | 0 | 626.45 | Winter | 0 | 0 | 0 | 0 | 0 | 0 | 0 | 0 | 1 | 1
1981-03-01 | 3 | 1 | 9:00 | 5.6 | 9 | 2 | 42 |  | 13 | 9.814 | 6.5627 | 16.3767 | 95% | 1 | 68.4 | 9.0117 | 4.9685 | 4.9685 | 0 | 0% | 10.0841 | 0.75 | 0.75 | 0.75 | 51.3 | 6.7588 | 3.7264 | 3.7264 | 0 | 0% | 694.75 | 68.4 | 0 | 626.35 | 694.75 | 51.3 | 0 | 643.45 | Winter | 0 | 0 | 0 | 0 | 0 | 0 | 0 | 0 | 1 | 1
1981-03-01 | 3 | 1 | 10:00 | 7.2 | 10 | 2 | 45 |  | 10 | 7.5492 | 6.0377 | 13.587 | 95% | 1 | 68.4 | 9.0117 | 4.9685 | 4.9685 | 0 | 0% | 10.2961 | 0.75 | 0.75 | 0.75 | 51.3 | 6.7588 | 3.7264 | 3.7264 | 0 | 0% | 709.25 | 68.4 | 0 | 640.85 | 709.25 | 51.3 | 0 | 657.95 | Winter | 0 | 0 | 0 | 0 | 0 | 0 | 0 | 0 | 1 | 1
1981-03-01 | 3 | 1 | 11:00 | 7.8 | 11 | 2 | 46 |  | 9 | 6.7943 | 5.2502 | 12.0445 | 95% | 1 | 68.4 | 9.0117 | 4.9685 | 4.9685 | 0 | 0% | 10.2851 | 0.75 | 0.75 | 0.75 | 51.3 | 6.7588 | 3.7264 | 3.7264 | 0 | 0% | 708.5 | 68.4 | 0 | 640.1 | 708.5 | 51.3 | 0 | 657.2 | Winter | 0 | 0 | 0 | 0 | 0 | 0 | 0 | 0 | 1 | 1
1981-03-01 | 3 | 1 | 12:00 | 6.7 | 12 | 2 | 44 |  | 11 | 8.3042 | 5.2502 | 13.5543 | 95% | 1 | 68.4 | 9.0117 | 4.9685 | 4.9685 | 0 | 0% | 10.2997 | 0.75 | 0.75 | 0.75 | 51.3 | 6.7588 | 3.7264 | 3.7264 | 0 | 0% | 709.5 | 68.4 | 0 | 641.1 | 709.5 | 51.3 | 0 | 658.2 | Winter | 0 | 0 | 0 | 0 | 0 | 0 | 0 | 0 | 1 | 1
1981-03-01 | 3 | 1 | 13:00 | 8.3 | 13 | 2 | 47 |  | 8 | 6.0394 | 4.7252 | 10.7646 | 95% | 1 | 68.4 | 9.0117 | 4.9685 | 4.9685 | 0 | 0% | 10.5848 | 0.75 | 0.75 | 0.75 | 51.3 | 6.7588 | 3.7264 | 3.7264 | 0 | 0% | 729 | 68.4 | 0 | 660.6 | 729 | 51.3 | 0 | 677.7 | Winter | 0 | 0 | 0 | 0 | 0 | 0 | 0 | 0 | 1 | 1
1981-03-01 | 3 | 1 | 14:00 | 9.4 | 14 | 2 | 49 |  | 6 | 4.5295 | 3.9376 | 8.4672 | 95% | 1 | 68.4 | 9.0117 | 4.9685 | 4.9685 | 0 | 0% | 10.3911 | 0.75 | 0.75 | 0.75 | 51.3 | 6.7588 | 3.7264 | 3.7264 | 0 | 0% | 715.75 | 68.4 | 0 | 647.35 | 715.75 | 51.3 | 0 | 664.45 | Winter | 0 | 0 | 0 | 0 | 0 | 0 | 0 | 0 | 1 | 1
1981-03-01 | 3 | 1 | 15:00 | 8.9 | 15 | 2 | 48 |  | 7 | 5.2845 | 3.6751 | 8.9596 | 95% | 1 | 68.4 | 9.0117 | 4.9685 | 4.9685 | 0 | 0% | 10.7785 | 0.75 | 0.75 | 0.75 | 51.3 | 6.7588 | 3.7264 | 3.7264 | 0 | 0% | 742.25 | 68.4 | 0 | 673.85 | 742.25 | 51.3 | 0 | 690.95 | Winter | 0 | 0 | 0 | 0 | 0 | 0 | 0 | 0 | 1 | 1
1981-03-01 | 3 | 1 | 16:00 | 8.3 | 16 | 2 | 47 |  | 8 | 6.0394 | 3.6751 | 9.7145 | 95% | 1 | 68.4 | 9.0117 | 4.9685 | 4.9685 | 0 | 0% | 10.3034 | 0.75 | 0.75 | 0.75 | 51.3 | 6.7588 | 3.7264 | 3.7264 | 0 | 0% | 709.75 | 68.4 | 0 | 641.35 | 709.75 | 51.3 | 0 | 658.45 | Winter | 0 | 0 | 0 | 0 | 0 | 0 | 0 | 0 | 1 | 1
1981-03-01 | 3 | 1 | 17:00 | 7.8 | 17 | 2 | 46 |  | 9 | 6.7943 | 4.7252 | 11.5195 | 95% | 1 | 68.4 | 9.0117 | 4.9685 | 4.9685 | 0 | 0% | 10.7018 | 0.75 | 0.75 | 0.75 | 51.3 | 6.7588 | 3.7264 | 3.7264 | 0 | 0% | 737 | 68.4 | 0 | 668.6 | 737 | 51.3 | 0 | 685.7 | Winter | 0 | 0 | 0 | 0 | 0 | 0 | 0 | 0 | 1 | 1
1981-03-01 | 3 | 1 | 18:00 | 6.1 | 18 | 2 | 43 |  | 12 | 9.0591 | 6.0377 | 15.0968 | 95% | 1 | 68.4 | 9.0117 | 4.9685 | 4.9685 | 0 | 0% | 10.4313 | 0.75 | 0.75 | 0.75 | 51.3 | 6.7588 | 3.7264 | 3.7264 | 0 | 0% | 718.5 | 68.4 | 0 | 650.1 | 718.5 | 51.3 | 0 | 667.2 | Winter | 0 | 0 | 0 | 0 | 0 | 0 | 0 | 0 | 1 | 1
1981-03-01 | 3 | 1 | 19:00 | 6.1 | 19 | 2 | 43 |  | 12 | 9.0591 | 6.5627 | 15.6218 | 95% | 1 | 68.4 | 9.0117 | 4.9685 | 4.9685 | 0 | 0% | 10.4532 | 0.75 | 0.75 | 0.75 | 51.3 | 6.7588 | 3.7264 | 3.7264 | 0 | 0% | 720 | 68.4 | 0 | 651.6 | 720 | 51.3 | 0 | 668.7 | Winter | 0 | 0 | 0 | 0 | 0 | 0 | 0 | 0 | 1 | 1
1981-03-01 | 3 | 1 | 20:00 | 5.6 | 20 | 2 | 42 |  | 13 | 9.814 | 5.7752 | 15.5892 | 95% | 1 | 68.4 | 9.0117 | 4.9685 | 4.9685 | 0 | 0% | 10.3947 | 0.75 | 0.75 | 0.75 | 51.3 | 6.7588 | 3.7264 | 3.7264 | 0 | 0% | 716 | 68.4 | 0 | 647.6 | 716 | 51.3 | 0 | 664.7 | Winter | 0 | 0 | 0 | 0 | 0 | 0 | 0 | 0 | 1 | 1
1981-03-01 | 3 | 1 | 21:00 | 5 | 21 | 2 | 41 |  | 14 | 10.5689 | 4.7252 | 15.2941 | 95% | 1 | 68.4 | 9.0117 | 4.9685 | 4.9685 | 0 | 0% | 9.7259 | 0.75 | 0.75 | 0.75 | 51.3 | 6.7588 | 3.7264 | 3.7264 | 0 | 0% | 670.25 | 68.4 | 0 | 601.85 | 670.25 | 51.3 | 0 | 618.95 | Winter | 0 | 0 | 0 | 0 | 0 | 0 | 0 | 0 | 1 | 1
1981-03-01 | 3 | 1 | 22:00 | 4.4 | 22 | 2 | 40 |  | 15 | 11.3238 | 4.2002 | 15.524 | 95% | 1 | 68.4 | 9.0117 | 4.9685 | 4.9685 | 0 | 0% | 10.117 | 0.75 | 0.75 | 0.75 | 51.3 | 6.7588 | 3.7264 | 3.7264 | 0 | 0% | 697 | 68.4 | 0 | 628.6 | 697 | 51.3 | 0 | 645.7 | Winter | 0 | 0 | 0 | 0 | 0 | 0 | 0 | 0 | 1 | 1
1981-03-01 | 3 | 1 | 23:00 | 3.9 | 23 | 2 | 39 |  | 16 | 12.0788 | 5.2502 | 17.329 | 95% | 1 | 68.4 | 9.0117 | 4.9685 | 4.9685 | 0 | 0% | 9.8428 | 0.75 | 0.75 | 0.75 | 51.3 | 6.7588 | 3.7264 | 3.7264 | 0 | 0% | 678.25 | 68.4 | 0 | 609.85 | 678.25 | 51.3 | 0 | 626.95 | Winter | 0 | 0 | 0 | 0 | 0 | 0 | 0 | 0 | 1 | 1
1981-03-01 | 3 | 1 | 24:00 | 3.3 | 0 | 2 | 38 |  | 17 | 12.8337 | 4.2002 | 17.0339 | 95% | 1 | 68.4 | 9.0117 | 4.9685 | 4.9685 | 0 | 0% | 10.1681 | 0.75 | 0.75 | 0.75 | 51.3 | 6.7588 | 3.7264 | 3.7264 | 0 | 0% | 700.5 | 68.4 | 0 | 632.1 | 700.5 | 51.3 | 0 | 649.2 | Winter | 0 | 0 | 0 | 0 | 0 | 0 | 0 | 0 | 1 | 1
1981-03-02 | 3 | 2 | 1:00 | 3.3 | 1 | 2 | 38 |  | 17 | 12.8337 | 3.9376 | 16.7713 | 95% | 1 | 68.4 | 9.0117 | 4.9685 | 4.9685 | 0 | 0% | 10.2083 | 0.75 | 0.75 | 0.75 | 51.3 | 6.7588 | 3.7264 | 3.7264 | 0 | 0% | 703.25 | 68.4 | 0 | 634.85 | 703.25 | 51.3 | 0 | 651.95 | Winter | 0 | 0 | 0 | 0 | 0 | 0 | 0 | 0 | 1 | 1
1981-03-02 | 3 | 2 | 2:00 | 2.8 | 2 | 2 | 37 |  | 18 | 13.5886 | 3.1501 | 16.7387 | 95% | 1 | 68.4 | 9.0117 | 4.9685 | 4.9685 | 0 | 0% | 10.0439 | 0.75 | 0.75 | 0.75 | 51.3 | 6.7588 | 3.7264 | 3.7264 | 0 | 0% | 692 | 68.4 | 0 | 623.6 | 692 | 51.3 | 0 | 640.7 | Winter | 0 | 0 | 0 | 0 | 0 | 0 | 0 | 0 | 1 | 1
1981-03-02 | 3 | 2 | 3:00 | 2.2 | 3 | 2 | 36 |  | 19 | 14.3435 | 3.4126 | 17.7562 | 95% | 1 | 68.4 | 9.0117 | 4.9685 | 4.9685 | 0 | 0% | 9.8392 | 0.75 | 0.75 | 0.75 | 51.3 | 6.7588 | 3.7264 | 3.7264 | 0 | 0% | 678 | 68.4 | 0 | 609.6 | 678 | 51.3 | 0 | 626.7 | Winter | 0 | 0 | 0 | 0 | 0 | 0 | 0 | 0 | 1 | 1
1981-03-02 | 3 | 2 | 4:00 | 2.2 | 4 | 2 | 36 |  | 19 | 14.3435 | 3.1501 | 17.4937 | 95% | 1 | 68.4 | 9.0117 | 4.9685 | 4.9685 | 0 | 0% | 9.9708 | 0.75 | 0.75 | 0.75 | 51.3 | 6.7588 | 3.7264 | 3.7264 | 0 | 0% | 687 | 68.4 | 0 | 618.6 | 687 | 51.3 | 0 | 635.7 | Winter | 0 | 0 | 0 | 0 | 0 | 0 | 0 | 0 | 1 | 1
1981-03-02 | 3 | 2 | 5:00 | 2.2 | 5 | 2 | 36 |  | 19 | 14.3435 | 3.1501 | 17.4937 | 95% | 1 | 68.4 | 9.0117 | 4.9685 | 4.9685 | 0 | 0% | 9.7149 | 0.75 | 0.75 | 0.75 | 51.3 | 6.7588 | 3.7264 | 3.7264 | 0 | 0% | 669.5 | 68.4 | 0 | 601.1 | 669.5 | 51.3 | 0 | 618.2 | Winter | 0 | 0 | 0 | 0 | 0 | 0 | 0 | 0 | 1 | 1
1981-03-02 | 3 | 2 | 6:00 | 2.2 | 6 | 2 | 36 |  | 19 | 14.3435 | 3.9376 | 18.2812 | 95% | 1 | 68.4 | 9.0117 | 4.9685 | 4.9685 | 0 | 0% | 9.9452 | 0.75 | 0.75 | 0.75 | 51.3 | 6.7588 | 3.7264 | 3.7264 | 0 | 0% | 685.25 | 68.4 | 0 | 616.85 | 685.25 | 51.3 | 0 | 633.95 | Winter | 0 | 0 | 0 | 0 | 0 | 0 | 0 | 0 | 1 | 1
1981-03-02 | 3 | 2 | 7:00 | 2.2 | 7 | 2 | 36 |  | 19 | 14.3435 | 4.7252 | 19.0687 | 95% | 1 | 68.4 | 9.0117 | 4.9685 | 4.9685 | 0 | 0% | 10.1754 | 0.75 | 0.75 | 0.75 | 51.3 | 6.7588 | 3.7264 | 3.7264 | 0 | 0% | 701 | 68.4 | 0 | 632.6 | 701 | 51.3 | 0 | 649.7 | Winter | 0 | 0 | 0 | 0 | 0 | 0 | 0 | 0 | 1 | 1
1981-03-02 | 3 | 2 | 8:00 | 2.8 | 8 | 2 | 37 |  | 18 | 13.5886 | 7.6128 | 21.2014 | 95% | 1 | 68.4 | 9.0117 | 4.9685 | 4.9685 | 0 | 0% | 11.0636 | 0.75 | 0.75 | 0.75 | 51.3 | 6.7588 | 3.7264 | 3.7264 | 0 | 0% | 761.75 | 68.4 | 0 | 693.35 | 761.75 | 51.3 | 0 | 710.45 | Winter | 0 | 0 | 0 | 0 | 0 | 0 | 0 | 0 | 1 | 1
1981-03-02 | 3 | 2 | 9:00 | 3.9 | 9 | 2 | 39 |  | 16 | 12.0788 | 6.5627 | 18.6415 | 95% | 1 | 68.4 | 9.0117 | 4.9685 | 4.9685 | 0 | 0% | 11.4985 | 0.75 | 0.75 | 0.75 | 51.3 | 6.7588 | 3.7264 | 3.7264 | 0 | 0% | 791.5 | 68.4 | 0 | 723.1 | 791.5 | 51.3 | 0 | 740.2 | Winter | 0 | 0 | 0 | 0 | 0 | 0 | 0 | 0 | 1 | 1
1981-03-02 | 3 | 2 | 10:00 | 5.6 | 10 | 2 | 42 |  | 13 | 9.814 | 6.0377 | 15.8517 | 95% | 1 | 68.4 | 9.0117 | 4.9685 | 4.9685 | 0 | 0% | 11.5095 | 0.75 | 0.75 | 0.75 | 51.3 | 6.7588 | 3.7264 | 3.7264 | 0 | 0% | 792.25 | 68.4 | 0 | 723.85 | 792.25 | 51.3 | 0 | 740.95 | Winter | 0 | 0 | 0 | 0 | 0 | 0 | 0 | 0 | 1 | 1
1981-03-02 | 3 | 2 | 11:00 | 6.7 | 11 | 2 | 44 |  | 11 | 8.3042 | 5.2502 | 13.5543 | 95% | 1 | 68.4 | 9.0117 | 4.9685 | 4.9685 | 0 | 0% | 12.2368 | 0.75 | 0.75 | 0.75 | 51.3 | 6.7588 | 3.7264 | 3.7264 | 0 | 0% | 842 | 68.4 | 0 | 773.6 | 842 | 51.3 | 0 | 790.7 | Winter | 0 | 0 | 0 | 0 | 0 | 0 | 0 | 0 | 1 | 1
1981-03-02 | 3 | 2 | 12:00 | 6.7 | 12 | 2 | 44 |  | 11 | 8.3042 | 5.2502 | 13.5543 | 95% | 1 | 68.4 | 9.0117 | 4.9685 | 4.9685 | 0 | 0% | 12.7303 | 0.75 | 0.75 | 0.75 | 51.3 | 6.7588 | 3.7264 | 3.7264 | 0 | 0% | 875.75 | 68.4 | 0 | 807.35 | 875.75 | 51.3 | 0 | 824.45 | Winter | 0 | 0 | 0 | 0 | 0 | 0 | 0 | 0 | 1 | 1
1981-03-02 | 3 | 2 | 13:00 | 6.1 | 13 | 2 | 43 |  | 12 | 9.0591 | 4.7252 | 13.7843 | 95% | 1 | 68.4 | 9.0117 | 4.9685 | 4.9685 | 0 | 0% | 12.2259 | 0.75 | 0.75 | 0.75 | 51.3 | 6.7588 | 3.7264 | 3.7264 | 0 | 0% | 841.25 | 68.4 | 0 | 772.85 | 841.25 | 51.3 | 0 | 789.95 | Winter | 0 | 0 | 0 | 0 | 0 | 0 | 0 | 0 | 1 | 1
1981-03-02 | 3 | 2 | 14:00 | 6.7 | 14 | 2 | 44 |  | 11 | 8.3042 | 3.9376 | 12.2418 | 95% | 1 | 68.4 | 9.0117 | 4.9685 | 4.9685 | 0 | 0% | 12.3063 | 0.75 | 0.75 | 0.75 | 51.3 | 6.7588 | 3.7264 | 3.7264 | 0 | 0% | 846.75 | 68.4 | 0 | 778.35 | 846.75 | 51.3 | 0 | 795.45 | Winter | 0 | 0 | 0 | 0 | 0 | 0 | 0 | 0 | 1 | 1
1981-03-02 | 3 | 2 | 15:00 | 6.1 | 15 | 2 | 43 |  | 12 | 9.0591 | 3.6751 | 12.7342 | 95% | 1 | 68.4 | 9.0117 | 4.9685 | 4.9685 | 0 | 0% | 12.4488 | 0.75 | 0.75 | 0.75 | 51.3 | 6.7588 | 3.7264 | 3.7264 | 0 | 0% | 856.5 | 68.4 | 0 | 788.1 | 856.5 | 51.3 | 0 | 805.2 | Winter | 0 | 0 | 0 | 0 | 0 | 0 | 0 | 0 | 1 | 1
1981-03-02 | 3 | 2 | 16:00 | 6.1 | 16 | 2 | 43 |  | 12 | 9.0591 | 3.6751 | 12.7342 | 95% | 1 | 68.4 | 9.0117 | 4.9685 | 4.9685 | 0 | 0% | 12.5219 | 0.75 | 0.75 | 0.75 | 51.3 | 6.7588 | 3.7264 | 3.7264 | 0 | 0% | 861.5 | 68.4 | 0 | 793.1 | 861.5 | 51.3 | 0 | 810.2 | Winter | 0 | 0 | 0 | 0 | 0 | 0 | 0 | 0 | 1 | 1
1981-03-02 | 3 | 2 | 17:00 | 5.6 | 17 | 2 | 42 |  | 13 | 9.814 | 4.7252 | 14.5392 | 95% | 1 | 68.4 | 9.0117 | 4.9685 | 4.9685 | 0 | 0% | 12.5621 | 0.75 | 0.75 | 0.75 | 51.3 | 6.7588 | 3.7264 | 3.7264 | 0 | 0% | 864.25 | 68.4 | 0 | 795.85 | 864.25 | 51.3 | 0 | 812.95 | Winter | 0 | 0 | 0 | 0 | 0 | 0 | 0 | 0 | 1 | 1
1981-03-02 | 3 | 2 | 18:00 | 5.6 | 18 | 2 | 42 |  | 13 | 9.814 | 6.0377 | 15.8517 | 95% | 1 | 68.4 | 9.0117 | 4.9685 | 4.9685 | 0 | 0% | 11.9883 | 0.75 | 0.75 | 0.75 | 51.3 | 6.7588 | 3.7264 | 3.7264 | 0 | 0% | 825 | 68.4 | 0 | 756.6 | 825 | 51.3 | 0 | 773.7 | Winter | 0 | 0 | 0 | 0 | 0 | 0 | 0 | 0 | 1 | 1
1981-03-02 | 3 | 2 | 19:00 | 5.6 | 19 | 2 | 42 |  | 13 | 9.814 | 6.5627 | 16.3767 | 95% | 1 | 68.4 | 9.0117 | 4.9685 | 4.9685 | 0 | 0% | 11.4547 | 0.75 | 0.75 | 0.75 | 51.3 | 6.7588 | 3.7264 | 3.7264 | 0 | 0% | 788.5 | 68.4 | 0 | 720.1 | 788.5 | 51.3 | 0 | 737.2 | Winter | 0 | 0 | 0 | 0 | 0 | 0 | 0 | 0 | 1 | 1
1981-03-02 | 3 | 2 | 20:00 | 4.4 | 20 | 2 | 40 |  | 15 | 11.3238 | 5.7752 | 17.0991 | 95% | 1 | 68.4 | 9.0117 | 4.9685 | 4.9685 | 0 | 0% | 11.1184 | 0.75 | 0.75 | 0.75 | 51.3 | 6.7588 | 3.7264 | 3.7264 | 0 | 0% | 765.5 | 68.4 | 0 | 697.1 | 765.5 | 51.3 | 0 | 714.2 | Winter | 0 | 0 | 0 | 0 | 0 | 0 | 0 | 0 | 1 | 1
1981-03-02 | 3 | 2 | 21:00 | 4.4 | 21 | 2 | 40 |  | 15 | 11.3238 | 4.7252 | 16.049 | 95% | 1 | 68.4 | 9.0117 | 4.9685 | 4.9685 | 0 | 0% | 11.239 | 0.75 | 0.75 | 0.75 | 51.3 | 6.7588 | 3.7264 | 3.7264 | 0 | 0% | 773.75 | 68.4 | 0 | 705.35 | 773.75 | 51.3 | 0 | 722.45 | Winter | 0 | 0 | 0 | 0 | 0 | 0 | 0 | 0 | 1 | 1
1981-03-02 | 3 | 2 | 22:00 | 3.9 | 22 | 2 | 39 |  | 16 | 12.0788 | 4.2002 | 16.2789 | 95% | 1 | 68.4 | 9.0117 | 4.9685 | 4.9685 | 0 | 0% | 10.3363 | 0.75 | 0.75 | 0.75 | 51.3 | 6.7588 | 3.7264 | 3.7264 | 0 | 0% | 712 | 68.4 | 0 | 643.6 | 712 | 51.3 | 0 | 660.7 | Winter | 0 | 0 | 0 | 0 | 0 | 0 | 0 | 0 | 1 | 1
1981-03-02 | 3 | 2 | 23:00 | 3.3 | 23 | 2 | 38 |  | 17 | 12.8337 | 5.2502 | 18.0839 | 95% | 1 | 68.4 | 9.0117 | 4.9685 | 4.9685 | 0 | 0% | 10.1754 | 0.75 | 0.75 | 0.75 | 51.3 | 6.7588 | 3.7264 | 3.7264 | 0 | 0% | 701 | 68.4 | 0 | 632.6 | 701 | 51.3 | 0 | 649.7 | Winter | 0 | 0 | 0 | 0 | 0 | 0 | 0 | 0 | 1 | 1
1981-03-02 | 3 | 2 | 24:00 | 2.8 | 0 | 2 | 37 |  | 18 | 13.5886 | 4.2002 | 17.7888 | 95% | 1 | 68.4 | 9.0117 | 4.9685 | 4.9685 | 0 | 0% | 9.8392 | 0.75 | 0.75 | 0.75 | 51.3 | 6.7588 | 3.7264 | 3.7264 | 0 | 0% | 678 | 68.4 | 0 | 609.6 | 678 | 51.3 | 0 | 626.7 | Winter | 0 | 0 | 0 | 0 | 0 | 0 | 0 | 0 | 1 | 1
1981-03-03 | 3 | 3 | 1:00 | 1.7 | 1 | 1 | 35 |  | 20 | 15.0985 | 3.9376 | 19.0361 | 95% | 1 | 68.4 | 9.0117 | 4.9685 | 4.9685 | 0 | 0% | 9.8721 | 0.75 | 0.75 | 0.75 | 51.3 | 6.7588 | 3.7264 | 3.7264 | 0 | 0% | 680.25 | 68.4 | 0 | 611.85 | 680.25 | 51.3 | 0 | 628.95 | Winter | 0 | FALSE | 0 | 0 | 0 | 0 | 0 | 0 | 1 | 1
1981-03-03 | 3 | 3 | 2:00 | 0.6 | 2 | 1 | 33 |  | 22 | 16.6083 | 3.1501 | 19.7584 | 95% | 1 | 68.4 | 9.0117 | 4.9685 | 4.9685 | 0 | 0% | 9.9159 | 0.75 | 0.75 | 0.75 | 51.3 | 6.7588 | 3.7264 | 3.7264 | 0 | 0% | 683.25 | 68.4 | 0 | 614.85 | 683.25 | 51.3 | 0 | 631.95 | Winter | 0 | FALSE | 0 | 0 | 0 | 0 | 0 | 0 | 1 | 1
1981-03-03 | 3 | 3 | 3:00 | 0.6 | 3 | 1 | 33 |  | 22 | 16.6083 | 3.4126 | 20.0209 | 95% | 1 | 68.4 | 9.0117 | 4.9685 | 4.9685 | 0 | 0% | 9.777 | 0.75 | 0.75 | 0.75 | 51.3 | 6.7588 | 3.7264 | 3.7264 | 0 | 0% | 673.75 | 68.4 | 0 | 605.35 | 673.75 | 51.3 | 0 | 622.45 | Winter | 0 | FALSE | 0 | 0 | 0 | 0 | 0 | 0 | 1 | 1
1981-03-03 | 3 | 3 | 4:00 | 0 | 4 | 1 | 32 |  | 23 | 17.3632 | 3.1501 | 20.5134 | 95% | 1 | 68.4 | 9.0117 | 4.9685 | 4.9685 | 0 | 0% | 9.7259 | 0.75 | 0.75 | 0.75 | 51.3 | 6.7588 | 3.7264 | 3.7264 | 0 | 0% | 670.25 | 68.4 | 0 | 601.85 | 670.25 | 51.3 | 0 | 618.95 | Winter | 0 | FALSE | 0 | 0 | 0 | 0 | 0 | 0 | 1 | 1
1981-03-03 | 3 | 3 | 5:00 | -0.6 | 5 | 1 | 31 |  | 24 | 18.1182 | 3.1501 | 21.2683 | 95% | 1 | 68.4 | 9.0117 | 4.9685 | 4.9685 | 0 | 0% | 9.6272 | 0.75 | 0.75 | 0.75 | 51.3 | 6.7588 | 3.7264 | 3.7264 | 0 | 0% | 663.5 | 68.4 | 0 | 595.1 | 663.5 | 51.3 | 0 | 612.2 | Winter | 0 | FALSE | 0 | 0 | 0 | 0 | 0 | 0 | 1 | 1
1981-03-03 | 3 | 3 | 6:00 | -0.6 | 6 | 1 | 31 |  | 24 | 18.1182 | 3.9376 | 22.0558 | 95% | 1 | 68.4 | 9.0117 | 4.9685 | 4.9685 | 0 | 0% | 9.693 | 0.75 | 0.75 | 0.75 | 51.3 | 6.7588 | 3.7264 | 3.7264 | 0 | 0% | 668 | 68.4 | 0 | 599.6 | 668 | 51.3 | 0 | 616.7 | Winter | 0 | FALSE | 0 | 0 | 0 | 0 | 0 | 0 | 1 | 1
1981-03-03 | 3 | 3 | 7:00 | -0.6 | 7 | 1 | 31 |  | 24 | 18.1182 | 4.7252 | 22.8433 | 95% | 1 | 68.4 | 9.0117 | 4.9685 | 4.9685 | 0 | 0% | 9.7953 | 0.75 | 0.75 | 0.75 | 51.3 | 6.7588 | 3.7264 | 3.7264 | 0 | 0% | 675 | 68.4 | 0 | 606.6 | 675 | 51.3 | 0 | 623.7 | Winter | 0 | FALSE | 0 | 0 | 0 | 0 | 0 | 0 | 1 | 1
1981-03-03 | 3 | 3 | 8:00 | 0.6 | 8 | 1 | 33 |  | 22 | 16.6083 | 7.6128 | 24.2211 | 95% | 1 | 68.4 | 9.0117 | 4.9685 | 4.9685 | 0 | 0% | 10.7127 | 0.75 | 0.75 | 0.75 | 51.3 | 6.7588 | 3.7264 | 3.7264 | 0 | 0% | 737.75 | 68.4 | 0 | 669.35 | 737.75 | 51.3 | 0 | 686.45 | Winter | 0 | FALSE | 0 | 0 | 0 | 0 | 0 | 0 | 1 | 1
1981-03-03 | 3 | 3 | 9:00 | 1.7 | 9 | 1 | 35 |  | 20 | 15.0985 | 6.5627 | 21.6612 | 95% | 1 | 68.4 | 9.0117 | 4.9685 | 4.9685 | 0 | 0% | 11.2244 | 0.75 | 0.75 | 0.75 | 51.3 | 6.7588 | 3.7264 | 3.7264 | 0 | 0% | 772.75 | 68.4 | 0 | 704.35 | 772.75 | 51.3 | 0 | 721.45 | Winter | 0 | FALSE | 0 | 0 | 0 | 0 | 0 | 0 | 1 | 1
1981-03-03 | 3 | 3 | 10:00 | 1.7 | 10 | 1 | 35 |  | 20 | 15.0985 | 6.0377 | 21.1362 | 95% | 1 | 68.4 | 9.0117 | 4.9685 | 4.9685 | 0 | 0% | 11.4583 | 0.75 | 0.75 | 0.75 | 51.3 | 6.7588 | 3.7264 | 3.7264 | 0 | 0% | 788.75 | 68.4 | 0 | 720.35 | 788.75 | 51.3 | 0 | 737.45 | Winter | 0 | FALSE | 0 | 0 | 0 | 0 | 0 | 0 | 1 | 1
1981-03-03 | 3 | 3 | 11:00 | 1.7 | 11 | 1 | 35 |  | 20 | 15.0985 | 5.2502 | 20.3487 | 95% | 1 | 68.4 | 9.0117 | 4.9685 | 4.9685 | 0 | 0% | 12.1199 | 0.75 | 0.75 | 0.75 | 51.3 | 6.7588 | 3.7264 | 3.7264 | 0 | 0% | 834 | 68.4 | 0 | 765.6 | 834 | 51.3 | 0 | 782.7 | Winter | 0 | FALSE | 0 | 0 | 0 | 0 | 0 | 0 | 1 | 1
1981-03-03 | 3 | 3 | 12:00 | 2.2 | 12 | 1 | 36 |  | 19 | 14.3435 | 5.2502 | 19.5937 | 95% | 1 | 68.4 | 9.0117 | 4.9685 | 4.9685 | 0 | 0% | 12.1272 | 0.75 | 0.75 | 0.75 | 51.3 | 6.7588 | 3.7264 | 3.7264 | 0 | 0% | 834.5 | 68.4 | 0 | 766.1 | 834.5 | 51.3 | 0 | 783.2 | Winter | 0 | FALSE | 0 | 0 | 0 | 0 | 0 | 0 | 1 | 1
1981-03-03 | 3 | 3 | 13:00 | 2.2 | 13 | 1 | 36 |  | 19 | 14.3435 | 4.7252 | 19.0687 | 95% | 1 | 68.4 | 9.0117 | 4.9685 | 4.9685 | 0 | 0% | 12.2222 | 0.75 | 0.75 | 0.75 | 51.3 | 6.7588 | 3.7264 | 3.7264 | 0 | 0% | 841 | 68.4 | 0 | 772.6 | 841 | 51.3 | 0 | 789.7 | Winter | 0 | FALSE | 0 | 0 | 0 | 0 | 0 | 0 | 1 | 1
1981-03-03 | 3 | 3 | 14:00 | 2.2 | 14 | 1 | 36 |  | 19 | 14.3435 | 3.9376 | 18.2812 | 95% | 1 | 68.4 | 9.0117 | 4.9685 | 4.9685 | 0 | 0% | 11.7251 | 0.75 | 0.75 | 0.75 | 51.3 | 6.7588 | 3.7264 | 3.7264 | 0 | 0% | 807 | 68.4 | 0 | 738.6 | 807 | 51.3 | 0 | 755.7 | Winter | 0 | FALSE | 0 | 0 | 0 | 0 | 0 | 0 | 1 | 1
1981-03-03 | 3 | 3 | 15:00 | 2.2 | 15 | 1 | 36 |  | 19 | 14.3435 | 3.6751 | 18.0187 | 95% | 1 | 68.4 | 9.0117 | 4.9685 | 4.9685 | 0 | 0% | 12.3428 | 0.75 | 0.75 | 0.75 | 51.3 | 6.7588 | 3.7264 | 3.7264 | 0 | 0% | 849.25 | 68.4 | 0 | 780.85 | 849.25 | 51.3 | 0 | 797.95 | Winter | 0 | FALSE | 0 | 0 | 0 | 0 | 0 | 0 | 1 | 1
1981-03-03 | 3 | 3 | 16:00 | 1.7 | 16 | 1 | 35 |  | 20 | 15.0985 | 3.6751 | 18.7736 | 95% | 1 | 68.4 | 9.0117 | 4.9685 | 4.9685 | 0 | 0% | 12.3684 | 0.75 | 0.75 | 0.75 | 51.3 | 6.7588 | 3.7264 | 3.7264 | 0 | 0% | 851 | 68.4 | 0 | 782.6 | 851 | 51.3 | 0 | 799.7 | Winter | 0 | FALSE | 0 | 0 | 0 | 0 | 0 | 0 | 1 | 1
1981-03-03 | 3 | 3 | 17:00 | 0.6 | 17 | 1 | 33 |  | 22 | 16.6083 | 4.7252 | 21.3335 | 95% | 1 | 68.4 | 9.0117 | 4.9685 | 4.9685 | 0 | 0% | 11.8567 | 0.75 | 0.75 | 0.75 | 51.3 | 6.7588 | 3.7264 | 3.7264 | 0 | 0% | 816 | 68.4 | 0 | 747.6 | 816 | 51.3 | 0 | 764.7 | Winter | 1 | FALSE | 1 | 68.4 | 51.3 | 0 | 0 | 0 | 1 | 1
1981-03-03 | 3 | 3 | 18:00 | -0.6 | 18 | 1 | 31 |  | 24 | 18.1182 | 6.0377 | 24.1559 | 95% | 1 | 68.4 | 9.0117 | 4.9685 | 4.9685 | 0 | 0% | 12.1601 | 0.75 | 0.75 | 0.75 | 51.3 | 6.7588 | 3.7264 | 3.7264 | 0 | 0% | 836.75 | 68.4 | 0 | 768.35 | 836.75 | 51.3 | 0 | 785.45 | Winter | 1 | FALSE | 1 | 68.4 | 51.3 | 0 | 0 | 0 | 1 | 1
1981-03-03 | 3 | 3 | 19:00 | -1.1 | 19 | 1 | 30 |  | 25 | 18.8731 | 6.5627 | 25.4358 | 95% | 1 | 68.4 | 9.0117 | 4.9685 | 4.9685 | 0 | 0% | 11.1184 | 0.75 | 0.75 | 0.75 | 51.3 | 6.7588 | 3.7264 | 3.7264 | 0 | 0% | 765.5 | 68.4 | 0 | 697.1 | 765.5 | 51.3 | 0 | 714.2 | Winter | 0 | FALSE | 0 | 0 | 0 | 0 | 0 | 0 | 1 | 1
1981-03-03 | 3 | 3 | 20:00 | -2.2 | 20 | 1 | 28 |  | 27 | 20.3829 | 5.7752 | 26.1581 | 95% | 1 | 68.4 | 9.0117 | 4.9685 | 4.9685 | 0 | 0% | 10.8333 | 0.75 | 0.75 | 0.75 | 51.3 | 6.7588 | 3.7264 | 3.7264 | 0 | 0% | 746 | 68.4 | 0 | 677.6 | 746 | 51.3 | 0 | 694.7 | Winter | 0 | FALSE | 0 | 0 | 0 | 0 | 0 | 0 | 1 | 1
1981-03-03 | 3 | 3 | 21:00 | -2.2 | 21 | 1 | 28 |  | 27 | 20.3829 | 4.7252 | 25.1081 | 95% | 1 | 68.4 | 9.0117 | 4.9685 | 4.9685 | 0 | 0% | 10.614 | 0.75 | 0.75 | 0.75 | 51.3 | 6.7588 | 3.7264 | 3.7264 | 0 | 0% | 731 | 68.4 | 0 | 662.6 | 731 | 51.3 | 0 | 679.7 | Winter | 0 | FALSE | 0 | 0 | 0 | 0 | 0 | 0 | 1 | 1
1981-03-03 | 3 | 3 | 22:00 | -2.8 | 22 | 1 | 27 |  | 28 | 21.1379 | 4.2002 | 25.338 | 95% | 1 | 68.4 | 9.0117 | 4.9685 | 4.9685 | 0 | 0% | 10.0658 | 0.75 | 0.75 | 0.75 | 51.3 | 6.7588 | 3.7264 | 3.7264 | 0 | 0% | 693.5 | 68.4 | 0 | 625.1 | 693.5 | 51.3 | 0 | 642.2 | Winter | 0 | FALSE | 0 | 0 | 0 | 0 | 0 | 0 | 1 | 1
1981-03-03 | 3 | 3 | 23:00 | -3.3 | 23 | 1 | 26 |  | 29 | 21.8928 | 5.2502 | 27.143 | 95% | 1 | 68.4 | 9.0117 | 4.9685 | 4.9685 | 0 | 0% | 10.1206 | 0.75 | 0.75 | 0.75 | 51.3 | 6.7588 | 3.7264 | 3.7264 | 0 | 0% | 697.25 | 68.4 | 0 | 628.85 | 697.25 | 51.3 | 0 | 645.95 | Winter | 0 | FALSE | 0 | 0 | 0 | 0 | 0 | 0 | 1 | 1
1981-03-03 | 3 | 3 | 24:00 | -4.4 | 0 | 1 | 24 |  | 31 | 23.4026 | 4.2002 | 27.6028 | 95% | 1 | 68.4 | 9.0117 | 4.9685 | 4.9685 | 0 | 0% | 9.8392 | 0.75 | 0.75 | 0.75 | 51.3 | 6.7588 | 3.7264 | 3.7264 | 0 | 0% | 678 | 68.4 | 0 | 609.6 | 678 | 51.3 | 0 | 626.7 | Winter | 0 | FALSE | 0 | 0 | 0 | 0 | 0 | 0 | 1 | 1
1981-03-04 | 3 | 4 | 1:00 | -5 | 1 | 1 | 23 |  | 32 | 24.1575 | 3.9376 | 28.0952 | 95% | 1 | 68.4 | 9.0117 | 4.9685 | 4.9685 | 0 | 0% | 9.7624 | 0.75 | 0.75 | 0.75 | 51.3 | 6.7588 | 3.7264 | 3.7264 | 0 | 0% | 672.75 | 68.4 | 0 | 604.35 | 672.75 | 51.3 | 0 | 621.45 | Winter | 0 | FALSE | 0 | 0 | 0 | 0 | 0 | 0 | 1 | 1
1981-03-04 | 3 | 4 | 2:00 | -5.6 | 2 | 1 | 22 |  | 33 | 24.9125 | 3.1501 | 28.0626 | 95% | 1 | 68.4 | 9.0117 | 4.9685 | 4.9685 | 0 | 0% | 10.0585 | 0.75 | 0.75 | 0.75 | 51.3 | 6.7588 | 3.7264 | 3.7264 | 0 | 0% | 693 | 68.4 | 0 | 624.6 | 693 | 51.3 | 0 | 641.7 | Winter | 0 | FALSE | 0 | 0 | 0 | 0 | 0 | 0 | 1 | 1
1981-03-04 | 3 | 4 | 3:00 | -5.6 | 3 | 1 | 22 |  | 33 | 24.9125 | 3.4126 | 28.3251 | 95% | 1 | 68.4 | 9.0117 | 4.9685 | 4.9685 | 0 | 0% | 10.0987 | 0.75 | 0.75 | 0.75 | 51.3 | 6.7588 | 3.7264 | 3.7264 | 0 | 0% | 695.75 | 68.4 | 0 | 627.35 | 695.75 | 51.3 | 0 | 644.45 | Winter | 0 | FALSE | 0 | 0 | 0 | 0 | 0 | 0 | 1 | 1
1981-03-04 | 3 | 4 | 4:00 | -5.6 | 4 | 1 | 22 |  | 33 | 24.9125 | 3.1501 | 28.0626 | 95% | 1 | 68.4 | 9.0117 | 4.9685 | 4.9685 | 0 | 0% | 10.1572 | 0.75 | 0.75 | 0.75 | 51.3 | 6.7588 | 3.7264 | 3.7264 | 0 | 0% | 699.75 | 68.4 | 0 | 631.35 | 699.75 | 51.3 | 0 | 648.45 | Winter | 0 | FALSE | 0 | 0 | 0 | 0 | 0 | 0 | 1 | 1
1981-03-04 | 3 | 4 | 5:00 | -5.6 | 5 | 1 | 22 |  | 33 | 24.9125 | 3.1501 | 28.0626 | 95% | 1 | 68.4 | 9.0117 | 4.9685 | 4.9685 | 0 | 0% | 9.6382 | 0.75 | 0.75 | 0.75 | 51.3 | 6.7588 | 3.7264 | 3.7264 | 0 | 0% | 664.25 | 68.4 | 0 | 595.85 | 664.25 | 51.3 | 0 | 612.95 | Winter | 0 | FALSE | 0 | 0 | 0 | 0 | 0 | 0 | 1 | 1
1981-03-04 | 3 | 4 | 6:00 | -5.6 | 6 | 1 | 22 |  | 33 | 24.9125 | 3.9376 | 28.8501 | 95% | 1 | 68.4 | 9.0117 | 4.9685 | 4.9685 | 0 | 0% | 9.4298 | 0.75 | 0.75 | 0.75 | 51.3 | 6.7588 | 3.7264 | 3.7264 | 0 | 0% | 650 | 68.4 | 0 | 581.6 | 650 | 51.3 | 0 | 598.7 | Winter | 0 | FALSE | 0 | 0 | 0 | 0 | 0 | 0 | 1 | 1
1981-03-04 | 3 | 4 | 7:00 | -6.1 | 7 | 1 | 21 |  | 34 | 25.6674 | 4.7252 | 30.3926 | 95% | 1 | 68.4 | 9.0117 | 4.9685 | 4.9685 | 0 | 0% | 9.7624 | 0.75 | 0.75 | 0.75 | 51.3 | 6.7588 | 3.7264 | 3.7264 | 0 | 0% | 672.75 | 68.4 | 0 | 604.35 | 672.75 | 51.3 | 0 | 621.45 | Winter | 0 | FALSE | 0 | 0 | 0 | 0 | 0 | 0 | 1 | 1
1981-03-04 | 3 | 4 | 8:00 | -5 | 8 | 1 | 23 |  | 32 | 24.1575 | 7.6128 | 31.7703 | 95% | 1 | 68.4 | 9.0117 | 4.9685 | 4.9685 | 0 | 0% | 10.2632 | 0.75 | 0.75 | 0.75 | 51.3 | 6.7588 | 3.7264 | 3.7264 | 0 | 0% | 707 | 68.4 | 0 | 638.6 | 707 | 51.3 | 0 | 655.7 | Winter | 0 | FALSE | 0 | 0 | 0 | 0 | 0 | 0 | 1 | 1
1981-03-04 | 3 | 4 | 9:00 | -3.3 | 9 | 1 | 26 |  | 29 | 21.8928 | 6.5627 | 28.4555 | 95% | 1 | 68.4 | 9.0117 | 4.9685 | 4.9685 | 0 | 0% | 10.8955 | 0.75 | 0.75 | 0.75 | 51.3 | 6.7588 | 3.7264 | 3.7264 | 0 | 0% | 750.25 | 68.4 | 0 | 681.85 | 750.25 | 51.3 | 0 | 698.95 | Winter | 0 | FALSE | 0 | 0 | 0 | 0 | 0 | 0 | 1 | 1
1981-03-04 | 3 | 4 | 10:00 | -1.7 | 10 | 1 | 29 |  | 26 | 19.628 | 6.0377 | 25.6657 | 95% | 1 | 68.4 | 9.0117 | 4.9685 | 4.9685 | 0 | 0% | 11.6776 | 0.75 | 0.75 | 0.75 | 51.3 | 6.7588 | 3.7264 | 3.7264 | 0 | 0% | 803.75 | 68.4 | 0 | 735.35 | 803.75 | 51.3 | 0 | 752.45 | Winter | 0 | FALSE | 0 | 0 | 0 | 0 | 0 | 0 | 1 | 1
1981-03-04 | 3 | 4 | 11:00 | 0.6 | 11 | 1 | 33 |  | 22 | 16.6083 | 5.2502 | 21.8585 | 95% | 1 | 68.4 | 9.0117 | 4.9685 | 4.9685 | 0 | 0% | 12.0431 | 0.75 | 0.75 | 0.75 | 51.3 | 6.7588 | 3.7264 | 3.7264 | 0 | 0% | 828.75 | 68.4 | 0 | 760.35 | 828.75 | 51.3 | 0 | 777.45 | Winter | 0 | FALSE | 0 | 0 | 0 | 0 | 0 | 0 | 1 | 1
1981-03-04 | 3 | 4 | 12:00 | 1.7 | 12 | 1 | 35 |  | 20 | 15.0985 | 5.2502 | 20.3487 | 95% | 1 | 68.4 | 9.0117 | 4.9685 | 4.9685 | 0 | 0% | 11.7434 | 0.75 | 0.75 | 0.75 | 51.3 | 6.7588 | 3.7264 | 3.7264 | 0 | 0% | 808.25 | 68.4 | 0 | 739.85 | 808.25 | 51.3 | 0 | 756.95 | Winter | 0 | FALSE | 0 | 0 | 0 | 0 | 0 | 0 | 1 | 1
1981-03-04 | 3 | 4 | 13:00 | 2.8 | 13 | 1 | 37 |  | 18 | 13.5886 | 4.7252 | 18.3138 | 95% | 1 | 68.4 | 9.0117 | 4.9685 | 4.9685 | 0 | 0% | 12.3136 | 0.75 | 0.75 | 0.75 | 51.3 | 6.7588 | 3.7264 | 3.7264 | 0 | 0% | 847.25 | 68.4 | 0 | 778.85 | 847.25 | 51.3 | 0 | 795.95 | Winter | 0 | FALSE | 0 | 0 | 0 | 0 | 0 | 0 | 1 | 1
1981-03-04 | 3 | 4 | 14:00 | 4.4 | 14 | 1 | 40 |  | 15 | 11.3238 | 3.9376 | 15.2615 | 95% | 1 | 68.4 | 9.0117 | 4.9685 | 4.9685 | 0 | 0% | 12.6499 | 0.75 | 0.75 | 0.75 | 51.3 | 6.7588 | 3.7264 | 3.7264 | 0 | 0% | 870.25 | 68.4 | 0 | 801.85 | 870.25 | 51.3 | 0 | 818.95 | Winter | 0 | FALSE | 0 | 0 | 0 | 0 | 0 | 0 | 1 | 1
1981-03-04 | 3 | 4 | 15:00 | 5 | 15 | 1 | 41 |  | 14 | 10.5689 | 3.6751 | 14.2441 | 95% | 1 | 68.4 | 9.0117 | 4.9685 | 4.9685 | 0 | 0% | 12.3648 | 0.75 | 0.75 | 0.75 | 51.3 | 6.7588 | 3.7264 | 3.7264 | 0 | 0% | 850.75 | 68.4 | 0 | 782.35 | 850.75 | 51.3 | 0 | 799.45 | Winter | 0 | FALSE | 0 | 0 | 0 | 0 | 0 | 0 | 1 | 1
1981-03-04 | 3 | 4 | 16:00 | 5.6 | 16 | 1 | 42 |  | 13 | 9.814 | 3.6751 | 13.4891 | 95% | 1 | 68.4 | 9.0117 | 4.9685 | 4.9685 | 0 | 0% | 12.1711 | 0.75 | 0.75 | 0.75 | 51.3 | 6.7588 | 3.7264 | 3.7264 | 0 | 0% | 837.5 | 68.4 | 0 | 769.1 | 837.5 | 51.3 | 0 | 786.2 | Winter | 0 | FALSE | 0 | 0 | 0 | 0 | 0 | 0 | 1 | 1
1981-03-04 | 3 | 4 | 17:00 | 4.4 | 17 | 1 | 40 |  | 15 | 11.3238 | 4.7252 | 16.049 | 95% | 1 | 68.4 | 9.0117 | 4.9685 | 4.9685 | 0 | 0% | 12.1528 | 0.75 | 0.75 | 0.75 | 51.3 | 6.7588 | 3.7264 | 3.7264 | 0 | 0% | 836.25 | 68.4 | 0 | 767.85 | 836.25 | 51.3 | 0 | 784.95 | Winter | 1 | FALSE | 1 | 68.4 | 51.3 | 0 | 0 | 0 | 1 | 1
1981-03-04 | 3 | 4 | 18:00 | 4.4 | 18 | 1 | 40 |  | 15 | 11.3238 | 6.0377 | 17.3616 | 95% | 1 | 68.4 | 9.0117 | 4.9685 | 4.9685 | 0 | 0% | 11.6009 | 0.75 | 0.75 | 0.75 | 51.3 | 6.7588 | 3.7264 | 3.7264 | 0 | 0% | 798.5 | 68.4 | 0 | 730.1 | 798.5 | 51.3 | 0 | 747.2 | Winter | 1 | FALSE | 1 | 68.4 | 51.3 | 0 | 0 | 0 | 1 | 1
1981-03-04 | 3 | 4 | 19:00 | 3.9 | 19 | 1 | 39 |  | 16 | 12.0788 | 6.5627 | 18.6415 | 95% | 1 | 68.4 | 9.0117 | 4.9685 | 4.9685 | 0 | 0% | 11.2975 | 0.75 | 0.75 | 0.75 | 51.3 | 6.7588 | 3.7264 | 3.7264 | 0 | 0% | 777.75 | 68.4 | 0 | 709.35 | 777.75 | 51.3 | 0 | 726.45 | Winter | 0 | FALSE | 0 | 0 | 0 | 0 | 0 | 0 | 1 | 1
1981-03-04 | 3 | 4 | 20:00 | 3.3 | 20 | 1 | 38 |  | 17 | 12.8337 | 5.7752 | 18.6089 | 95% | 1 | 68.4 | 9.0117 | 4.9685 | 4.9685 | 0 | 0% | 10.8845 | 0.75 | 0.75 | 0.75 | 51.3 | 6.7588 | 3.7264 | 3.7264 | 0 | 0% | 749.5 | 68.4 | 0 | 681.1 | 749.5 | 51.3 | 0 | 698.2 | Winter | 0 | FALSE | 0 | 0 | 0 | 0 | 0 | 0 | 1 | 1
1981-03-04 | 3 | 4 | 21:00 | 3.3 | 21 | 1 | 38 |  | 17 | 12.8337 | 4.7252 | 17.5589 | 95% | 1 | 68.4 | 9.0117 | 4.9685 | 4.9685 | 0 | 0% | 10.5482 | 0.75 | 0.75 | 0.75 | 51.3 | 6.7588 | 3.7264 | 3.7264 | 0 | 0% | 726.5 | 68.4 | 0 | 658.1 | 726.5 | 51.3 | 0 | 675.2 | Winter | 0 | FALSE | 0 | 0 | 0 | 0 | 0 | 0 | 1 | 1
1981-03-04 | 3 | 4 | 22:00 | 2.8 | 22 | 1 | 37 |  | 18 | 13.5886 | 4.2002 | 17.7888 | 95% | 1 | 68.4 | 9.0117 | 4.9685 | 4.9685 | 0 | 0% | 10.1023 | 0.75 | 0.75 | 0.75 | 51.3 | 6.7588 | 3.7264 | 3.7264 | 0 | 0% | 696 | 68.4 | 0 | 627.6 | 696 | 51.3 | 0 | 644.7 | Winter | 0 | FALSE | 0 | 0 | 0 | 0 | 0 | 0 | 1 | 1
1981-03-04 | 3 | 4 | 23:00 | 2.2 | 23 | 1 | 36 |  | 19 | 14.3435 | 5.2502 | 19.5937 | 95% | 1 | 68.4 | 9.0117 | 4.9685 | 4.9685 | 0 | 0% | 10.0365 | 0.75 | 0.75 | 0.75 | 51.3 | 6.7588 | 3.7264 | 3.7264 | 0 | 0% | 691.5 | 68.4 | 0 | 623.1 | 691.5 | 51.3 | 0 | 640.2 | Winter | 0 | FALSE | 0 | 0 | 0 | 0 | 0 | 0 | 1 | 1
1981-03-04 | 3 | 4 | 24:00 | 1.1 | 0 | 1 | 34 |  | 21 | 15.8534 | 4.2002 | 20.0535 | 95% | 1 | 68.4 | 9.0117 | 4.9685 | 4.9685 | 0 | 0% | 9.9963 | 0.75 | 0.75 | 0.75 | 51.3 | 6.7588 | 3.7264 | 3.7264 | 0 | 0% | 688.75 | 68.4 | 0 | 620.35 | 688.75 | 51.3 | 0 | 637.45 | Winter | 0 | FALSE | 0 | 0 | 0 | 0 | 0 | 0 | 1 | 1
1981-03-05 | 3 | 5 | 1:00 | 0 | 1 | 1 | 32 |  | 23 | 17.3632 | 3.9376 | 21.3009 | 95% | 1 | 68.4 | 9.0117 | 4.9685 | 4.9685 | 0 | 0% | 9.6747 | 0.75 | 0.75 | 0.75 | 51.3 | 6.7588 | 3.7264 | 3.7264 | 0 | 0% | 666.75 | 68.4 | 0 | 598.35 | 666.75 | 51.3 | 0 | 615.45 | Winter | 0 | FALSE | 0 | 0 | 0 | 0 | 0 | 0 | 1 | 1
1981-03-05 | 3 | 5 | 2:00 | -0.6 | 2 | 1 | 31 |  | 24 | 18.1182 | 3.1501 | 21.2683 | 95% | 1 | 68.4 | 9.0117 | 4.9685 | 4.9685 | 0 | 0% | 9.7186 | 0.75 | 0.75 | 0.75 | 51.3 | 6.7588 | 3.7264 | 3.7264 | 0 | 0% | 669.75 | 68.4 | 0 | 601.35 | 669.75 | 51.3 | 0 | 618.45 | Winter | 0 | FALSE | 0 | 0 | 0 | 0 | 0 | 0 | 1 | 1
1981-03-05 | 3 | 5 | 3:00 | -1.1 | 3 | 1 | 30 |  | 25 | 18.8731 | 3.4126 | 22.2857 | 95% | 1 | 68.4 | 9.0117 | 4.9685 | 4.9685 | 0 | 0% | 9.5029 | 0.75 | 0.75 | 0.75 | 51.3 | 6.7588 | 3.7264 | 3.7264 | 0 | 0% | 655 | 68.4 | 0 | 586.6 | 655 | 51.3 | 0 | 603.7 | Winter | 0 | FALSE | 0 | 0 | 0 | 0 | 0 | 0 | 1 | 1
1981-03-05 | 3 | 5 | 4:00 | -1.7 | 4 | 1 | 29 |  | 26 | 19.628 | 3.1501 | 22.7781 | 95% | 1 | 68.4 | 9.0117 | 4.9685 | 4.9685 | 0 | 0% | 9.5139 | 0.75 | 0.75 | 0.75 | 51.3 | 6.7588 | 3.7264 | 3.7264 | 0 | 0% | 655.75 | 68.4 | 0 | 587.35 | 655.75 | 51.3 | 0 | 604.45 | Winter | 0 | FALSE | 0 | 0 | 0 | 0 | 0 | 0 | 1 | 1
1981-03-05 | 3 | 5 | 5:00 | -2.2 | 5 | 1 | 28 |  | 27 | 20.3829 | 3.1501 | 23.533 | 95% | 1 | 68.4 | 9.0117 | 4.9685 | 4.9685 | 0 | 0% | 9.4262 | 0.75 | 0.75 | 0.75 | 51.3 | 6.7588 | 3.7264 | 3.7264 | 0 | 0% | 649.75 | 68.4 | 0 | 581.35 | 649.75 | 51.3 | 0 | 598.45 | Winter | 0 | FALSE | 0 | 0 | 0 | 0 | 0 | 0 | 1 | 1
1981-03-05 | 3 | 5 | 6:00 | -2.2 | 6 | 1 | 28 |  | 27 | 20.3829 | 3.9376 | 24.3206 | 95% | 1 | 68.4 | 9.0117 | 4.9685 | 4.9685 | 0 | 0% | 9.4298 | 0.75 | 0.75 | 0.75 | 51.3 | 6.7588 | 3.7264 | 3.7264 | 0 | 0% | 650 | 68.4 | 0 | 581.6 | 650 | 51.3 | 0 | 598.7 | Winter | 0 | FALSE | 0 | 0 | 0 | 0 | 0 | 0 | 1 | 1
1981-03-05 | 3 | 5 | 7:00 | -2.8 | 7 | 1 | 27 |  | 28 | 21.1379 | 4.7252 | 25.863 | 95% | 1 | 68.4 | 9.0117 | 4.9685 | 4.9685 | 0 | 0% | 9.777 | 0.75 | 0.75 | 0.75 | 51.3 | 6.7588 | 3.7264 | 3.7264 | 0 | 0% | 673.75 | 68.4 | 0 | 605.35 | 673.75 | 51.3 | 0 | 622.45 | Winter | 0 | FALSE | 0 | 0 | 0 | 0 | 0 | 0 | 1 | 1
1981-03-05 | 3 | 5 | 8:00 | -1.1 | 8 | 1 | 30 |  | 25 | 18.8731 | 7.6128 | 26.4859 | 95% | 1 | 68.4 | 9.0117 | 4.9685 | 4.9685 | 0 | 0% | 10.3034 | 0.75 | 0.75 | 0.75 | 51.3 | 6.7588 | 3.7264 | 3.7264 | 0 | 0% | 709.75 | 68.4 | 0 | 641.35 | 709.75 | 51.3 | 0 | 658.45 | Winter | 0 | FALSE | 0 | 0 | 0 | 0 | 0 | 0 | 1 | 1
1981-03-05 | 3 | 5 | 9:00 | 0 | 9 | 1 | 32 |  | 23 | 17.3632 | 6.5627 | 23.926 | 95% | 1 | 68.4 | 9.0117 | 4.9685 | 4.9685 | 0 | 0% | 11.133 | 0.75 | 0.75 | 0.75 | 51.3 | 6.7588 | 3.7264 | 3.7264 | 0 | 0% | 766.5 | 68.4 | 0 | 698.1 | 766.5 | 51.3 | 0 | 715.2 | Winter | 0 | FALSE | 0 | 0 | 0 | 0 | 0 | 0 | 1 | 1
1981-03-05 | 3 | 5 | 10:00 | 0.6 | 10 | 1 | 33 |  | 22 | 16.6083 | 6.0377 | 22.646 | 95% | 1 | 68.4 | 9.0117 | 4.9685 | 4.9685 | 0 | 0% | 11.8823 | 0.75 | 0.75 | 0.75 | 51.3 | 6.7588 | 3.7264 | 3.7264 | 0 | 0% | 817.75 | 68.4 | 0 | 749.35 | 817.75 | 51.3 | 0 | 766.45 | Winter | 0 | FALSE | 0 | 0 | 0 | 0 | 0 | 0 | 1 | 1
1981-03-05 | 3 | 5 | 11:00 | 1.1 | 11 | 1 | 34 |  | 21 | 15.8534 | 5.2502 | 21.1036 | 95% | 1 | 68.4 | 9.0117 | 4.9685 | 4.9685 | 0 | 0% | 12.5183 | 0.75 | 0.75 | 0.75 | 51.3 | 6.7588 | 3.7264 | 3.7264 | 0 | 0% | 861.25 | 68.4 | 0 | 792.85 | 861.25 | 51.3 | 0 | 809.95 | Winter | 0 | FALSE | 0 | 0 | 0 | 0 | 0 | 0 | 1 | 1
1981-03-05 | 3 | 5 | 12:00 | 1.1 | 12 | 1 | 34 |  | 21 | 15.8534 | 5.2502 | 21.1036 | 95% | 1 | 68.4 | 9.0117 | 4.9685 | 4.9685 | 0 | 0% | 12.6901 | 0.75 | 0.75 | 0.75 | 51.3 | 6.7588 | 3.7264 | 3.7264 | 0 | 0% | 873 | 68.4 | 0 | 804.6 | 873 | 51.3 | 0 | 821.7 | Winter | 0 | FALSE | 0 | 0 | 0 | 0 | 0 | 0 | 1 | 1
1981-03-05 | 3 | 5 | 13:00 | 1.1 | 13 | 1 | 34 |  | 21 | 15.8534 | 4.7252 | 20.5786 | 95% | 1 | 68.4 | 9.0117 | 4.9685 | 4.9685 | 0 | 0% | 11.9883 | 0.75 | 0.75 | 0.75 | 51.3 | 6.7588 | 3.7264 | 3.7264 | 0 | 0% | 825 | 68.4 | 0 | 756.6 | 825 | 51.3 | 0 | 773.7 | Winter | 0 | FALSE | 0 | 0 | 0 | 0 | 0 | 0 | 1 | 1
1981-03-05 | 3 | 5 | 14:00 | 1.1 | 14 | 1 | 34 |  | 21 | 15.8534 | 3.9376 | 19.791 | 95% | 1 | 68.4 | 9.0117 | 4.9685 | 4.9685 | 0 | 0% | 12.0102 | 0.75 | 0.75 | 0.75 | 51.3 | 6.7588 | 3.7264 | 3.7264 | 0 | 0% | 826.5 | 68.4 | 0 | 758.1 | 826.5 | 51.3 | 0 | 775.2 | Winter | 0 | FALSE | 0 | 0 | 0 | 0 | 0 | 0 | 1 | 1
1981-03-05 | 3 | 5 | 15:00 | 1.1 | 15 | 1 | 34 |  | 21 | 15.8534 | 3.6751 | 19.5285 | 95% | 1 | 68.4 | 9.0117 | 4.9685 | 4.9685 | 0 | 0% | 12.3757 | 0.75 | 0.75 | 0.75 | 51.3 | 6.7588 | 3.7264 | 3.7264 | 0 | 0% | 851.5 | 68.4 | 0 | 783.1 | 851.5 | 51.3 | 0 | 800.2 | Winter | 0 | FALSE | 0 | 0 | 0 | 0 | 0 | 0 | 1 | 1
1981-03-05 | 3 | 5 | 16:00 | 1.1 | 16 | 1 | 34 |  | 21 | 15.8534 | 3.6751 | 19.5285 | 95% | 1 | 68.4 | 9.0117 | 4.9685 | 4.9685 | 0 | 0% | 12.0212 | 0.75 | 0.75 | 0.75 | 51.3 | 6.7588 | 3.7264 | 3.7264 | 0 | 0% | 827.25 | 68.4 | 0 | 758.85 | 827.25 | 51.3 | 0 | 775.95 | Winter | 0 | FALSE | 0 | 0 | 0 | 0 | 0 | 0 | 1 | 1
1981-03-05 | 3 | 5 | 17:00 | 1.1 | 17 | 1 | 34 |  | 21 | 15.8534 | 4.7252 | 20.5786 | 95% | 1 | 68.4 | 9.0117 | 4.9685 | 4.9685 | 0 | 0% | 12.0285 | 0.75 | 0.75 | 0.75 | 51.3 | 6.7588 | 3.7264 | 3.7264 | 0 | 0% | 827.75 | 68.4 | 0 | 759.35 | 827.75 | 51.3 | 0 | 776.45 | Winter | 1 | FALSE | 1 | 68.4 | 51.3 | 0 | 0 | 0 | 1 | 1
1981-03-05 | 3 | 5 | 18:00 | 0.6 | 18 | 1 | 33 |  | 22 | 16.6083 | 6.0377 | 22.646 | 95% | 1 | 68.4 | 9.0117 | 4.9685 | 4.9685 | 0 | 0% | 12.383 | 0.75 | 0.75 | 0.75 | 51.3 | 6.7588 | 3.7264 | 3.7264 | 0 | 0% | 852 | 68.4 | 0 | 783.6 | 852 | 51.3 | 0 | 800.7 | Winter | 1 | FALSE | 1 | 68.4 | 51.3 | 0 | 0 | 0 | 1 | 1
1981-03-05 | 3 | 5 | 19:00 | 0.6 | 19 | 1 | 33 |  | 22 | 16.6083 | 6.5627 | 23.1711 | 95% | 1 | 68.4 | 9.0117 | 4.9685 | 4.9685 | 0 | 0% | 11.4108 | 0.75 | 0.75 | 0.75 | 51.3 | 6.7588 | 3.7264 | 3.7264 | 0 | 0% | 785.5 | 68.4 | 0 | 717.1 | 785.5 | 51.3 | 0 | 734.2 | Winter | 0 | FALSE | 0 | 0 | 0 | 0 | 0 | 0 | 1 | 1
1981-03-05 | 3 | 5 | 20:00 | 0 | 20 | 1 | 32 |  | 23 | 17.3632 | 5.7752 | 23.1384 | 95% | 1 | 68.4 | 9.0117 | 4.9685 | 4.9685 | 0 | 0% | 10.7091 | 0.75 | 0.75 | 0.75 | 51.3 | 6.7588 | 3.7264 | 3.7264 | 0 | 0% | 737.5 | 68.4 | 0 | 669.1 | 737.5 | 51.3 | 0 | 686.2 | Winter | 0 | FALSE | 0 | 0 | 0 | 0 | 0 | 0 | 1 | 1
1981-03-05 | 3 | 5 | 21:00 | 0 | 21 | 1 | 32 |  | 23 | 17.3632 | 4.7252 | 22.0884 | 95% | 1 | 68.4 | 9.0117 | 4.9685 | 4.9685 | 0 | 0% | 10.614 | 0.75 | 0.75 | 0.75 | 51.3 | 6.7588 | 3.7264 | 3.7264 | 0 | 0% | 731 | 68.4 | 0 | 662.6 | 731 | 51.3 | 0 | 679.7 | Winter | 0 | FALSE | 0 | 0 | 0 | 0 | 0 | 0 | 1 | 1
1981-03-05 | 3 | 5 | 22:00 | 0 | 22 | 1 | 32 |  | 23 | 17.3632 | 4.2002 | 21.5634 | 95% | 1 | 68.4 | 9.0117 | 4.9685 | 4.9685 | 0 | 0% | 10.5446 | 0.75 | 0.75 | 0.75 | 51.3 | 6.7588 | 3.7264 | 3.7264 | 0 | 0% | 726.25 | 68.4 | 0 | 657.85 | 726.25 | 51.3 | 0 | 674.95 | Winter | 0 | FALSE | 0 | 0 | 0 | 0 | 0 | 0 | 1 | 1
1981-03-05 | 3 | 5 | 23:00 | 0.6 | 23 | 1 | 33 |  | 22 | 16.6083 | 5.2502 | 21.8585 | 95% | 1 | 68.4 | 9.0117 | 4.9685 | 4.9685 | 0 | 0% | 10.0585 | 0.75 | 0.75 | 0.75 | 51.3 | 6.7588 | 3.7264 | 3.7264 | 0 | 0% | 693 | 68.4 | 0 | 624.6 | 693 | 51.3 | 0 | 641.7 | Winter | 0 | FALSE | 0 | 0 | 0 | 0 | 0 | 0 | 1 | 1
1981-03-05 | 3 | 5 | 24:00 | 1.1 | 0 | 1 | 34 |  | 21 | 15.8534 | 4.2002 | 20.0535 | 95% | 1 | 68.4 | 9.0117 | 4.9685 | 4.9685 | 0 | 0% | 9.8282 | 0.75 | 0.75 | 0.75 | 51.3 | 6.7588 | 3.7264 | 3.7264 | 0 | 0% | 677.25 | 68.4 | 0 | 608.85 | 677.25 | 51.3 | 0 | 625.95 | Winter | 0 | FALSE | 0 | 0 | 0 | 0 | 0 | 0 | 1 | 1
1981-03-06 | 3 | 6 | 1:00 | 1.1 | 1 | 1 | 34 |  | 21 | 15.8534 | 3.9376 | 19.791 | 95% | 1 | 68.4 | 9.0117 | 4.9685 | 4.9685 | 0 | 0% | 10.0365 | 0.75 | 0.75 | 0.75 | 51.3 | 6.7588 | 3.7264 | 3.7264 | 0 | 0% | 691.5 | 68.4 | 0 | 623.1 | 691.5 | 51.3 | 0 | 640.2 | Winter | 0 | FALSE | 0 | 0 | 0 | 0 | 0 | 0 | 1 | 1
1981-03-06 | 3 | 6 | 2:00 | 1.1 | 2 | 1 | 34 |  | 21 | 15.8534 | 3.1501 | 19.0035 | 95% | 1 | 68.4 | 9.0117 | 4.9685 | 4.9685 | 0 | 0% | 9.9232 | 0.75 | 0.75 | 0.75 | 51.3 | 6.7588 | 3.7264 | 3.7264 | 0 | 0% | 683.75 | 68.4 | 0 | 615.35 | 683.75 | 51.3 | 0 | 632.45 | Winter | 0 | FALSE | 0 | 0 | 0 | 0 | 0 | 0 | 1 | 1
1981-03-06 | 3 | 6 | 3:00 | 1.1 | 3 | 1 | 34 |  | 21 | 15.8534 | 3.4126 | 19.266 | 95% | 1 | 68.4 | 9.0117 | 4.9685 | 4.9685 | 0 | 0% | 9.8721 | 0.75 | 0.75 | 0.75 | 51.3 | 6.7588 | 3.7264 | 3.7264 | 0 | 0% | 680.25 | 68.4 | 0 | 611.85 | 680.25 | 51.3 | 0 | 628.95 | Winter | 0 | FALSE | 0 | 0 | 0 | 0 | 0 | 0 | 1 | 1
1981-03-06 | 3 | 6 | 4:00 | 1.1 | 4 | 1 | 34 |  | 21 | 15.8534 | 3.1501 | 19.0035 | 95% | 1 | 68.4 | 9.0117 | 4.9685 | 4.9685 | 0 | 0% | 9.8721 | 0.75 | 0.75 | 0.75 | 51.3 | 6.7588 | 3.7264 | 3.7264 | 0 | 0% | 680.25 | 68.4 | 0 | 611.85 | 680.25 | 51.3 | 0 | 628.95 | Winter | 0 | FALSE | 0 | 0 | 0 | 0 | 0 | 0 | 1 | 1
1981-03-06 | 3 | 6 | 5:00 | 1.1 | 5 | 1 | 34 |  | 21 | 15.8534 | 3.1501 | 19.0035 | 95% | 1 | 68.4 | 9.0117 | 4.9685 | 4.9685 | 0 | 0% | 9.7588 | 0.75 | 0.75 | 0.75 | 51.3 | 6.7588 | 3.7264 | 3.7264 | 0 | 0% | 672.5 | 68.4 | 0 | 604.1 | 672.5 | 51.3 | 0 | 621.2 | Winter | 0 | FALSE | 0 | 0 | 0 | 0 | 0 | 0 | 1 | 1
1981-03-06 | 3 | 6 | 6:00 | 1.1 | 6 | 1 | 34 |  | 21 | 15.8534 | 3.9376 | 19.791 | 95% | 1 | 68.4 | 9.0117 | 4.9685 | 4.9685 | 0 | 0% | 9.883 | 0.75 | 0.75 | 0.75 | 51.3 | 6.7588 | 3.7264 | 3.7264 | 0 | 0% | 681 | 68.4 | 0 | 612.6 | 681 | 51.3 | 0 | 629.7 | Winter | 0 | FALSE | 0 | 0 | 0 | 0 | 0 | 0 | 1 | 1
1981-03-06 | 3 | 6 | 7:00 | 1.1 | 7 | 1 | 34 |  | 21 | 15.8534 | 4.7252 | 20.5786 | 95% | 1 | 68.4 | 9.0117 | 4.9685 | 4.9685 | 0 | 0% | 10.2083 | 0.75 | 0.75 | 0.75 | 51.3 | 6.7588 | 3.7264 | 3.7264 | 0 | 0% | 703.25 | 68.4 | 0 | 634.85 | 703.25 | 51.3 | 0 | 651.95 | Winter | 0 | FALSE | 0 | 0 | 0 | 0 | 0 | 0 | 1 | 1
1981-03-06 | 3 | 6 | 8:00 | 1.1 | 8 | 1 | 34 |  | 21 | 15.8534 | 7.6128 | 23.4662 | 95% | 1 | 68.4 | 9.0117 | 4.9685 | 4.9685 | 0 | 0% | 11.451 | 0.75 | 0.75 | 0.75 | 51.3 | 6.7588 | 3.7264 | 3.7264 | 0 | 0% | 788.25 | 68.4 | 0 | 719.85 | 788.25 | 51.3 | 0 | 736.95 | Winter | 0 | FALSE | 0 | 0 | 0 | 0 | 0 | 0 | 1 | 1
1981-03-06 | 3 | 6 | 9:00 | 1.1 | 9 | 1 | 34 |  | 21 | 15.8534 | 6.5627 | 22.4161 | 95% | 1 | 68.4 | 9.0117 | 4.9685 | 4.9685 | 0 | 0% | 11.758 | 0.75 | 0.75 | 0.75 | 51.3 | 6.7588 | 3.7264 | 3.7264 | 0 | 0% | 809.25 | 68.4 | 0 | 740.85 | 809.25 | 51.3 | 0 | 757.95 | Winter | 0 | FALSE | 0 | 0 | 0 | 0 | 0 | 0 | 1 | 1
1981-03-06 | 3 | 6 | 10:00 | 1.7 | 10 | 1 | 35 |  | 20 | 15.0985 | 6.0377 | 21.1362 | 95% | 1 | 68.4 | 9.0117 | 4.9685 | 4.9685 | 0 | 0% | 12.2039 | 0.75 | 0.75 | 0.75 | 51.3 | 6.7588 | 3.7264 | 3.7264 | 0 | 0% | 839.75 | 68.4 | 0 | 771.35 | 839.75 | 51.3 | 0 | 788.45 | Winter | 0 | FALSE | 0 | 0 | 0 | 0 | 0 | 0 | 1 | 1
1981-03-06 | 3 | 6 | 11:00 | 1.7 | 11 | 1 | 35 |  | 20 | 15.0985 | 5.2502 | 20.3487 | 95% | 1 | 68.4 | 9.0117 | 4.9685 | 4.9685 | 0 | 0% | 12.1601 | 0.75 | 0.75 | 0.75 | 51.3 | 6.7588 | 3.7264 | 3.7264 | 0 | 0% | 836.75 | 68.4 | 0 | 768.35 | 836.75 | 51.3 | 0 | 785.45 | Winter | 0 | FALSE | 0 | 0 | 0 | 0 | 0 | 0 | 1 | 1
1981-03-06 | 3 | 6 | 12:00 | 2.2 | 12 | 1 | 36 |  | 19 | 14.3435 | 5.2502 | 19.5937 | 95% | 1 | 68.4 | 9.0117 | 4.9685 | 4.9685 | 0 | 0% | 12.2113 | 0.75 | 0.75 | 0.75 | 51.3 | 6.7588 | 3.7264 | 3.7264 | 0 | 0% | 840.25 | 68.4 | 0 | 771.85 | 840.25 | 51.3 | 0 | 788.95 | Winter | 0 | FALSE | 0 | 0 | 0 | 0 | 0 | 0 | 1 | 1
1981-03-06 | 3 | 6 | 13:00 | 2.2 | 13 | 1 | 36 |  | 19 | 14.3435 | 4.7252 | 19.0687 | 95% | 1 | 68.4 | 9.0117 | 4.9685 | 4.9685 | 0 | 0% | 12.6279 | 0.75 | 0.75 | 0.75 | 51.3 | 6.7588 | 3.7264 | 3.7264 | 0 | 0% | 868.75 | 68.4 | 0 | 800.35 | 868.75 | 51.3 | 0 | 817.45 | Winter | 0 | FALSE | 0 | 0 | 0 | 0 | 0 | 0 | 1 | 1
1981-03-06 | 3 | 6 | 14:00 | 1.7 | 14 | 1 | 35 |  | 20 | 15.0985 | 3.9376 | 19.0361 | 95% | 1 | 68.4 | 9.0117 | 4.9685 | 4.9685 | 0 | 0% | 11.864 | 0.75 | 0.75 | 0.75 | 51.3 | 6.7588 | 3.7264 | 3.7264 | 0 | 0% | 816.5 | 68.4 | 0 | 748.1 | 816.5 | 51.3 | 0 | 765.2 | Winter | 0 | FALSE | 0 | 0 | 0 | 0 | 0 | 0 | 1 | 1
1981-03-06 | 3 | 6 | 15:00 | 1.7 | 15 | 1 | 35 |  | 20 | 15.0985 | 3.6751 | 18.7736 | 95% | 1 | 68.4 | 9.0117 | 4.9685 | 4.9685 | 0 | 0% | 12.2332 | 0.75 | 0.75 | 0.75 | 51.3 | 6.7588 | 3.7264 | 3.7264 | 0 | 0% | 841.75 | 68.4 | 0 | 773.35 | 841.75 | 51.3 | 0 | 790.45 | Winter | 0 | FALSE | 0 | 0 | 0 | 0 | 0 | 0 | 1 | 1
1981-03-06 | 3 | 6 | 16:00 | 2.2 | 16 | 1 | 36 |  | 19 | 14.3435 | 3.6751 | 18.0187 | 95% | 1 | 68.4 | 9.0117 | 4.9685 | 4.9685 | 0 | 0% | 12.1857 | 0.75 | 0.75 | 0.75 | 51.3 | 6.7588 | 3.7264 | 3.7264 | 0 | 0% | 838.5 | 68.4 | 0 | 770.1 | 838.5 | 51.3 | 0 | 787.2 | Winter | 0 | FALSE | 0 | 0 | 0 | 0 | 0 | 0 | 1 | 1
1981-03-06 | 3 | 6 | 17:00 | 2.8 | 17 | 1 | 37 |  | 18 | 13.5886 | 4.7252 | 18.3138 | 95% | 1 | 68.4 | 9.0117 | 4.9685 | 4.9685 | 0 | 0% | 11.8165 | 0.75 | 0.75 | 0.75 | 51.3 | 6.7588 | 3.7264 | 3.7264 | 0 | 0% | 813.25 | 68.4 | 0 | 744.85 | 813.25 | 51.3 | 0 | 761.95 | Winter | 1 | FALSE | 1 | 68.4 | 51.3 | 0 | 0 | 0 | 1 | 1
1981-03-06 | 3 | 6 | 18:00 | 2.8 | 18 | 1 | 37 |  | 18 | 13.5886 | 6.0377 | 19.6263 | 95% | 1 | 68.4 | 9.0117 | 4.9685 | 4.9685 | 0 | 0% | 11.345 | 0.75 | 0.75 | 0.75 | 51.3 | 6.7588 | 3.7264 | 3.7264 | 0 | 0% | 781 | 68.4 | 0 | 712.6 | 781 | 51.3 | 0 | 729.7 | Winter | 1 | FALSE | 1 | 68.4 | 51.3 | 0 | 0 | 0 | 1 | 1
1981-03-06 | 3 | 6 | 19:00 | 2.2 | 19 | 1 | 36 |  | 19 | 14.3435 | 6.5627 | 20.9063 | 95% | 1 | 68.4 | 9.0117 | 4.9685 | 4.9685 | 0 | 0% | 11.25 | 0.75 | 0.75 | 0.75 | 51.3 | 6.7588 | 3.7264 | 3.7264 | 0 | 0% | 774.5 | 68.4 | 0 | 706.1 | 774.5 | 51.3 | 0 | 723.2 | Winter | 0 | FALSE | 0 | 0 | 0 | 0 | 0 | 0 | 1 | 1
1981-03-06 | 3 | 6 | 20:00 | 2.2 | 20 | 1 | 36 |  | 19 | 14.3435 | 5.7752 | 20.1188 | 95% | 1 | 68.4 | 9.0117 | 4.9685 | 4.9685 | 0 | 0% | 10.9101 | 0.75 | 0.75 | 0.75 | 51.3 | 6.7588 | 3.7264 | 3.7264 | 0 | 0% | 751.25 | 68.4 | 0 | 682.85 | 751.25 | 51.3 | 0 | 699.95 | Winter | 0 | FALSE | 0 | 0 | 0 | 0 | 0 | 0 | 1 | 1
1981-03-06 | 3 | 6 | 21:00 | 2.2 | 21 | 1 | 36 |  | 19 | 14.3435 | 4.7252 | 19.0687 | 95% | 1 | 68.4 | 9.0117 | 4.9685 | 4.9685 | 0 | 0% | 10.7895 | 0.75 | 0.75 | 0.75 | 51.3 | 6.7588 | 3.7264 | 3.7264 | 0 | 0% | 743 | 68.4 | 0 | 674.6 | 743 | 51.3 | 0 | 691.7 | Winter | 0 | FALSE | 0 | 0 | 0 | 0 | 0 | 0 | 1 | 1
1981-03-06 | 3 | 6 | 22:00 | 1.7 | 22 | 1 | 35 |  | 20 | 15.0985 | 4.2002 | 19.2986 | 95% | 1 | 68.4 | 9.0117 | 4.9685 | 4.9685 | 0 | 0% | 10.2485 | 0.75 | 0.75 | 0.75 | 51.3 | 6.7588 | 3.7264 | 3.7264 | 0 | 0% | 706 | 68.4 | 0 | 637.6 | 706 | 51.3 | 0 | 654.7 | Winter | 0 | FALSE | 0 | 0 | 0 | 0 | 0 | 0 | 1 | 1
1981-03-06 | 3 | 6 | 23:00 | 1.7 | 23 | 1 | 35 |  | 20 | 15.0985 | 5.2502 | 20.3487 | 95% | 1 | 68.4 | 9.0117 | 4.9685 | 4.9685 | 0 | 0% | 9.8465 | 0.75 | 0.75 | 0.75 | 51.3 | 6.7588 | 3.7264 | 3.7264 | 0 | 0% | 678.5 | 68.4 | 0 | 610.1 | 678.5 | 51.3 | 0 | 627.2 | Winter | 0 | FALSE | 0 | 0 | 0 | 0 | 0 | 0 | 1 | 1
1981-03-06 | 3 | 6 | 24:00 | 2.2 | 0 | 1 | 36 |  | 19 | 14.3435 | 4.2002 | 18.5437 | 95% | 1 | 68.4 | 9.0117 | 4.9685 | 4.9685 | 0 | 0% | 9.4773 | 0.75 | 0.75 | 0.75 | 51.3 | 6.7588 | 3.7264 | 3.7264 | 0 | 0% | 653.25 | 68.4 | 0 | 584.85 | 653.25 | 51.3 | 0 | 601.95 | Winter | 0 | FALSE | 0 | 0 | 0 | 0 | 0 | 0 | 1 | 1
1981-03-07 | 3 | 7 | 1:00 | 2.2 | 1 | 1 | 36 |  | 19 | 14.3435 | 3.9376 | 18.2812 | 95% | 1 | 68.4 | 9.0117 | 4.9685 | 4.9685 | 0 | 0% | 9.6637 | 0.75 | 0.75 | 0.75 | 51.3 | 6.7588 | 3.7264 | 3.7264 | 0 | 0% | 666 | 68.4 | 0 | 597.6 | 666 | 51.3 | 0 | 614.7 | Winter | 0 | FALSE | 0 | 0 | 0 | 0 | 0 | 0 | 1 | 1
1981-03-07 | 3 | 7 | 2:00 | 1.7 | 2 | 1 | 35 |  | 20 | 15.0985 | 3.1501 | 18.2486 | 95% | 1 | 68.4 | 9.0117 | 4.9685 | 4.9685 | 0 | 0% | 9.4481 | 0.75 | 0.75 | 0.75 | 51.3 | 6.7588 | 3.7264 | 3.7264 | 0 | 0% | 651.25 | 68.4 | 0 | 582.85 | 651.25 | 51.3 | 0 | 599.95 | Winter | 0 | FALSE | 0 | 0 | 0 | 0 | 0 | 0 | 1 | 1
1981-03-07 | 3 | 7 | 3:00 | 1.7 | 3 | 1 | 35 |  | 20 | 15.0985 | 3.4126 | 18.5111 | 95% | 1 | 68.4 | 9.0117 | 4.9685 | 4.9685 | 0 | 0% | 9.6747 | 0.75 | 0.75 | 0.75 | 51.3 | 6.7588 | 3.7264 | 3.7264 | 0 | 0% | 666.75 | 68.4 | 0 | 598.35 | 666.75 | 51.3 | 0 | 615.45 | Winter | 0 | FALSE | 0 | 0 | 0 | 0 | 0 | 0 | 1 | 1
1981-03-07 | 3 | 7 | 4:00 | 1.7 | 4 | 1 | 35 |  | 20 | 15.0985 | 3.1501 | 18.2486 | 95% | 1 | 68.4 | 9.0117 | 4.9685 | 4.9685 | 0 | 0% | 9.47 | 0.75 | 0.75 | 0.75 | 51.3 | 6.7588 | 3.7264 | 3.7264 | 0 | 0% | 652.75 | 68.4 | 0 | 584.35 | 652.75 | 51.3 | 0 | 601.45 | Winter | 0 | FALSE | 0 | 0 | 0 | 0 | 0 | 0 | 1 | 1
1981-03-07 | 3 | 7 | 5:00 | 1.7 | 5 | 1 | 35 |  | 20 | 15.0985 | 3.1501 | 18.2486 | 95% | 1 | 68.4 | 9.0117 | 4.9685 | 4.9685 | 0 | 0% | 10.095 | 0.75 | 0.75 | 0.75 | 51.3 | 6.7588 | 3.7264 | 3.7264 | 0 | 0% | 695.5 | 68.4 | 0 | 627.1 | 695.5 | 51.3 | 0 | 644.2 | Winter | 0 | FALSE | 0 | 0 | 0 | 0 | 0 | 0 | 1 | 1
1981-03-07 | 3 | 7 | 6:00 | 1.7 | 6 | 1 | 35 |  | 20 | 15.0985 | 3.9376 | 19.0361 | 95% | 1 | 68.4 | 9.0117 | 4.9685 | 4.9685 | 0 | 0% | 9.9159 | 0.75 | 0.75 | 0.75 | 51.3 | 6.7588 | 3.7264 | 3.7264 | 0 | 0% | 683.25 | 68.4 | 0 | 614.85 | 683.25 | 51.3 | 0 | 631.95 | Winter | 0 | FALSE | 0 | 0 | 0 | 0 | 0 | 0 | 1 | 1
1981-03-07 | 3 | 7 | 7:00 | 1.7 | 7 | 1 | 35 |  | 20 | 15.0985 | 4.7252 | 19.8236 | 95% | 1 | 68.4 | 9.0117 | 4.9685 | 4.9685 | 0 | 0% | 9.47 | 0.75 | 0.75 | 0.75 | 51.3 | 6.7588 | 3.7264 | 3.7264 | 0 | 0% | 652.75 | 68.4 | 0 | 584.35 | 652.75 | 51.3 | 0 | 601.45 | Winter | 0 | FALSE | 0 | 0 | 0 | 0 | 0 | 0 | 1 | 1
1981-03-07 | 3 | 7 | 8:00 | 1.7 | 8 | 1 | 35 |  | 20 | 15.0985 | 7.6128 | 22.7112 | 95% | 1 | 68.4 | 9.0117 | 4.9685 | 4.9685 | 0 | 0% | 9.9415 | 0.75 | 0.75 | 0.75 | 51.3 | 6.7588 | 3.7264 | 3.7264 | 0 | 0% | 685 | 68.4 | 0 | 616.6 | 685 | 51.3 | 0 | 633.7 | Winter | 0 | FALSE | 0 | 0 | 0 | 0 | 0 | 0 | 1 | 1
1981-03-07 | 3 | 7 | 9:00 | 1.7 | 9 | 1 | 35 |  | 20 | 15.0985 | 6.5627 | 21.6612 | 95% | 1 | 68.4 | 9.0117 | 4.9685 | 4.9685 | 0 | 0% | 10.2156 | 0.75 | 0.75 | 0.75 | 51.3 | 6.7588 | 3.7264 | 3.7264 | 0 | 0% | 703.75 | 68.4 | 0 | 635.35 | 703.75 | 51.3 | 0 | 652.45 | Winter | 0 | FALSE | 0 | 0 | 0 | 0 | 0 | 0 | 1 | 1
1981-03-07 | 3 | 7 | 10:00 | 1.7 | 10 | 1 | 35 |  | 20 | 15.0985 | 6.0377 | 21.1362 | 95% | 1 | 68.4 | 9.0117 | 4.9685 | 4.9685 | 0 | 0% | 10.943 | 0.75 | 0.75 | 0.75 | 51.3 | 6.7588 | 3.7264 | 3.7264 | 0 | 0% | 753.5 | 68.4 | 0 | 685.1 | 753.5 | 51.3 | 0 | 702.2 | Winter | 0 | FALSE | 0 | 0 | 0 | 0 | 0 | 0 | 1 | 1
1981-03-07 | 3 | 7 | 11:00 | 2.2 | 11 | 1 | 36 |  | 19 | 14.3435 | 5.2502 | 19.5937 | 95% | 1 | 68.4 | 9.0117 | 4.9685 | 4.9685 | 0 | 0% | 10.6908 | 0.75 | 0.75 | 0.75 | 51.3 | 6.7588 | 3.7264 | 3.7264 | 0 | 0% | 736.25 | 68.4 | 0 | 667.85 | 736.25 | 51.3 | 0 | 684.95 | Winter | 0 | FALSE | 0 | 0 | 0 | 0 | 0 | 0 | 1 | 1
1981-03-07 | 3 | 7 | 12:00 | 2.2 | 12 | 1 | 36 |  | 19 | 14.3435 | 5.2502 | 19.5937 | 95% | 1 | 68.4 | 9.0117 | 4.9685 | 4.9685 | 0 | 0% | 10.3545 | 0.75 | 0.75 | 0.75 | 51.3 | 6.7588 | 3.7264 | 3.7264 | 0 | 0% | 713.25 | 68.4 | 0 | 644.85 | 713.25 | 51.3 | 0 | 661.95 | Winter | 0 | FALSE | 0 | 0 | 0 | 0 | 0 | 0 | 1 | 1
1981-03-07 | 3 | 7 | 13:00 | 3.3 | 13 | 1 | 38 |  | 17 | 12.8337 | 4.7252 | 17.5589 | 95% | 1 | 68.4 | 9.0117 | 4.9685 | 4.9685 | 0 | 0% | 10.5592 | 0.75 | 0.75 | 0.75 | 51.3 | 6.7588 | 3.7264 | 3.7264 | 0 | 0% | 727.25 | 68.4 | 0 | 658.85 | 727.25 | 51.3 | 0 | 675.95 | Winter | 0 | FALSE | 0 | 0 | 0 | 0 | 0 | 0 | 1 | 1
1981-03-07 | 3 | 7 | 14:00 | 2.2 | 14 | 1 | 36 |  | 19 | 14.3435 | 3.9376 | 18.2812 | 95% | 1 | 68.4 | 9.0117 | 4.9685 | 4.9685 | 0 | 0% | 10.402 | 0.75 | 0.75 | 0.75 | 51.3 | 6.7588 | 3.7264 | 3.7264 | 0 | 0% | 716.5 | 68.4 | 0 | 648.1 | 716.5 | 51.3 | 0 | 665.2 | Winter | 0 | FALSE | 0 | 0 | 0 | 0 | 0 | 0 | 1 | 1
1981-03-07 | 3 | 7 | 15:00 | 2.8 | 15 | 1 | 37 |  | 18 | 13.5886 | 3.6751 | 17.2638 | 95% | 1 | 68.4 | 9.0117 | 4.9685 | 4.9685 | 0 | 0% | 11.0855 | 0.75 | 0.75 | 0.75 | 51.3 | 6.7588 | 3.7264 | 3.7264 | 0 | 0% | 763.25 | 68.4 | 0 | 694.85 | 763.25 | 51.3 | 0 | 711.95 | Winter | 0 | FALSE | 0 | 0 | 0 | 0 | 0 | 0 | 1 | 1
1981-03-07 | 3 | 7 | 16:00 | 2.2 | 16 | 1 | 36 |  | 19 | 14.3435 | 3.6751 | 18.0187 | 95% | 1 | 68.4 | 9.0117 | 4.9685 | 4.9685 | 0 | 0% | 10.6177 | 0.75 | 0.75 | 0.75 | 51.3 | 6.7588 | 3.7264 | 3.7264 | 0 | 0% | 731.25 | 68.4 | 0 | 662.85 | 731.25 | 51.3 | 0 | 679.95 | Winter | 0 | FALSE | 0 | 0 | 0 | 0 | 0 | 0 | 1 | 1
1981-03-07 | 3 | 7 | 17:00 | 2.2 | 17 | 1 | 36 |  | 19 | 14.3435 | 4.7252 | 19.0687 | 95% | 1 | 68.4 | 9.0117 | 4.9685 | 4.9685 | 0 | 0% | 10.2412 | 0.75 | 0.75 | 0.75 | 51.3 | 6.7588 | 3.7264 | 3.7264 | 0 | 0% | 705.5 | 68.4 | 0 | 637.1 | 705.5 | 51.3 | 0 | 654.2 | Winter | 1 | FALSE | 1 | 68.4 | 51.3 | 0 | 0 | 0 | 1 | 1
1981-03-07 | 3 | 7 | 18:00 | 2.2 | 18 | 1 | 36 |  | 19 | 14.3435 | 6.0377 | 20.3813 | 95% | 1 | 68.4 | 9.0117 | 4.9685 | 4.9685 | 0 | 0% | 9.9561 | 0.75 | 0.75 | 0.75 | 51.3 | 6.7588 | 3.7264 | 3.7264 | 0 | 0% | 686 | 68.4 | 0 | 617.6 | 686 | 51.3 | 0 | 634.7 | Winter | 1 | FALSE | 1 | 68.4 | 51.3 | 0 | 0 | 0 | 1 | 1
1981-03-07 | 3 | 7 | 19:00 | 2.2 | 19 | 1 | 36 |  | 19 | 14.3435 | 6.5627 | 20.9063 | 95% | 1 | 68.4 | 9.0117 | 4.9685 | 4.9685 | 0 | 0% | 9.6601 | 0.75 | 0.75 | 0.75 | 51.3 | 6.7588 | 3.7264 | 3.7264 | 0 | 0% | 665.75 | 68.4 | 0 | 597.35 | 665.75 | 51.3 | 0 | 614.45 | Winter | 0 | FALSE | 0 | 0 | 0 | 0 | 0 | 0 | 1 | 1
1981-03-07 | 3 | 7 | 20:00 | 2.8 | 20 | 1 | 37 |  | 18 | 13.5886 | 5.7752 | 19.3638 | 95% | 1 | 68.4 | 9.0117 | 4.9685 | 4.9685 | 0 | 0% | 10.2156 | 0.75 | 0.75 | 0.75 | 51.3 | 6.7588 | 3.7264 | 3.7264 | 0 | 0% | 703.75 | 68.4 | 0 | 635.35 | 703.75 | 51.3 | 0 | 652.45 | Winter | 0 | FALSE | 0 | 0 | 0 | 0 | 0 | 0 | 1 | 1
1981-03-07 | 3 | 7 | 21:00 | 2.2 | 21 | 1 | 36 |  | 19 | 14.3435 | 4.7252 | 19.0687 | 95% | 1 | 68.4 | 9.0117 | 4.9685 | 4.9685 | 0 | 0% | 9.8246 | 0.75 | 0.75 | 0.75 | 51.3 | 6.7588 | 3.7264 | 3.7264 | 0 | 0% | 677 | 68.4 | 0 | 608.6 | 677 | 51.3 | 0 | 625.7 | Winter | 0 | FALSE | 0 | 0 | 0 | 0 | 0 | 0 | 1 | 1
1981-03-07 | 3 | 7 | 22:00 | 2.2 | 22 | 1 | 36 |  | 19 | 14.3435 | 4.2002 | 18.5437 | 95% | 1 | 68.4 | 9.0117 | 4.9685 | 4.9685 | 0 | 0% | 9.6601 | 0.75 | 0.75 | 0.75 | 51.3 | 6.7588 | 3.7264 | 3.7264 | 0 | 0% | 665.75 | 68.4 | 0 | 597.35 | 665.75 | 51.3 | 0 | 614.45 | Winter | 0 | FALSE | 0 | 0 | 0 | 0 | 0 | 0 | 1 | 1
1981-03-07 | 3 | 7 | 23:00 | 2.2 | 23 | 1 | 36 |  | 19 | 14.3435 | 5.2502 | 19.5937 | 95% | 1 | 68.4 | 9.0117 | 4.9685 | 4.9685 | 0 | 0% | 9.6235 | 0.75 | 0.75 | 0.75 | 51.3 | 6.7588 | 3.7264 | 3.7264 | 0 | 0% | 663.25 | 68.4 | 0 | 594.85 | 663.25 | 51.3 | 0 | 611.95 | Winter | 0 | FALSE | 0 | 0 | 0 | 0 | 0 | 0 | 1 | 1
1981-03-07 | 3 | 7 | 24:00 | 2.2 | 0 | 1 | 36 |  | 19 | 14.3435 | 4.2002 | 18.5437 | 95% | 1 | 68.4 | 9.0117 | 4.9685 | 4.9685 | 0 | 0% | 9.6199 | 0.75 | 0.75 | 0.75 | 51.3 | 6.7588 | 3.7264 | 3.7264 | 0 | 0% | 663 | 68.4 | 0 | 594.6 | 663 | 51.3 | 0 | 611.7 | Winter | 0 | FALSE | 0 | 0 | 0 | 0 | 0 | 0 | 1 | 1
1981-03-08 | 3 | 8 | 1:00 | 2.2 | 1 | 2 | 36 |  | 19 | 14.3435 | 3.9376 | 18.2812 | 95% | 1 | 68.4 | 9.0117 | 4.9685 | 4.9685 | 0 | 0% | 9.7551 | 0.75 | 0.75 | 0.75 | 51.3 | 6.7588 | 3.7264 | 3.7264 | 0 | 0% | 672.25 | 68.4 | 0 | 603.85 | 672.25 | 51.3 | 0 | 620.95 | Winter | 0 | 0 | 0 | 0 | 0 | 0 | 0 | 0 | 1 | 1
1981-03-08 | 3 | 8 | 2:00 | 2.2 | 2 | 2 | 36 |  | 19 | 14.3435 | 3.1501 | 17.4937 | 95% | 1 | 68.4 | 9.0117 | 4.9685 | 4.9685 | 0 | 0% | 10.1827 | 0.75 | 0.75 | 0.75 | 51.3 | 6.7588 | 3.7264 | 3.7264 | 0 | 0% | 701.5 | 68.4 | 0 | 633.1 | 701.5 | 51.3 | 0 | 650.2 | Winter | 0 | 0 | 0 | 0 | 0 | 0 | 0 | 0 | 1 | 1
1981-03-08 | 3 | 8 | 3:00 | 1.7 | 3 | 2 | 35 |  | 20 | 15.0985 | 3.4126 | 18.5111 | 95% | 1 | 68.4 | 9.0117 | 4.9685 | 4.9685 | 0 | 0% | 9.6162 | 0.75 | 0.75 | 0.75 | 51.3 | 6.7588 | 3.7264 | 3.7264 | 0 | 0% | 662.75 | 68.4 | 0 | 594.35 | 662.75 | 51.3 | 0 | 611.45 | Winter | 0 | 0 | 0 | 0 | 0 | 0 | 0 | 0 | 1 | 1
1981-03-08 | 3 | 8 | 4:00 | 1.7 | 4 | 2 | 35 |  | 20 | 15.0985 | 3.1501 | 18.2486 | 95% | 1 | 68.4 | 9.0117 | 4.9685 | 4.9685 | 0 | 0% | 9.6747 | 0.75 | 0.75 | 0.75 | 51.3 | 6.7588 | 3.7264 | 3.7264 | 0 | 0% | 666.75 | 68.4 | 0 | 598.35 | 666.75 | 51.3 | 0 | 615.45 | Winter | 0 | 0 | 0 | 0 | 0 | 0 | 0 | 0 | 1 | 1
1981-03-08 | 3 | 8 | 5:00 | 1.7 | 5 | 2 | 35 |  | 20 | 15.0985 | 3.1501 | 18.2486 | 95% | 1 | 68.4 | 9.0117 | 4.9685 | 4.9685 | 0 | 0% | 9.7186 | 0.75 | 0.75 | 0.75 | 51.3 | 6.7588 | 3.7264 | 3.7264 | 0 | 0% | 669.75 | 68.4 | 0 | 601.35 | 669.75 | 51.3 | 0 | 618.45 | Winter | 0 | 0 | 0 | 0 | 0 | 0 | 0 | 0 | 1 | 1
1981-03-08 | 3 | 8 | 6:00 | 1.7 | 6 | 2 | 35 |  | 20 | 15.0985 | 3.9376 | 19.0361 | 95% | 1 | 68.4 | 9.0117 | 4.9685 | 4.9685 | 0 | 0% | 10.0073 | 0.75 | 0.75 | 0.75 | 51.3 | 6.7588 | 3.7264 | 3.7264 | 0 | 0% | 689.5 | 68.4 | 0 | 621.1 | 689.5 | 51.3 | 0 | 638.2 | Winter | 0 | 0 | 0 | 0 | 0 | 0 | 0 | 0 | 1 | 1
1981-03-08 | 3 | 8 | 7:00 | 1.7 | 7 | 2 | 35 |  | 20 | 15.0985 | 4.7252 | 19.8236 | 95% | 1 | 68.4 | 9.0117 | 4.9685 | 4.9685 | 0 | 0% | 9.9415 | 0.75 | 0.75 | 0.75 | 51.3 | 6.7588 | 3.7264 | 3.7264 | 0 | 0% | 685 | 68.4 | 0 | 616.6 | 685 | 51.3 | 0 | 633.7 | Winter | 0 | 0 | 0 | 0 | 0 | 0 | 0 | 0 | 1 | 1
1981-03-08 | 3 | 8 | 8:00 | 1.7 | 8 | 2 | 35 |  | 20 | 15.0985 | 7.6128 | 22.7112 | 95% | 1 | 68.4 | 9.0117 | 4.9685 | 4.9685 | 0 | 0% | 9.9598 | 0.75 | 0.75 | 0.75 | 51.3 | 6.7588 | 3.7264 | 3.7264 | 0 | 0% | 686.25 | 68.4 | 0 | 617.85 | 686.25 | 51.3 | 0 | 634.95 | Winter | 0 | 0 | 0 | 0 | 0 | 0 | 0 | 0 | 1 | 1
1981-03-08 | 3 | 8 | 9:00 | 1.7 | 9 | 2 | 35 |  | 20 | 15.0985 | 6.5627 | 21.6612 | 95% | 1 | 68.4 | 9.0117 | 4.9685 | 4.9685 | 0 | 0% | 9.8757 | 0.75 | 0.75 | 0.75 | 51.3 | 6.7588 | 3.7264 | 3.7264 | 0 | 0% | 680.5 | 68.4 | 0 | 612.1 | 680.5 | 51.3 | 0 | 629.2 | Winter | 0 | 0 | 0 | 0 | 0 | 0 | 0 | 0 | 1 | 1
1981-03-08 | 3 | 8 | 10:00 | 1.7 | 10 | 2 | 35 |  | 20 | 15.0985 | 6.0377 | 21.1362 | 95% | 1 | 68.4 | 9.0117 | 4.9685 | 4.9685 | 0 | 0% | 10.011 | 0.75 | 0.75 | 0.75 | 51.3 | 6.7588 | 3.7264 | 3.7264 | 0 | 0% | 689.75 | 68.4 | 0 | 621.35 | 689.75 | 51.3 | 0 | 638.45 | Winter | 0 | 0 | 0 | 0 | 0 | 0 | 0 | 0 | 1 | 1
1981-03-08 | 3 | 8 | 11:00 | 1.7 | 11 | 2 | 35 |  | 20 | 15.0985 | 5.2502 | 20.3487 | 95% | 1 | 68.4 | 9.0117 | 4.9685 | 4.9685 | 0 | 0% | 10.3399 | 0.75 | 0.75 | 0.75 | 51.3 | 6.7588 | 3.7264 | 3.7264 | 0 | 0% | 712.25 | 68.4 | 0 | 643.85 | 712.25 | 51.3 | 0 | 660.95 | Winter | 0 | 0 | 0 | 0 | 0 | 0 | 0 | 0 | 1 | 1
1981-03-08 | 3 | 8 | 12:00 | 2.8 | 12 | 2 | 37 |  | 18 | 13.5886 | 5.2502 | 18.8388 | 95% | 1 | 68.4 | 9.0117 | 4.9685 | 4.9685 | 0 | 0% | 10.1243 | 0.75 | 0.75 | 0.75 | 51.3 | 6.7588 | 3.7264 | 3.7264 | 0 | 0% | 697.5 | 68.4 | 0 | 629.1 | 697.5 | 51.3 | 0 | 646.2 | Winter | 0 | 0 | 0 | 0 | 0 | 0 | 0 | 0 | 1 | 1
1981-03-08 | 3 | 8 | 13:00 | 2.2 | 13 | 2 | 36 |  | 19 | 14.3435 | 4.7252 | 19.0687 | 95% | 1 | 68.4 | 9.0117 | 4.9685 | 4.9685 | 0 | 0% | 9.8392 | 0.75 | 0.75 | 0.75 | 51.3 | 6.7588 | 3.7264 | 3.7264 | 0 | 0% | 678 | 68.4 | 0 | 609.6 | 678 | 51.3 | 0 | 626.7 | Winter | 0 | 0 | 0 | 0 | 0 | 0 | 0 | 0 | 1 | 1
1981-03-08 | 3 | 8 | 14:00 | 2.2 | 14 | 2 | 36 |  | 19 | 14.3435 | 3.9376 | 18.2812 | 95% | 1 | 68.4 | 9.0117 | 4.9685 | 4.9685 | 0 | 0% | 10.1754 | 0.75 | 0.75 | 0.75 | 51.3 | 6.7588 | 3.7264 | 3.7264 | 0 | 0% | 701 | 68.4 | 0 | 632.6 | 701 | 51.3 | 0 | 649.7 | Winter | 0 | 0 | 0 | 0 | 0 | 0 | 0 | 0 | 1 | 1
1981-03-08 | 3 | 8 | 15:00 | 2.2 | 15 | 2 | 36 |  | 19 | 14.3435 | 3.6751 | 18.0187 | 95% | 1 | 68.4 | 9.0117 | 4.9685 | 4.9685 | 0 | 0% | 10.2887 | 0.75 | 0.75 | 0.75 | 51.3 | 6.7588 | 3.7264 | 3.7264 | 0 | 0% | 708.75 | 68.4 | 0 | 640.35 | 708.75 | 51.3 | 0 | 657.45 | Winter | 0 | 0 | 0 | 0 | 0 | 0 | 0 | 0 | 1 | 1
1981-03-08 | 3 | 8 | 16:00 | 1.7 | 16 | 2 | 35 |  | 20 | 15.0985 | 3.6751 | 18.7736 | 95% | 1 | 68.4 | 9.0117 | 4.9685 | 4.9685 | 0 | 0% | 9.9671 | 0.75 | 0.75 | 0.75 | 51.3 | 6.7588 | 3.7264 | 3.7264 | 0 | 0% | 686.75 | 68.4 | 0 | 618.35 | 686.75 | 51.3 | 0 | 635.45 | Winter | 0 | 0 | 0 | 0 | 0 | 0 | 0 | 0 | 1 | 1
1981-03-08 | 3 | 8 | 17:00 | 1.7 | 17 | 2 | 35 |  | 20 | 15.0985 | 4.7252 | 19.8236 | 95% | 1 | 68.4 | 9.0117 | 4.9685 | 4.9685 | 0 | 0% | 9.8026 | 0.75 | 0.75 | 0.75 | 51.3 | 6.7588 | 3.7264 | 3.7264 | 0 | 0% | 675.5 | 68.4 | 0 | 607.1 | 675.5 | 51.3 | 0 | 624.2 | Winter | 0 | 0 | 0 | 0 | 0 | 0 | 0 | 0 | 1 | 1
1981-03-08 | 3 | 8 | 18:00 | 1.7 | 18 | 2 | 35 |  | 20 | 15.0985 | 6.0377 | 21.1362 | 95% | 1 | 68.4 | 9.0117 | 4.9685 | 4.9685 | 0 | 0% | 9.7697 | 0.75 | 0.75 | 0.75 | 51.3 | 6.7588 | 3.7264 | 3.7264 | 0 | 0% | 673.25 | 68.4 | 0 | 604.85 | 673.25 | 51.3 | 0 | 621.95 | Winter | 0 | 0 | 0 | 0 | 0 | 0 | 0 | 0 | 1 | 1
1981-03-08 | 3 | 8 | 19:00 | 1.7 | 19 | 2 | 35 |  | 20 | 15.0985 | 6.5627 | 21.6612 | 95% | 1 | 68.4 | 9.0117 | 4.9685 | 4.9685 | 0 | 0% | 9.8209 | 0.75 | 0.75 | 0.75 | 51.3 | 6.7588 | 3.7264 | 3.7264 | 0 | 0% | 676.75 | 68.4 | 0 | 608.35 | 676.75 | 51.3 | 0 | 625.45 | Winter | 0 | 0 | 0 | 0 | 0 | 0 | 0 | 0 | 1 | 1
1981-03-08 | 3 | 8 | 20:00 | 1.7 | 20 | 2 | 35 |  | 20 | 15.0985 | 5.7752 | 20.8737 | 95% | 1 | 68.4 | 9.0117 | 4.9685 | 4.9685 | 0 | 0% | 9.8026 | 0.75 | 0.75 | 0.75 | 51.3 | 6.7588 | 3.7264 | 3.7264 | 0 | 0% | 675.5 | 68.4 | 0 | 607.1 | 675.5 | 51.3 | 0 | 624.2 | Winter | 0 | 0 | 0 | 0 | 0 | 0 | 0 | 0 | 1 | 1
1981-03-08 | 3 | 8 | 21:00 | 1.1 | 21 | 2 | 34 |  | 21 | 15.8534 | 4.7252 | 20.5786 | 95% | 1 | 68.4 | 9.0117 | 4.9685 | 4.9685 | 0 | 0% | 9.5395 | 0.75 | 0.75 | 0.75 | 51.3 | 6.7588 | 3.7264 | 3.7264 | 0 | 0% | 657.5 | 68.4 | 0 | 589.1 | 657.5 | 51.3 | 0 | 606.2 | Winter | 0 | 0 | 0 | 0 | 0 | 0 | 0 | 0 | 1 | 1
1981-03-08 | 3 | 8 | 22:00 | 1.7 | 22 | 2 | 35 |  | 20 | 15.0985 | 4.2002 | 19.2986 | 95% | 1 | 68.4 | 9.0117 | 4.9685 | 4.9685 | 0 | 0% | 9.6272 | 0.75 | 0.75 | 0.75 | 51.3 | 6.7588 | 3.7264 | 3.7264 | 0 | 0% | 663.5 | 68.4 | 0 | 595.1 | 663.5 | 51.3 | 0 | 612.2 | Winter | 0 | 0 | 0 | 0 | 0 | 0 | 0 | 0 | 1 | 1
1981-03-08 | 3 | 8 | 23:00 | 1.7 | 23 | 2 | 35 |  | 20 | 15.0985 | 5.2502 | 20.3487 | 95% | 1 | 68.4 | 9.0117 | 4.9685 | 4.9685 | 0 | 0% | 9.7222 | 0.75 | 0.75 | 0.75 | 51.3 | 6.7588 | 3.7264 | 3.7264 | 0 | 0% | 670 | 68.4 | 0 | 601.6 | 670 | 51.3 | 0 | 618.7 | Winter | 0 | 0 | 0 | 0 | 0 | 0 | 0 | 0 | 1 | 1
1981-03-08 | 3 | 8 | 24:00 | 1.7 | 0 | 2 | 35 |  | 20 | 15.0985 | 4.2002 | 19.2986 | 95% | 1 | 68.4 | 9.0117 | 4.9685 | 4.9685 | 0 | 0% | 9.7149 | 0.75 | 0.75 | 0.75 | 51.3 | 6.7588 | 3.7264 | 3.7264 | 0 | 0% | 669.5 | 68.4 | 0 | 601.1 | 669.5 | 51.3 | 0 | 618.2 | Winter | 0 | 0 | 0 | 0 | 0 | 0 | 0 | 0 | 1 | 1
1981-03-09 | 3 | 9 | 1:00 | 1.7 | 1 | 2 | 35 |  | 20 | 15.0985 | 3.9376 | 19.0361 | 95% | 1 | 68.4 | 9.0117 | 4.9685 | 4.9685 | 0 | 0% | 9.799 | 0.75 | 0.75 | 0.75 | 51.3 | 6.7588 | 3.7264 | 3.7264 | 0 | 0% | 675.25 | 68.4 | 0 | 606.85 | 675.25 | 51.3 | 0 | 623.95 | Winter | 0 | 0 | 0 | 0 | 0 | 0 | 0 | 0 | 1 | 1
1981-03-09 | 3 | 9 | 2:00 | 1.7 | 2 | 2 | 35 |  | 20 | 15.0985 | 3.1501 | 18.2486 | 95% | 1 | 68.4 | 9.0117 | 4.9685 | 4.9685 | 0 | 0% | 9.6272 | 0.75 | 0.75 | 0.75 | 51.3 | 6.7588 | 3.7264 | 3.7264 | 0 | 0% | 663.5 | 68.4 | 0 | 595.1 | 663.5 | 51.3 | 0 | 612.2 | Winter | 0 | 0 | 0 | 0 | 0 | 0 | 0 | 0 | 1 | 1
1981-03-09 | 3 | 9 | 3:00 | 1.7 | 3 | 2 | 35 |  | 20 | 15.0985 | 3.4126 | 18.5111 | 95% | 1 | 68.4 | 9.0117 | 4.9685 | 4.9685 | 0 | 0% | 9.5139 | 0.75 | 0.75 | 0.75 | 51.3 | 6.7588 | 3.7264 | 3.7264 | 0 | 0% | 655.75 | 68.4 | 0 | 587.35 | 655.75 | 51.3 | 0 | 604.45 | Winter | 0 | 0 | 0 | 0 | 0 | 0 | 0 | 0 | 1 | 1
1981-03-09 | 3 | 9 | 4:00 | 1.7 | 4 | 2 | 35 |  | 20 | 15.0985 | 3.1501 | 18.2486 | 95% | 1 | 68.4 | 9.0117 | 4.9685 | 4.9685 | 0 | 0% | 9.5541 | 0.75 | 0.75 | 0.75 | 51.3 | 6.7588 | 3.7264 | 3.7264 | 0 | 0% | 658.5 | 68.4 | 0 | 590.1 | 658.5 | 51.3 | 0 | 607.2 | Winter | 0 | 0 | 0 | 0 | 0 | 0 | 0 | 0 | 1 | 1
1981-03-09 | 3 | 9 | 5:00 | 1.7 | 5 | 2 | 35 |  | 20 | 15.0985 | 3.1501 | 18.2486 | 95% | 1 | 68.4 | 9.0117 | 4.9685 | 4.9685 | 0 | 0% | 9.7624 | 0.75 | 0.75 | 0.75 | 51.3 | 6.7588 | 3.7264 | 3.7264 | 0 | 0% | 672.75 | 68.4 | 0 | 604.35 | 672.75 | 51.3 | 0 | 621.45 | Winter | 0 | 0 | 0 | 0 | 0 | 0 | 0 | 0 | 1 | 1
1981-03-09 | 3 | 9 | 6:00 | 1.7 | 6 | 2 | 35 |  | 20 | 15.0985 | 3.9376 | 19.0361 | 95% | 1 | 68.4 | 9.0117 | 4.9685 | 4.9685 | 0 | 0% | 9.7003 | 0.75 | 0.75 | 0.75 | 51.3 | 6.7588 | 3.7264 | 3.7264 | 0 | 0% | 668.5 | 68.4 | 0 | 600.1 | 668.5 | 51.3 | 0 | 617.2 | Winter | 0 | 0 | 0 | 0 | 0 | 0 | 0 | 0 | 1 | 1
1981-03-09 | 3 | 9 | 7:00 | 1.1 | 7 | 2 | 34 |  | 21 | 15.8534 | 4.7252 | 20.5786 | 95% | 1 | 68.4 | 9.0117 | 4.9685 | 4.9685 | 0 | 0% | 10.2705 | 0.75 | 0.75 | 0.75 | 51.3 | 6.7588 | 3.7264 | 3.7264 | 0 | 0% | 707.5 | 68.4 | 0 | 639.1 | 707.5 | 51.3 | 0 | 656.2 | Winter | 0 | 0 | 0 | 0 | 0 | 0 | 0 | 0 | 1 | 1
1981-03-09 | 3 | 9 | 8:00 | 2.8 | 8 | 2 | 37 |  | 18 | 13.5886 | 7.6128 | 21.2014 | 95% | 1 | 68.4 | 9.0117 | 4.9685 | 4.9685 | 0 | 0% | 10.8004 | 0.75 | 0.75 | 0.75 | 51.3 | 6.7588 | 3.7264 | 3.7264 | 0 | 0% | 743.75 | 68.4 | 0 | 675.35 | 743.75 | 51.3 | 0 | 692.45 | Winter | 0 | 0 | 0 | 0 | 0 | 0 | 0 | 0 | 1 | 1
1981-03-09 | 3 | 9 | 9:00 | 3.3 | 9 | 2 | 38 |  | 17 | 12.8337 | 6.5627 | 19.3964 | 95% | 1 | 68.4 | 9.0117 | 4.9685 | 4.9685 | 0 | 0% | 11.261 | 0.75 | 0.75 | 0.75 | 51.3 | 6.7588 | 3.7264 | 3.7264 | 0 | 0% | 775.25 | 68.4 | 0 | 706.85 | 775.25 | 51.3 | 0 | 723.95 | Winter | 0 | 0 | 0 | 0 | 0 | 0 | 0 | 0 | 1 | 1
1981-03-09 | 3 | 9 | 10:00 | 3.9 | 10 | 2 | 39 |  | 16 | 12.0788 | 6.0377 | 18.1165 | 95% | 1 | 68.4 | 9.0117 | 4.9685 | 4.9685 | 0 | 0% | 11.4547 | 0.75 | 0.75 | 0.75 | 51.3 | 6.7588 | 3.7264 | 3.7264 | 0 | 0% | 788.5 | 68.4 | 0 | 720.1 | 788.5 | 51.3 | 0 | 737.2 | Winter | 0 | 0 | 0 | 0 | 0 | 0 | 0 | 0 | 1 | 1
1981-03-09 | 3 | 9 | 11:00 | 4.4 | 11 | 2 | 40 |  | 15 | 11.3238 | 5.2502 | 16.574 | 95% | 1 | 68.4 | 9.0117 | 4.9685 | 4.9685 | 0 | 0% | 11.2244 | 0.75 | 0.75 | 0.75 | 51.3 | 6.7588 | 3.7264 | 3.7264 | 0 | 0% | 772.75 | 68.4 | 0 | 704.35 | 772.75 | 51.3 | 0 | 721.45 | Winter | 0 | 0 | 0 | 0 | 0 | 0 | 0 | 0 | 1 | 1
1981-03-09 | 3 | 9 | 12:00 | 5 | 12 | 2 | 41 |  | 14 | 10.5689 | 5.2502 | 15.8191 | 95% | 1 | 68.4 | 9.0117 | 4.9685 | 4.9685 | 0 | 0% | 11.5058 | 0.75 | 0.75 | 0.75 | 51.3 | 6.7588 | 3.7264 | 3.7264 | 0 | 0% | 792 | 68.4 | 0 | 723.6 | 792 | 51.3 | 0 | 740.7 | Winter | 0 | 0 | 0 | 0 | 0 | 0 | 0 | 0 | 1 | 1
1981-03-09 | 3 | 9 | 13:00 | 6.1 | 13 | 2 | 43 |  | 12 | 9.0591 | 4.7252 | 13.7843 | 95% | 1 | 68.4 | 9.0117 | 4.9685 | 4.9685 | 0 | 0% | 11.6411 | 0.75 | 0.75 | 0.75 | 51.3 | 6.7588 | 3.7264 | 3.7264 | 0 | 0% | 801.25 | 68.4 | 0 | 732.85 | 801.25 | 51.3 | 0 | 749.95 | Winter | 0 | 0 | 0 | 0 | 0 | 0 | 0 | 0 | 1 | 1
1981-03-09 | 3 | 9 | 14:00 | 6.7 | 14 | 2 | 44 |  | 11 | 8.3042 | 3.9376 | 12.2418 | 95% | 1 | 68.4 | 9.0117 | 4.9685 | 4.9685 | 0 | 0% | 11.3852 | 0.75 | 0.75 | 0.75 | 51.3 | 6.7588 | 3.7264 | 3.7264 | 0 | 0% | 783.75 | 68.4 | 0 | 715.35 | 783.75 | 51.3 | 0 | 732.45 | Winter | 0 | 0 | 0 | 0 | 0 | 0 | 0 | 0 | 1 | 1
1981-03-09 | 3 | 9 | 15:00 | 7.8 | 15 | 2 | 46 |  | 9 | 6.7943 | 3.6751 | 10.4694 | 95% | 1 | 68.4 | 9.0117 | 4.9685 | 4.9685 | 0 | 0% | 11.1513 | 0.75 | 0.75 | 0.75 | 51.3 | 6.7588 | 3.7264 | 3.7264 | 0 | 0% | 767.75 | 68.4 | 0 | 699.35 | 767.75 | 51.3 | 0 | 716.45 | Winter | 0 | 0 | 0 | 0 | 0 | 0 | 0 | 0 | 1 | 1
1981-03-09 | 3 | 9 | 16:00 | 7.2 | 16 | 2 | 45 |  | 10 | 7.5492 | 3.6751 | 11.2244 | 95% | 1 | 68.4 | 9.0117 | 4.9685 | 4.9685 | 0 | 0% | 10.9503 | 0.75 | 0.75 | 0.75 | 51.3 | 6.7588 | 3.7264 | 3.7264 | 0 | 0% | 754 | 68.4 | 0 | 685.6 | 754 | 51.3 | 0 | 702.7 | Winter | 0 | 0 | 0 | 0 | 0 | 0 | 0 | 0 | 1 | 1
1981-03-09 | 3 | 9 | 17:00 | 7.2 | 17 | 2 | 45 |  | 10 | 7.5492 | 4.7252 | 12.2744 | 95% | 1 | 68.4 | 9.0117 | 4.9685 | 4.9685 | 0 | 0% | 11.0015 | 0.75 | 0.75 | 0.75 | 51.3 | 6.7588 | 3.7264 | 3.7264 | 0 | 0% | 757.5 | 68.4 | 0 | 689.1 | 757.5 | 51.3 | 0 | 706.2 | Winter | 0 | 0 | 0 | 0 | 0 | 0 | 0 | 0 | 1 | 1
1981-03-09 | 3 | 9 | 18:00 | 6.1 | 18 | 2 | 43 |  | 12 | 9.0591 | 6.0377 | 15.0968 | 95% | 1 | 68.4 | 9.0117 | 4.9685 | 4.9685 | 0 | 0% | 10.5775 | 0.75 | 0.75 | 0.75 | 51.3 | 6.7588 | 3.7264 | 3.7264 | 0 | 0% | 728.5 | 68.4 | 0 | 660.1 | 728.5 | 51.3 | 0 | 677.2 | Winter | 0 | 0 | 0 | 0 | 0 | 0 | 0 | 0 | 1 | 1
1981-03-09 | 3 | 9 | 19:00 | 5.6 | 19 | 2 | 42 |  | 13 | 9.814 | 6.5627 | 16.3767 | 95% | 1 | 68.4 | 9.0117 | 4.9685 | 4.9685 | 0 | 0% | 10.0402 | 0.75 | 0.75 | 0.75 | 51.3 | 6.7588 | 3.7264 | 3.7264 | 0 | 0% | 691.75 | 68.4 | 0 | 623.35 | 691.75 | 51.3 | 0 | 640.45 | Winter | 0 | 0 | 0 | 0 | 0 | 0 | 0 | 0 | 1 | 1
1981-03-09 | 3 | 9 | 20:00 | 5 | 20 | 2 | 41 |  | 14 | 10.5689 | 5.7752 | 16.3441 | 95% | 1 | 68.4 | 9.0117 | 4.9685 | 4.9685 | 0 | 0% | 10.1901 | 0.75 | 0.75 | 0.75 | 51.3 | 6.7588 | 3.7264 | 3.7264 | 0 | 0% | 702 | 68.4 | 0 | 633.6 | 702 | 51.3 | 0 | 650.7 | Winter | 0 | 0 | 0 | 0 | 0 | 0 | 0 | 0 | 1 | 1
1981-03-09 | 3 | 9 | 21:00 | 4.4 | 21 | 2 | 40 |  | 15 | 11.3238 | 4.7252 | 16.049 | 95% | 1 | 68.4 | 9.0117 | 4.9685 | 4.9685 | 0 | 0% | 9.693 | 0.75 | 0.75 | 0.75 | 51.3 | 6.7588 | 3.7264 | 3.7264 | 0 | 0% | 668 | 68.4 | 0 | 599.6 | 668 | 51.3 | 0 | 616.7 | Winter | 0 | 0 | 0 | 0 | 0 | 0 | 0 | 0 | 1 | 1
1981-03-09 | 3 | 9 | 22:00 | 3.9 | 22 | 2 | 39 |  | 16 | 12.0788 | 4.2002 | 16.2789 | 95% | 1 | 68.4 | 9.0117 | 4.9685 | 4.9685 | 0 | 0% | 9.6126 | 0.75 | 0.75 | 0.75 | 51.3 | 6.7588 | 3.7264 | 3.7264 | 0 | 0% | 662.5 | 68.4 | 0 | 594.1 | 662.5 | 51.3 | 0 | 611.2 | Winter | 0 | 0 | 0 | 0 | 0 | 0 | 0 | 0 | 1 | 1
1981-03-09 | 3 | 9 | 23:00 | 3.9 | 23 | 2 | 39 |  | 16 | 12.0788 | 5.2502 | 17.329 | 95% | 1 | 68.4 | 9.0117 | 4.9685 | 4.9685 | 0 | 0% | 9.7003 | 0.75 | 0.75 | 0.75 | 51.3 | 6.7588 | 3.7264 | 3.7264 | 0 | 0% | 668.5 | 68.4 | 0 | 600.1 | 668.5 | 51.3 | 0 | 617.2 | Winter | 0 | 0 | 0 | 0 | 0 | 0 | 0 | 0 | 1 | 1
1981-03-09 | 3 | 9 | 24:00 | 3.3 | 0 | 2 | 38 |  | 17 | 12.8337 | 4.2002 | 17.0339 | 95% | 1 | 68.4 | 9.0117 | 4.9685 | 4.9685 | 0 | 0% | 9.576 | 0.75 | 0.75 | 0.75 | 51.3 | 6.7588 | 3.7264 | 3.7264 | 0 | 0% | 660 | 68.4 | 0 | 591.6 | 660 | 51.3 | 0 | 608.7 | Winter | 0 | 0 | 0 | 0 | 0 | 0 | 0 | 0 | 1 | 1
1981-03-10 | 3 | 10 | 1:00 | 3.3 | 1 | 1 | 38 |  | 17 | 12.8337 | 3.9376 | 16.7713 | 95% | 1 | 68.4 | 9.0117 | 4.9685 | 4.9685 | 0 | 0% | 9.576 | 0.75 | 0.75 | 0.75 | 51.3 | 6.7588 | 3.7264 | 3.7264 | 0 | 0% | 660 | 68.4 | 0 | 591.6 | 660 | 51.3 | 0 | 608.7 | Winter | 0 | FALSE | 0 | 0 | 0 | 0 | 0 | 0 | 1 | 1
1981-03-10 | 3 | 10 | 2:00 | 3.3 | 2 | 1 | 38 |  | 17 | 12.8337 | 3.1501 | 15.9838 | 95% | 1 | 68.4 | 9.0117 | 4.9685 | 4.9685 | 0 | 0% | 9.4444 | 0.75 | 0.75 | 0.75 | 51.3 | 6.7588 | 3.7264 | 3.7264 | 0 | 0% | 651 | 68.4 | 0 | 582.6 | 651 | 51.3 | 0 | 599.7 | Winter | 0 | FALSE | 0 | 0 | 0 | 0 | 0 | 0 | 1 | 1
1981-03-10 | 3 | 10 | 3:00 | 2.8 | 3 | 1 | 37 |  | 18 | 13.5886 | 3.4126 | 17.0012 | 95% | 1 | 68.4 | 9.0117 | 4.9685 | 4.9685 | 0 | 0% | 9.6272 | 0.75 | 0.75 | 0.75 | 51.3 | 6.7588 | 3.7264 | 3.7264 | 0 | 0% | 663.5 | 68.4 | 0 | 595.1 | 663.5 | 51.3 | 0 | 612.2 | Winter | 0 | FALSE | 0 | 0 | 0 | 0 | 0 | 0 | 1 | 1
1981-03-10 | 3 | 10 | 4:00 | 2.8 | 4 | 1 | 37 |  | 18 | 13.5886 | 3.1501 | 16.7387 | 95% | 1 | 68.4 | 9.0117 | 4.9685 | 4.9685 | 0 | 0% | 9.6491 | 0.75 | 0.75 | 0.75 | 51.3 | 6.7588 | 3.7264 | 3.7264 | 0 | 0% | 665 | 68.4 | 0 | 596.6 | 665 | 51.3 | 0 | 613.7 | Winter | 0 | FALSE | 0 | 0 | 0 | 0 | 0 | 0 | 1 | 1
1981-03-10 | 3 | 10 | 5:00 | 2.8 | 5 | 1 | 37 |  | 18 | 13.5886 | 3.1501 | 16.7387 | 95% | 1 | 68.4 | 9.0117 | 4.9685 | 4.9685 | 0 | 0% | 9.2434 | 0.75 | 0.75 | 0.75 | 51.3 | 6.7588 | 3.7264 | 3.7264 | 0 | 0% | 637.25 | 68.4 | 0 | 568.85 | 637.25 | 51.3 | 0 | 585.95 | Winter | 0 | FALSE | 0 | 0 | 0 | 0 | 0 | 0 | 1 | 1
1981-03-10 | 3 | 10 | 6:00 | 2.8 | 6 | 1 | 37 |  | 18 | 13.5886 | 3.9376 | 17.5263 | 95% | 1 | 68.4 | 9.0117 | 4.9685 | 4.9685 | 0 | 0% | 9.6784 | 0.75 | 0.75 | 0.75 | 51.3 | 6.7588 | 3.7264 | 3.7264 | 0 | 0% | 667 | 68.4 | 0 | 598.6 | 667 | 51.3 | 0 | 615.7 | Winter | 0 | FALSE | 0 | 0 | 0 | 0 | 0 | 0 | 1 | 1
1981-03-10 | 3 | 10 | 7:00 | 2.2 | 7 | 1 | 36 |  | 19 | 14.3435 | 4.7252 | 19.0687 | 95% | 1 | 68.4 | 9.0117 | 4.9685 | 4.9685 | 0 | 0% | 10.0037 | 0.75 | 0.75 | 0.75 | 51.3 | 6.7588 | 3.7264 | 3.7264 | 0 | 0% | 689.25 | 68.4 | 0 | 620.85 | 689.25 | 51.3 | 0 | 637.95 | Winter | 0 | FALSE | 0 | 0 | 0 | 0 | 0 | 0 | 1 | 1
1981-03-10 | 3 | 10 | 8:00 | 3.9 | 8 | 1 | 39 |  | 16 | 12.0788 | 7.6128 | 19.6916 | 95% | 1 | 68.4 | 9.0117 | 4.9685 | 4.9685 | 0 | 0% | 10.5373 | 0.75 | 0.75 | 0.75 | 51.3 | 6.7588 | 3.7264 | 3.7264 | 0 | 0% | 725.75 | 68.4 | 0 | 657.35 | 725.75 | 51.3 | 0 | 674.45 | Winter | 0 | FALSE | 0 | 0 | 0 | 0 | 0 | 0 | 1 | 1
1981-03-10 | 3 | 10 | 9:00 | 3.9 | 9 | 1 | 39 |  | 16 | 12.0788 | 6.5627 | 18.6415 | 95% | 1 | 68.4 | 9.0117 | 4.9685 | 4.9685 | 0 | 0% | 10.9942 | 0.75 | 0.75 | 0.75 | 51.3 | 6.7588 | 3.7264 | 3.7264 | 0 | 0% | 757 | 68.4 | 0 | 688.6 | 757 | 51.3 | 0 | 705.7 | Winter | 0 | FALSE | 0 | 0 | 0 | 0 | 0 | 0 | 1 | 1
1981-03-10 | 3 | 10 | 10:00 | 5.6 | 10 | 1 | 42 |  | 13 | 9.814 | 6.0377 | 15.8517 | 95% | 1 | 68.4 | 9.0117 | 4.9685 | 4.9685 | 0 | 0% | 10.8955 | 0.75 | 0.75 | 0.75 | 51.3 | 6.7588 | 3.7264 | 3.7264 | 0 | 0% | 750.25 | 68.4 | 0 | 681.85 | 750.25 | 51.3 | 0 | 698.95 | Winter | 0 | FALSE | 0 | 0 | 0 | 0 | 0 | 0 | 1 | 1
1981-03-10 | 3 | 10 | 11:00 | 6.1 | 11 | 1 | 43 |  | 12 | 9.0591 | 5.2502 | 14.3093 | 95% | 1 | 68.4 | 9.0117 | 4.9685 | 4.9685 | 0 | 0% | 11.0819 | 0.75 | 0.75 | 0.75 | 51.3 | 6.7588 | 3.7264 | 3.7264 | 0 | 0% | 763 | 68.4 | 0 | 694.6 | 763 | 51.3 | 0 | 711.7 | Winter | 0 | FALSE | 0 | 0 | 0 | 0 | 0 | 0 | 1 | 1
1981-03-10 | 3 | 10 | 12:00 | 7.8 | 12 | 1 | 46 |  | 9 | 6.7943 | 5.2502 | 12.0445 | 95% | 1 | 68.4 | 9.0117 | 4.9685 | 4.9685 | 0 | 0% | 11.8823 | 0.75 | 0.75 | 0.75 | 51.3 | 6.7588 | 3.7264 | 3.7264 | 0 | 0% | 817.75 | 68.4 | 0 | 749.35 | 817.75 | 51.3 | 0 | 766.45 | Winter | 0 | FALSE | 0 | 0 | 0 | 0 | 0 | 0 | 1 | 1
1981-03-10 | 3 | 10 | 13:00 | 6.7 | 13 | 1 | 44 |  | 11 | 8.3042 | 4.7252 | 13.0293 | 95% | 1 | 68.4 | 9.0117 | 4.9685 | 4.9685 | 0 | 0% | 11.2317 | 0.75 | 0.75 | 0.75 | 51.3 | 6.7588 | 3.7264 | 3.7264 | 0 | 0% | 773.25 | 68.4 | 0 | 704.85 | 773.25 | 51.3 | 0 | 721.95 | Winter | 0 | FALSE | 0 | 0 | 0 | 0 | 0 | 0 | 1 | 1
1981-03-10 | 3 | 10 | 14:00 | 7.2 | 14 | 1 | 45 |  | 10 | 7.5492 | 3.9376 | 11.4869 | 95% | 1 | 68.4 | 9.0117 | 4.9685 | 4.9685 | 0 | 0% | 11.0124 | 0.75 | 0.75 | 0.75 | 51.3 | 6.7588 | 3.7264 | 3.7264 | 0 | 0% | 758.25 | 68.4 | 0 | 689.85 | 758.25 | 51.3 | 0 | 706.95 | Winter | 0 | FALSE | 0 | 0 | 0 | 0 | 0 | 0 | 1 | 1
1981-03-10 | 3 | 10 | 15:00 | 7.2 | 15 | 1 | 45 |  | 10 | 7.5492 | 3.6751 | 11.2244 | 95% | 1 | 68.4 | 9.0117 | 4.9685 | 4.9685 | 0 | 0% | 11.1842 | 0.75 | 0.75 | 0.75 | 51.3 | 6.7588 | 3.7264 | 3.7264 | 0 | 0% | 770 | 68.4 | 0 | 701.6 | 770 | 51.3 | 0 | 718.7 | Winter | 0 | FALSE | 0 | 0 | 0 | 0 | 0 | 0 | 1 | 1
1981-03-10 | 3 | 10 | 16:00 | 6.7 | 16 | 1 | 44 |  | 11 | 8.3042 | 3.6751 | 11.9793 | 95% | 1 | 68.4 | 9.0117 | 4.9685 | 4.9685 | 0 | 0% | 11.1732 | 0.75 | 0.75 | 0.75 | 51.3 | 6.7588 | 3.7264 | 3.7264 | 0 | 0% | 769.25 | 68.4 | 0 | 700.85 | 769.25 | 51.3 | 0 | 717.95 | Winter | 0 | FALSE | 0 | 0 | 0 | 0 | 0 | 0 | 1 | 1
1981-03-10 | 3 | 10 | 17:00 | 6.1 | 17 | 1 | 43 |  | 12 | 9.0591 | 4.7252 | 13.7843 | 95% | 1 | 68.4 | 9.0117 | 4.9685 | 4.9685 | 0 | 0% | 10.6506 | 0.75 | 0.75 | 0.75 | 51.3 | 6.7588 | 3.7264 | 3.7264 | 0 | 0% | 733.5 | 68.4 | 0 | 665.1 | 733.5 | 51.3 | 0 | 682.2 | Winter | 1 | FALSE | 1 | 68.4 | 51.3 | 0 | 0 | 0 | 1 | 1
1981-03-10 | 3 | 10 | 18:00 | 6.1 | 18 | 1 | 43 |  | 12 | 9.0591 | 6.0377 | 15.0968 | 95% | 1 | 68.4 | 9.0117 | 4.9685 | 4.9685 | 0 | 0% | 10.2193 | 0.75 | 0.75 | 0.75 | 51.3 | 6.7588 | 3.7264 | 3.7264 | 0 | 0% | 704 | 68.4 | 0 | 635.6 | 704 | 51.3 | 0 | 652.7 | Winter | 1 | FALSE | 1 | 68.4 | 51.3 | 0 | 0 | 0 | 1 | 1
1981-03-10 | 3 | 10 | 19:00 | 6.1 | 19 | 1 | 43 |  | 12 | 9.0591 | 6.5627 | 15.6218 | 95% | 1 | 68.4 | 9.0117 | 4.9685 | 4.9685 | 0 | 0% | 9.9671 | 0.75 | 0.75 | 0.75 | 51.3 | 6.7588 | 3.7264 | 3.7264 | 0 | 0% | 686.75 | 68.4 | 0 | 618.35 | 686.75 | 51.3 | 0 | 635.45 | Winter | 0 | FALSE | 0 | 0 | 0 | 0 | 0 | 0 | 1 | 1
1981-03-10 | 3 | 10 | 20:00 | 5.6 | 20 | 1 | 42 |  | 13 | 9.814 | 5.7752 | 15.5892 | 95% | 1 | 68.4 | 9.0117 | 4.9685 | 4.9685 | 0 | 0% | 9.8867 | 0.75 | 0.75 | 0.75 | 51.3 | 6.7588 | 3.7264 | 3.7264 | 0 | 0% | 681.25 | 68.4 | 0 | 612.85 | 681.25 | 51.3 | 0 | 629.95 | Winter | 0 | FALSE | 0 | 0 | 0 | 0 | 0 | 0 | 1 | 1
1981-03-10 | 3 | 10 | 21:00 | 5 | 21 | 1 | 41 |  | 14 | 10.5689 | 4.7252 | 15.2941 | 95% | 1 | 68.4 | 9.0117 | 4.9685 | 4.9685 | 0 | 0% | 9.6711 | 0.75 | 0.75 | 0.75 | 51.3 | 6.7588 | 3.7264 | 3.7264 | 0 | 0% | 666.5 | 68.4 | 0 | 598.1 | 666.5 | 51.3 | 0 | 615.2 | Winter | 0 | FALSE | 0 | 0 | 0 | 0 | 0 | 0 | 1 | 1
1981-03-10 | 3 | 10 | 22:00 | 3.9 | 22 | 1 | 39 |  | 16 | 12.0788 | 4.2002 | 16.2789 | 95% | 1 | 68.4 | 9.0117 | 4.9685 | 4.9685 | 0 | 0% | 9.2032 | 0.75 | 0.75 | 0.75 | 51.3 | 6.7588 | 3.7264 | 3.7264 | 0 | 0% | 634.5 | 68.4 | 0 | 566.1 | 634.5 | 51.3 | 0 | 583.2 | Winter | 0 | FALSE | 0 | 0 | 0 | 0 | 0 | 0 | 1 | 1
1981-03-10 | 3 | 10 | 23:00 | 2.8 | 23 | 1 | 37 |  | 18 | 13.5886 | 5.2502 | 18.8388 | 95% | 1 | 68.4 | 9.0117 | 4.9685 | 4.9685 | 0 | 0% | 9.3896 | 0.75 | 0.75 | 0.75 | 51.3 | 6.7588 | 3.7264 | 3.7264 | 0 | 0% | 647.25 | 68.4 | 0 | 578.85 | 647.25 | 51.3 | 0 | 595.95 | Winter | 0 | FALSE | 0 | 0 | 0 | 0 | 0 | 0 | 1 | 1
1981-03-10 | 3 | 10 | 24:00 | 2.8 | 0 | 1 | 37 |  | 18 | 13.5886 | 4.2002 | 17.7888 | 95% | 1 | 68.4 | 9.0117 | 4.9685 | 4.9685 | 0 | 0% | 9.3348 | 0.75 | 0.75 | 0.75 | 51.3 | 6.7588 | 3.7264 | 3.7264 | 0 | 0% | 643.5 | 68.4 | 0 | 575.1 | 643.5 | 51.3 | 0 | 592.2 | Winter | 0 | FALSE | 0 | 0 | 0 | 0 | 0 | 0 | 1 | 1
1981-03-11 | 3 | 11 | 1:00 | 2.2 | 1 | 1 | 36 |  | 19 | 14.3435 | 3.9376 | 18.2812 | 95% | 1 | 68.4 | 9.0117 | 4.9685 | 4.9685 | 0 | 0% | 9.3275 | 0.75 | 0.75 | 0.75 | 51.3 | 6.7588 | 3.7264 | 3.7264 | 0 | 0% | 643 | 68.4 | 0 | 574.6 | 643 | 51.3 | 0 | 591.7 | Winter | 0 | FALSE | 0 | 0 | 0 | 0 | 0 | 0 | 1 | 1
1981-03-11 | 3 | 11 | 2:00 | 1.7 | 2 | 1 | 35 |  | 20 | 15.0985 | 3.1501 | 18.2486 | 95% | 1 | 68.4 | 9.0117 | 4.9685 | 4.9685 | 0 | 0% | 9.5541 | 0.75 | 0.75 | 0.75 | 51.3 | 6.7588 | 3.7264 | 3.7264 | 0 | 0% | 658.5 | 68.4 | 0 | 590.1 | 658.5 | 51.3 | 0 | 607.2 | Winter | 0 | FALSE | 0 | 0 | 0 | 0 | 0 | 0 | 1 | 1
1981-03-11 | 3 | 11 | 3:00 | 1.7 | 3 | 1 | 35 |  | 20 | 15.0985 | 3.4126 | 18.5111 | 95% | 1 | 68.4 | 9.0117 | 4.9685 | 4.9685 | 0 | 0% | 9.5577 | 0.75 | 0.75 | 0.75 | 51.3 | 6.7588 | 3.7264 | 3.7264 | 0 | 0% | 658.75 | 68.4 | 0 | 590.35 | 658.75 | 51.3 | 0 | 607.45 | Winter | 0 | FALSE | 0 | 0 | 0 | 0 | 0 | 0 | 1 | 1
1981-03-11 | 3 | 11 | 4:00 | 1.7 | 4 | 1 | 35 |  | 20 | 15.0985 | 3.1501 | 18.2486 | 95% | 1 | 68.4 | 9.0117 | 4.9685 | 4.9685 | 0 | 0% | 9.4591 | 0.75 | 0.75 | 0.75 | 51.3 | 6.7588 | 3.7264 | 3.7264 | 0 | 0% | 652 | 68.4 | 0 | 583.6 | 652 | 51.3 | 0 | 600.7 | Winter | 0 | FALSE | 0 | 0 | 0 | 0 | 0 | 0 | 1 | 1
1981-03-11 | 3 | 11 | 5:00 | 1.7 | 5 | 1 | 35 |  | 20 | 15.0985 | 3.1501 | 18.2486 | 95% | 1 | 68.4 | 9.0117 | 4.9685 | 4.9685 | 0 | 0% | 9.2763 | 0.75 | 0.75 | 0.75 | 51.3 | 6.7588 | 3.7264 | 3.7264 | 0 | 0% | 639.5 | 68.4 | 0 | 571.1 | 639.5 | 51.3 | 0 | 588.2 | Winter | 0 | FALSE | 0 | 0 | 0 | 0 | 0 | 0 | 1 | 1
1981-03-11 | 3 | 11 | 6:00 | 1.7 | 6 | 1 | 35 |  | 20 | 15.0985 | 3.9376 | 19.0361 | 95% | 1 | 68.4 | 9.0117 | 4.9685 | 4.9685 | 0 | 0% | 9.1813 | 0.75 | 0.75 | 0.75 | 51.3 | 6.7588 | 3.7264 | 3.7264 | 0 | 0% | 633 | 68.4 | 0 | 564.6 | 633 | 51.3 | 0 | 581.7 | Winter | 0 | FALSE | 0 | 0 | 0 | 0 | 0 | 0 | 1 | 1
1981-03-11 | 3 | 11 | 7:00 | 2.2 | 7 | 1 | 36 |  | 19 | 14.3435 | 4.7252 | 19.0687 | 95% | 1 | 68.4 | 9.0117 | 4.9685 | 4.9685 | 0 | 0% | 9.9342 | 0.75 | 0.75 | 0.75 | 51.3 | 6.7588 | 3.7264 | 3.7264 | 0 | 0% | 684.5 | 68.4 | 0 | 616.1 | 684.5 | 51.3 | 0 | 633.2 | Winter | 0 | FALSE | 0 | 0 | 0 | 0 | 0 | 0 | 1 | 1
1981-03-11 | 3 | 11 | 8:00 | 2.8 | 8 | 1 | 37 |  | 18 | 13.5886 | 7.6128 | 21.2014 | 95% | 1 | 68.4 | 9.0117 | 4.9685 | 4.9685 | 0 | 0% | 10.6213 | 0.75 | 0.75 | 0.75 | 51.3 | 6.7588 | 3.7264 | 3.7264 | 0 | 0% | 731.5 | 68.4 | 0 | 663.1 | 731.5 | 51.3 | 0 | 680.2 | Winter | 0 | FALSE | 0 | 0 | 0 | 0 | 0 | 0 | 1 | 1
1981-03-11 | 3 | 11 | 9:00 | 3.9 | 9 | 1 | 39 |  | 16 | 12.0788 | 6.5627 | 18.6415 | 95% | 1 | 68.4 | 9.0117 | 4.9685 | 4.9685 | 0 | 0% | 10.8443 | 0.75 | 0.75 | 0.75 | 51.3 | 6.7588 | 3.7264 | 3.7264 | 0 | 0% | 746.75 | 68.4 | 0 | 678.35 | 746.75 | 51.3 | 0 | 695.45 | Winter | 0 | FALSE | 0 | 0 | 0 | 0 | 0 | 0 | 1 | 1
1981-03-11 | 3 | 11 | 10:00 | 5.6 | 10 | 1 | 42 |  | 13 | 9.814 | 6.0377 | 15.8517 | 95% | 1 | 68.4 | 9.0117 | 4.9685 | 4.9685 | 0 | 0% | 10.5629 | 0.75 | 0.75 | 0.75 | 51.3 | 6.7588 | 3.7264 | 3.7264 | 0 | 0% | 727.5 | 68.4 | 0 | 659.1 | 727.5 | 51.3 | 0 | 676.2 | Winter | 0 | FALSE | 0 | 0 | 0 | 0 | 0 | 0 | 1 | 1
1981-03-11 | 3 | 11 | 11:00 | 5.6 | 11 | 1 | 42 |  | 13 | 9.814 | 5.2502 | 15.0642 | 95% | 1 | 68.4 | 9.0117 | 4.9685 | 4.9685 | 0 | 0% | 10.9357 | 0.75 | 0.75 | 0.75 | 51.3 | 6.7588 | 3.7264 | 3.7264 | 0 | 0% | 753 | 68.4 | 0 | 684.6 | 753 | 51.3 | 0 | 701.7 | Winter | 0 | FALSE | 0 | 0 | 0 | 0 | 0 | 0 | 1 | 1
1981-03-11 | 3 | 11 | 12:00 | 5.6 | 12 | 1 | 42 |  | 13 | 9.814 | 5.2502 | 15.0642 | 95% | 1 | 68.4 | 9.0117 | 4.9685 | 4.9685 | 0 | 0% | 10.8114 | 0.75 | 0.75 | 0.75 | 51.3 | 6.7588 | 3.7264 | 3.7264 | 0 | 0% | 744.5 | 68.4 | 0 | 676.1 | 744.5 | 51.3 | 0 | 693.2 | Winter | 0 | FALSE | 0 | 0 | 0 | 0 | 0 | 0 | 1 | 1
1981-03-11 | 3 | 11 | 13:00 | 5 | 13 | 1 | 41 |  | 14 | 10.5689 | 4.7252 | 15.2941 | 95% | 1 | 68.4 | 9.0117 | 4.9685 | 4.9685 | 0 | 0% | 10.9905 | 0.75 | 0.75 | 0.75 | 51.3 | 6.7588 | 3.7264 | 3.7264 | 0 | 0% | 756.75 | 68.4 | 0 | 688.35 | 756.75 | 51.3 | 0 | 705.45 | Winter | 0 | FALSE | 0 | 0 | 0 | 0 | 0 | 0 | 1 | 1
1981-03-11 | 3 | 11 | 14:00 | 5 | 14 | 1 | 41 |  | 14 | 10.5689 | 3.9376 | 14.5066 | 95% | 1 | 68.4 | 9.0117 | 4.9685 | 4.9685 | 0 | 0% | 11.3341 | 0.75 | 0.75 | 0.75 | 51.3 | 6.7588 | 3.7264 | 3.7264 | 0 | 0% | 780.25 | 68.4 | 0 | 711.85 | 780.25 | 51.3 | 0 | 728.95 | Winter | 0 | FALSE | 0 | 0 | 0 | 0 | 0 | 0 | 1 | 1
1981-03-11 | 3 | 11 | 15:00 | 5.6 | 15 | 1 | 42 |  | 13 | 9.814 | 3.6751 | 13.4891 | 95% | 1 | 68.4 | 9.0117 | 4.9685 | 4.9685 | 0 | 0% | 11.2537 | 0.75 | 0.75 | 0.75 | 51.3 | 6.7588 | 3.7264 | 3.7264 | 0 | 0% | 774.75 | 68.4 | 0 | 706.35 | 774.75 | 51.3 | 0 | 723.45 | Winter | 0 | FALSE | 0 | 0 | 0 | 0 | 0 | 0 | 1 | 1
1981-03-11 | 3 | 11 | 16:00 | 5.6 | 16 | 1 | 42 |  | 13 | 9.814 | 3.6751 | 13.4891 | 95% | 1 | 68.4 | 9.0117 | 4.9685 | 4.9685 | 0 | 0% | 11.0015 | 0.75 | 0.75 | 0.75 | 51.3 | 6.7588 | 3.7264 | 3.7264 | 0 | 0% | 757.5 | 68.4 | 0 | 689.1 | 757.5 | 51.3 | 0 | 706.2 | Winter | 0 | FALSE | 0 | 0 | 0 | 0 | 0 | 0 | 1 | 1
1981-03-11 | 3 | 11 | 17:00 | 5.6 | 17 | 1 | 42 |  | 13 | 9.814 | 4.7252 | 14.5392 | 95% | 1 | 68.4 | 9.0117 | 4.9685 | 4.9685 | 0 | 0% | 10.7566 | 0.75 | 0.75 | 0.75 | 51.3 | 6.7588 | 3.7264 | 3.7264 | 0 | 0% | 740.75 | 68.4 | 0 | 672.35 | 740.75 | 51.3 | 0 | 689.45 | Winter | 1 | FALSE | 1 | 68.4 | 51.3 | 0 | 0 | 0 | 1 | 1
1981-03-11 | 3 | 11 | 18:00 | 5 | 18 | 1 | 41 |  | 14 | 10.5689 | 6.0377 | 16.6066 | 95% | 1 | 68.4 | 9.0117 | 4.9685 | 4.9685 | 0 | 0% | 10.2193 | 0.75 | 0.75 | 0.75 | 51.3 | 6.7588 | 3.7264 | 3.7264 | 0 | 0% | 704 | 68.4 | 0 | 635.6 | 704 | 51.3 | 0 | 652.7 | Winter | 1 | FALSE | 1 | 68.4 | 51.3 | 0 | 0 | 0 | 1 | 1
1981-03-11 | 3 | 11 | 19:00 | 5 | 19 | 1 | 41 |  | 14 | 10.5689 | 6.5627 | 17.1317 | 95% | 1 | 68.4 | 9.0117 | 4.9685 | 4.9685 | 0 | 0% | 9.6345 | 0.75 | 0.75 | 0.75 | 51.3 | 6.7588 | 3.7264 | 3.7264 | 0 | 0% | 664 | 68.4 | 0 | 595.6 | 664 | 51.3 | 0 | 612.7 | Winter | 0 | FALSE | 0 | 0 | 0 | 0 | 0 | 0 | 1 | 1
1981-03-11 | 3 | 11 | 20:00 | 4.4 | 20 | 1 | 40 |  | 15 | 11.3238 | 5.7752 | 17.0991 | 95% | 1 | 68.4 | 9.0117 | 4.9685 | 4.9685 | 0 | 0% | 9.0899 | 0.75 | 0.75 | 0.75 | 51.3 | 6.7588 | 3.7264 | 3.7264 | 0 | 0% | 626.75 | 68.4 | 0 | 558.35 | 626.75 | 51.3 | 0 | 575.45 | Winter | 0 | FALSE | 0 | 0 | 0 | 0 | 0 | 0 | 1 | 1
1981-03-11 | 3 | 11 | 21:00 | 2.8 | 21 | 1 | 37 |  | 18 | 13.5886 | 4.7252 | 18.3138 | 95% | 1 | 68.4 | 9.0117 | 4.9685 | 4.9685 | 0 | 0% | 8.6477 | 0.75 | 0.75 | 0.75 | 51.3 | 6.7588 | 3.7264 | 3.7264 | 0 | 0% | 596.5 | 68.4 | 0 | 528.1 | 596.5 | 51.3 | 0 | 545.2 | Winter | 0 | FALSE | 0 | 0 | 0 | 0 | 0 | 0 | 1 | 1
1981-03-11 | 3 | 11 | 22:00 | 2.8 | 22 | 1 | 37 |  | 18 | 13.5886 | 4.2002 | 17.7888 | 95% | 1 | 68.4 | 9.0117 | 4.9685 | 4.9685 | 0 | 0% | 8.75 | 0.75 | 0.75 | 0.75 | 51.3 | 6.7588 | 3.7264 | 3.7264 | 0 | 0% | 603.5 | 68.4 | 0 | 535.1 | 603.5 | 51.3 | 0 | 552.2 | Winter | 0 | FALSE | 0 | 0 | 0 | 0 | 0 | 0 | 1 | 1
1981-03-11 | 3 | 11 | 23:00 | 2.2 | 23 | 1 | 36 |  | 19 | 14.3435 | 5.2502 | 19.5937 | 95% | 1 | 68.4 | 9.0117 | 4.9685 | 4.9685 | 0 | 0% | 8.6915 | 0.75 | 0.75 | 0.75 | 51.3 | 6.7588 | 3.7264 | 3.7264 | 0 | 0% | 599.5 | 68.4 | 0 | 531.1 | 599.5 | 51.3 | 0 | 548.2 | Winter | 0 | FALSE | 0 | 0 | 0 | 0 | 0 | 0 | 1 | 1
1981-03-11 | 3 | 11 | 24:00 | 1.1 | 0 | 1 | 34 |  | 21 | 15.8534 | 4.2002 | 20.0535 | 95% | 1 | 68.4 | 9.0117 | 4.9685 | 4.9685 | 0 | 0% | 8.761 | 0.75 | 0.75 | 0.75 | 51.3 | 6.7588 | 3.7264 | 3.7264 | 0 | 0% | 604.25 | 68.4 | 0 | 535.85 | 604.25 | 51.3 | 0 | 552.95 | Winter | 0 | FALSE | 0 | 0 | 0 | 0 | 0 | 0 | 1 | 1
1981-03-12 | 3 | 12 | 1:00 | 0 | 1 | 1 | 32 |  | 23 | 17.3632 | 3.9376 | 21.3009 | 95% | 1 | 68.4 | 9.0117 | 4.9685 | 4.9685 | 0 | 0% | 8.655 | 0.75 | 0.75 | 0.75 | 51.3 | 6.7588 | 3.7264 | 3.7264 | 0 | 0% | 597 | 68.4 | 0 | 528.6 | 597 | 51.3 | 0 | 545.7 | Winter | 0 | FALSE | 0 | 0 | 0 | 0 | 0 | 0 | 1 | 1
1981-03-12 | 3 | 12 | 2:00 | 0 | 2 | 1 | 32 |  | 23 | 17.3632 | 3.1501 | 20.5134 | 95% | 1 | 68.4 | 9.0117 | 4.9685 | 4.9685 | 0 | 0% | 8.9291 | 0.75 | 0.75 | 0.75 | 51.3 | 6.7588 | 3.7264 | 3.7264 | 0 | 0% | 615.75 | 68.4 | 0 | 547.35 | 615.75 | 51.3 | 0 | 564.45 | Winter | 0 | FALSE | 0 | 0 | 0 | 0 | 0 | 0 | 1 | 1
1981-03-12 | 3 | 12 | 3:00 | -0.6 | 3 | 1 | 31 |  | 24 | 18.1182 | 3.4126 | 21.5308 | 95% | 1 | 68.4 | 9.0117 | 4.9685 | 4.9685 | 0 | 0% | 8.5819 | 0.75 | 0.75 | 0.75 | 51.3 | 6.7588 | 3.7264 | 3.7264 | 0 | 0% | 592 | 68.4 | 0 | 523.6 | 592 | 51.3 | 0 | 540.7 | Winter | 0 | FALSE | 0 | 0 | 0 | 0 | 0 | 0 | 1 | 1
1981-03-12 | 3 | 12 | 4:00 | -0.6 | 4 | 1 | 31 |  | 24 | 18.1182 | 3.1501 | 21.2683 | 95% | 1 | 68.4 | 9.0117 | 4.9685 | 4.9685 | 0 | 0% | 8.5417 | 0.75 | 0.75 | 0.75 | 51.3 | 6.7588 | 3.7264 | 3.7264 | 0 | 0% | 589.25 | 68.4 | 0 | 520.85 | 589.25 | 51.3 | 0 | 537.95 | Winter | 0 | FALSE | 0 | 0 | 0 | 0 | 0 | 0 | 1 | 1
1981-03-12 | 3 | 12 | 5:00 | -1.1 | 5 | 1 | 30 |  | 25 | 18.8731 | 3.1501 | 22.0232 | 95% | 1 | 68.4 | 9.0117 | 4.9685 | 4.9685 | 0 | 0% | 8.5344 | 0.75 | 0.75 | 0.75 | 51.3 | 6.7588 | 3.7264 | 3.7264 | 0 | 0% | 588.75 | 68.4 | 0 | 520.35 | 588.75 | 51.3 | 0 | 537.45 | Winter | 0 | FALSE | 0 | 0 | 0 | 0 | 0 | 0 | 1 | 1
1981-03-12 | 3 | 12 | 6:00 | -0.6 | 6 | 1 | 31 |  | 24 | 18.1182 | 3.9376 | 22.0558 | 95% | 1 | 68.4 | 9.0117 | 4.9685 | 4.9685 | 0 | 0% | 8.5563 | 0.75 | 0.75 | 0.75 | 51.3 | 6.7588 | 3.7264 | 3.7264 | 0 | 0% | 590.25 | 68.4 | 0 | 521.85 | 590.25 | 51.3 | 0 | 538.95 | Winter | 0 | FALSE | 0 | 0 | 0 | 0 | 0 | 0 | 1 | 1
1981-03-12 | 3 | 12 | 7:00 | 0 | 7 | 1 | 32 |  | 23 | 17.3632 | 4.7252 | 22.0884 | 95% | 1 | 68.4 | 9.0117 | 4.9685 | 4.9685 | 0 | 0% | 9.883 | 0.75 | 0.75 | 0.75 | 51.3 | 6.7588 | 3.7264 | 3.7264 | 0 | 0% | 681 | 68.4 | 0 | 612.6 | 681 | 51.3 | 0 | 629.7 | Winter | 0 | FALSE | 0 | 0 | 0 | 0 | 0 | 0 | 1 | 1
1981-03-12 | 3 | 12 | 8:00 | 1.1 | 8 | 1 | 34 |  | 21 | 15.8534 | 7.6128 | 23.4662 | 95% | 1 | 68.4 | 9.0117 | 4.9685 | 4.9685 | 0 | 0% | 9.8173 | 0.75 | 0.75 | 0.75 | 51.3 | 6.7588 | 3.7264 | 3.7264 | 0 | 0% | 676.5 | 68.4 | 0 | 608.1 | 676.5 | 51.3 | 0 | 625.2 | Winter | 0 | FALSE | 0 | 0 | 0 | 0 | 0 | 0 | 1 | 1
1981-03-12 | 3 | 12 | 9:00 | 2.2 | 9 | 1 | 36 |  | 19 | 14.3435 | 6.5627 | 20.9063 | 95% | 1 | 68.4 | 9.0117 | 4.9685 | 4.9685 | 0 | 0% | 10.4532 | 0.75 | 0.75 | 0.75 | 51.3 | 6.7588 | 3.7264 | 3.7264 | 0 | 0% | 720 | 68.4 | 0 | 651.6 | 720 | 51.3 | 0 | 668.7 | Winter | 0 | FALSE | 0 | 0 | 0 | 0 | 0 | 0 | 1 | 1
1981-03-12 | 3 | 12 | 10:00 | 3.3 | 10 | 1 | 38 |  | 17 | 12.8337 | 6.0377 | 18.8714 | 95% | 1 | 68.4 | 9.0117 | 4.9685 | 4.9685 | 0 | 0% | 11.0746 | 0.75 | 0.75 | 0.75 | 51.3 | 6.7588 | 3.7264 | 3.7264 | 0 | 0% | 762.5 | 68.4 | 0 | 694.1 | 762.5 | 51.3 | 0 | 711.2 | Winter | 0 | FALSE | 0 | 0 | 0 | 0 | 0 | 0 | 1 | 1
1981-03-12 | 3 | 12 | 11:00 | 4.4 | 11 | 1 | 40 |  | 15 | 11.3238 | 5.2502 | 16.574 | 95% | 1 | 68.4 | 9.0117 | 4.9685 | 4.9685 | 0 | 0% | 10.7639 | 0.75 | 0.75 | 0.75 | 51.3 | 6.7588 | 3.7264 | 3.7264 | 0 | 0% | 741.25 | 68.4 | 0 | 672.85 | 741.25 | 51.3 | 0 | 689.95 | Winter | 0 | FALSE | 0 | 0 | 0 | 0 | 0 | 0 | 1 | 1
1981-03-12 | 3 | 12 | 12:00 | 4.4 | 12 | 1 | 40 |  | 15 | 11.3238 | 5.2502 | 16.574 | 95% | 1 | 68.4 | 9.0117 | 4.9685 | 4.9685 | 0 | 0% | 11.2756 | 0.75 | 0.75 | 0.75 | 51.3 | 6.7588 | 3.7264 | 3.7264 | 0 | 0% | 776.25 | 68.4 | 0 | 707.85 | 776.25 | 51.3 | 0 | 724.95 | Winter | 0 | FALSE | 0 | 0 | 0 | 0 | 0 | 0 | 1 | 1
1981-03-12 | 3 | 12 | 13:00 | 4.4 | 13 | 1 | 40 |  | 15 | 11.3238 | 4.7252 | 16.049 | 95% | 1 | 68.4 | 9.0117 | 4.9685 | 4.9685 | 0 | 0% | 10.7968 | 0.75 | 0.75 | 0.75 | 51.3 | 6.7588 | 3.7264 | 3.7264 | 0 | 0% | 743.5 | 68.4 | 0 | 675.1 | 743.5 | 51.3 | 0 | 692.2 | Winter | 0 | FALSE | 0 | 0 | 0 | 0 | 0 | 0 | 1 | 1
1981-03-12 | 3 | 12 | 14:00 | 4.4 | 14 | 1 | 40 |  | 15 | 11.3238 | 3.9376 | 15.2615 | 95% | 1 | 68.4 | 9.0117 | 4.9685 | 4.9685 | 0 | 0% | 10.7456 | 0.75 | 0.75 | 0.75 | 51.3 | 6.7588 | 3.7264 | 3.7264 | 0 | 0% | 740 | 68.4 | 0 | 671.6 | 740 | 51.3 | 0 | 688.7 | Winter | 0 | FALSE | 0 | 0 | 0 | 0 | 0 | 0 | 1 | 1
1981-03-12 | 3 | 12 | 15:00 | 5 | 15 | 1 | 41 |  | 14 | 10.5689 | 3.6751 | 14.2441 | 95% | 1 | 68.4 | 9.0117 | 4.9685 | 4.9685 | 0 | 0% | 10.9759 | 0.75 | 0.75 | 0.75 | 51.3 | 6.7588 | 3.7264 | 3.7264 | 0 | 0% | 755.75 | 68.4 | 0 | 687.35 | 755.75 | 51.3 | 0 | 704.45 | Winter | 0 | FALSE | 0 | 0 | 0 | 0 | 0 | 0 | 1 | 1
1981-03-12 | 3 | 12 | 16:00 | 5.6 | 16 | 1 | 42 |  | 13 | 9.814 | 3.6751 | 13.4891 | 95% | 1 | 68.4 | 9.0117 | 4.9685 | 4.9685 | 0 | 0% | 10.6177 | 0.75 | 0.75 | 0.75 | 51.3 | 6.7588 | 3.7264 | 3.7264 | 0 | 0% | 731.25 | 68.4 | 0 | 662.85 | 731.25 | 51.3 | 0 | 679.95 | Winter | 0 | FALSE | 0 | 0 | 0 | 0 | 0 | 0 | 1 | 1
1981-03-12 | 3 | 12 | 17:00 | 4.4 | 17 | 1 | 40 |  | 15 | 11.3238 | 4.7252 | 16.049 | 95% | 1 | 68.4 | 9.0117 | 4.9685 | 4.9685 | 0 | 0% | 10.4167 | 0.75 | 0.75 | 0.75 | 51.3 | 6.7588 | 3.7264 | 3.7264 | 0 | 0% | 717.5 | 68.4 | 0 | 649.1 | 717.5 | 51.3 | 0 | 666.2 | Winter | 1 | FALSE | 1 | 68.4 | 51.3 | 0 | 0 | 0 | 1 | 1
1981-03-12 | 3 | 12 | 18:00 | 3.9 | 18 | 1 | 39 |  | 16 | 12.0788 | 6.0377 | 18.1165 | 95% | 1 | 68.4 | 9.0117 | 4.9685 | 4.9685 | 0 | 0% | 9.9817 | 0.75 | 0.75 | 0.75 | 51.3 | 6.7588 | 3.7264 | 3.7264 | 0 | 0% | 687.75 | 68.4 | 0 | 619.35 | 687.75 | 51.3 | 0 | 636.45 | Winter | 1 | FALSE | 1 | 68.4 | 51.3 | 0 | 0 | 0 | 1 | 1
1981-03-12 | 3 | 12 | 19:00 | 3.9 | 19 | 1 | 39 |  | 16 | 12.0788 | 6.5627 | 18.6415 | 95% | 1 | 68.4 | 9.0117 | 4.9685 | 4.9685 | 0 | 0% | 9.6601 | 0.75 | 0.75 | 0.75 | 51.3 | 6.7588 | 3.7264 | 3.7264 | 0 | 0% | 665.75 | 68.4 | 0 | 597.35 | 665.75 | 51.3 | 0 | 614.45 | Winter | 0 | FALSE | 0 | 0 | 0 | 0 | 0 | 0 | 1 | 1
1981-03-12 | 3 | 12 | 20:00 | 3.3 | 20 | 1 | 38 |  | 17 | 12.8337 | 5.7752 | 18.6089 | 95% | 1 | 68.4 | 9.0117 | 4.9685 | 4.9685 | 0 | 0% | 9.4481 | 0.75 | 0.75 | 0.75 | 51.3 | 6.7588 | 3.7264 | 3.7264 | 0 | 0% | 651.25 | 68.4 | 0 | 582.85 | 651.25 | 51.3 | 0 | 599.95 | Winter | 0 | FALSE | 0 | 0 | 0 | 0 | 0 | 0 | 1 | 1
1981-03-12 | 3 | 12 | 21:00 | 3.9 | 21 | 1 | 39 |  | 16 | 12.0788 | 4.7252 | 16.8039 | 95% | 1 | 68.4 | 9.0117 | 4.9685 | 4.9685 | 0 | 0% | 9.492 | 0.75 | 0.75 | 0.75 | 51.3 | 6.7588 | 3.7264 | 3.7264 | 0 | 0% | 654.25 | 68.4 | 0 | 585.85 | 654.25 | 51.3 | 0 | 602.95 | Winter | 0 | FALSE | 0 | 0 | 0 | 0 | 0 | 0 | 1 | 1
1981-03-12 | 3 | 12 | 22:00 | 3.3 | 22 | 1 | 38 |  | 17 | 12.8337 | 4.2002 | 17.0339 | 95% | 1 | 68.4 | 9.0117 | 4.9685 | 4.9685 | 0 | 0% | 9.1484 | 0.75 | 0.75 | 0.75 | 51.3 | 6.7588 | 3.7264 | 3.7264 | 0 | 0% | 630.75 | 68.4 | 0 | 562.35 | 630.75 | 51.3 | 0 | 579.45 | Winter | 0 | FALSE | 0 | 0 | 0 | 0 | 0 | 0 | 1 | 1
1981-03-12 | 3 | 12 | 23:00 | 3.3 | 23 | 1 | 38 |  | 17 | 12.8337 | 5.2502 | 18.0839 | 95% | 1 | 68.4 | 9.0117 | 4.9685 | 4.9685 | 0 | 0% | 8.6586 | 0.75 | 0.75 | 0.75 | 51.3 | 6.7588 | 3.7264 | 3.7264 | 0 | 0% | 597.25 | 68.4 | 0 | 528.85 | 597.25 | 51.3 | 0 | 545.95 | Winter | 0 | FALSE | 0 | 0 | 0 | 0 | 0 | 0 | 1 | 1
1981-03-12 | 3 | 12 | 24:00 | 2.8 | 0 | 1 | 37 |  | 18 | 13.5886 | 4.2002 | 17.7888 | 95% | 1 | 68.4 | 9.0117 | 4.9685 | 4.9685 | 0 | 0% | 8.856 | 0.75 | 0.75 | 0.75 | 51.3 | 6.7588 | 3.7264 | 3.7264 | 0 | 0% | 610.75 | 68.4 | 0 | 542.35 | 610.75 | 51.3 | 0 | 559.45 | Winter | 0 | FALSE | 0 | 0 | 0 | 0 | 0 | 0 | 1 | 1
1981-03-13 | 3 | 13 | 1:00 | 2.8 | 1 | 1 | 37 |  | 18 | 13.5886 | 3.9376 | 17.5263 | 95% | 1 | 68.4 | 9.0117 | 4.9685 | 4.9685 | 0 | 0% | 9.0899 | 0.75 | 0.75 | 0.75 | 51.3 | 6.7588 | 3.7264 | 3.7264 | 0 | 0% | 626.75 | 68.4 | 0 | 558.35 | 626.75 | 51.3 | 0 | 575.45 | Winter | 0 | FALSE | 0 | 0 | 0 | 0 | 0 | 0 | 1 | 1
1981-03-13 | 3 | 13 | 2:00 | 2.2 | 2 | 1 | 36 |  | 19 | 14.3435 | 3.1501 | 17.4937 | 95% | 1 | 68.4 | 9.0117 | 4.9685 | 4.9685 | 0 | 0% | 9.3348 | 0.75 | 0.75 | 0.75 | 51.3 | 6.7588 | 3.7264 | 3.7264 | 0 | 0% | 643.5 | 68.4 | 0 | 575.1 | 643.5 | 51.3 | 0 | 592.2 | Winter | 0 | FALSE | 0 | 0 | 0 | 0 | 0 | 0 | 1 | 1
1981-03-13 | 3 | 13 | 3:00 | 2.2 | 3 | 1 | 36 |  | 19 | 14.3435 | 3.4126 | 17.7562 | 95% | 1 | 68.4 | 9.0117 | 4.9685 | 4.9685 | 0 | 0% | 8.962 | 0.75 | 0.75 | 0.75 | 51.3 | 6.7588 | 3.7264 | 3.7264 | 0 | 0% | 618 | 68.4 | 0 | 549.6 | 618 | 51.3 | 0 | 566.7 | Winter | 0 | FALSE | 0 | 0 | 0 | 0 | 0 | 0 | 1 | 1
1981-03-13 | 3 | 13 | 4:00 | 1.7 | 4 | 1 | 35 |  | 20 | 15.0985 | 3.1501 | 18.2486 | 95% | 1 | 68.4 | 9.0117 | 4.9685 | 4.9685 | 0 | 0% | 8.9437 | 0.75 | 0.75 | 0.75 | 51.3 | 6.7588 | 3.7264 | 3.7264 | 0 | 0% | 616.75 | 68.4 | 0 | 548.35 | 616.75 | 51.3 | 0 | 565.45 | Winter | 0 | FALSE | 0 | 0 | 0 | 0 | 0 | 0 | 1 | 1
1981-03-13 | 3 | 13 | 5:00 | 2.2 | 5 | 1 | 36 |  | 19 | 14.3435 | 3.1501 | 17.4937 | 95% | 1 | 68.4 | 9.0117 | 4.9685 | 4.9685 | 0 | 0% | 9.375 | 0.75 | 0.75 | 0.75 | 51.3 | 6.7588 | 3.7264 | 3.7264 | 0 | 0% | 646.25 | 68.4 | 0 | 577.85 | 646.25 | 51.3 | 0 | 594.95 | Winter | 0 | FALSE | 0 | 0 | 0 | 0 | 0 | 0 | 1 | 1
1981-03-13 | 3 | 13 | 6:00 | 1.7 | 6 | 1 | 35 |  | 20 | 15.0985 | 3.9376 | 19.0361 | 95% | 1 | 68.4 | 9.0117 | 4.9685 | 4.9685 | 0 | 0% | 9.152 | 0.75 | 0.75 | 0.75 | 51.3 | 6.7588 | 3.7264 | 3.7264 | 0 | 0% | 631 | 68.4 | 0 | 562.6 | 631 | 51.3 | 0 | 579.7 | Winter | 0 | FALSE | 0 | 0 | 0 | 0 | 0 | 0 | 1 | 1
1981-03-13 | 3 | 13 | 7:00 | 1.7 | 7 | 1 | 35 |  | 20 | 15.0985 | 4.7252 | 19.8236 | 95% | 1 | 68.4 | 9.0117 | 4.9685 | 4.9685 | 0 | 0% | 9.7844 | 0.75 | 0.75 | 0.75 | 51.3 | 6.7588 | 3.7264 | 3.7264 | 0 | 0% | 674.25 | 68.4 | 0 | 605.85 | 674.25 | 51.3 | 0 | 622.95 | Winter | 0 | FALSE | 0 | 0 | 0 | 0 | 0 | 0 | 1 | 1
1981-03-13 | 3 | 13 | 8:00 | 3.9 | 8 | 1 | 39 |  | 16 | 12.0788 | 7.6128 | 19.6916 | 95% | 1 | 68.4 | 9.0117 | 4.9685 | 4.9685 | 0 | 0% | 10.3436 | 0.75 | 0.75 | 0.75 | 51.3 | 6.7588 | 3.7264 | 3.7264 | 0 | 0% | 712.5 | 68.4 | 0 | 644.1 | 712.5 | 51.3 | 0 | 661.2 | Winter | 0 | FALSE | 0 | 0 | 0 | 0 | 0 | 0 | 1 | 1
1981-03-13 | 3 | 13 | 9:00 | 6.1 | 9 | 1 | 43 |  | 12 | 9.0591 | 6.5627 | 15.6218 | 95% | 1 | 68.4 | 9.0117 | 4.9685 | 4.9685 | 0 | 0% | 10.7164 | 0.75 | 0.75 | 0.75 | 51.3 | 6.7588 | 3.7264 | 3.7264 | 0 | 0% | 738 | 68.4 | 0 | 669.6 | 738 | 51.3 | 0 | 686.7 | Winter | 0 | FALSE | 0 | 0 | 0 | 0 | 0 | 0 | 1 | 1
1981-03-13 | 3 | 13 | 10:00 | 8.9 | 10 | 1 | 48 |  | 7 | 5.2845 | 6.0377 | 11.3222 | 95% | 1 | 68.4 | 9.0117 | 4.9685 | 4.9685 | 0 | 0% | 10.9832 | 0.75 | 0.75 | 0.75 | 51.3 | 6.7588 | 3.7264 | 3.7264 | 0 | 0% | 756.25 | 68.4 | 0 | 687.85 | 756.25 | 51.3 | 0 | 704.95 | Winter | 0 | FALSE | 0 | 0 | 0 | 0 | 0 | 0 | 1 | 1
1981-03-13 | 3 | 13 | 11:00 | 10.6 | 11 | 1 | 51 |  | 4 | 3.0197 | 5.2502 | 8.2699 | 95% | 1 | 68.4 | 9.0117 | 4.9685 | 4.9685 | 0 | 0% | 11.1148 | 0.75 | 0.75 | 0.75 | 51.3 | 6.7588 | 3.7264 | 3.7264 | 0 | 0% | 765.25 | 68.4 | 0 | 696.85 | 765.25 | 51.3 | 0 | 713.95 | Winter | 0 | FALSE | 0 | 0 | 0 | 0 | 0 | 0 | 1 | 1
1981-03-13 | 3 | 13 | 12:00 | 11.7 | 12 | 1 | 53 |  | 2 | 1.5098 | 5.2502 | 6.76 | 95% | 0.96941 | 66.3078 | 8.7361 | 4.8165 | 4.8165 | 0 | 0% | 11.6959 | 0.75 | 0.75 | 0.75 | 51.3 | 6.7588 | 3.7264 | 3.7264 | 0 | 0% | 805 | 66.3078 | 0 | 738.6922 | 805 | 51.3 | 0 | 753.7 | Winter | 0 | FALSE | 0 | 0 | 0 | 0 | 0 | 1 | 0 | 1
1981-03-13 | 3 | 13 | 13:00 | 12.8 | 13 | 1 | 55 |  | 0 | 0 | 4.7252 | 4.7252 | 95% | 0.67761 | 46.3483 | 6.1064 | 3.3667 | 3.3667 | 0 | 0% | 11.0161 | 0.75 | 0.75 | 0.75 | 51.3 | 6.7588 | 3.7264 | 3.5439 | 0.1825 | 4.897% | 758.5 | 46.3483 | 0 | 712.1517 | 758.5 | 51.3 | 0 | 707.2 | Winter | 0 | FALSE | 0 | 0 | 0 | 0 | 0 | 1 | 0 | 1
1981-03-13 | 3 | 13 | 14:00 | 11.7 | 14 | 1 | 53 |  | 2 | 1.5098 | 3.9376 | 5.4475 | 95% | 0.78119 | 53.4333 | 7.0398 | 3.8813 | 3.8813 | 0 | 0% | 11.0819 | 0.75 | 0.75 | 0.75 | 51.3 | 6.7588 | 3.7264 | 3.7264 | 0 | 0% | 763 | 53.4333 | 0 | 709.5667 | 763 | 51.3 | 0 | 711.7 | Winter | 0 | FALSE | 0 | 0 | 0 | 0 | 0 | 1 | 0 | 1
1981-03-13 | 3 | 13 | 15:00 | 12.8 | 15 | 1 | 55 |  | 0 | 0 | 3.6751 | 3.6751 | 95% | 0.52703 | 36.0486 | 4.7494 | 2.6185 | 2.6185 | 0 | 0% | 10.8041 | 0.75 | 0.75 | 0.75 | 51.3 | 6.7588 | 3.7264 | 2.7564 | 0.97002 | 26.03% | 744 | 36.0486 | 0 | 707.9514 | 744 | 51.3 | 0 | 692.7 | Winter | 0 | FALSE | 0 | 0 | 0 | 0 | 0 | 1 | 0 | 1
1981-03-13 | 3 | 13 | 16:00 | 11.7 | 16 | 1 | 53 |  | 2 | 1.5098 | 3.6751 | 5.185 | 95% | 0.74354 | 50.8584 | 6.7006 | 3.6943 | 3.6943 | 0 | 0% | 10.7164 | 0.75 | 0.75 | 0.75 | 51.3 | 6.7588 | 3.7264 | 3.7264 | 0 | 0% | 738 | 50.8584 | 0 | 687.1416 | 738 | 51.3 | 0 | 686.7 | Winter | 0 | FALSE | 0 | 0 | 0 | 0 | 0 | 1 | 0 | 1
1981-03-13 | 3 | 13 | 17:00 | 11.1 | 17 | 1 | 52 |  | 3 | 2.2648 | 4.7252 | 6.9899 | 95% | 1 | 68.4 | 9.0117 | 4.9685 | 4.9685 | 0 | 0% | 10.6944 | 0.75 | 0.75 | 0.75 | 51.3 | 6.7588 | 3.7264 | 3.7264 | 0 | 0% | 736.5 | 68.4 | 0 | 668.1 | 736.5 | 51.3 | 0 | 685.2 | Winter | 1 | FALSE | 1 | 68.4 | 51.3 | 0 | 0 | 0 | 1 | 1
1981-03-13 | 3 | 13 | 18:00 | 10.6 | 18 | 1 | 51 |  | 4 | 3.0197 | 6.0377 | 9.0574 | 95% | 1 | 68.4 | 9.0117 | 4.9685 | 4.9685 | 0 | 0% | 10.106 | 0.75 | 0.75 | 0.75 | 51.3 | 6.7588 | 3.7264 | 3.7264 | 0 | 0% | 696.25 | 68.4 | 0 | 627.85 | 696.25 | 51.3 | 0 | 644.95 | Winter | 1 | FALSE | 1 | 68.4 | 51.3 | 0 | 0 | 0 | 1 | 1
1981-03-13 | 3 | 13 | 19:00 | 8.9 | 19 | 1 | 48 |  | 7 | 5.2845 | 6.5627 | 11.8472 | 95% | 1 | 68.4 | 9.0117 | 4.9685 | 4.9685 | 0 | 0% | 9.7368 | 0.75 | 0.75 | 0.75 | 51.3 | 6.7588 | 3.7264 | 3.7264 | 0 | 0% | 671 | 68.4 | 0 | 602.6 | 671 | 51.3 | 0 | 619.7 | Winter | 0 | FALSE | 0 | 0 | 0 | 0 | 0 | 0 | 1 | 1
1981-03-13 | 3 | 13 | 20:00 | 8.9 | 20 | 1 | 48 |  | 7 | 5.2845 | 5.7752 | 11.0597 | 95% | 1 | 68.4 | 9.0117 | 4.9685 | 4.9685 | 0 | 0% | 9.6126 | 0.75 | 0.75 | 0.75 | 51.3 | 6.7588 | 3.7264 | 3.7264 | 0 | 0% | 662.5 | 68.4 | 0 | 594.1 | 662.5 | 51.3 | 0 | 611.2 | Winter | 0 | FALSE | 0 | 0 | 0 | 0 | 0 | 0 | 1 | 1
1981-03-13 | 3 | 13 | 21:00 | 5.6 | 21 | 1 | 42 |  | 13 | 9.814 | 4.7252 | 14.5392 | 95% | 1 | 68.4 | 9.0117 | 4.9685 | 4.9685 | 0 | 0% | 9.375 | 0.75 | 0.75 | 0.75 | 51.3 | 6.7588 | 3.7264 | 3.7264 | 0 | 0% | 646.25 | 68.4 | 0 | 577.85 | 646.25 | 51.3 | 0 | 594.95 | Winter | 0 | FALSE | 0 | 0 | 0 | 0 | 0 | 0 | 1 | 1
1981-03-13 | 3 | 13 | 22:00 | 4.4 | 22 | 1 | 40 |  | 15 | 11.3238 | 4.2002 | 15.524 | 95% | 1 | 68.4 | 9.0117 | 4.9685 | 4.9685 | 0 | 0% | 9.0497 | 0.75 | 0.75 | 0.75 | 51.3 | 6.7588 | 3.7264 | 3.7264 | 0 | 0% | 624 | 68.4 | 0 | 555.6 | 624 | 51.3 | 0 | 572.7 | Winter | 0 | FALSE | 0 | 0 | 0 | 0 | 0 | 0 | 1 | 1
1981-03-13 | 3 | 13 | 23:00 | 4.4 | 23 | 1 | 40 |  | 15 | 11.3238 | 5.2502 | 16.574 | 95% | 1 | 68.4 | 9.0117 | 4.9685 | 4.9685 | 0 | 0% | 8.8414 | 0.75 | 0.75 | 0.75 | 51.3 | 6.7588 | 3.7264 | 3.7264 | 0 | 0% | 609.75 | 68.4 | 0 | 541.35 | 609.75 | 51.3 | 0 | 558.45 | Winter | 0 | FALSE | 0 | 0 | 0 | 0 | 0 | 0 | 1 | 1
1981-03-13 | 3 | 13 | 24:00 | 4.4 | 0 | 1 | 40 |  | 15 | 11.3238 | 4.2002 | 15.524 | 95% | 1 | 68.4 | 9.0117 | 4.9685 | 4.9685 | 0 | 0% | 8.8012 | 0.75 | 0.75 | 0.75 | 51.3 | 6.7588 | 3.7264 | 3.7264 | 0 | 0% | 607 | 68.4 | 0 | 538.6 | 607 | 51.3 | 0 | 555.7 | Winter | 0 | FALSE | 0 | 0 | 0 | 0 | 0 | 0 | 1 | 1
1981-03-14 | 3 | 14 | 1:00 | 5 | 1 | 1 | 41 |  | 14 | 10.5689 | 3.9376 | 14.5066 | 95% | 1 | 68.4 | 9.0117 | 4.9685 | 4.9685 | 0 | 0% | 8.9145 | 0.75 | 0.75 | 0.75 | 51.3 | 6.7588 | 3.7264 | 3.7264 | 0 | 0% | 614.75 | 68.4 | 0 | 546.35 | 614.75 | 51.3 | 0 | 563.45 | Winter | 0 | FALSE | 0 | 0 | 0 | 0 | 0 | 0 | 1 | 1
1981-03-14 | 3 | 14 | 2:00 | 3.9 | 2 | 1 | 39 |  | 16 | 12.0788 | 3.1501 | 15.2289 | 95% | 1 | 68.4 | 9.0117 | 4.9685 | 4.9685 | 0 | 0% | 9.5322 | 0.75 | 0.75 | 0.75 | 51.3 | 6.7588 | 3.7264 | 3.7264 | 0 | 0% | 657 | 68.4 | 0 | 588.6 | 657 | 51.3 | 0 | 605.7 | Winter | 0 | FALSE | 0 | 0 | 0 | 0 | 0 | 0 | 1 | 1
1981-03-14 | 3 | 14 | 3:00 | 3.9 | 3 | 1 | 39 |  | 16 | 12.0788 | 3.4126 | 15.4914 | 95% | 1 | 68.4 | 9.0117 | 4.9685 | 4.9685 | 0 | 0% | 9.0351 | 0.75 | 0.75 | 0.75 | 51.3 | 6.7588 | 3.7264 | 3.7264 | 0 | 0% | 623 | 68.4 | 0 | 554.6 | 623 | 51.3 | 0 | 571.7 | Winter | 0 | FALSE | 0 | 0 | 0 | 0 | 0 | 0 | 1 | 1
1981-03-14 | 3 | 14 | 4:00 | 3.3 | 4 | 1 | 38 |  | 17 | 12.8337 | 3.1501 | 15.9838 | 95% | 1 | 68.4 | 9.0117 | 4.9685 | 4.9685 | 0 | 0% | 9.0058 | 0.75 | 0.75 | 0.75 | 51.3 | 6.7588 | 3.7264 | 3.7264 | 0 | 0% | 621 | 68.4 | 0 | 552.6 | 621 | 51.3 | 0 | 569.7 | Winter | 0 | FALSE | 0 | 0 | 0 | 0 | 0 | 0 | 1 | 1
1981-03-14 | 3 | 14 | 5:00 | 2.8 | 5 | 1 | 37 |  | 18 | 13.5886 | 3.1501 | 16.7387 | 95% | 1 | 68.4 | 9.0117 | 4.9685 | 4.9685 | 0 | 0% | 9.2178 | 0.75 | 0.75 | 0.75 | 51.3 | 6.7588 | 3.7264 | 3.7264 | 0 | 0% | 635.5 | 68.4 | 0 | 567.1 | 635.5 | 51.3 | 0 | 584.2 | Winter | 0 | FALSE | 0 | 0 | 0 | 0 | 0 | 0 | 1 | 1
1981-03-14 | 3 | 14 | 6:00 | 1.7 | 6 | 1 | 35 |  | 20 | 15.0985 | 3.9376 | 19.0361 | 95% | 1 | 68.4 | 9.0117 | 4.9685 | 4.9685 | 0 | 0% | 9.4591 | 0.75 | 0.75 | 0.75 | 51.3 | 6.7588 | 3.7264 | 3.7264 | 0 | 0% | 652 | 68.4 | 0 | 583.6 | 652 | 51.3 | 0 | 600.7 | Winter | 0 | FALSE | 0 | 0 | 0 | 0 | 0 | 0 | 1 | 1
1981-03-14 | 3 | 14 | 7:00 | 0.6 | 7 | 1 | 33 |  | 22 | 16.6083 | 4.7252 | 21.3335 | 95% | 1 | 68.4 | 9.0117 | 4.9685 | 4.9685 | 0 | 0% | 9.4993 | 0.75 | 0.75 | 0.75 | 51.3 | 6.7588 | 3.7264 | 3.7264 | 0 | 0% | 654.75 | 68.4 | 0 | 586.35 | 654.75 | 51.3 | 0 | 603.45 | Winter | 0 | FALSE | 0 | 0 | 0 | 0 | 0 | 0 | 1 | 1
1981-03-14 | 3 | 14 | 8:00 | 0 | 8 | 1 | 32 |  | 23 | 17.3632 | 7.6128 | 24.976 | 95% | 1 | 68.4 | 9.0117 | 4.9685 | 4.9685 | 0 | 0% | 9.5651 | 0.75 | 0.75 | 0.75 | 51.3 | 6.7588 | 3.7264 | 3.7264 | 0 | 0% | 659.25 | 68.4 | 0 | 590.85 | 659.25 | 51.3 | 0 | 607.95 | Winter | 0 | FALSE | 0 | 0 | 0 | 0 | 0 | 0 | 1 | 1
1981-03-14 | 3 | 14 | 9:00 | 1.7 | 9 | 1 | 35 |  | 20 | 15.0985 | 6.5627 | 21.6612 | 95% | 1 | 68.4 | 9.0117 | 4.9685 | 4.9685 | 0 | 0% | 9.9598 | 0.75 | 0.75 | 0.75 | 51.3 | 6.7588 | 3.7264 | 3.7264 | 0 | 0% | 686.25 | 68.4 | 0 | 617.85 | 686.25 | 51.3 | 0 | 634.95 | Winter | 0 | FALSE | 0 | 0 | 0 | 0 | 0 | 0 | 1 | 1
1981-03-14 | 3 | 14 | 10:00 | 2.2 | 10 | 1 | 36 |  | 19 | 14.3435 | 6.0377 | 20.3813 | 95% | 1 | 68.4 | 9.0117 | 4.9685 | 4.9685 | 0 | 0% | 10.0694 | 0.75 | 0.75 | 0.75 | 51.3 | 6.7588 | 3.7264 | 3.7264 | 0 | 0% | 693.75 | 68.4 | 0 | 625.35 | 693.75 | 51.3 | 0 | 642.45 | Winter | 0 | FALSE | 0 | 0 | 0 | 0 | 0 | 0 | 1 | 1
1981-03-14 | 3 | 14 | 11:00 | 2.2 | 11 | 1 | 36 |  | 19 | 14.3435 | 5.2502 | 19.5937 | 95% | 1 | 68.4 | 9.0117 | 4.9685 | 4.9685 | 0 | 0% | 10.0256 | 0.75 | 0.75 | 0.75 | 51.3 | 6.7588 | 3.7264 | 3.7264 | 0 | 0% | 690.75 | 68.4 | 0 | 622.35 | 690.75 | 51.3 | 0 | 639.45 | Winter | 0 | FALSE | 0 | 0 | 0 | 0 | 0 | 0 | 1 | 1
1981-03-14 | 3 | 14 | 12:00 | 0 | 12 | 1 | 32 |  | 23 | 17.3632 | 5.2502 | 22.6134 | 95% | 1 | 68.4 | 9.0117 | 4.9685 | 4.9685 | 0 | 0% | 10.3874 | 0.75 | 0.75 | 0.75 | 51.3 | 6.7588 | 3.7264 | 3.7264 | 0 | 0% | 715.5 | 68.4 | 0 | 647.1 | 715.5 | 51.3 | 0 | 664.2 | Winter | 0 | FALSE | 0 | 0 | 0 | 0 | 0 | 0 | 1 | 1
1981-03-14 | 3 | 14 | 13:00 | 0.6 | 13 | 1 | 33 |  | 22 | 16.6083 | 4.7252 | 21.3335 | 95% | 1 | 68.4 | 9.0117 | 4.9685 | 4.9685 | 0 | 0% | 10.0037 | 0.75 | 0.75 | 0.75 | 51.3 | 6.7588 | 3.7264 | 3.7264 | 0 | 0% | 689.25 | 68.4 | 0 | 620.85 | 689.25 | 51.3 | 0 | 637.95 | Winter | 0 | FALSE | 0 | 0 | 0 | 0 | 0 | 0 | 1 | 1
1981-03-14 | 3 | 14 | 14:00 | 0 | 14 | 1 | 32 |  | 23 | 17.3632 | 3.9376 | 21.3009 | 95% | 1 | 68.4 | 9.0117 | 4.9685 | 4.9685 | 0 | 0% | 10.2778 | 0.75 | 0.75 | 0.75 | 51.3 | 6.7588 | 3.7264 | 3.7264 | 0 | 0% | 708 | 68.4 | 0 | 639.6 | 708 | 51.3 | 0 | 656.7 | Winter | 0 | FALSE | 0 | 0 | 0 | 0 | 0 | 0 | 1 | 1
1981-03-14 | 3 | 14 | 15:00 | 0 | 15 | 1 | 32 |  | 23 | 17.3632 | 3.6751 | 21.0384 | 95% | 1 | 68.4 | 9.0117 | 4.9685 | 4.9685 | 0 | 0% | 10.2376 | 0.75 | 0.75 | 0.75 | 51.3 | 6.7588 | 3.7264 | 3.7264 | 0 | 0% | 705.25 | 68.4 | 0 | 636.85 | 705.25 | 51.3 | 0 | 653.95 | Winter | 0 | FALSE | 0 | 0 | 0 | 0 | 0 | 0 | 1 | 1
1981-03-14 | 3 | 14 | 16:00 | -1.1 | 16 | 1 | 30 |  | 25 | 18.8731 | 3.6751 | 22.5482 | 95% | 1 | 68.4 | 9.0117 | 4.9685 | 4.9685 | 0 | 0% | 10.0548 | 0.75 | 0.75 | 0.75 | 51.3 | 6.7588 | 3.7264 | 3.7264 | 0 | 0% | 692.75 | 68.4 | 0 | 624.35 | 692.75 | 51.3 | 0 | 641.45 | Winter | 0 | FALSE | 0 | 0 | 0 | 0 | 0 | 0 | 1 | 1
1981-03-14 | 3 | 14 | 17:00 | -1.1 | 17 | 1 | 30 |  | 25 | 18.8731 | 4.7252 | 23.5983 | 95% | 1 | 68.4 | 9.0117 | 4.9685 | 4.9685 | 0 | 0% | 9.4737 | 0.75 | 0.75 | 0.75 | 51.3 | 6.7588 | 3.7264 | 3.7264 | 0 | 0% | 653 | 68.4 | 0 | 584.6 | 653 | 51.3 | 0 | 601.7 | Winter | 1 | FALSE | 1 | 68.4 | 51.3 | 0 | 0 | 0 | 1 | 1
1981-03-14 | 3 | 14 | 18:00 | -1.1 | 18 | 1 | 30 |  | 25 | 18.8731 | 6.0377 | 24.9108 | 95% | 1 | 68.4 | 9.0117 | 4.9685 | 4.9685 | 0 | 0% | 9.6747 | 0.75 | 0.75 | 0.75 | 51.3 | 6.7588 | 3.7264 | 3.7264 | 0 | 0% | 666.75 | 68.4 | 0 | 598.35 | 666.75 | 51.3 | 0 | 615.45 | Winter | 1 | FALSE | 1 | 68.4 | 51.3 | 0 | 0 | 0 | 1 | 1
1981-03-14 | 3 | 14 | 19:00 | -1.7 | 19 | 1 | 29 |  | 26 | 19.628 | 6.5627 | 26.1907 | 95% | 1 | 68.4 | 9.0117 | 4.9685 | 4.9685 | 0 | 0% | 9.5139 | 0.75 | 0.75 | 0.75 | 51.3 | 6.7588 | 3.7264 | 3.7264 | 0 | 0% | 655.75 | 68.4 | 0 | 587.35 | 655.75 | 51.3 | 0 | 604.45 | Winter | 0 | FALSE | 0 | 0 | 0 | 0 | 0 | 0 | 1 | 1
1981-03-14 | 3 | 14 | 20:00 | -2.8 | 20 | 1 | 27 |  | 28 | 21.1379 | 5.7752 | 26.9131 | 95% | 1 | 68.4 | 9.0117 | 4.9685 | 4.9685 | 0 | 0% | 9.2069 | 0.75 | 0.75 | 0.75 | 51.3 | 6.7588 | 3.7264 | 3.7264 | 0 | 0% | 634.75 | 68.4 | 0 | 566.35 | 634.75 | 51.3 | 0 | 583.45 | Winter | 0 | FALSE | 0 | 0 | 0 | 0 | 0 | 0 | 1 | 1
1981-03-14 | 3 | 14 | 21:00 | -3.9 | 21 | 1 | 25 |  | 30 | 22.6477 | 4.7252 | 27.3729 | 95% | 1 | 68.4 | 9.0117 | 4.9685 | 4.9685 | 0 | 0% | 9.0205 | 0.75 | 0.75 | 0.75 | 51.3 | 6.7588 | 3.7264 | 3.7264 | 0 | 0% | 622 | 68.4 | 0 | 553.6 | 622 | 51.3 | 0 | 570.7 | Winter | 0 | FALSE | 0 | 0 | 0 | 0 | 0 | 0 | 1 | 1
1981-03-14 | 3 | 14 | 22:00 | -3.9 | 22 | 1 | 25 |  | 30 | 22.6477 | 4.2002 | 26.8479 | 95% | 1 | 68.4 | 9.0117 | 4.9685 | 4.9685 | 0 | 0% | 9.3567 | 0.75 | 0.75 | 0.75 | 51.3 | 6.7588 | 3.7264 | 3.7264 | 0 | 0% | 645 | 68.4 | 0 | 576.6 | 645 | 51.3 | 0 | 593.7 | Winter | 0 | FALSE | 0 | 0 | 0 | 0 | 0 | 0 | 1 | 1
1981-03-14 | 3 | 14 | 23:00 | -4.4 | 23 | 1 | 24 |  | 31 | 23.4026 | 5.2502 | 28.6528 | 95% | 1 | 68.4 | 9.0117 | 4.9685 | 4.9685 | 0 | 0% | 9.3787 | 0.75 | 0.75 | 0.75 | 51.3 | 6.7588 | 3.7264 | 3.7264 | 0 | 0% | 646.5 | 68.4 | 0 | 578.1 | 646.5 | 51.3 | 0 | 595.2 | Winter | 0 | FALSE | 0 | 0 | 0 | 0 | 0 | 0 | 1 | 1
1981-03-14 | 3 | 14 | 24:00 | -3.9 | 0 | 1 | 25 |  | 30 | 22.6477 | 4.2002 | 26.8479 | 95% | 1 | 68.4 | 9.0117 | 4.9685 | 4.9685 | 0 | 0% | 9.4444 | 0.75 | 0.75 | 0.75 | 51.3 | 6.7588 | 3.7264 | 3.7264 | 0 | 0% | 651 | 68.4 | 0 | 582.6 | 651 | 51.3 | 0 | 599.7 | Winter | 0 | FALSE | 0 | 0 | 0 | 0 | 0 | 0 | 1 | 1
1981-03-15 | 3 | 15 | 1:00 | -3.9 | 1 | 2 | 25 |  | 30 | 22.6477 | 3.9376 | 26.5853 | 95% | 1 | 68.4 | 9.0117 | 4.9685 | 4.9685 | 0 | 0% | 9.6272 | 0.75 | 0.75 | 0.75 | 51.3 | 6.7588 | 3.7264 | 3.7264 | 0 | 0% | 663.5 | 68.4 | 0 | 595.1 | 663.5 | 51.3 | 0 | 612.2 | Winter | 0 | 0 | 0 | 0 | 0 | 0 | 0 | 0 | 1 | 1
1981-03-15 | 3 | 15 | 2:00 | -3.9 | 2 | 2 | 25 |  | 30 | 22.6477 | 3.1501 | 25.7978 | 95% | 1 | 68.4 | 9.0117 | 4.9685 | 4.9685 | 0 | 0% | 9.4408 | 0.75 | 0.75 | 0.75 | 51.3 | 6.7588 | 3.7264 | 3.7264 | 0 | 0% | 650.75 | 68.4 | 0 | 582.35 | 650.75 | 51.3 | 0 | 599.45 | Winter | 0 | 0 | 0 | 0 | 0 | 0 | 0 | 0 | 1 | 1
1981-03-15 | 3 | 15 | 3:00 | -3.3 | 3 | 2 | 26 |  | 29 | 21.8928 | 3.4126 | 25.3054 | 95% | 1 | 68.4 | 9.0117 | 4.9685 | 4.9685 | 0 | 0% | 9.2032 | 0.75 | 0.75 | 0.75 | 51.3 | 6.7588 | 3.7264 | 3.7264 | 0 | 0% | 634.5 | 68.4 | 0 | 566.1 | 634.5 | 51.3 | 0 | 583.2 | Winter | 0 | 0 | 0 | 0 | 0 | 0 | 0 | 0 | 1 | 1
1981-03-15 | 3 | 15 | 4:00 | -3.3 | 4 | 2 | 26 |  | 29 | 21.8928 | 3.1501 | 25.0429 | 95% | 1 | 68.4 | 9.0117 | 4.9685 | 4.9685 | 0 | 0% | 9.1228 | 0.75 | 0.75 | 0.75 | 51.3 | 6.7588 | 3.7264 | 3.7264 | 0 | 0% | 629 | 68.4 | 0 | 560.6 | 629 | 51.3 | 0 | 577.7 | Winter | 0 | 0 | 0 | 0 | 0 | 0 | 0 | 0 | 1 | 1
1981-03-15 | 3 | 15 | 5:00 | -2.8 | 5 | 2 | 27 |  | 28 | 21.1379 | 3.1501 | 24.288 | 95% | 1 | 68.4 | 9.0117 | 4.9685 | 4.9685 | 0 | 0% | 9.4627 | 0.75 | 0.75 | 0.75 | 51.3 | 6.7588 | 3.7264 | 3.7264 | 0 | 0% | 652.25 | 68.4 | 0 | 583.85 | 652.25 | 51.3 | 0 | 600.95 | Winter | 0 | 0 | 0 | 0 | 0 | 0 | 0 | 0 | 1 | 1
1981-03-15 | 3 | 15 | 6:00 | -2.2 | 6 | 2 | 28 |  | 27 | 20.3829 | 3.9376 | 24.3206 | 95% | 1 | 68.4 | 9.0117 | 4.9685 | 4.9685 | 0 | 0% | 9.2909 | 0.75 | 0.75 | 0.75 | 51.3 | 6.7588 | 3.7264 | 3.7264 | 0 | 0% | 640.5 | 68.4 | 0 | 572.1 | 640.5 | 51.3 | 0 | 589.2 | Winter | 0 | 0 | 0 | 0 | 0 | 0 | 0 | 0 | 1 | 1
1981-03-15 | 3 | 15 | 7:00 | -2.8 | 7 | 2 | 27 |  | 28 | 21.1379 | 4.7252 | 25.863 | 95% | 1 | 68.4 | 9.0117 | 4.9685 | 4.9685 | 0 | 0% | 9.2325 | 0.75 | 0.75 | 0.75 | 51.3 | 6.7588 | 3.7264 | 3.7264 | 0 | 0% | 636.5 | 68.4 | 0 | 568.1 | 636.5 | 51.3 | 0 | 585.2 | Winter | 0 | 0 | 0 | 0 | 0 | 0 | 0 | 0 | 1 | 1
1981-03-15 | 3 | 15 | 8:00 | 1.1 | 8 | 2 | 34 |  | 21 | 15.8534 | 7.6128 | 23.4662 | 95% | 1 | 68.4 | 9.0117 | 4.9685 | 4.9685 | 0 | 0% | 9.6528 | 0.75 | 0.75 | 0.75 | 51.3 | 6.7588 | 3.7264 | 3.7264 | 0 | 0% | 665.25 | 68.4 | 0 | 596.85 | 665.25 | 51.3 | 0 | 613.95 | Winter | 0 | 0 | 0 | 0 | 0 | 0 | 0 | 0 | 1 | 1
1981-03-15 | 3 | 15 | 9:00 | 3.3 | 9 | 2 | 38 |  | 17 | 12.8337 | 6.5627 | 19.3964 | 95% | 1 | 68.4 | 9.0117 | 4.9685 | 4.9685 | 0 | 0% | 9.6491 | 0.75 | 0.75 | 0.75 | 51.3 | 6.7588 | 3.7264 | 3.7264 | 0 | 0% | 665 | 68.4 | 0 | 596.6 | 665 | 51.3 | 0 | 613.7 | Winter | 0 | 0 | 0 | 0 | 0 | 0 | 0 | 0 | 1 | 1
1981-03-15 | 3 | 15 | 10:00 | 5.6 | 10 | 2 | 42 |  | 13 | 9.814 | 6.0377 | 15.8517 | 95% | 1 | 68.4 | 9.0117 | 4.9685 | 4.9685 | 0 | 0% | 9.47 | 0.75 | 0.75 | 0.75 | 51.3 | 6.7588 | 3.7264 | 3.7264 | 0 | 0% | 652.75 | 68.4 | 0 | 584.35 | 652.75 | 51.3 | 0 | 601.45 | Winter | 0 | 0 | 0 | 0 | 0 | 0 | 0 | 0 | 1 | 1
1981-03-15 | 3 | 15 | 11:00 | 7.2 | 11 | 2 | 45 |  | 10 | 7.5492 | 5.2502 | 12.7994 | 95% | 1 | 68.4 | 9.0117 | 4.9685 | 4.9685 | 0 | 0% | 9.6272 | 0.75 | 0.75 | 0.75 | 51.3 | 6.7588 | 3.7264 | 3.7264 | 0 | 0% | 663.5 | 68.4 | 0 | 595.1 | 663.5 | 51.3 | 0 | 612.2 | Winter | 0 | 0 | 0 | 0 | 0 | 0 | 0 | 0 | 1 | 1
1981-03-15 | 3 | 15 | 12:00 | 8.3 | 12 | 2 | 47 |  | 8 | 6.0394 | 5.2502 | 11.2896 | 95% | 1 | 68.4 | 9.0117 | 4.9685 | 4.9685 | 0 | 0% | 9.7661 | 0.75 | 0.75 | 0.75 | 51.3 | 6.7588 | 3.7264 | 3.7264 | 0 | 0% | 673 | 68.4 | 0 | 604.6 | 673 | 51.3 | 0 | 621.7 | Winter | 0 | 0 | 0 | 0 | 0 | 0 | 0 | 0 | 1 | 1
1981-03-15 | 3 | 15 | 13:00 | 10.6 | 13 | 2 | 51 |  | 4 | 3.0197 | 4.7252 | 7.7449 | 95% | 1 | 68.4 | 9.0117 | 4.9685 | 4.9685 | 0 | 0% | 9.5139 | 0.75 | 0.75 | 0.75 | 51.3 | 6.7588 | 3.7264 | 3.7264 | 0 | 0% | 655.75 | 68.4 | 0 | 587.35 | 655.75 | 51.3 | 0 | 604.45 | Winter | 0 | 0 | 0 | 0 | 0 | 0 | 0 | 0 | 1 | 1
1981-03-15 | 3 | 15 | 14:00 | 11.7 | 14 | 2 | 53 |  | 2 | 1.5098 | 3.9376 | 5.4475 | 95% | 0.78119 | 53.4333 | 7.0398 | 3.8813 | 3.8813 | 0 | 0% | 9.4591 | 0.75 | 0.75 | 0.75 | 51.3 | 6.7588 | 3.7264 | 3.7264 | 0 | 0% | 652 | 53.4333 | 0 | 598.5667 | 652 | 51.3 | 0 | 600.7 | Winter | 0 | 0 | 0 | 0 | 0 | 0 | 0 | 1 | 0 | 1
1981-03-15 | 3 | 15 | 15:00 | 11.7 | 15 | 2 | 53 |  | 2 | 1.5098 | 3.6751 | 5.185 | 95% | 0.74354 | 50.8584 | 6.7006 | 3.6943 | 3.6943 | 0 | 0% | 9.7807 | 0.75 | 0.75 | 0.75 | 51.3 | 6.7588 | 3.7264 | 3.7264 | 0 | 0% | 674 | 50.8584 | 0 | 623.1416 | 674 | 51.3 | 0 | 622.7 | Winter | 0 | 0 | 0 | 0 | 0 | 0 | 0 | 1 | 0 | 1
1981-03-15 | 3 | 15 | 16:00 | 11.7 | 16 | 2 | 53 |  | 2 | 1.5098 | 3.6751 | 5.185 | 95% | 0.74354 | 50.8584 | 6.7006 | 3.6943 | 3.6943 | 0 | 0% | 9.4408 | 0.75 | 0.75 | 0.75 | 51.3 | 6.7588 | 3.7264 | 3.7264 | 0 | 0% | 650.75 | 50.8584 | 0 | 599.8916 | 650.75 | 51.3 | 0 | 599.45 | Winter | 0 | 0 | 0 | 0 | 0 | 0 | 0 | 1 | 0 | 1
1981-03-15 | 3 | 15 | 17:00 | 11.1 | 17 | 2 | 52 |  | 3 | 2.2648 | 4.7252 | 6.9899 | 95% | 1 | 68.4 | 9.0117 | 4.9685 | 4.9685 | 0 | 0% | 9.5322 | 0.75 | 0.75 | 0.75 | 51.3 | 6.7588 | 3.7264 | 3.7264 | 0 | 0% | 657 | 68.4 | 0 | 588.6 | 657 | 51.3 | 0 | 605.7 | Winter | 0 | 0 | 0 | 0 | 0 | 0 | 0 | 0 | 1 | 1
1981-03-15 | 3 | 15 | 18:00 | 9.4 | 18 | 2 | 49 |  | 6 | 4.5295 | 6.0377 | 10.5673 | 95% | 1 | 68.4 | 9.0117 | 4.9685 | 4.9685 | 0 | 0% | 10.0731 | 0.75 | 0.75 | 0.75 | 51.3 | 6.7588 | 3.7264 | 3.7264 | 0 | 0% | 694 | 68.4 | 0 | 625.6 | 694 | 51.3 | 0 | 642.7 | Winter | 0 | 0 | 0 | 0 | 0 | 0 | 0 | 0 | 1 | 1
1981-03-15 | 3 | 15 | 19:00 | 8.3 | 19 | 2 | 47 |  | 8 | 6.0394 | 6.5627 | 12.6021 | 95% | 1 | 68.4 | 9.0117 | 4.9685 | 4.9685 | 0 | 0% | 9.3421 | 0.75 | 0.75 | 0.75 | 51.3 | 6.7588 | 3.7264 | 3.7264 | 0 | 0% | 644 | 68.4 | 0 | 575.6 | 644 | 51.3 | 0 | 592.7 | Winter | 0 | 0 | 0 | 0 | 0 | 0 | 0 | 0 | 1 | 1
1981-03-15 | 3 | 15 | 20:00 | 7.8 | 20 | 2 | 46 |  | 9 | 6.7943 | 5.7752 | 12.5695 | 95% | 1 | 68.4 | 9.0117 | 4.9685 | 4.9685 | 0 | 0% | 9.6126 | 0.75 | 0.75 | 0.75 | 51.3 | 6.7588 | 3.7264 | 3.7264 | 0 | 0% | 662.5 | 68.4 | 0 | 594.1 | 662.5 | 51.3 | 0 | 611.2 | Winter | 0 | 0 | 0 | 0 | 0 | 0 | 0 | 0 | 1 | 1
1981-03-15 | 3 | 15 | 21:00 | 7.8 | 21 | 2 | 46 |  | 9 | 6.7943 | 4.7252 | 11.5195 | 95% | 1 | 68.4 | 9.0117 | 4.9685 | 4.9685 | 0 | 0% | 9.6564 | 0.75 | 0.75 | 0.75 | 51.3 | 6.7588 | 3.7264 | 3.7264 | 0 | 0% | 665.5 | 68.4 | 0 | 597.1 | 665.5 | 51.3 | 0 | 614.2 | Winter | 0 | 0 | 0 | 0 | 0 | 0 | 0 | 0 | 1 | 1
1981-03-15 | 3 | 15 | 22:00 | 7.8 | 22 | 2 | 46 |  | 9 | 6.7943 | 4.2002 | 10.9945 | 95% | 1 | 68.4 | 9.0117 | 4.9685 | 4.9685 | 0 | 0% | 9.3056 | 0.75 | 0.75 | 0.75 | 51.3 | 6.7588 | 3.7264 | 3.7264 | 0 | 0% | 641.5 | 68.4 | 0 | 573.1 | 641.5 | 51.3 | 0 | 590.2 | Winter | 0 | 0 | 0 | 0 | 0 | 0 | 0 | 0 | 1 | 1
1981-03-15 | 3 | 15 | 23:00 | 6.7 | 23 | 2 | 44 |  | 11 | 8.3042 | 5.2502 | 13.5543 | 95% | 1 | 68.4 | 9.0117 | 4.9685 | 4.9685 | 0 | 0% | 9.8026 | 0.75 | 0.75 | 0.75 | 51.3 | 6.7588 | 3.7264 | 3.7264 | 0 | 0% | 675.5 | 68.4 | 0 | 607.1 | 675.5 | 51.3 | 0 | 624.2 | Winter | 0 | 0 | 0 | 0 | 0 | 0 | 0 | 0 | 1 | 1
1981-03-15 | 3 | 15 | 24:00 | 5.6 | 0 | 2 | 42 |  | 13 | 9.814 | 4.2002 | 14.0142 | 95% | 1 | 68.4 | 9.0117 | 4.9685 | 4.9685 | 0 | 0% | 9.0899 | 0.75 | 0.75 | 0.75 | 51.3 | 6.7588 | 3.7264 | 3.7264 | 0 | 0% | 626.75 | 68.4 | 0 | 558.35 | 626.75 | 51.3 | 0 | 575.45 | Winter | 0 | 0 | 0 | 0 | 0 | 0 | 0 | 0 | 1 | 1
1981-03-16 | 3 | 16 | 1:00 | 5 | 1 | 2 | 41 |  | 14 | 10.5689 | 3.9376 | 14.5066 | 95% | 1 | 68.4 | 9.0117 | 4.9685 | 4.9685 | 0 | 0% | 9.6235 | 0.75 | 0.75 | 0.75 | 51.3 | 6.7588 | 3.7264 | 3.7264 | 0 | 0% | 663.25 | 68.4 | 0 | 594.85 | 663.25 | 51.3 | 0 | 611.95 | Winter | 0 | 0 | 0 | 0 | 0 | 0 | 0 | 0 | 1 | 1
1981-03-16 | 3 | 16 | 2:00 | 5 | 2 | 2 | 41 |  | 14 | 10.5689 | 3.1501 | 13.719 | 95% | 1 | 68.4 | 9.0117 | 4.9685 | 4.9685 | 0 | 0% | 9.576 | 0.75 | 0.75 | 0.75 | 51.3 | 6.7588 | 3.7264 | 3.7264 | 0 | 0% | 660 | 68.4 | 0 | 591.6 | 660 | 51.3 | 0 | 608.7 | Winter | 0 | 0 | 0 | 0 | 0 | 0 | 0 | 0 | 1 | 1
1981-03-16 | 3 | 16 | 3:00 | 5 | 3 | 2 | 41 |  | 14 | 10.5689 | 3.4126 | 13.9816 | 95% | 1 | 68.4 | 9.0117 | 4.9685 | 4.9685 | 0 | 0% | 9.1849 | 0.75 | 0.75 | 0.75 | 51.3 | 6.7588 | 3.7264 | 3.7264 | 0 | 0% | 633.25 | 68.4 | 0 | 564.85 | 633.25 | 51.3 | 0 | 581.95 | Winter | 0 | 0 | 0 | 0 | 0 | 0 | 0 | 0 | 1 | 1
1981-03-16 | 3 | 16 | 4:00 | 4.4 | 4 | 2 | 40 |  | 15 | 11.3238 | 3.1501 | 14.474 | 95% | 1 | 68.4 | 9.0117 | 4.9685 | 4.9685 | 0 | 0% | 9.7039 | 0.75 | 0.75 | 0.75 | 51.3 | 6.7588 | 3.7264 | 3.7264 | 0 | 0% | 668.75 | 68.4 | 0 | 600.35 | 668.75 | 51.3 | 0 | 617.45 | Winter | 0 | 0 | 0 | 0 | 0 | 0 | 0 | 0 | 1 | 1
1981-03-16 | 3 | 16 | 5:00 | 3.9 | 5 | 2 | 39 |  | 16 | 12.0788 | 3.1501 | 15.2289 | 95% | 1 | 68.4 | 9.0117 | 4.9685 | 4.9685 | 0 | 0% | 9.3787 | 0.75 | 0.75 | 0.75 | 51.3 | 6.7588 | 3.7264 | 3.7264 | 0 | 0% | 646.5 | 68.4 | 0 | 578.1 | 646.5 | 51.3 | 0 | 595.2 | Winter | 0 | 0 | 0 | 0 | 0 | 0 | 0 | 0 | 1 | 1
1981-03-16 | 3 | 16 | 6:00 | 3.9 | 6 | 2 | 39 |  | 16 | 12.0788 | 3.9376 | 16.0164 | 95% | 1 | 68.4 | 9.0117 | 4.9685 | 4.9685 | 0 | 0% | 9.8428 | 0.75 | 0.75 | 0.75 | 51.3 | 6.7588 | 3.7264 | 3.7264 | 0 | 0% | 678.25 | 68.4 | 0 | 609.85 | 678.25 | 51.3 | 0 | 626.95 | Winter | 0 | 0 | 0 | 0 | 0 | 0 | 0 | 0 | 1 | 1
1981-03-16 | 3 | 16 | 7:00 | 4.4 | 7 | 2 | 40 |  | 15 | 11.3238 | 4.7252 | 16.049 | 95% | 1 | 68.4 | 9.0117 | 4.9685 | 4.9685 | 0 | 0% | 10.3216 | 0.75 | 0.75 | 0.75 | 51.3 | 6.7588 | 3.7264 | 3.7264 | 0 | 0% | 711 | 68.4 | 0 | 642.6 | 711 | 51.3 | 0 | 659.7 | Winter | 0 | 0 | 0 | 0 | 0 | 0 | 0 | 0 | 1 | 1
1981-03-16 | 3 | 16 | 8:00 | 6.7 | 8 | 2 | 44 |  | 11 | 8.3042 | 7.6128 | 15.9169 | 95% | 1 | 68.4 | 9.0117 | 4.9685 | 4.9685 | 0 | 0% | 10.7018 | 0.75 | 0.75 | 0.75 | 51.3 | 6.7588 | 3.7264 | 3.7264 | 0 | 0% | 737 | 68.4 | 0 | 668.6 | 737 | 51.3 | 0 | 685.7 | Winter | 0 | 0 | 0 | 0 | 0 | 0 | 0 | 0 | 1 | 1
1981-03-16 | 3 | 16 | 9:00 | 8.3 | 9 | 2 | 47 |  | 8 | 6.0394 | 6.5627 | 12.6021 | 95% | 1 | 68.4 | 9.0117 | 4.9685 | 4.9685 | 0 | 0% | 11.674 | 0.75 | 0.75 | 0.75 | 51.3 | 6.7588 | 3.7264 | 3.7264 | 0 | 0% | 803.5 | 68.4 | 0 | 735.1 | 803.5 | 51.3 | 0 | 752.2 | Winter | 0 | 0 | 0 | 0 | 0 | 0 | 0 | 0 | 1 | 1
1981-03-16 | 3 | 16 | 10:00 | 9.4 | 10 | 2 | 49 |  | 6 | 4.5295 | 6.0377 | 10.5673 | 95% | 1 | 68.4 | 9.0117 | 4.9685 | 4.9685 | 0 | 0% | 11.7727 | 0.75 | 0.75 | 0.75 | 51.3 | 6.7588 | 3.7264 | 3.7264 | 0 | 0% | 810.25 | 68.4 | 0 | 741.85 | 810.25 | 51.3 | 0 | 758.95 | Winter | 0 | 0 | 0 | 0 | 0 | 0 | 0 | 0 | 1 | 1
1981-03-16 | 3 | 16 | 11:00 | 10 | 11 | 2 | 50 |  | 5 | 3.7746 | 5.2502 | 9.0248 | 95% | 1 | 68.4 | 9.0117 | 4.9685 | 4.9685 | 0 | 0% | 11.97 | 0.75 | 0.75 | 0.75 | 51.3 | 6.7588 | 3.7264 | 3.7264 | 0 | 0% | 823.75 | 68.4 | 0 | 755.35 | 823.75 | 51.3 | 0 | 772.45 | Winter | 0 | 0 | 0 | 0 | 0 | 0 | 0 | 0 | 1 | 1
1981-03-16 | 3 | 16 | 12:00 | 11.1 | 12 | 2 | 52 |  | 3 | 2.2648 | 5.2502 | 7.515 | 95% | 1 | 68.4 | 9.0117 | 4.9685 | 4.9685 | 0 | 0% | 11.9627 | 0.75 | 0.75 | 0.75 | 51.3 | 6.7588 | 3.7264 | 3.7264 | 0 | 0% | 823.25 | 68.4 | 0 | 754.85 | 823.25 | 51.3 | 0 | 771.95 | Winter | 0 | 0 | 0 | 0 | 0 | 0 | 0 | 0 | 1 | 1
1981-03-16 | 3 | 16 | 13:00 | 9.4 | 13 | 2 | 49 |  | 6 | 4.5295 | 4.7252 | 9.2547 | 95% | 1 | 68.4 | 9.0117 | 4.9685 | 4.9685 | 0 | 0% | 12.2295 | 0.75 | 0.75 | 0.75 | 51.3 | 6.7588 | 3.7264 | 3.7264 | 0 | 0% | 841.5 | 68.4 | 0 | 773.1 | 841.5 | 51.3 | 0 | 790.2 | Winter | 0 | 0 | 0 | 0 | 0 | 0 | 0 | 0 | 1 | 1
1981-03-16 | 3 | 16 | 14:00 | 7.8 | 14 | 2 | 46 |  | 9 | 6.7943 | 3.9376 | 10.732 | 95% | 1 | 68.4 | 9.0117 | 4.9685 | 4.9685 | 0 | 0% | 11.7471 | 0.75 | 0.75 | 0.75 | 51.3 | 6.7588 | 3.7264 | 3.7264 | 0 | 0% | 808.5 | 68.4 | 0 | 740.1 | 808.5 | 51.3 | 0 | 757.2 | Winter | 0 | 0 | 0 | 0 | 0 | 0 | 0 | 0 | 1 | 1
1981-03-16 | 3 | 16 | 15:00 | 7.2 | 15 | 2 | 45 |  | 10 | 7.5492 | 3.6751 | 11.2244 | 95% | 1 | 68.4 | 9.0117 | 4.9685 | 4.9685 | 0 | 0% | 12.0212 | 0.75 | 0.75 | 0.75 | 51.3 | 6.7588 | 3.7264 | 3.7264 | 0 | 0% | 827.25 | 68.4 | 0 | 758.85 | 827.25 | 51.3 | 0 | 775.95 | Winter | 0 | 0 | 0 | 0 | 0 | 0 | 0 | 0 | 1 | 1
1981-03-16 | 3 | 16 | 16:00 | 5.6 | 16 | 2 | 42 |  | 13 | 9.814 | 3.6751 | 13.4891 | 95% | 1 | 68.4 | 9.0117 | 4.9685 | 4.9685 | 0 | 0% | 11.7069 | 0.75 | 0.75 | 0.75 | 51.3 | 6.7588 | 3.7264 | 3.7264 | 0 | 0% | 805.75 | 68.4 | 0 | 737.35 | 805.75 | 51.3 | 0 | 754.45 | Winter | 0 | 0 | 0 | 0 | 0 | 0 | 0 | 0 | 1 | 1
1981-03-16 | 3 | 16 | 17:00 | 4.4 | 17 | 2 | 40 |  | 15 | 11.3238 | 4.7252 | 16.049 | 95% | 1 | 68.4 | 9.0117 | 4.9685 | 4.9685 | 0 | 0% | 11.568 | 0.75 | 0.75 | 0.75 | 51.3 | 6.7588 | 3.7264 | 3.7264 | 0 | 0% | 796.25 | 68.4 | 0 | 727.85 | 796.25 | 51.3 | 0 | 744.95 | Winter | 0 | 0 | 0 | 0 | 0 | 0 | 0 | 0 | 1 | 1
1981-03-16 | 3 | 16 | 18:00 | 1.1 | 18 | 2 | 34 |  | 21 | 15.8534 | 6.0377 | 21.8911 | 95% | 1 | 68.4 | 9.0117 | 4.9685 | 4.9685 | 0 | 0% | 11.0197 | 0.75 | 0.75 | 0.75 | 51.3 | 6.7588 | 3.7264 | 3.7264 | 0 | 0% | 758.75 | 68.4 | 0 | 690.35 | 758.75 | 51.3 | 0 | 707.45 | Winter | 0 | 0 | 0 | 0 | 0 | 0 | 0 | 0 | 1 | 1
1981-03-16 | 3 | 16 | 19:00 | 1.1 | 19 | 2 | 34 |  | 21 | 15.8534 | 6.5627 | 22.4161 | 95% | 1 | 68.4 | 9.0117 | 4.9685 | 4.9685 | 0 | 0% | 10.8955 | 0.75 | 0.75 | 0.75 | 51.3 | 6.7588 | 3.7264 | 3.7264 | 0 | 0% | 750.25 | 68.4 | 0 | 681.85 | 750.25 | 51.3 | 0 | 698.95 | Winter | 0 | 0 | 0 | 0 | 0 | 0 | 0 | 0 | 1 | 1
1981-03-16 | 3 | 16 | 20:00 | 0.6 | 20 | 2 | 33 |  | 22 | 16.6083 | 5.7752 | 22.3835 | 95% | 1 | 68.4 | 9.0117 | 4.9685 | 4.9685 | 0 | 0% | 10.6104 | 0.75 | 0.75 | 0.75 | 51.3 | 6.7588 | 3.7264 | 3.7264 | 0 | 0% | 730.75 | 68.4 | 0 | 662.35 | 730.75 | 51.3 | 0 | 679.45 | Winter | 0 | 0 | 0 | 0 | 0 | 0 | 0 | 0 | 1 | 1
1981-03-16 | 3 | 16 | 21:00 | -0.6 | 21 | 2 | 31 |  | 24 | 18.1182 | 4.7252 | 22.8433 | 95% | 1 | 68.4 | 9.0117 | 4.9685 | 4.9685 | 0 | 0% | 9.9963 | 0.75 | 0.75 | 0.75 | 51.3 | 6.7588 | 3.7264 | 3.7264 | 0 | 0% | 688.75 | 68.4 | 0 | 620.35 | 688.75 | 51.3 | 0 | 637.45 | Winter | 0 | 0 | 0 | 0 | 0 | 0 | 0 | 0 | 1 | 1
1981-03-16 | 3 | 16 | 22:00 | -1.1 | 22 | 2 | 30 |  | 25 | 18.8731 | 4.2002 | 23.0732 | 95% | 1 | 68.4 | 9.0117 | 4.9685 | 4.9685 | 0 | 0% | 9.6053 | 0.75 | 0.75 | 0.75 | 51.3 | 6.7588 | 3.7264 | 3.7264 | 0 | 0% | 662 | 68.4 | 0 | 593.6 | 662 | 51.3 | 0 | 610.7 | Winter | 0 | 0 | 0 | 0 | 0 | 0 | 0 | 0 | 1 | 1
1981-03-16 | 3 | 16 | 23:00 | -1.7 | 23 | 2 | 29 |  | 26 | 19.628 | 5.2502 | 24.8782 | 95% | 1 | 68.4 | 9.0117 | 4.9685 | 4.9685 | 0 | 0% | 9.4737 | 0.75 | 0.75 | 0.75 | 51.3 | 6.7588 | 3.7264 | 3.7264 | 0 | 0% | 653 | 68.4 | 0 | 584.6 | 653 | 51.3 | 0 | 601.7 | Winter | 0 | 0 | 0 | 0 | 0 | 0 | 0 | 0 | 1 | 1
1981-03-16 | 3 | 16 | 24:00 | -2.8 | 0 | 2 | 27 |  | 28 | 21.1379 | 4.2002 | 25.338 | 95% | 1 | 68.4 | 9.0117 | 4.9685 | 4.9685 | 0 | 0% | 9.4262 | 0.75 | 0.75 | 0.75 | 51.3 | 6.7588 | 3.7264 | 3.7264 | 0 | 0% | 649.75 | 68.4 | 0 | 581.35 | 649.75 | 51.3 | 0 | 598.45 | Winter | 0 | 0 | 0 | 0 | 0 | 0 | 0 | 0 | 1 | 1
1981-03-17 | 3 | 17 | 1:00 | -3.9 | 1 | 1 | 25 |  | 30 | 22.6477 | 3.9376 | 26.5853 | 95% | 1 | 68.4 | 9.0117 | 4.9685 | 4.9685 | 0 | 0% | 9.4115 | 0.75 | 0.75 | 0.75 | 51.3 | 6.7588 | 3.7264 | 3.7264 | 0 | 0% | 648.75 | 68.4 | 0 | 580.35 | 648.75 | 51.3 | 0 | 597.45 | Winter | 0 | FALSE | 0 | 0 | 0 | 0 | 0 | 0 | 1 | 1
1981-03-17 | 3 | 17 | 2:00 | -4.4 | 2 | 1 | 24 |  | 31 | 23.4026 | 3.1501 | 26.5527 | 95% | 1 | 68.4 | 9.0117 | 4.9685 | 4.9685 | 0 | 0% | 9.4152 | 0.75 | 0.75 | 0.75 | 51.3 | 6.7588 | 3.7264 | 3.7264 | 0 | 0% | 649 | 68.4 | 0 | 580.6 | 649 | 51.3 | 0 | 597.7 | Winter | 0 | FALSE | 0 | 0 | 0 | 0 | 0 | 0 | 1 | 1
1981-03-17 | 3 | 17 | 3:00 | -5 | 3 | 1 | 23 |  | 32 | 24.1575 | 3.4126 | 27.5702 | 95% | 1 | 68.4 | 9.0117 | 4.9685 | 4.9685 | 0 | 0% | 9.4335 | 0.75 | 0.75 | 0.75 | 51.3 | 6.7588 | 3.7264 | 3.7264 | 0 | 0% | 650.25 | 68.4 | 0 | 581.85 | 650.25 | 51.3 | 0 | 598.95 | Winter | 0 | FALSE | 0 | 0 | 0 | 0 | 0 | 0 | 1 | 1
1981-03-17 | 3 | 17 | 4:00 | -6.1 | 4 | 1 | 21 |  | 34 | 25.6674 | 3.1501 | 28.8175 | 95% | 1 | 68.4 | 9.0117 | 4.9685 | 4.9685 | 0 | 0% | 9.6199 | 0.75 | 0.75 | 0.75 | 51.3 | 6.7588 | 3.7264 | 3.7264 | 0 | 0% | 663 | 68.4 | 0 | 594.6 | 663 | 51.3 | 0 | 611.7 | Winter | 0 | FALSE | 0 | 0 | 0 | 0 | 0 | 0 | 1 | 1
1981-03-17 | 3 | 17 | 5:00 | -6.7 | 5 | 1 | 20 |  | 35 | 26.4223 | 3.1501 | 29.5724 | 95% | 1 | 68.4 | 9.0117 | 4.9685 | 4.9685 | 0 | 0% | 9.7953 | 0.75 | 0.75 | 0.75 | 51.3 | 6.7588 | 3.7264 | 3.7264 | 0 | 0% | 675 | 68.4 | 0 | 606.6 | 675 | 51.3 | 0 | 623.7 | Winter | 0 | FALSE | 0 | 0 | 0 | 0 | 0 | 0 | 1 | 1
1981-03-17 | 3 | 17 | 6:00 | -6.7 | 6 | 1 | 20 |  | 35 | 26.4223 | 3.9376 | 30.36 | 95% | 1 | 68.4 | 9.0117 | 4.9685 | 4.9685 | 0 | 0% | 9.7186 | 0.75 | 0.75 | 0.75 | 51.3 | 6.7588 | 3.7264 | 3.7264 | 0 | 0% | 669.75 | 68.4 | 0 | 601.35 | 669.75 | 51.3 | 0 | 618.45 | Winter | 0 | FALSE | 0 | 0 | 0 | 0 | 0 | 0 | 1 | 1
1981-03-17 | 3 | 17 | 7:00 | -6.7 | 7 | 1 | 20 |  | 35 | 26.4223 | 4.7252 | 31.1475 | 95% | 1 | 68.4 | 9.0117 | 4.9685 | 4.9685 | 0 | 0% | 10.2522 | 0.75 | 0.75 | 0.75 | 51.3 | 6.7588 | 3.7264 | 3.7264 | 0 | 0% | 706.25 | 68.4 | 0 | 637.85 | 706.25 | 51.3 | 0 | 654.95 | Winter | 0 | FALSE | 0 | 0 | 0 | 0 | 0 | 0 | 1 | 1
1981-03-17 | 3 | 17 | 8:00 | -4.4 | 8 | 1 | 24 |  | 31 | 23.4026 | 7.6128 | 31.0154 | 95% | 1 | 68.4 | 9.0117 | 4.9685 | 4.9685 | 0 | 0% | 10.848 | 0.75 | 0.75 | 0.75 | 51.3 | 6.7588 | 3.7264 | 3.7264 | 0 | 0% | 747 | 68.4 | 0 | 678.6 | 747 | 51.3 | 0 | 695.7 | Winter | 0 | FALSE | 0 | 0 | 0 | 0 | 0 | 0 | 1 | 1
1981-03-17 | 3 | 17 | 9:00 | -3.3 | 9 | 1 | 26 |  | 29 | 21.8928 | 6.5627 | 28.4555 | 95% | 1 | 68.4 | 9.0117 | 4.9685 | 4.9685 | 0 | 0% | 11.261 | 0.75 | 0.75 | 0.75 | 51.3 | 6.7588 | 3.7264 | 3.7264 | 0 | 0% | 775.25 | 68.4 | 0 | 706.85 | 775.25 | 51.3 | 0 | 723.95 | Winter | 0 | FALSE | 0 | 0 | 0 | 0 | 0 | 0 | 1 | 1
1981-03-17 | 3 | 17 | 10:00 | -1.7 | 10 | 1 | 29 |  | 26 | 19.628 | 6.0377 | 25.6657 | 95% | 1 | 68.4 | 9.0117 | 4.9685 | 4.9685 | 0 | 0% | 11.7727 | 0.75 | 0.75 | 0.75 | 51.3 | 6.7588 | 3.7264 | 3.7264 | 0 | 0% | 810.25 | 68.4 | 0 | 741.85 | 810.25 | 51.3 | 0 | 758.95 | Winter | 0 | FALSE | 0 | 0 | 0 | 0 | 0 | 0 | 1 | 1
1981-03-17 | 3 | 17 | 11:00 | 0.6 | 11 | 1 | 33 |  | 22 | 16.6083 | 5.2502 | 21.8585 | 95% | 1 | 68.4 | 9.0117 | 4.9685 | 4.9685 | 0 | 0% | 11.8385 | 0.75 | 0.75 | 0.75 | 51.3 | 6.7588 | 3.7264 | 3.7264 | 0 | 0% | 814.75 | 68.4 | 0 | 746.35 | 814.75 | 51.3 | 0 | 763.45 | Winter | 0 | FALSE | 0 | 0 | 0 | 0 | 0 | 0 | 1 | 1
1981-03-17 | 3 | 17 | 12:00 | 2.2 | 12 | 1 | 36 |  | 19 | 14.3435 | 5.2502 | 19.5937 | 95% | 1 | 68.4 | 9.0117 | 4.9685 | 4.9685 | 0 | 0% | 12.0541 | 0.75 | 0.75 | 0.75 | 51.3 | 6.7588 | 3.7264 | 3.7264 | 0 | 0% | 829.5 | 68.4 | 0 | 761.1 | 829.5 | 51.3 | 0 | 778.2 | Winter | 0 | FALSE | 0 | 0 | 0 | 0 | 0 | 0 | 1 | 1
1981-03-17 | 3 | 17 | 13:00 | 3.3 | 13 | 1 | 38 |  | 17 | 12.8337 | 4.7252 | 17.5589 | 95% | 1 | 68.4 | 9.0117 | 4.9685 | 4.9685 | 0 | 0% | 12.4269 | 0.75 | 0.75 | 0.75 | 51.3 | 6.7588 | 3.7264 | 3.7264 | 0 | 0% | 855 | 68.4 | 0 | 786.6 | 855 | 51.3 | 0 | 803.7 | Winter | 0 | FALSE | 0 | 0 | 0 | 0 | 0 | 0 | 1 | 1
1981-03-17 | 3 | 17 | 14:00 | 4.4 | 14 | 1 | 40 |  | 15 | 11.3238 | 3.9376 | 15.2615 | 95% | 1 | 68.4 | 9.0117 | 4.9685 | 4.9685 | 0 | 0% | 11.8202 | 0.75 | 0.75 | 0.75 | 51.3 | 6.7588 | 3.7264 | 3.7264 | 0 | 0% | 813.5 | 68.4 | 0 | 745.1 | 813.5 | 51.3 | 0 | 762.2 | Winter | 0 | FALSE | 0 | 0 | 0 | 0 | 0 | 0 | 1 | 1
1981-03-17 | 3 | 17 | 15:00 | 5 | 15 | 1 | 41 |  | 14 | 10.5689 | 3.6751 | 14.2441 | 95% | 1 | 68.4 | 9.0117 | 4.9685 | 4.9685 | 0 | 0% | 12.1162 | 0.75 | 0.75 | 0.75 | 51.3 | 6.7588 | 3.7264 | 3.7264 | 0 | 0% | 833.75 | 68.4 | 0 | 765.35 | 833.75 | 51.3 | 0 | 782.45 | Winter | 0 | FALSE | 0 | 0 | 0 | 0 | 0 | 0 | 1 | 1
1981-03-17 | 3 | 17 | 16:00 | 5 | 16 | 1 | 41 |  | 14 | 10.5689 | 3.6751 | 14.2441 | 95% | 1 | 68.4 | 9.0117 | 4.9685 | 4.9685 | 0 | 0% | 11.345 | 0.75 | 0.75 | 0.75 | 51.3 | 6.7588 | 3.7264 | 3.7264 | 0 | 0% | 781 | 68.4 | 0 | 712.6 | 781 | 51.3 | 0 | 729.7 | Winter | 0 | FALSE | 0 | 0 | 0 | 0 | 0 | 0 | 1 | 1
1981-03-17 | 3 | 17 | 17:00 | 4.4 | 17 | 1 | 40 |  | 15 | 11.3238 | 4.7252 | 16.049 | 95% | 1 | 68.4 | 9.0117 | 4.9685 | 4.9685 | 0 | 0% | 11.6155 | 0.75 | 0.75 | 0.75 | 51.3 | 6.7588 | 3.7264 | 3.7264 | 0 | 0% | 799.5 | 68.4 | 0 | 731.1 | 799.5 | 51.3 | 0 | 748.2 | Winter | 1 | FALSE | 1 | 68.4 | 51.3 | 0 | 0 | 0 | 1 | 1
1981-03-17 | 3 | 17 | 18:00 | 3.9 | 18 | 1 | 39 |  | 16 | 12.0788 | 6.0377 | 18.1165 | 95% | 1 | 68.4 | 9.0117 | 4.9685 | 4.9685 | 0 | 0% | 11.1257 | 0.75 | 0.75 | 0.75 | 51.3 | 6.7588 | 3.7264 | 3.7264 | 0 | 0% | 766 | 68.4 | 0 | 697.6 | 766 | 51.3 | 0 | 714.7 | Winter | 1 | FALSE | 1 | 68.4 | 51.3 | 0 | 0 | 0 | 1 | 1
1981-03-17 | 3 | 17 | 19:00 | 2.8 | 19 | 1 | 37 |  | 18 | 13.5886 | 6.5627 | 20.1514 | 95% | 1 | 68.4 | 9.0117 | 4.9685 | 4.9685 | 0 | 0% | 10.4825 | 0.75 | 0.75 | 0.75 | 51.3 | 6.7588 | 3.7264 | 3.7264 | 0 | 0% | 722 | 68.4 | 0 | 653.6 | 722 | 51.3 | 0 | 670.7 | Winter | 0 | FALSE | 0 | 0 | 0 | 0 | 0 | 0 | 1 | 1
1981-03-17 | 3 | 17 | 20:00 | 1.7 | 20 | 1 | 35 |  | 20 | 15.0985 | 5.7752 | 20.8737 | 95% | 1 | 68.4 | 9.0117 | 4.9685 | 4.9685 | 0 | 0% | 10.837 | 0.75 | 0.75 | 0.75 | 51.3 | 6.7588 | 3.7264 | 3.7264 | 0 | 0% | 746.25 | 68.4 | 0 | 677.85 | 746.25 | 51.3 | 0 | 694.95 | Winter | 0 | FALSE | 0 | 0 | 0 | 0 | 0 | 0 | 1 | 1
1981-03-17 | 3 | 17 | 21:00 | 1.7 | 21 | 1 | 35 |  | 20 | 15.0985 | 4.7252 | 19.8236 | 95% | 1 | 68.4 | 9.0117 | 4.9685 | 4.9685 | 0 | 0% | 10.3618 | 0.75 | 0.75 | 0.75 | 51.3 | 6.7588 | 3.7264 | 3.7264 | 0 | 0% | 713.75 | 68.4 | 0 | 645.35 | 713.75 | 51.3 | 0 | 662.45 | Winter | 0 | FALSE | 0 | 0 | 0 | 0 | 0 | 0 | 1 | 1
1981-03-17 | 3 | 17 | 22:00 | -2.2 | 22 | 1 | 28 |  | 27 | 20.3829 | 4.2002 | 24.5831 | 95% | 1 | 68.4 | 9.0117 | 4.9685 | 4.9685 | 0 | 0% | 10.0219 | 0.75 | 0.75 | 0.75 | 51.3 | 6.7588 | 3.7264 | 3.7264 | 0 | 0% | 690.5 | 68.4 | 0 | 622.1 | 690.5 | 51.3 | 0 | 639.2 | Winter | 0 | FALSE | 0 | 0 | 0 | 0 | 0 | 0 | 1 | 1
1981-03-17 | 3 | 17 | 23:00 | -3.3 | 23 | 1 | 26 |  | 29 | 21.8928 | 5.2502 | 27.143 | 95% | 1 | 68.4 | 9.0117 | 4.9685 | 4.9685 | 0 | 0% | 9.6235 | 0.75 | 0.75 | 0.75 | 51.3 | 6.7588 | 3.7264 | 3.7264 | 0 | 0% | 663.25 | 68.4 | 0 | 594.85 | 663.25 | 51.3 | 0 | 611.95 | Winter | 0 | FALSE | 0 | 0 | 0 | 0 | 0 | 0 | 1 | 1
1981-03-17 | 3 | 17 | 24:00 | -4.4 | 0 | 1 | 24 |  | 31 | 23.4026 | 4.2002 | 27.6028 | 95% | 1 | 68.4 | 9.0117 | 4.9685 | 4.9685 | 0 | 0% | 9.4042 | 0.75 | 0.75 | 0.75 | 51.3 | 6.7588 | 3.7264 | 3.7264 | 0 | 0% | 648.25 | 68.4 | 0 | 579.85 | 648.25 | 51.3 | 0 | 596.95 | Winter | 0 | FALSE | 0 | 0 | 0 | 0 | 0 | 0 | 1 | 1
1981-03-18 | 3 | 18 | 1:00 | -5 | 1 | 1 | 23 |  | 32 | 24.1575 | 3.9376 | 28.0952 | 95% | 1 | 68.4 | 9.0117 | 4.9685 | 4.9685 | 0 | 0% | 9.4115 | 0.75 | 0.75 | 0.75 | 51.3 | 6.7588 | 3.7264 | 3.7264 | 0 | 0% | 648.75 | 68.4 | 0 | 580.35 | 648.75 | 51.3 | 0 | 597.45 | Winter | 0 | FALSE | 0 | 0 | 0 | 0 | 0 | 0 | 1 | 1
1981-03-18 | 3 | 18 | 2:00 | -6.1 | 2 | 1 | 21 |  | 34 | 25.6674 | 3.1501 | 28.8175 | 95% | 1 | 68.4 | 9.0117 | 4.9685 | 4.9685 | 0 | 0% | 9.5139 | 0.75 | 0.75 | 0.75 | 51.3 | 6.7588 | 3.7264 | 3.7264 | 0 | 0% | 655.75 | 68.4 | 0 | 587.35 | 655.75 | 51.3 | 0 | 604.45 | Winter | 0 | FALSE | 0 | 0 | 0 | 0 | 0 | 0 | 1 | 1
1981-03-18 | 3 | 18 | 3:00 | -6.1 | 3 | 1 | 21 |  | 34 | 25.6674 | 3.4126 | 29.08 | 95% | 1 | 68.4 | 9.0117 | 4.9685 | 4.9685 | 0 | 0% | 9.1959 | 0.75 | 0.75 | 0.75 | 51.3 | 6.7588 | 3.7264 | 3.7264 | 0 | 0% | 634 | 68.4 | 0 | 565.6 | 634 | 51.3 | 0 | 582.7 | Winter | 0 | FALSE | 0 | 0 | 0 | 0 | 0 | 0 | 1 | 1
1981-03-18 | 3 | 18 | 4:00 | -6.7 | 4 | 1 | 20 |  | 35 | 26.4223 | 3.1501 | 29.5724 | 95% | 1 | 68.4 | 9.0117 | 4.9685 | 4.9685 | 0 | 0% | 9.7332 | 0.75 | 0.75 | 0.75 | 51.3 | 6.7588 | 3.7264 | 3.7264 | 0 | 0% | 670.75 | 68.4 | 0 | 602.35 | 670.75 | 51.3 | 0 | 619.45 | Winter | 0 | FALSE | 0 | 0 | 0 | 0 | 0 | 0 | 1 | 1
1981-03-18 | 3 | 18 | 5:00 | -6.7 | 5 | 1 | 20 |  | 35 | 26.4223 | 3.1501 | 29.5724 | 95% | 1 | 68.4 | 9.0117 | 4.9685 | 4.9685 | 0 | 0% | 9.5029 | 0.75 | 0.75 | 0.75 | 51.3 | 6.7588 | 3.7264 | 3.7264 | 0 | 0% | 655 | 68.4 | 0 | 586.6 | 655 | 51.3 | 0 | 603.7 | Winter | 0 | FALSE | 0 | 0 | 0 | 0 | 0 | 0 | 1 | 1
1981-03-18 | 3 | 18 | 6:00 | -6.1 | 6 | 1 | 21 |  | 34 | 25.6674 | 3.9376 | 29.605 | 95% | 1 | 68.4 | 9.0117 | 4.9685 | 4.9685 | 0 | 0% | 9.5322 | 0.75 | 0.75 | 0.75 | 51.3 | 6.7588 | 3.7264 | 3.7264 | 0 | 0% | 657 | 68.4 | 0 | 588.6 | 657 | 51.3 | 0 | 605.7 | Winter | 0 | FALSE | 0 | 0 | 0 | 0 | 0 | 0 | 1 | 1
1981-03-18 | 3 | 18 | 7:00 | -5.6 | 7 | 1 | 22 |  | 33 | 24.9125 | 4.7252 | 29.6376 | 95% | 1 | 68.4 | 9.0117 | 4.9685 | 4.9685 | 0 | 0% | 10.4825 | 0.75 | 0.75 | 0.75 | 51.3 | 6.7588 | 3.7264 | 3.7264 | 0 | 0% | 722 | 68.4 | 0 | 653.6 | 722 | 51.3 | 0 | 670.7 | Winter | 0 | FALSE | 0 | 0 | 0 | 0 | 0 | 0 | 1 | 1
1981-03-18 | 3 | 18 | 8:00 | -4.4 | 8 | 1 | 24 |  | 31 | 23.4026 | 7.6128 | 31.0154 | 95% | 1 | 68.4 | 9.0117 | 4.9685 | 4.9685 | 0 | 0% | 10.8297 | 0.75 | 0.75 | 0.75 | 51.3 | 6.7588 | 3.7264 | 3.7264 | 0 | 0% | 745.75 | 68.4 | 0 | 677.35 | 745.75 | 51.3 | 0 | 694.45 | Winter | 0 | FALSE | 0 | 0 | 0 | 0 | 0 | 0 | 1 | 1
1981-03-18 | 3 | 18 | 9:00 | -2.8 | 9 | 1 | 27 |  | 28 | 21.1379 | 6.5627 | 27.7006 | 95% | 1 | 68.4 | 9.0117 | 4.9685 | 4.9685 | 0 | 0% | 11.8494 | 0.75 | 0.75 | 0.75 | 51.3 | 6.7588 | 3.7264 | 3.7264 | 0 | 0% | 815.5 | 68.4 | 0 | 747.1 | 815.5 | 51.3 | 0 | 764.2 | Winter | 0 | FALSE | 0 | 0 | 0 | 0 | 0 | 0 | 1 | 1
1981-03-18 | 3 | 18 | 10:00 | -1.7 | 10 | 1 | 29 |  | 26 | 19.628 | 6.0377 | 25.6657 | 95% | 1 | 68.4 | 9.0117 | 4.9685 | 4.9685 | 0 | 0% | 12.1053 | 0.75 | 0.75 | 0.75 | 51.3 | 6.7588 | 3.7264 | 3.7264 | 0 | 0% | 833 | 68.4 | 0 | 764.6 | 833 | 51.3 | 0 | 781.7 | Winter | 0 | FALSE | 0 | 0 | 0 | 0 | 0 | 0 | 1 | 1
1981-03-18 | 3 | 18 | 11:00 | 0 | 11 | 1 | 32 |  | 23 | 17.3632 | 5.2502 | 22.6134 | 95% | 1 | 68.4 | 9.0117 | 4.9685 | 4.9685 | 0 | 0% | 11.9042 | 0.75 | 0.75 | 0.75 | 51.3 | 6.7588 | 3.7264 | 3.7264 | 0 | 0% | 819.25 | 68.4 | 0 | 750.85 | 819.25 | 51.3 | 0 | 767.95 | Winter | 0 | FALSE | 0 | 0 | 0 | 0 | 0 | 0 | 1 | 1
1981-03-18 | 3 | 18 | 12:00 | 0.6 | 12 | 1 | 33 |  | 22 | 16.6083 | 5.2502 | 21.8585 | 95% | 1 | 68.4 | 9.0117 | 4.9685 | 4.9685 | 0 | 0% | 12.5694 | 0.75 | 0.75 | 0.75 | 51.3 | 6.7588 | 3.7264 | 3.7264 | 0 | 0% | 864.75 | 68.4 | 0 | 796.35 | 864.75 | 51.3 | 0 | 813.45 | Winter | 0 | FALSE | 0 | 0 | 0 | 0 | 0 | 0 | 1 | 1
1981-03-18 | 3 | 18 | 13:00 | 1.7 | 13 | 1 | 35 |  | 20 | 15.0985 | 4.7252 | 19.8236 | 95% | 1 | 68.4 | 9.0117 | 4.9685 | 4.9685 | 0 | 0% | 12.0212 | 0.75 | 0.75 | 0.75 | 51.3 | 6.7588 | 3.7264 | 3.7264 | 0 | 0% | 827.25 | 68.4 | 0 | 758.85 | 827.25 | 51.3 | 0 | 775.95 | Winter | 0 | FALSE | 0 | 0 | 0 | 0 | 0 | 0 | 1 | 1
1981-03-18 | 3 | 18 | 14:00 | 2.8 | 14 | 1 | 37 |  | 18 | 13.5886 | 3.9376 | 17.5263 | 95% | 1 | 68.4 | 9.0117 | 4.9685 | 4.9685 | 0 | 0% | 12.2551 | 0.75 | 0.75 | 0.75 | 51.3 | 6.7588 | 3.7264 | 3.7264 | 0 | 0% | 843.25 | 68.4 | 0 | 774.85 | 843.25 | 51.3 | 0 | 791.95 | Winter | 0 | FALSE | 0 | 0 | 0 | 0 | 0 | 0 | 1 | 1
1981-03-18 | 3 | 18 | 15:00 | 2.8 | 15 | 1 | 37 |  | 18 | 13.5886 | 3.6751 | 17.2638 | 95% | 1 | 68.4 | 9.0117 | 4.9685 | 4.9685 | 0 | 0% | 12.3538 | 0.75 | 0.75 | 0.75 | 51.3 | 6.7588 | 3.7264 | 3.7264 | 0 | 0% | 850 | 68.4 | 0 | 781.6 | 850 | 51.3 | 0 | 798.7 | Winter | 0 | FALSE | 0 | 0 | 0 | 0 | 0 | 0 | 1 | 1
1981-03-18 | 3 | 18 | 16:00 | 2.2 | 16 | 1 | 36 |  | 19 | 14.3435 | 3.6751 | 18.0187 | 95% | 1 | 68.4 | 9.0117 | 4.9685 | 4.9685 | 0 | 0% | 12.1345 | 0.75 | 0.75 | 0.75 | 51.3 | 6.7588 | 3.7264 | 3.7264 | 0 | 0% | 835 | 68.4 | 0 | 766.6 | 835 | 51.3 | 0 | 783.7 | Winter | 0 | FALSE | 0 | 0 | 0 | 0 | 0 | 0 | 1 | 1
1981-03-18 | 3 | 18 | 17:00 | 1.7 | 17 | 1 | 35 |  | 20 | 15.0985 | 4.7252 | 19.8236 | 95% | 1 | 68.4 | 9.0117 | 4.9685 | 4.9685 | 0 | 0% | 12.3319 | 0.75 | 0.75 | 0.75 | 51.3 | 6.7588 | 3.7264 | 3.7264 | 0 | 0% | 848.5 | 68.4 | 0 | 780.1 | 848.5 | 51.3 | 0 | 797.2 | Winter | 1 | FALSE | 1 | 68.4 | 51.3 | 0 | 0 | 0 | 1 | 1
1981-03-18 | 3 | 18 | 18:00 | 1.1 | 18 | 1 | 34 |  | 21 | 15.8534 | 6.0377 | 21.8911 | 95% | 1 | 68.4 | 9.0117 | 4.9685 | 4.9685 | 0 | 0% | 11.2317 | 0.75 | 0.75 | 0.75 | 51.3 | 6.7588 | 3.7264 | 3.7264 | 0 | 0% | 773.25 | 68.4 | 0 | 704.85 | 773.25 | 51.3 | 0 | 721.95 | Winter | 1 | FALSE | 1 | 68.4 | 51.3 | 0 | 0 | 0 | 1 | 1
1981-03-18 | 3 | 18 | 19:00 | 0.6 | 19 | 1 | 33 |  | 22 | 16.6083 | 6.5627 | 23.1711 | 95% | 1 | 68.4 | 9.0117 | 4.9685 | 4.9685 | 0 | 0% | 10.7566 | 0.75 | 0.75 | 0.75 | 51.3 | 6.7588 | 3.7264 | 3.7264 | 0 | 0% | 740.75 | 68.4 | 0 | 672.35 | 740.75 | 51.3 | 0 | 689.45 | Winter | 0 | FALSE | 0 | 0 | 0 | 0 | 0 | 0 | 1 | 1
1981-03-18 | 3 | 18 | 20:00 | -0.6 | 20 | 1 | 31 |  | 24 | 18.1182 | 5.7752 | 23.8934 | 95% | 1 | 68.4 | 9.0117 | 4.9685 | 4.9685 | 0 | 0% | 10.3545 | 0.75 | 0.75 | 0.75 | 51.3 | 6.7588 | 3.7264 | 3.7264 | 0 | 0% | 713.25 | 68.4 | 0 | 644.85 | 713.25 | 51.3 | 0 | 661.95 | Winter | 0 | FALSE | 0 | 0 | 0 | 0 | 0 | 0 | 1 | 1
1981-03-18 | 3 | 18 | 21:00 | -1.1 | 21 | 1 | 30 |  | 25 | 18.8731 | 4.7252 | 23.5983 | 95% | 1 | 68.4 | 9.0117 | 4.9685 | 4.9685 | 0 | 0% | 10.0475 | 0.75 | 0.75 | 0.75 | 51.3 | 6.7588 | 3.7264 | 3.7264 | 0 | 0% | 692.25 | 68.4 | 0 | 623.85 | 692.25 | 51.3 | 0 | 640.95 | Winter | 0 | FALSE | 0 | 0 | 0 | 0 | 0 | 0 | 1 | 1
1981-03-18 | 3 | 18 | 22:00 | -1.7 | 22 | 1 | 29 |  | 26 | 19.628 | 4.2002 | 23.8282 | 95% | 1 | 68.4 | 9.0117 | 4.9685 | 4.9685 | 0 | 0% | 9.8355 | 0.75 | 0.75 | 0.75 | 51.3 | 6.7588 | 3.7264 | 3.7264 | 0 | 0% | 677.75 | 68.4 | 0 | 609.35 | 677.75 | 51.3 | 0 | 626.45 | Winter | 0 | FALSE | 0 | 0 | 0 | 0 | 0 | 0 | 1 | 1
1981-03-18 | 3 | 18 | 23:00 | -2.8 | 23 | 1 | 27 |  | 28 | 21.1379 | 5.2502 | 26.388 | 95% | 1 | 68.4 | 9.0117 | 4.9685 | 4.9685 | 0 | 0% | 9.5651 | 0.75 | 0.75 | 0.75 | 51.3 | 6.7588 | 3.7264 | 3.7264 | 0 | 0% | 659.25 | 68.4 | 0 | 590.85 | 659.25 | 51.3 | 0 | 607.95 | Winter | 0 | FALSE | 0 | 0 | 0 | 0 | 0 | 0 | 1 | 1
1981-03-18 | 3 | 18 | 24:00 | -3.3 | 0 | 1 | 26 |  | 29 | 21.8928 | 4.2002 | 26.0929 | 95% | 1 | 68.4 | 9.0117 | 4.9685 | 4.9685 | 0 | 0% | 9.8282 | 0.75 | 0.75 | 0.75 | 51.3 | 6.7588 | 3.7264 | 3.7264 | 0 | 0% | 677.25 | 68.4 | 0 | 608.85 | 677.25 | 51.3 | 0 | 625.95 | Winter | 0 | FALSE | 0 | 0 | 0 | 0 | 0 | 0 | 1 | 1
1981-03-19 | 3 | 19 | 1:00 | -3.9 | 1 | 1 | 25 |  | 30 | 22.6477 | 3.9376 | 26.5853 | 95% | 1 | 68.4 | 9.0117 | 4.9685 | 4.9685 | 0 | 0% | 9.9452 | 0.75 | 0.75 | 0.75 | 51.3 | 6.7588 | 3.7264 | 3.7264 | 0 | 0% | 685.25 | 68.4 | 0 | 616.85 | 685.25 | 51.3 | 0 | 633.95 | Winter | 0 | FALSE | 0 | 0 | 0 | 0 | 0 | 0 | 1 | 1
1981-03-19 | 3 | 19 | 2:00 | -4.4 | 2 | 1 | 24 |  | 31 | 23.4026 | 3.1501 | 26.5527 | 95% | 1 | 68.4 | 9.0117 | 4.9685 | 4.9685 | 0 | 0% | 9.7076 | 0.75 | 0.75 | 0.75 | 51.3 | 6.7588 | 3.7264 | 3.7264 | 0 | 0% | 669 | 68.4 | 0 | 600.6 | 669 | 51.3 | 0 | 617.7 | Winter | 0 | FALSE | 0 | 0 | 0 | 0 | 0 | 0 | 1 | 1
1981-03-19 | 3 | 19 | 3:00 | -5.6 | 3 | 1 | 22 |  | 33 | 24.9125 | 3.4126 | 28.3251 | 95% | 1 | 68.4 | 9.0117 | 4.9685 | 4.9685 | 0 | 0% | 9.4956 | 0.75 | 0.75 | 0.75 | 51.3 | 6.7588 | 3.7264 | 3.7264 | 0 | 0% | 654.5 | 68.4 | 0 | 586.1 | 654.5 | 51.3 | 0 | 603.2 | Winter | 0 | FALSE | 0 | 0 | 0 | 0 | 0 | 0 | 1 | 1
1981-03-19 | 3 | 19 | 4:00 | -5.6 | 4 | 1 | 22 |  | 33 | 24.9125 | 3.1501 | 28.0626 | 95% | 1 | 68.4 | 9.0117 | 4.9685 | 4.9685 | 0 | 0% | 9.5687 | 0.75 | 0.75 | 0.75 | 51.3 | 6.7588 | 3.7264 | 3.7264 | 0 | 0% | 659.5 | 68.4 | 0 | 591.1 | 659.5 | 51.3 | 0 | 608.2 | Winter | 0 | FALSE | 0 | 0 | 0 | 0 | 0 | 0 | 1 | 1
1981-03-19 | 3 | 19 | 5:00 | -6.1 | 5 | 1 | 21 |  | 34 | 25.6674 | 3.1501 | 28.8175 | 95% | 1 | 68.4 | 9.0117 | 4.9685 | 4.9685 | 0 | 0% | 9.5797 | 0.75 | 0.75 | 0.75 | 51.3 | 6.7588 | 3.7264 | 3.7264 | 0 | 0% | 660.25 | 68.4 | 0 | 591.85 | 660.25 | 51.3 | 0 | 608.95 | Winter | 0 | FALSE | 0 | 0 | 0 | 0 | 0 | 0 | 1 | 1
1981-03-19 | 3 | 19 | 6:00 | -6.1 | 6 | 1 | 21 |  | 34 | 25.6674 | 3.9376 | 29.605 | 95% | 1 | 68.4 | 9.0117 | 4.9685 | 4.9685 | 0 | 0% | 9.7588 | 0.75 | 0.75 | 0.75 | 51.3 | 6.7588 | 3.7264 | 3.7264 | 0 | 0% | 672.5 | 68.4 | 0 | 604.1 | 672.5 | 51.3 | 0 | 621.2 | Winter | 0 | FALSE | 0 | 0 | 0 | 0 | 0 | 0 | 1 | 1
1981-03-19 | 3 | 19 | 7:00 | -5.6 | 7 | 1 | 22 |  | 33 | 24.9125 | 4.7252 | 29.6376 | 95% | 1 | 68.4 | 9.0117 | 4.9685 | 4.9685 | 0 | 0% | 10.8077 | 0.75 | 0.75 | 0.75 | 51.3 | 6.7588 | 3.7264 | 3.7264 | 0 | 0% | 744.25 | 68.4 | 0 | 675.85 | 744.25 | 51.3 | 0 | 692.95 | Winter | 0 | FALSE | 0 | 0 | 0 | 0 | 0 | 0 | 1 | 1
1981-03-19 | 3 | 19 | 8:00 | -3.9 | 8 | 1 | 25 |  | 30 | 22.6477 | 7.6128 | 30.2605 | 95% | 1 | 68.4 | 9.0117 | 4.9685 | 4.9685 | 0 | 0% | 10.9905 | 0.75 | 0.75 | 0.75 | 51.3 | 6.7588 | 3.7264 | 3.7264 | 0 | 0% | 756.75 | 68.4 | 0 | 688.35 | 756.75 | 51.3 | 0 | 705.45 | Winter | 0 | FALSE | 0 | 0 | 0 | 0 | 0 | 0 | 1 | 1
1981-03-19 | 3 | 19 | 9:00 | -2.2 | 9 | 1 | 28 |  | 27 | 20.3829 | 6.5627 | 26.9457 | 95% | 1 | 68.4 | 9.0117 | 4.9685 | 4.9685 | 0 | 0% | 11.7288 | 0.75 | 0.75 | 0.75 | 51.3 | 6.7588 | 3.7264 | 3.7264 | 0 | 0% | 807.25 | 68.4 | 0 | 738.85 | 807.25 | 51.3 | 0 | 755.95 | Winter | 0 | FALSE | 0 | 0 | 0 | 0 | 0 | 0 | 1 | 1
1981-03-19 | 3 | 19 | 10:00 | -1.7 | 10 | 1 | 29 |  | 26 | 19.628 | 6.0377 | 25.6657 | 95% | 1 | 68.4 | 9.0117 | 4.9685 | 4.9685 | 0 | 0% | 12.1711 | 0.75 | 0.75 | 0.75 | 51.3 | 6.7588 | 3.7264 | 3.7264 | 0 | 0% | 837.5 | 68.4 | 0 | 769.1 | 837.5 | 51.3 | 0 | 786.2 | Winter | 0 | FALSE | 0 | 0 | 0 | 0 | 0 | 0 | 1 | 1
1981-03-19 | 3 | 19 | 11:00 | 0 | 11 | 1 | 32 |  | 23 | 17.3632 | 5.2502 | 22.6134 | 95% | 1 | 68.4 | 9.0117 | 4.9685 | 4.9685 | 0 | 0% | 12.2807 | 0.75 | 0.75 | 0.75 | 51.3 | 6.7588 | 3.7264 | 3.7264 | 0 | 0% | 845 | 68.4 | 0 | 776.6 | 845 | 51.3 | 0 | 793.7 | Winter | 0 | FALSE | 0 | 0 | 0 | 0 | 0 | 0 | 1 | 1
1981-03-19 | 3 | 19 | 12:00 | 1.7 | 12 | 1 | 35 |  | 20 | 15.0985 | 5.2502 | 20.3487 | 95% | 1 | 68.4 | 9.0117 | 4.9685 | 4.9685 | 0 | 0% | 12.5804 | 0.75 | 0.75 | 0.75 | 51.3 | 6.7588 | 3.7264 | 3.7264 | 0 | 0% | 865.5 | 68.4 | 0 | 797.1 | 865.5 | 51.3 | 0 | 814.2 | Winter | 0 | FALSE | 0 | 0 | 0 | 0 | 0 | 0 | 1 | 1
1981-03-19 | 3 | 19 | 13:00 | 0 | 13 | 1 | 32 |  | 23 | 17.3632 | 4.7252 | 22.0884 | 95% | 1 | 68.4 | 9.0117 | 4.9685 | 4.9685 | 0 | 0% | 12.2515 | 0.75 | 0.75 | 0.75 | 51.3 | 6.7588 | 3.7264 | 3.7264 | 0 | 0% | 843 | 68.4 | 0 | 774.6 | 843 | 51.3 | 0 | 791.7 | Winter | 0 | FALSE | 0 | 0 | 0 | 0 | 0 | 0 | 1 | 1
1981-03-19 | 3 | 19 | 14:00 | 0.6 | 14 | 1 | 33 |  | 22 | 16.6083 | 3.9376 | 20.546 | 95% | 1 | 68.4 | 9.0117 | 4.9685 | 4.9685 | 0 | 0% | 12.405 | 0.75 | 0.75 | 0.75 | 51.3 | 6.7588 | 3.7264 | 3.7264 | 0 | 0% | 853.5 | 68.4 | 0 | 785.1 | 853.5 | 51.3 | 0 | 802.2 | Winter | 0 | FALSE | 0 | 0 | 0 | 0 | 0 | 0 | 1 | 1
1981-03-19 | 3 | 19 | 15:00 | 0.6 | 15 | 1 | 33 |  | 22 | 16.6083 | 3.6751 | 20.2834 | 95% | 1 | 68.4 | 9.0117 | 4.9685 | 4.9685 | 0 | 0% | 12.2113 | 0.75 | 0.75 | 0.75 | 51.3 | 6.7588 | 3.7264 | 3.7264 | 0 | 0% | 840.25 | 68.4 | 0 | 771.85 | 840.25 | 51.3 | 0 | 788.95 | Winter | 0 | FALSE | 0 | 0 | 0 | 0 | 0 | 0 | 1 | 1
1981-03-19 | 3 | 19 | 16:00 | 0.6 | 16 | 1 | 33 |  | 22 | 16.6083 | 3.6751 | 20.2834 | 95% | 1 | 68.4 | 9.0117 | 4.9685 | 4.9685 | 0 | 0% | 12.0614 | 0.75 | 0.75 | 0.75 | 51.3 | 6.7588 | 3.7264 | 3.7264 | 0 | 0% | 830 | 68.4 | 0 | 761.6 | 830 | 51.3 | 0 | 778.7 | Winter | 0 | FALSE | 0 | 0 | 0 | 0 | 0 | 0 | 1 | 1
1981-03-19 | 3 | 19 | 17:00 | 0 | 17 | 1 | 32 |  | 23 | 17.3632 | 4.7252 | 22.0884 | 95% | 1 | 68.4 | 9.0117 | 4.9685 | 4.9685 | 0 | 0% | 11.9225 | 0.75 | 0.75 | 0.75 | 51.3 | 6.7588 | 3.7264 | 3.7264 | 0 | 0% | 820.5 | 68.4 | 0 | 752.1 | 820.5 | 51.3 | 0 | 769.2 | Winter | 1 | FALSE | 1 | 68.4 | 51.3 | 0 | 0 | 0 | 1 | 1
1981-03-19 | 3 | 19 | 18:00 | -1.1 | 18 | 1 | 30 |  | 25 | 18.8731 | 6.0377 | 24.9108 | 95% | 1 | 68.4 | 9.0117 | 4.9685 | 4.9685 | 0 | 0% | 10.8882 | 0.75 | 0.75 | 0.75 | 51.3 | 6.7588 | 3.7264 | 3.7264 | 0 | 0% | 749.75 | 68.4 | 0 | 681.35 | 749.75 | 51.3 | 0 | 698.45 | Winter | 1 | FALSE | 1 | 68.4 | 51.3 | 0 | 0 | 0 | 1 | 1
1981-03-19 | 3 | 19 | 19:00 | -1.7 | 19 | 1 | 29 |  | 26 | 19.628 | 6.5627 | 26.1907 | 95% | 1 | 68.4 | 9.0117 | 4.9685 | 4.9685 | 0 | 0% | 10.731 | 0.75 | 0.75 | 0.75 | 51.3 | 6.7588 | 3.7264 | 3.7264 | 0 | 0% | 739 | 68.4 | 0 | 670.6 | 739 | 51.3 | 0 | 687.7 | Winter | 0 | FALSE | 0 | 0 | 0 | 0 | 0 | 0 | 1 | 1
1981-03-19 | 3 | 19 | 20:00 | -1.1 | 20 | 1 | 30 |  | 25 | 18.8731 | 5.7752 | 24.6483 | 95% | 1 | 68.4 | 9.0117 | 4.9685 | 4.9685 | 0 | 0% | 10.5409 | 0.75 | 0.75 | 0.75 | 51.3 | 6.7588 | 3.7264 | 3.7264 | 0 | 0% | 726 | 68.4 | 0 | 657.6 | 726 | 51.3 | 0 | 674.7 | Winter | 0 | FALSE | 0 | 0 | 0 | 0 | 0 | 0 | 1 | 1
1981-03-19 | 3 | 19 | 21:00 | -3.3 | 21 | 1 | 26 |  | 29 | 21.8928 | 4.7252 | 26.6179 | 95% | 1 | 68.4 | 9.0117 | 4.9685 | 4.9685 | 0 | 0% | 10.6031 | 0.75 | 0.75 | 0.75 | 51.3 | 6.7588 | 3.7264 | 3.7264 | 0 | 0% | 730.25 | 68.4 | 0 | 661.85 | 730.25 | 51.3 | 0 | 678.95 | Winter | 0 | FALSE | 0 | 0 | 0 | 0 | 0 | 0 | 1 | 1
1981-03-19 | 3 | 19 | 22:00 | -2.2 | 22 | 1 | 28 |  | 27 | 20.3829 | 4.2002 | 24.5831 | 95% | 1 | 68.4 | 9.0117 | 4.9685 | 4.9685 | 0 | 0% | 10.1901 | 0.75 | 0.75 | 0.75 | 51.3 | 6.7588 | 3.7264 | 3.7264 | 0 | 0% | 702 | 68.4 | 0 | 633.6 | 702 | 51.3 | 0 | 650.7 | Winter | 0 | FALSE | 0 | 0 | 0 | 0 | 0 | 0 | 1 | 1
1981-03-19 | 3 | 19 | 23:00 | -2.2 | 23 | 1 | 28 |  | 27 | 20.3829 | 5.2502 | 25.6331 | 95% | 1 | 68.4 | 9.0117 | 4.9685 | 4.9685 | 0 | 0% | 9.5212 | 0.75 | 0.75 | 0.75 | 51.3 | 6.7588 | 3.7264 | 3.7264 | 0 | 0% | 656.25 | 68.4 | 0 | 587.85 | 656.25 | 51.3 | 0 | 604.95 | Winter | 0 | FALSE | 0 | 0 | 0 | 0 | 0 | 0 | 1 | 1
1981-03-19 | 3 | 19 | 24:00 | -2.2 | 0 | 1 | 28 |  | 27 | 20.3829 | 4.2002 | 24.5831 | 95% | 1 | 68.4 | 9.0117 | 4.9685 | 4.9685 | 0 | 0% | 9.7295 | 0.75 | 0.75 | 0.75 | 51.3 | 6.7588 | 3.7264 | 3.7264 | 0 | 0% | 670.5 | 68.4 | 0 | 602.1 | 670.5 | 51.3 | 0 | 619.2 | Winter | 0 | FALSE | 0 | 0 | 0 | 0 | 0 | 0 | 1 | 1
1981-03-20 | 3 | 20 | 1:00 | -2.2 | 1 | 1 | 28 |  | 27 | 20.3829 | 3.9376 | 24.3206 | 95% | 1 | 68.4 | 9.0117 | 4.9685 | 4.9685 | 0 | 0% | 9.5577 | 0.75 | 0.75 | 0.75 | 51.3 | 6.7588 | 3.7264 | 3.7264 | 0 | 0% | 658.75 | 68.4 | 0 | 590.35 | 658.75 | 51.3 | 0 | 607.45 | Winter | 0 | FALSE | 0 | 0 | 0 | 0 | 0 | 0 | 1 | 1
1981-03-20 | 3 | 20 | 2:00 | -2.2 | 2 | 1 | 28 |  | 27 | 20.3829 | 3.1501 | 23.533 | 95% | 1 | 68.4 | 9.0117 | 4.9685 | 4.9685 | 0 | 0% | 9.481 | 0.75 | 0.75 | 0.75 | 51.3 | 6.7588 | 3.7264 | 3.7264 | 0 | 0% | 653.5 | 68.4 | 0 | 585.1 | 653.5 | 51.3 | 0 | 602.2 | Winter | 0 | FALSE | 0 | 0 | 0 | 0 | 0 | 0 | 1 | 1
1981-03-20 | 3 | 20 | 3:00 | -2.2 | 3 | 1 | 28 |  | 27 | 20.3829 | 3.4126 | 23.7956 | 95% | 1 | 68.4 | 9.0117 | 4.9685 | 4.9685 | 0 | 0% | 9.3933 | 0.75 | 0.75 | 0.75 | 51.3 | 6.7588 | 3.7264 | 3.7264 | 0 | 0% | 647.5 | 68.4 | 0 | 579.1 | 647.5 | 51.3 | 0 | 596.2 | Winter | 0 | FALSE | 0 | 0 | 0 | 0 | 0 | 0 | 1 | 1
1981-03-20 | 3 | 20 | 4:00 | -2.8 | 4 | 1 | 27 |  | 28 | 21.1379 | 3.1501 | 24.288 | 95% | 1 | 68.4 | 9.0117 | 4.9685 | 4.9685 | 0 | 0% | 9.6345 | 0.75 | 0.75 | 0.75 | 51.3 | 6.7588 | 3.7264 | 3.7264 | 0 | 0% | 664 | 68.4 | 0 | 595.6 | 664 | 51.3 | 0 | 612.7 | Winter | 0 | FALSE | 0 | 0 | 0 | 0 | 0 | 0 | 1 | 1
1981-03-20 | 3 | 20 | 5:00 | -3.3 | 5 | 1 | 26 |  | 29 | 21.8928 | 3.1501 | 25.0429 | 95% | 1 | 68.4 | 9.0117 | 4.9685 | 4.9685 | 0 | 0% | 9.5212 | 0.75 | 0.75 | 0.75 | 51.3 | 6.7588 | 3.7264 | 3.7264 | 0 | 0% | 656.25 | 68.4 | 0 | 587.85 | 656.25 | 51.3 | 0 | 604.95 | Winter | 0 | FALSE | 0 | 0 | 0 | 0 | 0 | 0 | 1 | 1
1981-03-20 | 3 | 20 | 6:00 | -3.3 | 6 | 1 | 26 |  | 29 | 21.8928 | 3.9376 | 25.8304 | 95% | 1 | 68.4 | 9.0117 | 4.9685 | 4.9685 | 0 | 0% | 9.8648 | 0.75 | 0.75 | 0.75 | 51.3 | 6.7588 | 3.7264 | 3.7264 | 0 | 0% | 679.75 | 68.4 | 0 | 611.35 | 679.75 | 51.3 | 0 | 628.45 | Winter | 0 | FALSE | 0 | 0 | 0 | 0 | 0 | 0 | 1 | 1
1981-03-20 | 3 | 20 | 7:00 | -1.7 | 7 | 1 | 29 |  | 26 | 19.628 | 4.7252 | 24.3532 | 95% | 1 | 68.4 | 9.0117 | 4.9685 | 4.9685 | 0 | 0% | 10.5154 | 0.75 | 0.75 | 0.75 | 51.3 | 6.7588 | 3.7264 | 3.7264 | 0 | 0% | 724.25 | 68.4 | 0 | 655.85 | 724.25 | 51.3 | 0 | 672.95 | Winter | 0 | FALSE | 0 | 0 | 0 | 0 | 0 | 0 | 1 | 1
1981-03-20 | 3 | 20 | 8:00 | -0.6 | 8 | 1 | 31 |  | 24 | 18.1182 | 7.6128 | 25.7309 | 95% | 1 | 68.4 | 9.0117 | 4.9685 | 4.9685 | 0 | 0% | 10.932 | 0.75 | 0.75 | 0.75 | 51.3 | 6.7588 | 3.7264 | 3.7264 | 0 | 0% | 752.75 | 68.4 | 0 | 684.35 | 752.75 | 51.3 | 0 | 701.45 | Winter | 0 | FALSE | 0 | 0 | 0 | 0 | 0 | 0 | 1 | 1
1981-03-20 | 3 | 20 | 9:00 | 1.7 | 9 | 1 | 35 |  | 20 | 15.0985 | 6.5627 | 21.6612 | 95% | 1 | 68.4 | 9.0117 | 4.9685 | 4.9685 | 0 | 0% | 11.9444 | 0.75 | 0.75 | 0.75 | 51.3 | 6.7588 | 3.7264 | 3.7264 | 0 | 0% | 822 | 68.4 | 0 | 753.6 | 822 | 51.3 | 0 | 770.7 | Winter | 0 | FALSE | 0 | 0 | 0 | 0 | 0 | 0 | 1 | 1
1981-03-20 | 3 | 20 | 10:00 | 1.1 | 10 | 1 | 34 |  | 21 | 15.8534 | 6.0377 | 21.8911 | 95% | 1 | 68.4 | 9.0117 | 4.9685 | 4.9685 | 0 | 0% | 11.7507 | 0.75 | 0.75 | 0.75 | 51.3 | 6.7588 | 3.7264 | 3.7264 | 0 | 0% | 808.75 | 68.4 | 0 | 740.35 | 808.75 | 51.3 | 0 | 757.45 | Winter | 0 | FALSE | 0 | 0 | 0 | 0 | 0 | 0 | 1 | 1
1981-03-20 | 3 | 20 | 11:00 | 2.2 | 11 | 1 | 36 |  | 19 | 14.3435 | 5.2502 | 19.5937 | 95% | 1 | 68.4 | 9.0117 | 4.9685 | 4.9685 | 0 | 0% | 11.8969 | 0.75 | 0.75 | 0.75 | 51.3 | 6.7588 | 3.7264 | 3.7264 | 0 | 0% | 818.75 | 68.4 | 0 | 750.35 | 818.75 | 51.3 | 0 | 767.45 | Winter | 0 | FALSE | 0 | 0 | 0 | 0 | 0 | 0 | 1 | 1
1981-03-20 | 3 | 20 | 12:00 | 3.3 | 12 | 1 | 38 |  | 17 | 12.8337 | 5.2502 | 18.0839 | 95% | 1 | 68.4 | 9.0117 | 4.9685 | 4.9685 | 0 | 0% | 11.4839 | 0.75 | 0.75 | 0.75 | 51.3 | 6.7588 | 3.7264 | 3.7264 | 0 | 0% | 790.5 | 68.4 | 0 | 722.1 | 790.5 | 51.3 | 0 | 739.2 | Winter | 0 | FALSE | 0 | 0 | 0 | 0 | 0 | 0 | 1 | 1
1981-03-20 | 3 | 20 | 13:00 | 3.3 | 13 | 1 | 38 |  | 17 | 12.8337 | 4.7252 | 17.5589 | 95% | 1 | 68.4 | 9.0117 | 4.9685 | 4.9685 | 0 | 0% | 11.7361 | 0.75 | 0.75 | 0.75 | 51.3 | 6.7588 | 3.7264 | 3.7264 | 0 | 0% | 807.75 | 68.4 | 0 | 739.35 | 807.75 | 51.3 | 0 | 756.45 | Winter | 0 | FALSE | 0 | 0 | 0 | 0 | 0 | 0 | 1 | 1
1981-03-20 | 3 | 20 | 14:00 | 2.2 | 14 | 1 | 36 |  | 19 | 14.3435 | 3.9376 | 18.2812 | 95% | 1 | 68.4 | 9.0117 | 4.9685 | 4.9685 | 0 | 0% | 11.2975 | 0.75 | 0.75 | 0.75 | 51.3 | 6.7588 | 3.7264 | 3.7264 | 0 | 0% | 777.75 | 68.4 | 0 | 709.35 | 777.75 | 51.3 | 0 | 726.45 | Winter | 0 | FALSE | 0 | 0 | 0 | 0 | 0 | 0 | 1 | 1
1981-03-20 | 3 | 20 | 15:00 | 1.7 | 15 | 1 | 35 |  | 20 | 15.0985 | 3.6751 | 18.7736 | 95% | 1 | 68.4 | 9.0117 | 4.9685 | 4.9685 | 0 | 0% | 11.4985 | 0.75 | 0.75 | 0.75 | 51.3 | 6.7588 | 3.7264 | 3.7264 | 0 | 0% | 791.5 | 68.4 | 0 | 723.1 | 791.5 | 51.3 | 0 | 740.2 | Winter | 0 | FALSE | 0 | 0 | 0 | 0 | 0 | 0 | 1 | 1
1981-03-20 | 3 | 20 | 16:00 | 1.7 | 16 | 1 | 35 |  | 20 | 15.0985 | 3.6751 | 18.7736 | 95% | 1 | 68.4 | 9.0117 | 4.9685 | 4.9685 | 0 | 0% | 11.4766 | 0.75 | 0.75 | 0.75 | 51.3 | 6.7588 | 3.7264 | 3.7264 | 0 | 0% | 790 | 68.4 | 0 | 721.6 | 790 | 51.3 | 0 | 738.7 | Winter | 0 | FALSE | 0 | 0 | 0 | 0 | 0 | 0 | 1 | 1
1981-03-20 | 3 | 20 | 17:00 | 1.1 | 17 | 1 | 34 |  | 21 | 15.8534 | 4.7252 | 20.5786 | 95% | 1 | 68.4 | 9.0117 | 4.9685 | 4.9685 | 0 | 0% | 11.0161 | 0.75 | 0.75 | 0.75 | 51.3 | 6.7588 | 3.7264 | 3.7264 | 0 | 0% | 758.5 | 68.4 | 0 | 690.1 | 758.5 | 51.3 | 0 | 707.2 | Winter | 1 | FALSE | 1 | 68.4 | 51.3 | 0 | 0 | 0 | 1 | 1
1981-03-20 | 3 | 20 | 18:00 | 0.6 | 18 | 1 | 33 |  | 22 | 16.6083 | 6.0377 | 22.646 | 95% | 1 | 68.4 | 9.0117 | 4.9685 | 4.9685 | 0 | 0% | 11.3048 | 0.75 | 0.75 | 0.75 | 51.3 | 6.7588 | 3.7264 | 3.7264 | 0 | 0% | 778.25 | 68.4 | 0 | 709.85 | 778.25 | 51.3 | 0 | 726.95 | Winter | 1 | FALSE | 1 | 68.4 | 51.3 | 0 | 0 | 0 | 1 | 1
1981-03-20 | 3 | 20 | 19:00 | 0 | 19 | 1 | 32 |  | 23 | 17.3632 | 6.5627 | 23.926 | 95% | 1 | 68.4 | 9.0117 | 4.9685 | 4.9685 | 0 | 0% | 11.0088 | 0.75 | 0.75 | 0.75 | 51.3 | 6.7588 | 3.7264 | 3.7264 | 0 | 0% | 758 | 68.4 | 0 | 689.6 | 758 | 51.3 | 0 | 706.7 | Winter | 0 | FALSE | 0 | 0 | 0 | 0 | 0 | 0 | 1 | 1
1981-03-20 | 3 | 20 | 20:00 | -0.6 | 20 | 1 | 31 |  | 24 | 18.1182 | 5.7752 | 23.8934 | 95% | 1 | 68.4 | 9.0117 | 4.9685 | 4.9685 | 0 | 0% | 10.3509 | 0.75 | 0.75 | 0.75 | 51.3 | 6.7588 | 3.7264 | 3.7264 | 0 | 0% | 713 | 68.4 | 0 | 644.6 | 713 | 51.3 | 0 | 661.7 | Winter | 0 | FALSE | 0 | 0 | 0 | 0 | 0 | 0 | 1 | 1
1981-03-20 | 3 | 20 | 21:00 | 0 | 21 | 1 | 32 |  | 23 | 17.3632 | 4.7252 | 22.0884 | 95% | 1 | 68.4 | 9.0117 | 4.9685 | 4.9685 | 0 | 0% | 9.9232 | 0.75 | 0.75 | 0.75 | 51.3 | 6.7588 | 3.7264 | 3.7264 | 0 | 0% | 683.75 | 68.4 | 0 | 615.35 | 683.75 | 51.3 | 0 | 632.45 | Winter | 0 | FALSE | 0 | 0 | 0 | 0 | 0 | 0 | 1 | 1
1981-03-20 | 3 | 20 | 22:00 | 0.6 | 22 | 1 | 33 |  | 22 | 16.6083 | 4.2002 | 20.8085 | 95% | 1 | 68.4 | 9.0117 | 4.9685 | 4.9685 | 0 | 0% | 9.693 | 0.75 | 0.75 | 0.75 | 51.3 | 6.7588 | 3.7264 | 3.7264 | 0 | 0% | 668 | 68.4 | 0 | 599.6 | 668 | 51.3 | 0 | 616.7 | Winter | 0 | FALSE | 0 | 0 | 0 | 0 | 0 | 0 | 1 | 1
1981-03-20 | 3 | 20 | 23:00 | 0 | 23 | 1 | 32 |  | 23 | 17.3632 | 5.2502 | 22.6134 | 95% | 1 | 68.4 | 9.0117 | 4.9685 | 4.9685 | 0 | 0% | 9.5541 | 0.75 | 0.75 | 0.75 | 51.3 | 6.7588 | 3.7264 | 3.7264 | 0 | 0% | 658.5 | 68.4 | 0 | 590.1 | 658.5 | 51.3 | 0 | 607.2 | Winter | 0 | FALSE | 0 | 0 | 0 | 0 | 0 | 0 | 1 | 1
1981-03-20 | 3 | 20 | 24:00 | -0.6 | 0 | 1 | 31 |  | 24 | 18.1182 | 4.2002 | 22.3183 | 95% | 1 | 68.4 | 9.0117 | 4.9685 | 4.9685 | 0 | 0% | 9.587 | 0.75 | 0.75 | 0.75 | 51.3 | 6.7588 | 3.7264 | 3.7264 | 0 | 0% | 660.75 | 68.4 | 0 | 592.35 | 660.75 | 51.3 | 0 | 609.45 | Winter | 0 | FALSE | 0 | 0 | 0 | 0 | 0 | 0 | 1 | 1
1981-03-21 | 3 | 21 | 1:00 | 0 | 1 | 1 | 32 |  | 23 | 17.3632 | 3.9376 | 21.3009 | 95% | 1 | 68.4 | 9.0117 | 4.9685 | 4.9685 | 0 | 0% | 9.5431 | 0.75 | 0.75 | 0.75 | 51.3 | 6.7588 | 3.7264 | 3.7264 | 0 | 0% | 657.75 | 68.4 | 0 | 589.35 | 657.75 | 51.3 | 0 | 606.45 | Winter | 0 | FALSE | 0 | 0 | 0 | 0 | 0 | 0 | 1 | 1
1981-03-21 | 3 | 21 | 2:00 | 0 | 2 | 1 | 32 |  | 23 | 17.3632 | 3.1501 | 20.5134 | 95% | 1 | 68.4 | 9.0117 | 4.9685 | 4.9685 | 0 | 0% | 9.3823 | 0.75 | 0.75 | 0.75 | 51.3 | 6.7588 | 3.7264 | 3.7264 | 0 | 0% | 646.75 | 68.4 | 0 | 578.35 | 646.75 | 51.3 | 0 | 595.45 | Winter | 0 | FALSE | 0 | 0 | 0 | 0 | 0 | 0 | 1 | 1
1981-03-21 | 3 | 21 | 3:00 | -0.6 | 3 | 1 | 31 |  | 24 | 18.1182 | 3.4126 | 21.5308 | 95% | 1 | 68.4 | 9.0117 | 4.9685 | 4.9685 | 0 | 0% | 9.3604 | 0.75 | 0.75 | 0.75 | 51.3 | 6.7588 | 3.7264 | 3.7264 | 0 | 0% | 645.25 | 68.4 | 0 | 576.85 | 645.25 | 51.3 | 0 | 593.95 | Winter | 0 | FALSE | 0 | 0 | 0 | 0 | 0 | 0 | 1 | 1
1981-03-21 | 3 | 21 | 4:00 | -0.6 | 4 | 1 | 31 |  | 24 | 18.1182 | 3.1501 | 21.2683 | 95% | 1 | 68.4 | 9.0117 | 4.9685 | 4.9685 | 0 | 0% | 9.6016 | 0.75 | 0.75 | 0.75 | 51.3 | 6.7588 | 3.7264 | 3.7264 | 0 | 0% | 661.75 | 68.4 | 0 | 593.35 | 661.75 | 51.3 | 0 | 610.45 | Winter | 0 | FALSE | 0 | 0 | 0 | 0 | 0 | 0 | 1 | 1
1981-03-21 | 3 | 21 | 5:00 | -0.6 | 5 | 1 | 31 |  | 24 | 18.1182 | 3.1501 | 21.2683 | 95% | 1 | 68.4 | 9.0117 | 4.9685 | 4.9685 | 0 | 0% | 9.5212 | 0.75 | 0.75 | 0.75 | 51.3 | 6.7588 | 3.7264 | 3.7264 | 0 | 0% | 656.25 | 68.4 | 0 | 587.85 | 656.25 | 51.3 | 0 | 604.95 | Winter | 0 | FALSE | 0 | 0 | 0 | 0 | 0 | 0 | 1 | 1
1981-03-21 | 3 | 21 | 6:00 | -1.1 | 6 | 1 | 30 |  | 25 | 18.8731 | 3.9376 | 22.8107 | 95% | 1 | 68.4 | 9.0117 | 4.9685 | 4.9685 | 0 | 0% | 9.8173 | 0.75 | 0.75 | 0.75 | 51.3 | 6.7588 | 3.7264 | 3.7264 | 0 | 0% | 676.5 | 68.4 | 0 | 608.1 | 676.5 | 51.3 | 0 | 625.2 | Winter | 0 | FALSE | 0 | 0 | 0 | 0 | 0 | 0 | 1 | 1
1981-03-21 | 3 | 21 | 7:00 | -0.6 | 7 | 1 | 31 |  | 24 | 18.1182 | 4.7252 | 22.8433 | 95% | 1 | 68.4 | 9.0117 | 4.9685 | 4.9685 | 0 | 0% | 10.0219 | 0.75 | 0.75 | 0.75 | 51.3 | 6.7588 | 3.7264 | 3.7264 | 0 | 0% | 690.5 | 68.4 | 0 | 622.1 | 690.5 | 51.3 | 0 | 639.2 | Winter | 0 | FALSE | 0 | 0 | 0 | 0 | 0 | 0 | 1 | 1
1981-03-21 | 3 | 21 | 8:00 | 0 | 8 | 1 | 32 |  | 23 | 17.3632 | 7.6128 | 24.976 | 95% | 1 | 68.4 | 9.0117 | 4.9685 | 4.9685 | 0 | 0% | 10.3655 | 0.75 | 0.75 | 0.75 | 51.3 | 6.7588 | 3.7264 | 3.7264 | 0 | 0% | 714 | 68.4 | 0 | 645.6 | 714 | 51.3 | 0 | 662.7 | Winter | 0 | FALSE | 0 | 0 | 0 | 0 | 0 | 0 | 1 | 1
1981-03-21 | 3 | 21 | 9:00 | 0.6 | 9 | 1 | 33 |  | 22 | 16.6083 | 6.5627 | 23.1711 | 95% | 1 | 68.4 | 9.0117 | 4.9685 | 4.9685 | 0 | 0% | 10.7054 | 0.75 | 0.75 | 0.75 | 51.3 | 6.7588 | 3.7264 | 3.7264 | 0 | 0% | 737.25 | 68.4 | 0 | 668.85 | 737.25 | 51.3 | 0 | 685.95 | Winter | 0 | FALSE | 0 | 0 | 0 | 0 | 0 | 0 | 1 | 1
1981-03-21 | 3 | 21 | 10:00 | 1.7 | 10 | 1 | 35 |  | 20 | 15.0985 | 6.0377 | 21.1362 | 95% | 1 | 68.4 | 9.0117 | 4.9685 | 4.9685 | 0 | 0% | 10.7785 | 0.75 | 0.75 | 0.75 | 51.3 | 6.7588 | 3.7264 | 3.7264 | 0 | 0% | 742.25 | 68.4 | 0 | 673.85 | 742.25 | 51.3 | 0 | 690.95 | Winter | 0 | FALSE | 0 | 0 | 0 | 0 | 0 | 0 | 1 | 1
1981-03-21 | 3 | 21 | 11:00 | 2.2 | 11 | 1 | 36 |  | 19 | 14.3435 | 5.2502 | 19.5937 | 95% | 1 | 68.4 | 9.0117 | 4.9685 | 4.9685 | 0 | 0% | 10.6579 | 0.75 | 0.75 | 0.75 | 51.3 | 6.7588 | 3.7264 | 3.7264 | 0 | 0% | 734 | 68.4 | 0 | 665.6 | 734 | 51.3 | 0 | 682.7 | Winter | 0 | FALSE | 0 | 0 | 0 | 0 | 0 | 0 | 1 | 1
1981-03-21 | 3 | 21 | 12:00 | 2.8 | 12 | 1 | 37 |  | 18 | 13.5886 | 5.2502 | 18.8388 | 95% | 1 | 68.4 | 9.0117 | 4.9685 | 4.9685 | 0 | 0% | 11.2646 | 0.75 | 0.75 | 0.75 | 51.3 | 6.7588 | 3.7264 | 3.7264 | 0 | 0% | 775.5 | 68.4 | 0 | 707.1 | 775.5 | 51.3 | 0 | 724.2 | Winter | 0 | FALSE | 0 | 0 | 0 | 0 | 0 | 0 | 1 | 1
1981-03-21 | 3 | 21 | 13:00 | 2.2 | 13 | 1 | 36 |  | 19 | 14.3435 | 4.7252 | 19.0687 | 95% | 1 | 68.4 | 9.0117 | 4.9685 | 4.9685 | 0 | 0% | 10.8151 | 0.75 | 0.75 | 0.75 | 51.3 | 6.7588 | 3.7264 | 3.7264 | 0 | 0% | 744.75 | 68.4 | 0 | 676.35 | 744.75 | 51.3 | 0 | 693.45 | Winter | 0 | FALSE | 0 | 0 | 0 | 0 | 0 | 0 | 1 | 1
1981-03-21 | 3 | 21 | 14:00 | 3.9 | 14 | 1 | 39 |  | 16 | 12.0788 | 3.9376 | 16.0164 | 95% | 1 | 68.4 | 9.0117 | 4.9685 | 4.9685 | 0 | 0% | 10.8955 | 0.75 | 0.75 | 0.75 | 51.3 | 6.7588 | 3.7264 | 3.7264 | 0 | 0% | 750.25 | 68.4 | 0 | 681.85 | 750.25 | 51.3 | 0 | 698.95 | Winter | 0 | FALSE | 0 | 0 | 0 | 0 | 0 | 0 | 1 | 1
1981-03-21 | 3 | 21 | 15:00 | 3.9 | 15 | 1 | 39 |  | 16 | 12.0788 | 3.6751 | 15.7539 | 95% | 1 | 68.4 | 9.0117 | 4.9685 | 4.9685 | 0 | 0% | 10.1645 | 0.75 | 0.75 | 0.75 | 51.3 | 6.7588 | 3.7264 | 3.7264 | 0 | 0% | 700.25 | 68.4 | 0 | 631.85 | 700.25 | 51.3 | 0 | 648.95 | Winter | 0 | FALSE | 0 | 0 | 0 | 0 | 0 | 0 | 1 | 1
1981-03-21 | 3 | 21 | 16:00 | 5 | 16 | 1 | 41 |  | 14 | 10.5689 | 3.6751 | 14.2441 | 95% | 1 | 68.4 | 9.0117 | 4.9685 | 4.9685 | 0 | 0% | 10.2156 | 0.75 | 0.75 | 0.75 | 51.3 | 6.7588 | 3.7264 | 3.7264 | 0 | 0% | 703.75 | 68.4 | 0 | 635.35 | 703.75 | 51.3 | 0 | 652.45 | Winter | 0 | FALSE | 0 | 0 | 0 | 0 | 0 | 0 | 1 | 1
1981-03-21 | 3 | 21 | 17:00 | 4.4 | 17 | 1 | 40 |  | 15 | 11.3238 | 4.7252 | 16.049 | 95% | 1 | 68.4 | 9.0117 | 4.9685 | 4.9685 | 0 | 0% | 10.2924 | 0.75 | 0.75 | 0.75 | 51.3 | 6.7588 | 3.7264 | 3.7264 | 0 | 0% | 709 | 68.4 | 0 | 640.6 | 709 | 51.3 | 0 | 657.7 | Winter | 1 | FALSE | 1 | 68.4 | 51.3 | 0 | 0 | 0 | 1 | 1
1981-03-21 | 3 | 21 | 18:00 | 3.3 | 18 | 1 | 38 |  | 17 | 12.8337 | 6.0377 | 18.8714 | 95% | 1 | 68.4 | 9.0117 | 4.9685 | 4.9685 | 0 | 0% | 10.0768 | 0.75 | 0.75 | 0.75 | 51.3 | 6.7588 | 3.7264 | 3.7264 | 0 | 0% | 694.25 | 68.4 | 0 | 625.85 | 694.25 | 51.3 | 0 | 642.95 | Winter | 1 | FALSE | 1 | 68.4 | 51.3 | 0 | 0 | 0 | 1 | 1
1981-03-21 | 3 | 21 | 19:00 | 3.3 | 19 | 1 | 38 |  | 17 | 12.8337 | 6.5627 | 19.3964 | 95% | 1 | 68.4 | 9.0117 | 4.9685 | 4.9685 | 0 | 0% | 9.4846 | 0.75 | 0.75 | 0.75 | 51.3 | 6.7588 | 3.7264 | 3.7264 | 0 | 0% | 653.75 | 68.4 | 0 | 585.35 | 653.75 | 51.3 | 0 | 602.45 | Winter | 0 | FALSE | 0 | 0 | 0 | 0 | 0 | 0 | 1 | 1
1981-03-21 | 3 | 21 | 20:00 | 3.3 | 20 | 1 | 38 |  | 17 | 12.8337 | 5.7752 | 18.6089 | 95% | 1 | 68.4 | 9.0117 | 4.9685 | 4.9685 | 0 | 0% | 9.4152 | 0.75 | 0.75 | 0.75 | 51.3 | 6.7588 | 3.7264 | 3.7264 | 0 | 0% | 649 | 68.4 | 0 | 580.6 | 649 | 51.3 | 0 | 597.7 | Winter | 0 | FALSE | 0 | 0 | 0 | 0 | 0 | 0 | 1 | 1
1981-03-21 | 3 | 21 | 21:00 | 2.8 | 21 | 1 | 37 |  | 18 | 13.5886 | 4.7252 | 18.3138 | 95% | 1 | 68.4 | 9.0117 | 4.9685 | 4.9685 | 0 | 0% | 9.7442 | 0.75 | 0.75 | 0.75 | 51.3 | 6.7588 | 3.7264 | 3.7264 | 0 | 0% | 671.5 | 68.4 | 0 | 603.1 | 671.5 | 51.3 | 0 | 620.2 | Winter | 0 | FALSE | 0 | 0 | 0 | 0 | 0 | 0 | 1 | 1
1981-03-21 | 3 | 21 | 22:00 | 3.3 | 22 | 1 | 38 |  | 17 | 12.8337 | 4.2002 | 17.0339 | 95% | 1 | 68.4 | 9.0117 | 4.9685 | 4.9685 | 0 | 0% | 9.6564 | 0.75 | 0.75 | 0.75 | 51.3 | 6.7588 | 3.7264 | 3.7264 | 0 | 0% | 665.5 | 68.4 | 0 | 597.1 | 665.5 | 51.3 | 0 | 614.2 | Winter | 0 | FALSE | 0 | 0 | 0 | 0 | 0 | 0 | 1 | 1
1981-03-21 | 3 | 21 | 23:00 | 3.3 | 23 | 1 | 38 |  | 17 | 12.8337 | 5.2502 | 18.0839 | 95% | 1 | 68.4 | 9.0117 | 4.9685 | 4.9685 | 0 | 0% | 9.2909 | 0.75 | 0.75 | 0.75 | 51.3 | 6.7588 | 3.7264 | 3.7264 | 0 | 0% | 640.5 | 68.4 | 0 | 572.1 | 640.5 | 51.3 | 0 | 589.2 | Winter | 0 | FALSE | 0 | 0 | 0 | 0 | 0 | 0 | 1 | 1
1981-03-21 | 3 | 21 | 24:00 | 2.8 | 0 | 1 | 37 |  | 18 | 13.5886 | 4.2002 | 17.7888 | 95% | 1 | 68.4 | 9.0117 | 4.9685 | 4.9685 | 0 | 0% | 9.3969 | 0.75 | 0.75 | 0.75 | 51.3 | 6.7588 | 3.7264 | 3.7264 | 0 | 0% | 647.75 | 68.4 | 0 | 579.35 | 647.75 | 51.3 | 0 | 596.45 | Winter | 0 | FALSE | 0 | 0 | 0 | 0 | 0 | 0 | 1 | 1
1981-03-22 | 3 | 22 | 1:00 | 2.8 | 1 | 2 | 37 |  | 18 | 13.5886 | 3.9376 | 17.5263 | 95% | 1 | 68.4 | 9.0117 | 4.9685 | 4.9685 | 0 | 0% | 9.3238 | 0.75 | 0.75 | 0.75 | 51.3 | 6.7588 | 3.7264 | 3.7264 | 0 | 0% | 642.75 | 68.4 | 0 | 574.35 | 642.75 | 51.3 | 0 | 591.45 | Winter | 0 | 0 | 0 | 0 | 0 | 0 | 0 | 0 | 1 | 1
1981-03-22 | 3 | 22 | 2:00 | 2.2 | 2 | 2 | 36 |  | 19 | 14.3435 | 3.1501 | 17.4937 | 95% | 1 | 68.4 | 9.0117 | 4.9685 | 4.9685 | 0 | 0% | 9.28 | 0.75 | 0.75 | 0.75 | 51.3 | 6.7588 | 3.7264 | 3.7264 | 0 | 0% | 639.75 | 68.4 | 0 | 571.35 | 639.75 | 51.3 | 0 | 588.45 | Winter | 0 | 0 | 0 | 0 | 0 | 0 | 0 | 0 | 1 | 1
1981-03-22 | 3 | 22 | 3:00 | 2.2 | 3 | 2 | 36 |  | 19 | 14.3435 | 3.4126 | 17.7562 | 95% | 1 | 68.4 | 9.0117 | 4.9685 | 4.9685 | 0 | 0% | 9.1192 | 0.75 | 0.75 | 0.75 | 51.3 | 6.7588 | 3.7264 | 3.7264 | 0 | 0% | 628.75 | 68.4 | 0 | 560.35 | 628.75 | 51.3 | 0 | 577.45 | Winter | 0 | 0 | 0 | 0 | 0 | 0 | 0 | 0 | 1 | 1
1981-03-22 | 3 | 22 | 4:00 | 1.7 | 4 | 2 | 35 |  | 20 | 15.0985 | 3.1501 | 18.2486 | 95% | 1 | 68.4 | 9.0117 | 4.9685 | 4.9685 | 0 | 0% | 9.7039 | 0.75 | 0.75 | 0.75 | 51.3 | 6.7588 | 3.7264 | 3.7264 | 0 | 0% | 668.75 | 68.4 | 0 | 600.35 | 668.75 | 51.3 | 0 | 617.45 | Winter | 0 | 0 | 0 | 0 | 0 | 0 | 0 | 0 | 1 | 1
1981-03-22 | 3 | 22 | 5:00 | 1.1 | 5 | 2 | 34 |  | 21 | 15.8534 | 3.1501 | 19.0035 | 95% | 1 | 68.4 | 9.0117 | 4.9685 | 4.9685 | 0 | 0% | 9.5797 | 0.75 | 0.75 | 0.75 | 51.3 | 6.7588 | 3.7264 | 3.7264 | 0 | 0% | 660.25 | 68.4 | 0 | 591.85 | 660.25 | 51.3 | 0 | 608.95 | Winter | 0 | 0 | 0 | 0 | 0 | 0 | 0 | 0 | 1 | 1
1981-03-22 | 3 | 22 | 6:00 | 0.6 | 6 | 2 | 33 |  | 22 | 16.6083 | 3.9376 | 20.546 | 95% | 1 | 68.4 | 9.0117 | 4.9685 | 4.9685 | 0 | 0% | 9.6053 | 0.75 | 0.75 | 0.75 | 51.3 | 6.7588 | 3.7264 | 3.7264 | 0 | 0% | 662 | 68.4 | 0 | 593.6 | 662 | 51.3 | 0 | 610.7 | Winter | 0 | 0 | 0 | 0 | 0 | 0 | 0 | 0 | 1 | 1
1981-03-22 | 3 | 22 | 7:00 | 1.7 | 7 | 2 | 35 |  | 20 | 15.0985 | 4.7252 | 19.8236 | 95% | 1 | 68.4 | 9.0117 | 4.9685 | 4.9685 | 0 | 0% | 9.8501 | 0.75 | 0.75 | 0.75 | 51.3 | 6.7588 | 3.7264 | 3.7264 | 0 | 0% | 678.75 | 68.4 | 0 | 610.35 | 678.75 | 51.3 | 0 | 627.45 | Winter | 0 | 0 | 0 | 0 | 0 | 0 | 0 | 0 | 1 | 1
1981-03-22 | 3 | 22 | 8:00 | 3.3 | 8 | 2 | 38 |  | 17 | 12.8337 | 7.6128 | 20.4465 | 95% | 1 | 68.4 | 9.0117 | 4.9685 | 4.9685 | 0 | 0% | 9.6235 | 0.75 | 0.75 | 0.75 | 51.3 | 6.7588 | 3.7264 | 3.7264 | 0 | 0% | 663.25 | 68.4 | 0 | 594.85 | 663.25 | 51.3 | 0 | 611.95 | Winter | 0 | 0 | 0 | 0 | 0 | 0 | 0 | 0 | 1 | 1
1981-03-22 | 3 | 22 | 9:00 | 5 | 9 | 2 | 41 |  | 14 | 10.5689 | 6.5627 | 17.1317 | 95% | 1 | 68.4 | 9.0117 | 4.9685 | 4.9685 | 0 | 0% | 9.6308 | 0.75 | 0.75 | 0.75 | 51.3 | 6.7588 | 3.7264 | 3.7264 | 0 | 0% | 663.75 | 68.4 | 0 | 595.35 | 663.75 | 51.3 | 0 | 612.45 | Winter | 0 | 0 | 0 | 0 | 0 | 0 | 0 | 0 | 1 | 1
1981-03-22 | 3 | 22 | 10:00 | 5.6 | 10 | 2 | 42 |  | 13 | 9.814 | 6.0377 | 15.8517 | 95% | 1 | 68.4 | 9.0117 | 4.9685 | 4.9685 | 0 | 0% | 9.799 | 0.75 | 0.75 | 0.75 | 51.3 | 6.7588 | 3.7264 | 3.7264 | 0 | 0% | 675.25 | 68.4 | 0 | 606.85 | 675.25 | 51.3 | 0 | 623.95 | Winter | 0 | 0 | 0 | 0 | 0 | 0 | 0 | 0 | 1 | 1
1981-03-22 | 3 | 22 | 11:00 | 5 | 11 | 2 | 41 |  | 14 | 10.5689 | 5.2502 | 15.8191 | 95% | 1 | 68.4 | 9.0117 | 4.9685 | 4.9685 | 0 | 0% | 9.905 | 0.75 | 0.75 | 0.75 | 51.3 | 6.7588 | 3.7264 | 3.7264 | 0 | 0% | 682.5 | 68.4 | 0 | 614.1 | 682.5 | 51.3 | 0 | 631.2 | Winter | 0 | 0 | 0 | 0 | 0 | 0 | 0 | 0 | 1 | 1
1981-03-22 | 3 | 22 | 12:00 | 5.6 | 12 | 2 | 42 |  | 13 | 9.814 | 5.2502 | 15.0642 | 95% | 1 | 68.4 | 9.0117 | 4.9685 | 4.9685 | 0 | 0% | 10.0658 | 0.75 | 0.75 | 0.75 | 51.3 | 6.7588 | 3.7264 | 3.7264 | 0 | 0% | 693.5 | 68.4 | 0 | 625.1 | 693.5 | 51.3 | 0 | 642.2 | Winter | 0 | 0 | 0 | 0 | 0 | 0 | 0 | 0 | 1 | 1
1981-03-22 | 3 | 22 | 13:00 | 5 | 13 | 2 | 41 |  | 14 | 10.5689 | 4.7252 | 15.2941 | 95% | 1 | 68.4 | 9.0117 | 4.9685 | 4.9685 | 0 | 0% | 10.307 | 0.75 | 0.75 | 0.75 | 51.3 | 6.7588 | 3.7264 | 3.7264 | 0 | 0% | 710 | 68.4 | 0 | 641.6 | 710 | 51.3 | 0 | 658.7 | Winter | 0 | 0 | 0 | 0 | 0 | 0 | 0 | 0 | 1 | 1
1981-03-22 | 3 | 22 | 14:00 | 5.6 | 14 | 2 | 42 |  | 13 | 9.814 | 3.9376 | 13.7516 | 95% | 1 | 68.4 | 9.0117 | 4.9685 | 4.9685 | 0 | 0% | 10.3728 | 0.75 | 0.75 | 0.75 | 51.3 | 6.7588 | 3.7264 | 3.7264 | 0 | 0% | 714.5 | 68.4 | 0 | 646.1 | 714.5 | 51.3 | 0 | 663.2 | Winter | 0 | 0 | 0 | 0 | 0 | 0 | 0 | 0 | 1 | 1
1981-03-22 | 3 | 22 | 15:00 | 5 | 15 | 2 | 41 |  | 14 | 10.5689 | 3.6751 | 14.2441 | 95% | 1 | 68.4 | 9.0117 | 4.9685 | 4.9685 | 0 | 0% | 10.3034 | 0.75 | 0.75 | 0.75 | 51.3 | 6.7588 | 3.7264 | 3.7264 | 0 | 0% | 709.75 | 68.4 | 0 | 641.35 | 709.75 | 51.3 | 0 | 658.45 | Winter | 0 | 0 | 0 | 0 | 0 | 0 | 0 | 0 | 1 | 1
1981-03-22 | 3 | 22 | 16:00 | 4.4 | 16 | 2 | 40 |  | 15 | 11.3238 | 3.6751 | 14.999 | 95% | 1 | 68.4 | 9.0117 | 4.9685 | 4.9685 | 0 | 0% | 10.2961 | 0.75 | 0.75 | 0.75 | 51.3 | 6.7588 | 3.7264 | 3.7264 | 0 | 0% | 709.25 | 68.4 | 0 | 640.85 | 709.25 | 51.3 | 0 | 657.95 | Winter | 0 | 0 | 0 | 0 | 0 | 0 | 0 | 0 | 1 | 1
1981-03-22 | 3 | 22 | 17:00 | 3.9 | 17 | 2 | 39 |  | 16 | 12.0788 | 4.7252 | 16.8039 | 95% | 1 | 68.4 | 9.0117 | 4.9685 | 4.9685 | 0 | 0% | 10.2814 | 0.75 | 0.75 | 0.75 | 51.3 | 6.7588 | 3.7264 | 3.7264 | 0 | 0% | 708.25 | 68.4 | 0 | 639.85 | 708.25 | 51.3 | 0 | 656.95 | Winter | 0 | 0 | 0 | 0 | 0 | 0 | 0 | 0 | 1 | 1
1981-03-22 | 3 | 22 | 18:00 | 3.3 | 18 | 2 | 38 |  | 17 | 12.8337 | 6.0377 | 18.8714 | 95% | 1 | 68.4 | 9.0117 | 4.9685 | 4.9685 | 0 | 0% | 9.8538 | 0.75 | 0.75 | 0.75 | 51.3 | 6.7588 | 3.7264 | 3.7264 | 0 | 0% | 679 | 68.4 | 0 | 610.6 | 679 | 51.3 | 0 | 627.7 | Winter | 0 | 0 | 0 | 0 | 0 | 0 | 0 | 0 | 1 | 1
1981-03-22 | 3 | 22 | 19:00 | 2.8 | 19 | 2 | 37 |  | 18 | 13.5886 | 6.5627 | 20.1514 | 95% | 1 | 68.4 | 9.0117 | 4.9685 | 4.9685 | 0 | 0% | 9.6089 | 0.75 | 0.75 | 0.75 | 51.3 | 6.7588 | 3.7264 | 3.7264 | 0 | 0% | 662.25 | 68.4 | 0 | 593.85 | 662.25 | 51.3 | 0 | 610.95 | Winter | 0 | 0 | 0 | 0 | 0 | 0 | 0 | 0 | 1 | 1
1981-03-22 | 3 | 22 | 20:00 | 2.2 | 20 | 2 | 36 |  | 19 | 14.3435 | 5.7752 | 20.1188 | 95% | 1 | 68.4 | 9.0117 | 4.9685 | 4.9685 | 0 | 0% | 9.8757 | 0.75 | 0.75 | 0.75 | 51.3 | 6.7588 | 3.7264 | 3.7264 | 0 | 0% | 680.5 | 68.4 | 0 | 612.1 | 680.5 | 51.3 | 0 | 629.2 | Winter | 0 | 0 | 0 | 0 | 0 | 0 | 0 | 0 | 1 | 1
1981-03-22 | 3 | 22 | 21:00 | 2.2 | 21 | 2 | 36 |  | 19 | 14.3435 | 4.7252 | 19.0687 | 95% | 1 | 68.4 | 9.0117 | 4.9685 | 4.9685 | 0 | 0% | 9.7442 | 0.75 | 0.75 | 0.75 | 51.3 | 6.7588 | 3.7264 | 3.7264 | 0 | 0% | 671.5 | 68.4 | 0 | 603.1 | 671.5 | 51.3 | 0 | 620.2 | Winter | 0 | 0 | 0 | 0 | 0 | 0 | 0 | 0 | 1 | 1
1981-03-22 | 3 | 22 | 22:00 | 2.2 | 22 | 2 | 36 |  | 19 | 14.3435 | 4.2002 | 18.5437 | 95% | 1 | 68.4 | 9.0117 | 4.9685 | 4.9685 | 0 | 0% | 9.8173 | 0.75 | 0.75 | 0.75 | 51.3 | 6.7588 | 3.7264 | 3.7264 | 0 | 0% | 676.5 | 68.4 | 0 | 608.1 | 676.5 | 51.3 | 0 | 625.2 | Winter | 0 | 0 | 0 | 0 | 0 | 0 | 0 | 0 | 1 | 1
1981-03-22 | 3 | 22 | 23:00 | 1.7 | 23 | 2 | 35 |  | 20 | 15.0985 | 5.2502 | 20.3487 | 95% | 1 | 68.4 | 9.0117 | 4.9685 | 4.9685 | 0 | 0% | 9.7697 | 0.75 | 0.75 | 0.75 | 51.3 | 6.7588 | 3.7264 | 3.7264 | 0 | 0% | 673.25 | 68.4 | 0 | 604.85 | 673.25 | 51.3 | 0 | 621.95 | Winter | 0 | 0 | 0 | 0 | 0 | 0 | 0 | 0 | 1 | 1
1981-03-22 | 3 | 22 | 24:00 | 1.7 | 0 | 2 | 35 |  | 20 | 15.0985 | 4.2002 | 19.2986 | 95% | 1 | 68.4 | 9.0117 | 4.9685 | 4.9685 | 0 | 0% | 9.5906 | 0.75 | 0.75 | 0.75 | 51.3 | 6.7588 | 3.7264 | 3.7264 | 0 | 0% | 661 | 68.4 | 0 | 592.6 | 661 | 51.3 | 0 | 609.7 | Winter | 0 | 0 | 0 | 0 | 0 | 0 | 0 | 0 | 1 | 1
1981-03-23 | 3 | 23 | 1:00 | 1.1 | 1 | 2 | 34 |  | 21 | 15.8534 | 3.9376 | 19.791 | 95% | 1 | 68.4 | 9.0117 | 4.9685 | 4.9685 | 0 | 0% | 9.47 | 0.75 | 0.75 | 0.75 | 51.3 | 6.7588 | 3.7264 | 3.7264 | 0 | 0% | 652.75 | 68.4 | 0 | 584.35 | 652.75 | 51.3 | 0 | 601.45 | Winter | 0 | 0 | 0 | 0 | 0 | 0 | 0 | 0 | 1 | 1
1981-03-23 | 3 | 23 | 2:00 | 0.6 | 2 | 2 | 33 |  | 22 | 16.6083 | 3.1501 | 19.7584 | 95% | 1 | 68.4 | 9.0117 | 4.9685 | 4.9685 | 0 | 0% | 9.3275 | 0.75 | 0.75 | 0.75 | 51.3 | 6.7588 | 3.7264 | 3.7264 | 0 | 0% | 643 | 68.4 | 0 | 574.6 | 643 | 51.3 | 0 | 591.7 | Winter | 0 | 0 | 0 | 0 | 0 | 0 | 0 | 0 | 1 | 1
1981-03-23 | 3 | 23 | 3:00 | 1.1 | 3 | 2 | 34 |  | 21 | 15.8534 | 3.4126 | 19.266 | 95% | 1 | 68.4 | 9.0117 | 4.9685 | 4.9685 | 0 | 0% | 9.4408 | 0.75 | 0.75 | 0.75 | 51.3 | 6.7588 | 3.7264 | 3.7264 | 0 | 0% | 650.75 | 68.4 | 0 | 582.35 | 650.75 | 51.3 | 0 | 599.45 | Winter | 0 | 0 | 0 | 0 | 0 | 0 | 0 | 0 | 1 | 1
1981-03-23 | 3 | 23 | 4:00 | 1.1 | 4 | 2 | 34 |  | 21 | 15.8534 | 3.1501 | 19.0035 | 95% | 1 | 68.4 | 9.0117 | 4.9685 | 4.9685 | 0 | 0% | 9.9708 | 0.75 | 0.75 | 0.75 | 51.3 | 6.7588 | 3.7264 | 3.7264 | 0 | 0% | 687 | 68.4 | 0 | 618.6 | 687 | 51.3 | 0 | 635.7 | Winter | 0 | 0 | 0 | 0 | 0 | 0 | 0 | 0 | 1 | 1
1981-03-23 | 3 | 23 | 5:00 | 0.6 | 5 | 2 | 33 |  | 22 | 16.6083 | 3.1501 | 19.7584 | 95% | 1 | 68.4 | 9.0117 | 4.9685 | 4.9685 | 0 | 0% | 9.7953 | 0.75 | 0.75 | 0.75 | 51.3 | 6.7588 | 3.7264 | 3.7264 | 0 | 0% | 675 | 68.4 | 0 | 606.6 | 675 | 51.3 | 0 | 623.7 | Winter | 0 | 0 | 0 | 0 | 0 | 0 | 0 | 0 | 1 | 1
1981-03-23 | 3 | 23 | 6:00 | 0 | 6 | 2 | 32 |  | 23 | 17.3632 | 3.9376 | 21.3009 | 95% | 1 | 68.4 | 9.0117 | 4.9685 | 4.9685 | 0 | 0% | 10.9503 | 0.75 | 0.75 | 0.75 | 51.3 | 6.7588 | 3.7264 | 3.7264 | 0 | 0% | 754 | 68.4 | 0 | 685.6 | 754 | 51.3 | 0 | 702.7 | Winter | 0 | 0 | 0 | 0 | 0 | 0 | 0 | 0 | 1 | 1
1981-03-23 | 3 | 23 | 7:00 | 0 | 7 | 2 | 32 |  | 23 | 17.3632 | 4.7252 | 22.0884 | 95% | 1 | 68.4 | 9.0117 | 4.9685 | 4.9685 | 0 | 0% | 11.3121 | 0.75 | 0.75 | 0.75 | 51.3 | 6.7588 | 3.7264 | 3.7264 | 0 | 0% | 778.75 | 68.4 | 0 | 710.35 | 778.75 | 51.3 | 0 | 727.45 | Winter | 0 | 0 | 0 | 0 | 0 | 0 | 0 | 0 | 1 | 1
1981-03-23 | 3 | 23 | 8:00 | 2.2 | 8 | 2 | 36 |  | 19 | 14.3435 | 7.6128 | 21.9563 | 95% | 1 | 68.4 | 9.0117 | 4.9685 | 4.9685 | 0 | 0% | 11.451 | 0.75 | 0.75 | 0.75 | 51.3 | 6.7588 | 3.7264 | 3.7264 | 0 | 0% | 788.25 | 68.4 | 0 | 719.85 | 788.25 | 51.3 | 0 | 736.95 | Winter | 0 | 0 | 0 | 0 | 0 | 0 | 0 | 0 | 1 | 1
1981-03-23 | 3 | 23 | 9:00 | 4.4 | 9 | 2 | 40 |  | 15 | 11.3238 | 6.5627 | 17.8866 | 95% | 1 | 68.4 | 9.0117 | 4.9685 | 4.9685 | 0 | 0% | 11.7727 | 0.75 | 0.75 | 0.75 | 51.3 | 6.7588 | 3.7264 | 3.7264 | 0 | 0% | 810.25 | 68.4 | 0 | 741.85 | 810.25 | 51.3 | 0 | 758.95 | Winter | 0 | 0 | 0 | 0 | 0 | 0 | 0 | 0 | 1 | 1
1981-03-23 | 3 | 23 | 10:00 | 5.6 | 10 | 2 | 42 |  | 13 | 9.814 | 6.0377 | 15.8517 | 95% | 1 | 68.4 | 9.0117 | 4.9685 | 4.9685 | 0 | 0% | 12.511 | 0.75 | 0.75 | 0.75 | 51.3 | 6.7588 | 3.7264 | 3.7264 | 0 | 0% | 860.75 | 68.4 | 0 | 792.35 | 860.75 | 51.3 | 0 | 809.45 | Winter | 0 | 0 | 0 | 0 | 0 | 0 | 0 | 0 | 1 | 1
1981-03-23 | 3 | 23 | 11:00 | 5 | 11 | 2 | 41 |  | 14 | 10.5689 | 5.2502 | 15.8191 | 95% | 1 | 68.4 | 9.0117 | 4.9685 | 4.9685 | 0 | 0% | 12.3319 | 0.75 | 0.75 | 0.75 | 51.3 | 6.7588 | 3.7264 | 3.7264 | 0 | 0% | 848.5 | 68.4 | 0 | 780.1 | 848.5 | 51.3 | 0 | 797.2 | Winter | 0 | 0 | 0 | 0 | 0 | 0 | 0 | 0 | 1 | 1
1981-03-23 | 3 | 23 | 12:00 | 5.6 | 12 | 2 | 42 |  | 13 | 9.814 | 5.2502 | 15.0642 | 95% | 1 | 68.4 | 9.0117 | 4.9685 | 4.9685 | 0 | 0% | 12.1308 | 0.75 | 0.75 | 0.75 | 51.3 | 6.7588 | 3.7264 | 3.7264 | 0 | 0% | 834.75 | 68.4 | 0 | 766.35 | 834.75 | 51.3 | 0 | 783.45 | Winter | 0 | 0 | 0 | 0 | 0 | 0 | 0 | 0 | 1 | 1
1981-03-23 | 3 | 23 | 13:00 | 5.6 | 13 | 2 | 42 |  | 13 | 9.814 | 4.7252 | 14.5392 | 95% | 1 | 68.4 | 9.0117 | 4.9685 | 4.9685 | 0 | 0% | 12.7047 | 0.75 | 0.75 | 0.75 | 51.3 | 6.7588 | 3.7264 | 3.7264 | 0 | 0% | 874 | 68.4 | 0 | 805.6 | 874 | 51.3 | 0 | 822.7 | Winter | 0 | 0 | 0 | 0 | 0 | 0 | 0 | 0 | 1 | 1
1981-03-23 | 3 | 23 | 14:00 | 5 | 14 | 2 | 41 |  | 14 | 10.5689 | 3.9376 | 14.5066 | 95% | 1 | 68.4 | 9.0117 | 4.9685 | 4.9685 | 0 | 0% | 12.2551 | 0.75 | 0.75 | 0.75 | 51.3 | 6.7588 | 3.7264 | 3.7264 | 0 | 0% | 843.25 | 68.4 | 0 | 774.85 | 843.25 | 51.3 | 0 | 791.95 | Winter | 0 | 0 | 0 | 0 | 0 | 0 | 0 | 0 | 1 | 1
1981-03-23 | 3 | 23 | 15:00 | 5 | 15 | 2 | 41 |  | 14 | 10.5689 | 3.6751 | 14.2441 | 95% | 1 | 68.4 | 9.0117 | 4.9685 | 4.9685 | 0 | 0% | 12.2186 | 0.75 | 0.75 | 0.75 | 51.3 | 6.7588 | 3.7264 | 3.7264 | 0 | 0% | 840.75 | 68.4 | 0 | 772.35 | 840.75 | 51.3 | 0 | 789.45 | Winter | 0 | 0 | 0 | 0 | 0 | 0 | 0 | 0 | 1 | 1
1981-03-23 | 3 | 23 | 16:00 | 4.4 | 16 | 2 | 40 |  | 15 | 11.3238 | 3.6751 | 14.999 | 95% | 1 | 68.4 | 9.0117 | 4.9685 | 4.9685 | 0 | 0% | 11.6923 | 0.75 | 0.75 | 0.75 | 51.3 | 6.7588 | 3.7264 | 3.7264 | 0 | 0% | 804.75 | 68.4 | 0 | 736.35 | 804.75 | 51.3 | 0 | 753.45 | Winter | 0 | 0 | 0 | 0 | 0 | 0 | 0 | 0 | 1 | 1
1981-03-23 | 3 | 23 | 17:00 | 3.3 | 17 | 2 | 38 |  | 17 | 12.8337 | 4.7252 | 17.5589 | 95% | 1 | 68.4 | 9.0117 | 4.9685 | 4.9685 | 0 | 0% | 11.1623 | 0.75 | 0.75 | 0.75 | 51.3 | 6.7588 | 3.7264 | 3.7264 | 0 | 0% | 768.5 | 68.4 | 0 | 700.1 | 768.5 | 51.3 | 0 | 717.2 | Winter | 0 | 0 | 0 | 0 | 0 | 0 | 0 | 0 | 1 | 1
1981-03-23 | 3 | 23 | 18:00 | 2.2 | 18 | 2 | 36 |  | 19 | 14.3435 | 6.0377 | 20.3813 | 95% | 1 | 68.4 | 9.0117 | 4.9685 | 4.9685 | 0 | 0% | 10.8845 | 0.75 | 0.75 | 0.75 | 51.3 | 6.7588 | 3.7264 | 3.7264 | 0 | 0% | 749.5 | 68.4 | 0 | 681.1 | 749.5 | 51.3 | 0 | 698.2 | Winter | 0 | 0 | 0 | 0 | 0 | 0 | 0 | 0 | 1 | 1
1981-03-23 | 3 | 23 | 19:00 | 1.7 | 19 | 2 | 35 |  | 20 | 15.0985 | 6.5627 | 21.6612 | 95% | 1 | 68.4 | 9.0117 | 4.9685 | 4.9685 | 0 | 0% | 11.4108 | 0.75 | 0.75 | 0.75 | 51.3 | 6.7588 | 3.7264 | 3.7264 | 0 | 0% | 785.5 | 68.4 | 0 | 717.1 | 785.5 | 51.3 | 0 | 734.2 | Winter | 0 | 0 | 0 | 0 | 0 | 0 | 0 | 0 | 1 | 1
1981-03-23 | 3 | 23 | 20:00 | 1.1 | 20 | 2 | 34 |  | 21 | 15.8534 | 5.7752 | 21.6286 | 95% | 1 | 68.4 | 9.0117 | 4.9685 | 4.9685 | 0 | 0% | 10.2558 | 0.75 | 0.75 | 0.75 | 51.3 | 6.7588 | 3.7264 | 3.7264 | 0 | 0% | 706.5 | 68.4 | 0 | 638.1 | 706.5 | 51.3 | 0 | 655.2 | Winter | 0 | 0 | 0 | 0 | 0 | 0 | 0 | 0 | 1 | 1
1981-03-23 | 3 | 23 | 21:00 | 1.1 | 21 | 2 | 34 |  | 21 | 15.8534 | 4.7252 | 20.5786 | 95% | 1 | 68.4 | 9.0117 | 4.9685 | 4.9685 | 0 | 0% | 10.011 | 0.75 | 0.75 | 0.75 | 51.3 | 6.7588 | 3.7264 | 3.7264 | 0 | 0% | 689.75 | 68.4 | 0 | 621.35 | 689.75 | 51.3 | 0 | 638.45 | Winter | 0 | 0 | 0 | 0 | 0 | 0 | 0 | 0 | 1 | 1
1981-03-23 | 3 | 23 | 22:00 | 1.7 | 22 | 2 | 35 |  | 20 | 15.0985 | 4.2002 | 19.2986 | 95% | 1 | 68.4 | 9.0117 | 4.9685 | 4.9685 | 0 | 0% | 9.6162 | 0.75 | 0.75 | 0.75 | 51.3 | 6.7588 | 3.7264 | 3.7264 | 0 | 0% | 662.75 | 68.4 | 0 | 594.35 | 662.75 | 51.3 | 0 | 611.45 | Winter | 0 | 0 | 0 | 0 | 0 | 0 | 0 | 0 | 1 | 1
1981-03-23 | 3 | 23 | 23:00 | 1.1 | 23 | 2 | 34 |  | 21 | 15.8534 | 5.2502 | 21.1036 | 95% | 1 | 68.4 | 9.0117 | 4.9685 | 4.9685 | 0 | 0% | 9.7039 | 0.75 | 0.75 | 0.75 | 51.3 | 6.7588 | 3.7264 | 3.7264 | 0 | 0% | 668.75 | 68.4 | 0 | 600.35 | 668.75 | 51.3 | 0 | 617.45 | Winter | 0 | 0 | 0 | 0 | 0 | 0 | 0 | 0 | 1 | 1
1981-03-23 | 3 | 23 | 24:00 | 1.1 | 0 | 2 | 34 |  | 21 | 15.8534 | 4.2002 | 20.0535 | 95% | 1 | 68.4 | 9.0117 | 4.9685 | 4.9685 | 0 | 0% | 9.5102 | 0.75 | 0.75 | 0.75 | 51.3 | 6.7588 | 3.7264 | 3.7264 | 0 | 0% | 655.5 | 68.4 | 0 | 587.1 | 655.5 | 51.3 | 0 | 604.2 | Winter | 0 | 0 | 0 | 0 | 0 | 0 | 0 | 0 | 1 | 1
1981-03-24 | 3 | 24 | 1:00 | 1.7 | 1 | 1 | 35 |  | 20 | 15.0985 | 3.9376 | 19.0361 | 95% | 1 | 68.4 | 9.0117 | 4.9685 | 4.9685 | 0 | 0% | 9.3787 | 0.75 | 0.75 | 0.75 | 51.3 | 6.7588 | 3.7264 | 3.7264 | 0 | 0% | 646.5 | 68.4 | 0 | 578.1 | 646.5 | 51.3 | 0 | 595.2 | Winter | 0 | FALSE | 0 | 0 | 0 | 0 | 0 | 0 | 1 | 1
1981-03-24 | 3 | 24 | 2:00 | 1.1 | 2 | 1 | 34 |  | 21 | 15.8534 | 3.1501 | 19.0035 | 95% | 1 | 68.4 | 9.0117 | 4.9685 | 4.9685 | 0 | 0% | 9.375 | 0.75 | 0.75 | 0.75 | 51.3 | 6.7588 | 3.7264 | 3.7264 | 0 | 0% | 646.25 | 68.4 | 0 | 577.85 | 646.25 | 51.3 | 0 | 594.95 | Winter | 0 | FALSE | 0 | 0 | 0 | 0 | 0 | 0 | 1 | 1
1981-03-24 | 3 | 24 | 3:00 | 0.6 | 3 | 1 | 33 |  | 22 | 16.6083 | 3.4126 | 20.0209 | 95% | 1 | 68.4 | 9.0117 | 4.9685 | 4.9685 | 0 | 0% | 9.3969 | 0.75 | 0.75 | 0.75 | 51.3 | 6.7588 | 3.7264 | 3.7264 | 0 | 0% | 647.75 | 68.4 | 0 | 579.35 | 647.75 | 51.3 | 0 | 596.45 | Winter | 0 | FALSE | 0 | 0 | 0 | 0 | 0 | 0 | 1 | 1
1981-03-24 | 3 | 24 | 4:00 | 1.1 | 4 | 1 | 34 |  | 21 | 15.8534 | 3.1501 | 19.0035 | 95% | 1 | 68.4 | 9.0117 | 4.9685 | 4.9685 | 0 | 0% | 9.9598 | 0.75 | 0.75 | 0.75 | 51.3 | 6.7588 | 3.7264 | 3.7264 | 0 | 0% | 686.25 | 68.4 | 0 | 617.85 | 686.25 | 51.3 | 0 | 634.95 | Winter | 0 | FALSE | 0 | 0 | 0 | 0 | 0 | 0 | 1 | 1
1981-03-24 | 3 | 24 | 5:00 | 0.6 | 5 | 1 | 33 |  | 22 | 16.6083 | 3.1501 | 19.7584 | 95% | 1 | 68.4 | 9.0117 | 4.9685 | 4.9685 | 0 | 0% | 9.4262 | 0.75 | 0.75 | 0.75 | 51.3 | 6.7588 | 3.7264 | 3.7264 | 0 | 0% | 649.75 | 68.4 | 0 | 581.35 | 649.75 | 51.3 | 0 | 598.45 | Winter | 0 | FALSE | 0 | 0 | 0 | 0 | 0 | 0 | 1 | 1
1981-03-24 | 3 | 24 | 6:00 | 0 | 6 | 1 | 32 |  | 23 | 17.3632 | 3.9376 | 21.3009 | 95% | 1 | 68.4 | 9.0117 | 4.9685 | 4.9685 | 0 | 0% | 10.5044 | 0.75 | 0.75 | 0.75 | 51.3 | 6.7588 | 3.7264 | 3.7264 | 0 | 0% | 723.5 | 68.4 | 0 | 655.1 | 723.5 | 51.3 | 0 | 672.2 | Winter | 0 | FALSE | 0 | 0 | 0 | 0 | 0 | 0 | 1 | 1
1981-03-24 | 3 | 24 | 7:00 | 1.1 | 7 | 1 | 34 |  | 21 | 15.8534 | 4.7252 | 20.5786 | 95% | 1 | 68.4 | 9.0117 | 4.9685 | 4.9685 | 0 | 0% | 11.0417 | 0.75 | 0.75 | 0.75 | 51.3 | 6.7588 | 3.7264 | 3.7264 | 0 | 0% | 760.25 | 68.4 | 0 | 691.85 | 760.25 | 51.3 | 0 | 708.95 | Winter | 0 | FALSE | 0 | 0 | 0 | 0 | 0 | 0 | 1 | 1
1981-03-24 | 3 | 24 | 8:00 | 2.2 | 8 | 1 | 36 |  | 19 | 14.3435 | 7.6128 | 21.9563 | 95% | 1 | 68.4 | 9.0117 | 4.9685 | 4.9685 | 0 | 0% | 11.3852 | 0.75 | 0.75 | 0.75 | 51.3 | 6.7588 | 3.7264 | 3.7264 | 0 | 0% | 783.75 | 68.4 | 0 | 715.35 | 783.75 | 51.3 | 0 | 732.45 | Winter | 0 | FALSE | 0 | 0 | 0 | 0 | 0 | 0 | 1 | 1
1981-03-24 | 3 | 24 | 9:00 | 4.4 | 9 | 1 | 40 |  | 15 | 11.3238 | 6.5627 | 17.8866 | 95% | 1 | 68.4 | 9.0117 | 4.9685 | 4.9685 | 0 | 0% | 11.5899 | 0.75 | 0.75 | 0.75 | 51.3 | 6.7588 | 3.7264 | 3.7264 | 0 | 0% | 797.75 | 68.4 | 0 | 729.35 | 797.75 | 51.3 | 0 | 746.45 | Winter | 0 | FALSE | 0 | 0 | 0 | 0 | 0 | 0 | 1 | 1
1981-03-24 | 3 | 24 | 10:00 | 5 | 10 | 1 | 41 |  | 14 | 10.5689 | 6.0377 | 16.6066 | 95% | 1 | 68.4 | 9.0117 | 4.9685 | 4.9685 | 0 | 0% | 11.8275 | 0.75 | 0.75 | 0.75 | 51.3 | 6.7588 | 3.7264 | 3.7264 | 0 | 0% | 814 | 68.4 | 0 | 745.6 | 814 | 51.3 | 0 | 762.7 | Winter | 0 | FALSE | 0 | 0 | 0 | 0 | 0 | 0 | 1 | 1
1981-03-24 | 3 | 24 | 11:00 | 5.6 | 11 | 1 | 42 |  | 13 | 9.814 | 5.2502 | 15.0642 | 95% | 1 | 68.4 | 9.0117 | 4.9685 | 4.9685 | 0 | 0% | 12.5731 | 0.75 | 0.75 | 0.75 | 51.3 | 6.7588 | 3.7264 | 3.7264 | 0 | 0% | 865 | 68.4 | 0 | 796.6 | 865 | 51.3 | 0 | 813.7 | Winter | 0 | FALSE | 0 | 0 | 0 | 0 | 0 | 0 | 1 | 1
1981-03-24 | 3 | 24 | 12:00 | 7.2 | 12 | 1 | 45 |  | 10 | 7.5492 | 5.2502 | 12.7994 | 95% | 1 | 68.4 | 9.0117 | 4.9685 | 4.9685 | 0 | 0% | 12.2734 | 0.75 | 0.75 | 0.75 | 51.3 | 6.7588 | 3.7264 | 3.7264 | 0 | 0% | 844.5 | 68.4 | 0 | 776.1 | 844.5 | 51.3 | 0 | 793.2 | Winter | 0 | FALSE | 0 | 0 | 0 | 0 | 0 | 0 | 1 | 1
1981-03-24 | 3 | 24 | 13:00 | 9.4 | 13 | 1 | 49 |  | 6 | 4.5295 | 4.7252 | 9.2547 | 95% | 1 | 68.4 | 9.0117 | 4.9685 | 4.9685 | 0 | 0% | 11.8933 | 0.75 | 0.75 | 0.75 | 51.3 | 6.7588 | 3.7264 | 3.7264 | 0 | 0% | 818.5 | 68.4 | 0 | 750.1 | 818.5 | 51.3 | 0 | 767.2 | Winter | 0 | FALSE | 0 | 0 | 0 | 0 | 0 | 0 | 1 | 1
1981-03-24 | 3 | 24 | 14:00 | 7.2 | 14 | 1 | 45 |  | 10 | 7.5492 | 3.9376 | 11.4869 | 95% | 1 | 68.4 | 9.0117 | 4.9685 | 4.9685 | 0 | 0% | 11.9554 | 0.75 | 0.75 | 0.75 | 51.3 | 6.7588 | 3.7264 | 3.7264 | 0 | 0% | 822.75 | 68.4 | 0 | 754.35 | 822.75 | 51.3 | 0 | 771.45 | Winter | 0 | FALSE | 0 | 0 | 0 | 0 | 0 | 0 | 1 | 1
1981-03-24 | 3 | 24 | 15:00 | 6.7 | 15 | 1 | 44 |  | 11 | 8.3042 | 3.6751 | 11.9793 | 95% | 1 | 68.4 | 9.0117 | 4.9685 | 4.9685 | 0 | 0% | 11.6338 | 0.75 | 0.75 | 0.75 | 51.3 | 6.7588 | 3.7264 | 3.7264 | 0 | 0% | 800.75 | 68.4 | 0 | 732.35 | 800.75 | 51.3 | 0 | 749.45 | Winter | 0 | FALSE | 0 | 0 | 0 | 0 | 0 | 0 | 1 | 1
1981-03-24 | 3 | 24 | 16:00 | 5 | 16 | 1 | 41 |  | 14 | 10.5689 | 3.6751 | 14.2441 | 95% | 1 | 68.4 | 9.0117 | 4.9685 | 4.9685 | 0 | 0% | 11.886 | 0.75 | 0.75 | 0.75 | 51.3 | 6.7588 | 3.7264 | 3.7264 | 0 | 0% | 818 | 68.4 | 0 | 749.6 | 818 | 51.3 | 0 | 766.7 | Winter | 0 | FALSE | 0 | 0 | 0 | 0 | 0 | 0 | 1 | 1
1981-03-24 | 3 | 24 | 17:00 | 4.4 | 17 | 1 | 40 |  | 15 | 11.3238 | 4.7252 | 16.049 | 95% | 1 | 68.4 | 9.0117 | 4.9685 | 4.9685 | 0 | 0% | 11.2865 | 0.75 | 0.75 | 0.75 | 51.3 | 6.7588 | 3.7264 | 3.7264 | 0 | 0% | 777 | 68.4 | 0 | 708.6 | 777 | 51.3 | 0 | 725.7 | Winter | 1 | FALSE | 1 | 68.4 | 51.3 | 0 | 0 | 0 | 1 | 1
1981-03-24 | 3 | 24 | 18:00 | 3.3 | 18 | 1 | 38 |  | 17 | 12.8337 | 6.0377 | 18.8714 | 95% | 1 | 68.4 | 9.0117 | 4.9685 | 4.9685 | 0 | 0% | 10.8151 | 0.75 | 0.75 | 0.75 | 51.3 | 6.7588 | 3.7264 | 3.7264 | 0 | 0% | 744.75 | 68.4 | 0 | 676.35 | 744.75 | 51.3 | 0 | 693.45 | Winter | 1 | FALSE | 1 | 68.4 | 51.3 | 0 | 0 | 0 | 1 | 1
1981-03-24 | 3 | 24 | 19:00 | 3.9 | 19 | 1 | 39 |  | 16 | 12.0788 | 6.5627 | 18.6415 | 95% | 1 | 68.4 | 9.0117 | 4.9685 | 4.9685 | 0 | 0% | 10.7566 | 0.75 | 0.75 | 0.75 | 51.3 | 6.7588 | 3.7264 | 3.7264 | 0 | 0% | 740.75 | 68.4 | 0 | 672.35 | 740.75 | 51.3 | 0 | 689.45 | Winter | 0 | FALSE | 0 | 0 | 0 | 0 | 0 | 0 | 1 | 1
1981-03-24 | 3 | 24 | 20:00 | 3.3 | 20 | 1 | 38 |  | 17 | 12.8337 | 5.7752 | 18.6089 | 95% | 1 | 68.4 | 9.0117 | 4.9685 | 4.9685 | 0 | 0% | 10.5263 | 0.75 | 0.75 | 0.75 | 51.3 | 6.7588 | 3.7264 | 3.7264 | 0 | 0% | 725 | 68.4 | 0 | 656.6 | 725 | 51.3 | 0 | 673.7 | Winter | 0 | FALSE | 0 | 0 | 0 | 0 | 0 | 0 | 1 | 1
1981-03-24 | 3 | 24 | 21:00 | 4.4 | 21 | 1 | 40 |  | 15 | 11.3238 | 4.7252 | 16.049 | 95% | 1 | 68.4 | 9.0117 | 4.9685 | 4.9685 | 0 | 0% | 9.788 | 0.75 | 0.75 | 0.75 | 51.3 | 6.7588 | 3.7264 | 3.7264 | 0 | 0% | 674.5 | 68.4 | 0 | 606.1 | 674.5 | 51.3 | 0 | 623.2 | Winter | 0 | FALSE | 0 | 0 | 0 | 0 | 0 | 0 | 1 | 1
1981-03-24 | 3 | 24 | 22:00 | 5 | 22 | 1 | 41 |  | 14 | 10.5689 | 4.2002 | 14.7691 | 95% | 1 | 68.4 | 9.0117 | 4.9685 | 4.9685 | 0 | 0% | 9.5322 | 0.75 | 0.75 | 0.75 | 51.3 | 6.7588 | 3.7264 | 3.7264 | 0 | 0% | 657 | 68.4 | 0 | 588.6 | 657 | 51.3 | 0 | 605.7 | Winter | 0 | FALSE | 0 | 0 | 0 | 0 | 0 | 0 | 1 | 1
1981-03-24 | 3 | 24 | 23:00 | 4.4 | 23 | 1 | 40 |  | 15 | 11.3238 | 5.2502 | 16.574 | 95% | 1 | 68.4 | 9.0117 | 4.9685 | 4.9685 | 0 | 0% | 9.6674 | 0.75 | 0.75 | 0.75 | 51.3 | 6.7588 | 3.7264 | 3.7264 | 0 | 0% | 666.25 | 68.4 | 0 | 597.85 | 666.25 | 51.3 | 0 | 614.95 | Winter | 0 | FALSE | 0 | 0 | 0 | 0 | 0 | 0 | 1 | 1
1981-03-24 | 3 | 24 | 24:00 | 5 | 0 | 1 | 41 |  | 14 | 10.5689 | 4.2002 | 14.7691 | 95% | 1 | 68.4 | 9.0117 | 4.9685 | 4.9685 | 0 | 0% | 9.4883 | 0.75 | 0.75 | 0.75 | 51.3 | 6.7588 | 3.7264 | 3.7264 | 0 | 0% | 654 | 68.4 | 0 | 585.6 | 654 | 51.3 | 0 | 602.7 | Winter | 0 | FALSE | 0 | 0 | 0 | 0 | 0 | 0 | 1 | 1
1981-03-25 | 3 | 25 | 1:00 | 4.4 | 1 | 1 | 40 |  | 15 | 11.3238 | 3.9376 | 15.2615 | 95% | 1 | 68.4 | 9.0117 | 4.9685 | 4.9685 | 0 | 0% | 9.2763 | 0.75 | 0.75 | 0.75 | 51.3 | 6.7588 | 3.7264 | 3.7264 | 0 | 0% | 639.5 | 68.4 | 0 | 571.1 | 639.5 | 51.3 | 0 | 588.2 | Winter | 0 | FALSE | 0 | 0 | 0 | 0 | 0 | 0 | 1 | 1
1981-03-25 | 3 | 25 | 2:00 | 4.4 | 2 | 1 | 40 |  | 15 | 11.3238 | 3.1501 | 14.474 | 95% | 1 | 68.4 | 9.0117 | 4.9685 | 4.9685 | 0 | 0% | 9.2361 | 0.75 | 0.75 | 0.75 | 51.3 | 6.7588 | 3.7264 | 3.7264 | 0 | 0% | 636.75 | 68.4 | 0 | 568.35 | 636.75 | 51.3 | 0 | 585.45 | Winter | 0 | FALSE | 0 | 0 | 0 | 0 | 0 | 0 | 1 | 1
1981-03-25 | 3 | 25 | 3:00 | 3.3 | 3 | 1 | 38 |  | 17 | 12.8337 | 3.4126 | 16.2463 | 95% | 1 | 68.4 | 9.0117 | 4.9685 | 4.9685 | 0 | 0% | 9.2288 | 0.75 | 0.75 | 0.75 | 51.3 | 6.7588 | 3.7264 | 3.7264 | 0 | 0% | 636.25 | 68.4 | 0 | 567.85 | 636.25 | 51.3 | 0 | 584.95 | Winter | 0 | FALSE | 0 | 0 | 0 | 0 | 0 | 0 | 1 | 1
1981-03-25 | 3 | 25 | 4:00 | 2.8 | 4 | 1 | 37 |  | 18 | 13.5886 | 3.1501 | 16.7387 | 95% | 1 | 68.4 | 9.0117 | 4.9685 | 4.9685 | 0 | 0% | 9.7624 | 0.75 | 0.75 | 0.75 | 51.3 | 6.7588 | 3.7264 | 3.7264 | 0 | 0% | 672.75 | 68.4 | 0 | 604.35 | 672.75 | 51.3 | 0 | 621.45 | Winter | 0 | FALSE | 0 | 0 | 0 | 0 | 0 | 0 | 1 | 1
1981-03-25 | 3 | 25 | 5:00 | 2.2 | 5 | 1 | 36 |  | 19 | 14.3435 | 3.1501 | 17.4937 | 95% | 1 | 68.4 | 9.0117 | 4.9685 | 4.9685 | 0 | 0% | 9.4737 | 0.75 | 0.75 | 0.75 | 51.3 | 6.7588 | 3.7264 | 3.7264 | 0 | 0% | 653 | 68.4 | 0 | 584.6 | 653 | 51.3 | 0 | 601.7 | Winter | 0 | FALSE | 0 | 0 | 0 | 0 | 0 | 0 | 1 | 1
1981-03-25 | 3 | 25 | 6:00 | 1.1 | 6 | 1 | 34 |  | 21 | 15.8534 | 3.9376 | 19.791 | 95% | 1 | 68.4 | 9.0117 | 4.9685 | 4.9685 | 0 | 0% | 10.4788 | 0.75 | 0.75 | 0.75 | 51.3 | 6.7588 | 3.7264 | 3.7264 | 0 | 0% | 721.75 | 68.4 | 0 | 653.35 | 721.75 | 51.3 | 0 | 670.45 | Winter | 0 | FALSE | 0 | 0 | 0 | 0 | 0 | 0 | 1 | 1
1981-03-25 | 3 | 25 | 7:00 | 1.7 | 7 | 1 | 35 |  | 20 | 15.0985 | 4.7252 | 19.8236 | 95% | 1 | 68.4 | 9.0117 | 4.9685 | 4.9685 | 0 | 0% | 10.9613 | 0.75 | 0.75 | 0.75 | 51.3 | 6.7588 | 3.7264 | 3.7264 | 0 | 0% | 754.75 | 68.4 | 0 | 686.35 | 754.75 | 51.3 | 0 | 703.45 | Winter | 0 | FALSE | 0 | 0 | 0 | 0 | 0 | 0 | 1 | 1
1981-03-25 | 3 | 25 | 8:00 | 4.4 | 8 | 1 | 40 |  | 15 | 11.3238 | 7.6128 | 18.9366 | 95% | 1 | 68.4 | 9.0117 | 4.9685 | 4.9685 | 0 | 0% | 11.2135 | 0.75 | 0.75 | 0.75 | 51.3 | 6.7588 | 3.7264 | 3.7264 | 0 | 0% | 772 | 68.4 | 0 | 703.6 | 772 | 51.3 | 0 | 720.7 | Winter | 0 | FALSE | 0 | 0 | 0 | 0 | 0 | 0 | 1 | 1
1981-03-25 | 3 | 25 | 9:00 | 5.6 | 9 | 1 | 42 |  | 13 | 9.814 | 6.5627 | 16.3767 | 95% | 1 | 68.4 | 9.0117 | 4.9685 | 4.9685 | 0 | 0% | 11.9444 | 0.75 | 0.75 | 0.75 | 51.3 | 6.7588 | 3.7264 | 3.7264 | 0 | 0% | 822 | 68.4 | 0 | 753.6 | 822 | 51.3 | 0 | 770.7 | Winter | 0 | FALSE | 0 | 0 | 0 | 0 | 0 | 0 | 1 | 1
1981-03-25 | 3 | 25 | 10:00 | 5 | 10 | 1 | 41 |  | 14 | 10.5689 | 6.0377 | 16.6066 | 95% | 1 | 68.4 | 9.0117 | 4.9685 | 4.9685 | 0 | 0% | 11.8531 | 0.75 | 0.75 | 0.75 | 51.3 | 6.7588 | 3.7264 | 3.7264 | 0 | 0% | 815.75 | 68.4 | 0 | 747.35 | 815.75 | 51.3 | 0 | 764.45 | Winter | 0 | FALSE | 0 | 0 | 0 | 0 | 0 | 0 | 1 | 1
1981-03-25 | 3 | 25 | 11:00 | 4.4 | 11 | 1 | 40 |  | 15 | 11.3238 | 5.2502 | 16.574 | 95% | 1 | 68.4 | 9.0117 | 4.9685 | 4.9685 | 0 | 0% | 12.3136 | 0.75 | 0.75 | 0.75 | 51.3 | 6.7588 | 3.7264 | 3.7264 | 0 | 0% | 847.25 | 68.4 | 0 | 778.85 | 847.25 | 51.3 | 0 | 795.95 | Winter | 0 | FALSE | 0 | 0 | 0 | 0 | 0 | 0 | 1 | 1
1981-03-25 | 3 | 25 | 12:00 | 2.8 | 12 | 1 | 37 |  | 18 | 13.5886 | 5.2502 | 18.8388 | 95% | 1 | 68.4 | 9.0117 | 4.9685 | 4.9685 | 0 | 0% | 11.886 | 0.75 | 0.75 | 0.75 | 51.3 | 6.7588 | 3.7264 | 3.7264 | 0 | 0% | 818 | 68.4 | 0 | 749.6 | 818 | 51.3 | 0 | 766.7 | Winter | 0 | FALSE | 0 | 0 | 0 | 0 | 0 | 0 | 1 | 1
1981-03-25 | 3 | 25 | 13:00 | 1.7 | 13 | 1 | 35 |  | 20 | 15.0985 | 4.7252 | 19.8236 | 95% | 1 | 68.4 | 9.0117 | 4.9685 | 4.9685 | 0 | 0% | 11.8677 | 0.75 | 0.75 | 0.75 | 51.3 | 6.7588 | 3.7264 | 3.7264 | 0 | 0% | 816.75 | 68.4 | 0 | 748.35 | 816.75 | 51.3 | 0 | 765.45 | Winter | 0 | FALSE | 0 | 0 | 0 | 0 | 0 | 0 | 1 | 1
1981-03-25 | 3 | 25 | 14:00 | 1.7 | 14 | 1 | 35 |  | 20 | 15.0985 | 3.9376 | 19.0361 | 95% | 1 | 68.4 | 9.0117 | 4.9685 | 4.9685 | 0 | 0% | 12.1235 | 0.75 | 0.75 | 0.75 | 51.3 | 6.7588 | 3.7264 | 3.7264 | 0 | 0% | 834.25 | 68.4 | 0 | 765.85 | 834.25 | 51.3 | 0 | 782.95 | Winter | 0 | FALSE | 0 | 0 | 0 | 0 | 0 | 0 | 1 | 1
1981-03-25 | 3 | 25 | 15:00 | 2.2 | 15 | 1 | 36 |  | 19 | 14.3435 | 3.6751 | 18.0187 | 95% | 1 | 68.4 | 9.0117 | 4.9685 | 4.9685 | 0 | 0% | 12.0212 | 0.75 | 0.75 | 0.75 | 51.3 | 6.7588 | 3.7264 | 3.7264 | 0 | 0% | 827.25 | 68.4 | 0 | 758.85 | 827.25 | 51.3 | 0 | 775.95 | Winter | 0 | FALSE | 0 | 0 | 0 | 0 | 0 | 0 | 1 | 1
1981-03-25 | 3 | 25 | 16:00 | 2.2 | 16 | 1 | 36 |  | 19 | 14.3435 | 3.6751 | 18.0187 | 95% | 1 | 68.4 | 9.0117 | 4.9685 | 4.9685 | 0 | 0% | 11.2646 | 0.75 | 0.75 | 0.75 | 51.3 | 6.7588 | 3.7264 | 3.7264 | 0 | 0% | 775.5 | 68.4 | 0 | 707.1 | 775.5 | 51.3 | 0 | 724.2 | Winter | 0 | FALSE | 0 | 0 | 0 | 0 | 0 | 0 | 1 | 1
1981-03-25 | 3 | 25 | 17:00 | 1.7 | 17 | 1 | 35 |  | 20 | 15.0985 | 4.7252 | 19.8236 | 95% | 1 | 68.4 | 9.0117 | 4.9685 | 4.9685 | 0 | 0% | 11.0307 | 0.75 | 0.75 | 0.75 | 51.3 | 6.7588 | 3.7264 | 3.7264 | 0 | 0% | 759.5 | 68.4 | 0 | 691.1 | 759.5 | 51.3 | 0 | 708.2 | Winter | 1 | FALSE | 1 | 68.4 | 51.3 | 0 | 0 | 0 | 1 | 1
1981-03-25 | 3 | 25 | 18:00 | 1.7 | 18 | 1 | 35 |  | 20 | 15.0985 | 6.0377 | 21.1362 | 95% | 1 | 68.4 | 9.0117 | 4.9685 | 4.9685 | 0 | 0% | 10.6944 | 0.75 | 0.75 | 0.75 | 51.3 | 6.7588 | 3.7264 | 3.7264 | 0 | 0% | 736.5 | 68.4 | 0 | 668.1 | 736.5 | 51.3 | 0 | 685.2 | Winter | 1 | FALSE | 1 | 68.4 | 51.3 | 0 | 0 | 0 | 1 | 1
1981-03-25 | 3 | 25 | 19:00 | 1.7 | 19 | 1 | 35 |  | 20 | 15.0985 | 6.5627 | 21.6612 | 95% | 1 | 68.4 | 9.0117 | 4.9685 | 4.9685 | 0 | 0% | 10.5775 | 0.75 | 0.75 | 0.75 | 51.3 | 6.7588 | 3.7264 | 3.7264 | 0 | 0% | 728.5 | 68.4 | 0 | 660.1 | 728.5 | 51.3 | 0 | 677.2 | Winter | 0 | FALSE | 0 | 0 | 0 | 0 | 0 | 0 | 1 | 1
1981-03-25 | 3 | 25 | 20:00 | 1.7 | 20 | 1 | 35 |  | 20 | 15.0985 | 5.7752 | 20.8737 | 95% | 1 | 68.4 | 9.0117 | 4.9685 | 4.9685 | 0 | 0% | 10.3911 | 0.75 | 0.75 | 0.75 | 51.3 | 6.7588 | 3.7264 | 3.7264 | 0 | 0% | 715.75 | 68.4 | 0 | 647.35 | 715.75 | 51.3 | 0 | 664.45 | Winter | 0 | FALSE | 0 | 0 | 0 | 0 | 0 | 0 | 1 | 1
1981-03-25 | 3 | 25 | 21:00 | 1.7 | 21 | 1 | 35 |  | 20 | 15.0985 | 4.7252 | 19.8236 | 95% | 1 | 68.4 | 9.0117 | 4.9685 | 4.9685 | 0 | 0% | 10.0914 | 0.75 | 0.75 | 0.75 | 51.3 | 6.7588 | 3.7264 | 3.7264 | 0 | 0% | 695.25 | 68.4 | 0 | 626.85 | 695.25 | 51.3 | 0 | 643.95 | Winter | 0 | FALSE | 0 | 0 | 0 | 0 | 0 | 0 | 1 | 1
1981-03-25 | 3 | 25 | 22:00 | 1.1 | 22 | 1 | 34 |  | 21 | 15.8534 | 4.2002 | 20.0535 | 95% | 1 | 68.4 | 9.0117 | 4.9685 | 4.9685 | 0 | 0% | 9.883 | 0.75 | 0.75 | 0.75 | 51.3 | 6.7588 | 3.7264 | 3.7264 | 0 | 0% | 681 | 68.4 | 0 | 612.6 | 681 | 51.3 | 0 | 629.7 | Winter | 0 | FALSE | 0 | 0 | 0 | 0 | 0 | 0 | 1 | 1
1981-03-25 | 3 | 25 | 23:00 | 1.1 | 23 | 1 | 34 |  | 21 | 15.8534 | 5.2502 | 21.1036 | 95% | 1 | 68.4 | 9.0117 | 4.9685 | 4.9685 | 0 | 0% | 9.7551 | 0.75 | 0.75 | 0.75 | 51.3 | 6.7588 | 3.7264 | 3.7264 | 0 | 0% | 672.25 | 68.4 | 0 | 603.85 | 672.25 | 51.3 | 0 | 620.95 | Winter | 0 | FALSE | 0 | 0 | 0 | 0 | 0 | 0 | 1 | 1
1981-03-25 | 3 | 25 | 24:00 | 1.1 | 0 | 1 | 34 |  | 21 | 15.8534 | 4.2002 | 20.0535 | 95% | 1 | 68.4 | 9.0117 | 4.9685 | 4.9685 | 0 | 0% | 9.5102 | 0.75 | 0.75 | 0.75 | 51.3 | 6.7588 | 3.7264 | 3.7264 | 0 | 0% | 655.5 | 68.4 | 0 | 587.1 | 655.5 | 51.3 | 0 | 604.2 | Winter | 0 | FALSE | 0 | 0 | 0 | 0 | 0 | 0 | 1 | 1
1981-03-26 | 3 | 26 | 1:00 | 0 | 1 | 1 | 32 |  | 23 | 17.3632 | 3.9376 | 21.3009 | 95% | 1 | 68.4 | 9.0117 | 4.9685 | 4.9685 | 0 | 0% | 9.598 | 0.75 | 0.75 | 0.75 | 51.3 | 6.7588 | 3.7264 | 3.7264 | 0 | 0% | 661.5 | 68.4 | 0 | 593.1 | 661.5 | 51.3 | 0 | 610.2 | Winter | 0 | FALSE | 0 | 0 | 0 | 0 | 0 | 0 | 1 | 1
1981-03-26 | 3 | 26 | 2:00 | 0 | 2 | 1 | 32 |  | 23 | 17.3632 | 3.1501 | 20.5134 | 95% | 1 | 68.4 | 9.0117 | 4.9685 | 4.9685 | 0 | 0% | 9.3531 | 0.75 | 0.75 | 0.75 | 51.3 | 6.7588 | 3.7264 | 3.7264 | 0 | 0% | 644.75 | 68.4 | 0 | 576.35 | 644.75 | 51.3 | 0 | 593.45 | Winter | 0 | FALSE | 0 | 0 | 0 | 0 | 0 | 0 | 1 | 1
1981-03-26 | 3 | 26 | 3:00 | 0 | 3 | 1 | 32 |  | 23 | 17.3632 | 3.4126 | 20.7759 | 95% | 1 | 68.4 | 9.0117 | 4.9685 | 4.9685 | 0 | 0% | 9.3896 | 0.75 | 0.75 | 0.75 | 51.3 | 6.7588 | 3.7264 | 3.7264 | 0 | 0% | 647.25 | 68.4 | 0 | 578.85 | 647.25 | 51.3 | 0 | 595.95 | Winter | 0 | FALSE | 0 | 0 | 0 | 0 | 0 | 0 | 1 | 1
1981-03-26 | 3 | 26 | 4:00 | 1.1 | 4 | 1 | 34 |  | 21 | 15.8534 | 3.1501 | 19.0035 | 95% | 1 | 68.4 | 9.0117 | 4.9685 | 4.9685 | 0 | 0% | 9.4773 | 0.75 | 0.75 | 0.75 | 51.3 | 6.7588 | 3.7264 | 3.7264 | 0 | 0% | 653.25 | 68.4 | 0 | 584.85 | 653.25 | 51.3 | 0 | 601.95 | Winter | 0 | FALSE | 0 | 0 | 0 | 0 | 0 | 0 | 1 | 1
1981-03-26 | 3 | 26 | 5:00 | 0.6 | 5 | 1 | 33 |  | 22 | 16.6083 | 3.1501 | 19.7584 | 95% | 1 | 68.4 | 9.0117 | 4.9685 | 4.9685 | 0 | 0% | 9.1667 | 0.75 | 0.75 | 0.75 | 51.3 | 6.7588 | 3.7264 | 3.7264 | 0 | 0% | 632 | 68.4 | 0 | 563.6 | 632 | 51.3 | 0 | 580.7 | Winter | 0 | FALSE | 0 | 0 | 0 | 0 | 0 | 0 | 1 | 1
1981-03-26 | 3 | 26 | 6:00 | 0.6 | 6 | 1 | 33 |  | 22 | 16.6083 | 3.9376 | 20.546 | 95% | 1 | 68.4 | 9.0117 | 4.9685 | 4.9685 | 0 | 0% | 10.6542 | 0.75 | 0.75 | 0.75 | 51.3 | 6.7588 | 3.7264 | 3.7264 | 0 | 0% | 733.75 | 68.4 | 0 | 665.35 | 733.75 | 51.3 | 0 | 682.45 | Winter | 0 | FALSE | 0 | 0 | 0 | 0 | 0 | 0 | 1 | 1
1981-03-26 | 3 | 26 | 7:00 | 1.1 | 7 | 1 | 34 |  | 21 | 15.8534 | 4.7252 | 20.5786 | 95% | 1 | 68.4 | 9.0117 | 4.9685 | 4.9685 | 0 | 0% | 10.6104 | 0.75 | 0.75 | 0.75 | 51.3 | 6.7588 | 3.7264 | 3.7264 | 0 | 0% | 730.75 | 68.4 | 0 | 662.35 | 730.75 | 51.3 | 0 | 679.45 | Winter | 0 | FALSE | 0 | 0 | 0 | 0 | 0 | 0 | 1 | 1
1981-03-26 | 3 | 26 | 8:00 | 2.2 | 8 | 1 | 36 |  | 19 | 14.3435 | 7.6128 | 21.9563 | 95% | 1 | 68.4 | 9.0117 | 4.9685 | 4.9685 | 0 | 0% | 11.1111 | 0.75 | 0.75 | 0.75 | 51.3 | 6.7588 | 3.7264 | 3.7264 | 0 | 0% | 765 | 68.4 | 0 | 696.6 | 765 | 51.3 | 0 | 713.7 | Winter | 0 | FALSE | 0 | 0 | 0 | 0 | 0 | 0 | 1 | 1
1981-03-26 | 3 | 26 | 9:00 | 5 | 9 | 1 | 41 |  | 14 | 10.5689 | 6.5627 | 17.1317 | 95% | 1 | 68.4 | 9.0117 | 4.9685 | 4.9685 | 0 | 0% | 11.8129 | 0.75 | 0.75 | 0.75 | 51.3 | 6.7588 | 3.7264 | 3.7264 | 0 | 0% | 813 | 68.4 | 0 | 744.6 | 813 | 51.3 | 0 | 761.7 | Winter | 0 | FALSE | 0 | 0 | 0 | 0 | 0 | 0 | 1 | 1
1981-03-26 | 3 | 26 | 10:00 | 6.1 | 10 | 1 | 43 |  | 12 | 9.0591 | 6.0377 | 15.0968 | 95% | 1 | 68.4 | 9.0117 | 4.9685 | 4.9685 | 0 | 0% | 11.981 | 0.75 | 0.75 | 0.75 | 51.3 | 6.7588 | 3.7264 | 3.7264 | 0 | 0% | 824.5 | 68.4 | 0 | 756.1 | 824.5 | 51.3 | 0 | 773.2 | Winter | 0 | FALSE | 0 | 0 | 0 | 0 | 0 | 0 | 1 | 1
1981-03-26 | 3 | 26 | 11:00 | 9.4 | 11 | 1 | 49 |  | 6 | 4.5295 | 5.2502 | 9.7797 | 95% | 1 | 68.4 | 9.0117 | 4.9685 | 4.9685 | 0 | 0% | 12.3648 | 0.75 | 0.75 | 0.75 | 51.3 | 6.7588 | 3.7264 | 3.7264 | 0 | 0% | 850.75 | 68.4 | 0 | 782.35 | 850.75 | 51.3 | 0 | 799.45 | Winter | 0 | FALSE | 0 | 0 | 0 | 0 | 0 | 0 | 1 | 1
1981-03-26 | 3 | 26 | 12:00 | 9.4 | 12 | 1 | 49 |  | 6 | 4.5295 | 5.2502 | 9.7797 | 95% | 1 | 68.4 | 9.0117 | 4.9685 | 4.9685 | 0 | 0% | 12.0431 | 0.75 | 0.75 | 0.75 | 51.3 | 6.7588 | 3.7264 | 3.7264 | 0 | 0% | 828.75 | 68.4 | 0 | 760.35 | 828.75 | 51.3 | 0 | 777.45 | Winter | 0 | FALSE | 0 | 0 | 0 | 0 | 0 | 0 | 1 | 1
1981-03-26 | 3 | 26 | 13:00 | 8.3 | 13 | 1 | 47 |  | 8 | 6.0394 | 4.7252 | 10.7646 | 95% | 1 | 68.4 | 9.0117 | 4.9685 | 4.9685 | 0 | 0% | 12.0833 | 0.75 | 0.75 | 0.75 | 51.3 | 6.7588 | 3.7264 | 3.7264 | 0 | 0% | 831.5 | 68.4 | 0 | 763.1 | 831.5 | 51.3 | 0 | 780.2 | Winter | 0 | FALSE | 0 | 0 | 0 | 0 | 0 | 0 | 1 | 1
1981-03-26 | 3 | 26 | 14:00 | 8.9 | 14 | 1 | 48 |  | 7 | 5.2845 | 3.9376 | 9.2221 | 95% | 1 | 68.4 | 9.0117 | 4.9685 | 4.9685 | 0 | 0% | 11.8311 | 0.75 | 0.75 | 0.75 | 51.3 | 6.7588 | 3.7264 | 3.7264 | 0 | 0% | 814.25 | 68.4 | 0 | 745.85 | 814.25 | 51.3 | 0 | 762.95 | Winter | 0 | FALSE | 0 | 0 | 0 | 0 | 0 | 0 | 1 | 1
1981-03-26 | 3 | 26 | 15:00 | 8.9 | 15 | 1 | 48 |  | 7 | 5.2845 | 3.6751 | 8.9596 | 95% | 1 | 68.4 | 9.0117 | 4.9685 | 4.9685 | 0 | 0% | 11.7507 | 0.75 | 0.75 | 0.75 | 51.3 | 6.7588 | 3.7264 | 3.7264 | 0 | 0% | 808.75 | 68.4 | 0 | 740.35 | 808.75 | 51.3 | 0 | 757.45 | Winter | 0 | FALSE | 0 | 0 | 0 | 0 | 0 | 0 | 1 | 1
1981-03-26 | 3 | 26 | 16:00 | 10.6 | 16 | 1 | 51 |  | 4 | 3.0197 | 3.6751 | 6.6948 | 95% | 0.96006 | 65.6682 | 8.6518 | 4.7701 | 4.7701 | 0 | 0% | 11.6411 | 0.75 | 0.75 | 0.75 | 51.3 | 6.7588 | 3.7264 | 3.7264 | 0 | 0% | 801.25 | 65.6682 | 0 | 735.5818 | 801.25 | 51.3 | 0 | 749.95 | Winter | 0 | FALSE | 0 | 0 | 0 | 0 | 0 | 1 | 0 | 1
1981-03-26 | 3 | 26 | 17:00 | 10.6 | 17 | 1 | 51 |  | 4 | 3.0197 | 4.7252 | 7.7449 | 95% | 1 | 68.4 | 9.0117 | 4.9685 | 4.9685 | 0 | 0% | 11.2098 | 0.75 | 0.75 | 0.75 | 51.3 | 6.7588 | 3.7264 | 3.7264 | 0 | 0% | 771.75 | 68.4 | 0 | 703.35 | 771.75 | 51.3 | 0 | 720.45 | Winter | 1 | FALSE | 1 | 68.4 | 51.3 | 0 | 0 | 0 | 1 | 1
1981-03-26 | 3 | 26 | 18:00 | 7.8 | 18 | 1 | 46 |  | 9 | 6.7943 | 6.0377 | 12.832 | 95% | 1 | 68.4 | 9.0117 | 4.9685 | 4.9685 | 0 | 0% | 11.1806 | 0.75 | 0.75 | 0.75 | 51.3 | 6.7588 | 3.7264 | 3.7264 | 0 | 0% | 769.75 | 68.4 | 0 | 701.35 | 769.75 | 51.3 | 0 | 718.45 | Winter | 1 | FALSE | 1 | 68.4 | 51.3 | 0 | 0 | 0 | 1 | 1
1981-03-26 | 3 | 26 | 19:00 | 7.2 | 19 | 1 | 45 |  | 10 | 7.5492 | 6.5627 | 14.112 | 95% | 1 | 68.4 | 9.0117 | 4.9685 | 4.9685 | 0 | 0% | 10.5007 | 0.75 | 0.75 | 0.75 | 51.3 | 6.7588 | 3.7264 | 3.7264 | 0 | 0% | 723.25 | 68.4 | 0 | 654.85 | 723.25 | 51.3 | 0 | 671.95 | Winter | 0 | FALSE | 0 | 0 | 0 | 0 | 0 | 0 | 1 | 1
1981-03-26 | 3 | 26 | 20:00 | 6.1 | 20 | 1 | 43 |  | 12 | 9.0591 | 5.7752 | 14.8343 | 95% | 1 | 68.4 | 9.0117 | 4.9685 | 4.9685 | 0 | 0% | 9.5249 | 0.75 | 0.75 | 0.75 | 51.3 | 6.7588 | 3.7264 | 3.7264 | 0 | 0% | 656.5 | 68.4 | 0 | 588.1 | 656.5 | 51.3 | 0 | 605.2 | Winter | 0 | FALSE | 0 | 0 | 0 | 0 | 0 | 0 | 1 | 1
1981-03-26 | 3 | 26 | 21:00 | 4.4 | 21 | 1 | 40 |  | 15 | 11.3238 | 4.7252 | 16.049 | 95% | 1 | 68.4 | 9.0117 | 4.9685 | 4.9685 | 0 | 0% | 9.4408 | 0.75 | 0.75 | 0.75 | 51.3 | 6.7588 | 3.7264 | 3.7264 | 0 | 0% | 650.75 | 68.4 | 0 | 582.35 | 650.75 | 51.3 | 0 | 599.45 | Winter | 0 | FALSE | 0 | 0 | 0 | 0 | 0 | 0 | 1 | 1
1981-03-26 | 3 | 26 | 22:00 | 3.9 | 22 | 1 | 39 |  | 16 | 12.0788 | 4.2002 | 16.2789 | 95% | 1 | 68.4 | 9.0117 | 4.9685 | 4.9685 | 0 | 0% | 9.5395 | 0.75 | 0.75 | 0.75 | 51.3 | 6.7588 | 3.7264 | 3.7264 | 0 | 0% | 657.5 | 68.4 | 0 | 589.1 | 657.5 | 51.3 | 0 | 606.2 | Winter | 0 | FALSE | 0 | 0 | 0 | 0 | 0 | 0 | 1 | 1
1981-03-26 | 3 | 26 | 23:00 | 3.3 | 23 | 1 | 38 |  | 17 | 12.8337 | 5.2502 | 18.0839 | 95% | 1 | 68.4 | 9.0117 | 4.9685 | 4.9685 | 0 | 0% | 9.375 | 0.75 | 0.75 | 0.75 | 51.3 | 6.7588 | 3.7264 | 3.7264 | 0 | 0% | 646.25 | 68.4 | 0 | 577.85 | 646.25 | 51.3 | 0 | 594.95 | Winter | 0 | FALSE | 0 | 0 | 0 | 0 | 0 | 0 | 1 | 1
1981-03-26 | 3 | 26 | 24:00 | 2.8 | 0 | 1 | 37 |  | 18 | 13.5886 | 4.2002 | 17.7888 | 95% | 1 | 68.4 | 9.0117 | 4.9685 | 4.9685 | 0 | 0% | 9.1703 | 0.75 | 0.75 | 0.75 | 51.3 | 6.7588 | 3.7264 | 3.7264 | 0 | 0% | 632.25 | 68.4 | 0 | 563.85 | 632.25 | 51.3 | 0 | 580.95 | Winter | 0 | FALSE | 0 | 0 | 0 | 0 | 0 | 0 | 1 | 1
1981-03-27 | 3 | 27 | 1:00 | 2.2 | 1 | 1 | 36 |  | 19 | 14.3435 | 3.9376 | 18.2812 | 95% | 1 | 68.4 | 9.0117 | 4.9685 | 4.9685 | 0 | 0% | 9.0497 | 0.75 | 0.75 | 0.75 | 51.3 | 6.7588 | 3.7264 | 3.7264 | 0 | 0% | 624 | 68.4 | 0 | 555.6 | 624 | 51.3 | 0 | 572.7 | Winter | 0 | FALSE | 0 | 0 | 0 | 0 | 0 | 0 | 1 | 1
1981-03-27 | 3 | 27 | 2:00 | 2.2 | 2 | 1 | 36 |  | 19 | 14.3435 | 3.1501 | 17.4937 | 95% | 1 | 68.4 | 9.0117 | 4.9685 | 4.9685 | 0 | 0% | 8.9839 | 0.75 | 0.75 | 0.75 | 51.3 | 6.7588 | 3.7264 | 3.7264 | 0 | 0% | 619.5 | 68.4 | 0 | 551.1 | 619.5 | 51.3 | 0 | 568.2 | Winter | 0 | FALSE | 0 | 0 | 0 | 0 | 0 | 0 | 1 | 1
1981-03-27 | 3 | 27 | 3:00 | 2.2 | 3 | 1 | 36 |  | 19 | 14.3435 | 3.4126 | 17.7562 | 95% | 1 | 68.4 | 9.0117 | 4.9685 | 4.9685 | 0 | 0% | 8.8268 | 0.75 | 0.75 | 0.75 | 51.3 | 6.7588 | 3.7264 | 3.7264 | 0 | 0% | 608.75 | 68.4 | 0 | 540.35 | 608.75 | 51.3 | 0 | 557.45 | Winter | 0 | FALSE | 0 | 0 | 0 | 0 | 0 | 0 | 1 | 1
1981-03-27 | 3 | 27 | 4:00 | 2.8 | 4 | 1 | 37 |  | 18 | 13.5886 | 3.1501 | 16.7387 | 95% | 1 | 68.4 | 9.0117 | 4.9685 | 4.9685 | 0 | 0% | 9.3238 | 0.75 | 0.75 | 0.75 | 51.3 | 6.7588 | 3.7264 | 3.7264 | 0 | 0% | 642.75 | 68.4 | 0 | 574.35 | 642.75 | 51.3 | 0 | 591.45 | Winter | 0 | FALSE | 0 | 0 | 0 | 0 | 0 | 0 | 1 | 1
1981-03-27 | 3 | 27 | 5:00 | 2.8 | 5 | 1 | 37 |  | 18 | 13.5886 | 3.1501 | 16.7387 | 95% | 1 | 68.4 | 9.0117 | 4.9685 | 4.9685 | 0 | 0% | 9.0241 | 0.75 | 0.75 | 0.75 | 51.3 | 6.7588 | 3.7264 | 3.7264 | 0 | 0% | 622.25 | 68.4 | 0 | 553.85 | 622.25 | 51.3 | 0 | 570.95 | Winter | 0 | FALSE | 0 | 0 | 0 | 0 | 0 | 0 | 1 | 1
1981-03-27 | 3 | 27 | 6:00 | 2.8 | 6 | 1 | 37 |  | 18 | 13.5886 | 3.9376 | 17.5263 | 95% | 1 | 68.4 | 9.0117 | 4.9685 | 4.9685 | 0 | 0% | 10.1243 | 0.75 | 0.75 | 0.75 | 51.3 | 6.7588 | 3.7264 | 3.7264 | 0 | 0% | 697.5 | 68.4 | 0 | 629.1 | 697.5 | 51.3 | 0 | 646.2 | Winter | 0 | FALSE | 0 | 0 | 0 | 0 | 0 | 0 | 1 | 1
1981-03-27 | 3 | 27 | 7:00 | 3.3 | 7 | 1 | 38 |  | 17 | 12.8337 | 4.7252 | 17.5589 | 95% | 1 | 68.4 | 9.0117 | 4.9685 | 4.9685 | 0 | 0% | 10.2303 | 0.75 | 0.75 | 0.75 | 51.3 | 6.7588 | 3.7264 | 3.7264 | 0 | 0% | 704.75 | 68.4 | 0 | 636.35 | 704.75 | 51.3 | 0 | 653.45 | Winter | 0 | FALSE | 0 | 0 | 0 | 0 | 0 | 0 | 1 | 1
1981-03-27 | 3 | 27 | 8:00 | 3.3 | 8 | 1 | 38 |  | 17 | 12.8337 | 7.6128 | 20.4465 | 95% | 1 | 68.4 | 9.0117 | 4.9685 | 4.9685 | 0 | 0% | 11.0819 | 0.75 | 0.75 | 0.75 | 51.3 | 6.7588 | 3.7264 | 3.7264 | 0 | 0% | 763 | 68.4 | 0 | 694.6 | 763 | 51.3 | 0 | 711.7 | Winter | 0 | FALSE | 0 | 0 | 0 | 0 | 0 | 0 | 1 | 1
1981-03-27 | 3 | 27 | 9:00 | 3.9 | 9 | 1 | 39 |  | 16 | 12.0788 | 6.5627 | 18.6415 | 95% | 1 | 68.4 | 9.0117 | 4.9685 | 4.9685 | 0 | 0% | 11.5826 | 0.75 | 0.75 | 0.75 | 51.3 | 6.7588 | 3.7264 | 3.7264 | 0 | 0% | 797.25 | 68.4 | 0 | 728.85 | 797.25 | 51.3 | 0 | 745.95 | Winter | 0 | FALSE | 0 | 0 | 0 | 0 | 0 | 0 | 1 | 1
1981-03-27 | 3 | 27 | 10:00 | 5 | 10 | 1 | 41 |  | 14 | 10.5689 | 6.0377 | 16.6066 | 95% | 1 | 68.4 | 9.0117 | 4.9685 | 4.9685 | 0 | 0% | 11.6923 | 0.75 | 0.75 | 0.75 | 51.3 | 6.7588 | 3.7264 | 3.7264 | 0 | 0% | 804.75 | 68.4 | 0 | 736.35 | 804.75 | 51.3 | 0 | 753.45 | Winter | 0 | FALSE | 0 | 0 | 0 | 0 | 0 | 0 | 1 | 1
1981-03-27 | 3 | 27 | 11:00 | 5 | 11 | 1 | 41 |  | 14 | 10.5689 | 5.2502 | 15.8191 | 95% | 1 | 68.4 | 9.0117 | 4.9685 | 4.9685 | 0 | 0% | 11.9773 | 0.75 | 0.75 | 0.75 | 51.3 | 6.7588 | 3.7264 | 3.7264 | 0 | 0% | 824.25 | 68.4 | 0 | 755.85 | 824.25 | 51.3 | 0 | 772.95 | Winter | 0 | FALSE | 0 | 0 | 0 | 0 | 0 | 0 | 1 | 1
1981-03-27 | 3 | 27 | 12:00 | 5.6 | 12 | 1 | 42 |  | 13 | 9.814 | 5.2502 | 15.0642 | 95% | 1 | 68.4 | 9.0117 | 4.9685 | 4.9685 | 0 | 0% | 12.0431 | 0.75 | 0.75 | 0.75 | 51.3 | 6.7588 | 3.7264 | 3.7264 | 0 | 0% | 828.75 | 68.4 | 0 | 760.35 | 828.75 | 51.3 | 0 | 777.45 | Winter | 0 | FALSE | 0 | 0 | 0 | 0 | 0 | 0 | 1 | 1
1981-03-27 | 3 | 27 | 13:00 | 5 | 13 | 1 | 41 |  | 14 | 10.5689 | 4.7252 | 15.2941 | 95% | 1 | 68.4 | 9.0117 | 4.9685 | 4.9685 | 0 | 0% | 12.4963 | 0.75 | 0.75 | 0.75 | 51.3 | 6.7588 | 3.7264 | 3.7264 | 0 | 0% | 859.75 | 68.4 | 0 | 791.35 | 859.75 | 51.3 | 0 | 808.45 | Winter | 0 | FALSE | 0 | 0 | 0 | 0 | 0 | 0 | 1 | 1
1981-03-27 | 3 | 27 | 14:00 | 5 | 14 | 1 | 41 |  | 14 | 10.5689 | 3.9376 | 14.5066 | 95% | 1 | 68.4 | 9.0117 | 4.9685 | 4.9685 | 0 | 0% | 11.8129 | 0.75 | 0.75 | 0.75 | 51.3 | 6.7588 | 3.7264 | 3.7264 | 0 | 0% | 813 | 68.4 | 0 | 744.6 | 813 | 51.3 | 0 | 761.7 | Winter | 0 | FALSE | 0 | 0 | 0 | 0 | 0 | 0 | 1 | 1
1981-03-27 | 3 | 27 | 15:00 | 5.6 | 15 | 1 | 42 |  | 13 | 9.814 | 3.6751 | 13.4891 | 95% | 1 | 68.4 | 9.0117 | 4.9685 | 4.9685 | 0 | 0% | 11.674 | 0.75 | 0.75 | 0.75 | 51.3 | 6.7588 | 3.7264 | 3.7264 | 0 | 0% | 803.5 | 68.4 | 0 | 735.1 | 803.5 | 51.3 | 0 | 752.2 | Winter | 0 | FALSE | 0 | 0 | 0 | 0 | 0 | 0 | 1 | 1
1981-03-27 | 3 | 27 | 16:00 | 6.1 | 16 | 1 | 43 |  | 12 | 9.0591 | 3.6751 | 12.7342 | 95% | 1 | 68.4 | 9.0117 | 4.9685 | 4.9685 | 0 | 0% | 11.3743 | 0.75 | 0.75 | 0.75 | 51.3 | 6.7588 | 3.7264 | 3.7264 | 0 | 0% | 783 | 68.4 | 0 | 714.6 | 783 | 51.3 | 0 | 731.7 | Winter | 0 | FALSE | 0 | 0 | 0 | 0 | 0 | 0 | 1 | 1
1981-03-27 | 3 | 27 | 17:00 | 7.2 | 17 | 1 | 45 |  | 10 | 7.5492 | 4.7252 | 12.2744 | 95% | 1 | 68.4 | 9.0117 | 4.9685 | 4.9685 | 0 | 0% | 11.1367 | 0.75 | 0.75 | 0.75 | 51.3 | 6.7588 | 3.7264 | 3.7264 | 0 | 0% | 766.75 | 68.4 | 0 | 698.35 | 766.75 | 51.3 | 0 | 715.45 | Winter | 1 | FALSE | 1 | 68.4 | 51.3 | 0 | 0 | 0 | 1 | 1
1981-03-27 | 3 | 27 | 18:00 | 6.1 | 18 | 1 | 43 |  | 12 | 9.0591 | 6.0377 | 15.0968 | 95% | 1 | 68.4 | 9.0117 | 4.9685 | 4.9685 | 0 | 0% | 10.6725 | 0.75 | 0.75 | 0.75 | 51.3 | 6.7588 | 3.7264 | 3.7264 | 0 | 0% | 735 | 68.4 | 0 | 666.6 | 735 | 51.3 | 0 | 683.7 | Winter | 1 | FALSE | 1 | 68.4 | 51.3 | 0 | 0 | 0 | 1 | 1
1981-03-27 | 3 | 27 | 19:00 | 5.6 | 19 | 1 | 42 |  | 13 | 9.814 | 6.5627 | 16.3767 | 95% | 1 | 68.4 | 9.0117 | 4.9685 | 4.9685 | 0 | 0% | 10.4349 | 0.75 | 0.75 | 0.75 | 51.3 | 6.7588 | 3.7264 | 3.7264 | 0 | 0% | 718.75 | 68.4 | 0 | 650.35 | 718.75 | 51.3 | 0 | 667.45 | Winter | 0 | FALSE | 0 | 0 | 0 | 0 | 0 | 0 | 1 | 1
1981-03-27 | 3 | 27 | 20:00 | 6.1 | 20 | 1 | 43 |  | 12 | 9.0591 | 5.7752 | 14.8343 | 95% | 1 | 68.4 | 9.0117 | 4.9685 | 4.9685 | 0 | 0% | 10.3509 | 0.75 | 0.75 | 0.75 | 51.3 | 6.7588 | 3.7264 | 3.7264 | 0 | 0% | 713 | 68.4 | 0 | 644.6 | 713 | 51.3 | 0 | 661.7 | Winter | 0 | FALSE | 0 | 0 | 0 | 0 | 0 | 0 | 1 | 1
1981-03-27 | 3 | 27 | 21:00 | 5.6 | 21 | 1 | 42 |  | 13 | 9.814 | 4.7252 | 14.5392 | 95% | 1 | 68.4 | 9.0117 | 4.9685 | 4.9685 | 0 | 0% | 9.8173 | 0.75 | 0.75 | 0.75 | 51.3 | 6.7588 | 3.7264 | 3.7264 | 0 | 0% | 676.5 | 68.4 | 0 | 608.1 | 676.5 | 51.3 | 0 | 625.2 | Winter | 0 | FALSE | 0 | 0 | 0 | 0 | 0 | 0 | 1 | 1
1981-03-27 | 3 | 27 | 22:00 | 5 | 22 | 1 | 41 |  | 14 | 10.5689 | 4.2002 | 14.7691 | 95% | 1 | 68.4 | 9.0117 | 4.9685 | 4.9685 | 0 | 0% | 9.7624 | 0.75 | 0.75 | 0.75 | 51.3 | 6.7588 | 3.7264 | 3.7264 | 0 | 0% | 672.75 | 68.4 | 0 | 604.35 | 672.75 | 51.3 | 0 | 621.45 | Winter | 0 | FALSE | 0 | 0 | 0 | 0 | 0 | 0 | 1 | 1
1981-03-27 | 3 | 27 | 23:00 | 3.9 | 23 | 1 | 39 |  | 16 | 12.0788 | 5.2502 | 17.329 | 95% | 1 | 68.4 | 9.0117 | 4.9685 | 4.9685 | 0 | 0% | 9.6235 | 0.75 | 0.75 | 0.75 | 51.3 | 6.7588 | 3.7264 | 3.7264 | 0 | 0% | 663.25 | 68.4 | 0 | 594.85 | 663.25 | 51.3 | 0 | 611.95 | Winter | 0 | FALSE | 0 | 0 | 0 | 0 | 0 | 0 | 1 | 1
1981-03-27 | 3 | 27 | 24:00 | 3.9 | 0 | 1 | 39 |  | 16 | 12.0788 | 4.2002 | 16.2789 | 95% | 1 | 68.4 | 9.0117 | 4.9685 | 4.9685 | 0 | 0% | 9.4773 | 0.75 | 0.75 | 0.75 | 51.3 | 6.7588 | 3.7264 | 3.7264 | 0 | 0% | 653.25 | 68.4 | 0 | 584.85 | 653.25 | 51.3 | 0 | 601.95 | Winter | 0 | FALSE | 0 | 0 | 0 | 0 | 0 | 0 | 1 | 1
1981-03-28 | 3 | 28 | 1:00 | 3.3 | 1 | 1 | 38 |  | 17 | 12.8337 | 3.9376 | 16.7713 | 95% | 1 | 68.4 | 9.0117 | 4.9685 | 4.9685 | 0 | 0% | 9.4773 | 0.75 | 0.75 | 0.75 | 51.3 | 6.7588 | 3.7264 | 3.7264 | 0 | 0% | 653.25 | 68.4 | 0 | 584.85 | 653.25 | 51.3 | 0 | 601.95 | Winter | 0 | FALSE | 0 | 0 | 0 | 0 | 0 | 0 | 1 | 1
1981-03-28 | 3 | 28 | 2:00 | 2.8 | 2 | 1 | 37 |  | 18 | 13.5886 | 3.1501 | 16.7387 | 95% | 1 | 68.4 | 9.0117 | 4.9685 | 4.9685 | 0 | 0% | 9.3823 | 0.75 | 0.75 | 0.75 | 51.3 | 6.7588 | 3.7264 | 3.7264 | 0 | 0% | 646.75 | 68.4 | 0 | 578.35 | 646.75 | 51.3 | 0 | 595.45 | Winter | 0 | FALSE | 0 | 0 | 0 | 0 | 0 | 0 | 1 | 1
1981-03-28 | 3 | 28 | 3:00 | 2.2 | 3 | 1 | 36 |  | 19 | 14.3435 | 3.4126 | 17.7562 | 95% | 1 | 68.4 | 9.0117 | 4.9685 | 4.9685 | 0 | 0% | 9.4554 | 0.75 | 0.75 | 0.75 | 51.3 | 6.7588 | 3.7264 | 3.7264 | 0 | 0% | 651.75 | 68.4 | 0 | 583.35 | 651.75 | 51.3 | 0 | 600.45 | Winter | 0 | FALSE | 0 | 0 | 0 | 0 | 0 | 0 | 1 | 1
1981-03-28 | 3 | 28 | 4:00 | 1.7 | 4 | 1 | 35 |  | 20 | 15.0985 | 3.1501 | 18.2486 | 95% | 1 | 68.4 | 9.0117 | 4.9685 | 4.9685 | 0 | 0% | 9.8209 | 0.75 | 0.75 | 0.75 | 51.3 | 6.7588 | 3.7264 | 3.7264 | 0 | 0% | 676.75 | 68.4 | 0 | 608.35 | 676.75 | 51.3 | 0 | 625.45 | Winter | 0 | FALSE | 0 | 0 | 0 | 0 | 0 | 0 | 1 | 1
1981-03-28 | 3 | 28 | 5:00 | 1.1 | 5 | 1 | 34 |  | 21 | 15.8534 | 3.1501 | 19.0035 | 95% | 1 | 68.4 | 9.0117 | 4.9685 | 4.9685 | 0 | 0% | 9.47 | 0.75 | 0.75 | 0.75 | 51.3 | 6.7588 | 3.7264 | 3.7264 | 0 | 0% | 652.75 | 68.4 | 0 | 584.35 | 652.75 | 51.3 | 0 | 601.45 | Winter | 0 | FALSE | 0 | 0 | 0 | 0 | 0 | 0 | 1 | 1
1981-03-28 | 3 | 28 | 6:00 | 0.6 | 6 | 1 | 33 |  | 22 | 16.6083 | 3.9376 | 20.546 | 95% | 1 | 68.4 | 9.0117 | 4.9685 | 4.9685 | 0 | 0% | 10.0841 | 0.75 | 0.75 | 0.75 | 51.3 | 6.7588 | 3.7264 | 3.7264 | 0 | 0% | 694.75 | 68.4 | 0 | 626.35 | 694.75 | 51.3 | 0 | 643.45 | Winter | 0 | FALSE | 0 | 0 | 0 | 0 | 0 | 0 | 1 | 1
1981-03-28 | 3 | 28 | 7:00 | 1.7 | 7 | 1 | 35 |  | 20 | 15.0985 | 4.7252 | 19.8236 | 95% | 1 | 68.4 | 9.0117 | 4.9685 | 4.9685 | 0 | 0% | 10.0183 | 0.75 | 0.75 | 0.75 | 51.3 | 6.7588 | 3.7264 | 3.7264 | 0 | 0% | 690.25 | 68.4 | 0 | 621.85 | 690.25 | 51.3 | 0 | 638.95 | Winter | 0 | FALSE | 0 | 0 | 0 | 0 | 0 | 0 | 1 | 1
1981-03-28 | 3 | 28 | 8:00 | 4.4 | 8 | 1 | 40 |  | 15 | 11.3238 | 7.6128 | 18.9366 | 95% | 1 | 68.4 | 9.0117 | 4.9685 | 4.9685 | 0 | 0% | 10.3289 | 0.75 | 0.75 | 0.75 | 51.3 | 6.7588 | 3.7264 | 3.7264 | 0 | 0% | 711.5 | 68.4 | 0 | 643.1 | 711.5 | 51.3 | 0 | 660.2 | Winter | 0 | FALSE | 0 | 0 | 0 | 0 | 0 | 0 | 1 | 1
1981-03-28 | 3 | 28 | 9:00 | 4.4 | 9 | 1 | 40 |  | 15 | 11.3238 | 6.5627 | 17.8866 | 95% | 1 | 68.4 | 9.0117 | 4.9685 | 4.9685 | 0 | 0% | 10.9503 | 0.75 | 0.75 | 0.75 | 51.3 | 6.7588 | 3.7264 | 3.7264 | 0 | 0% | 754 | 68.4 | 0 | 685.6 | 754 | 51.3 | 0 | 702.7 | Winter | 0 | FALSE | 0 | 0 | 0 | 0 | 0 | 0 | 1 | 1
1981-03-28 | 3 | 28 | 10:00 | 5.6 | 10 | 1 | 42 |  | 13 | 9.814 | 6.0377 | 15.8517 | 95% | 1 | 68.4 | 9.0117 | 4.9685 | 4.9685 | 0 | 0% | 10.848 | 0.75 | 0.75 | 0.75 | 51.3 | 6.7588 | 3.7264 | 3.7264 | 0 | 0% | 747 | 68.4 | 0 | 678.6 | 747 | 51.3 | 0 | 695.7 | Winter | 0 | FALSE | 0 | 0 | 0 | 0 | 0 | 0 | 1 | 1
1981-03-28 | 3 | 28 | 11:00 | 5.6 | 11 | 1 | 42 |  | 13 | 9.814 | 5.2502 | 15.0642 | 95% | 1 | 68.4 | 9.0117 | 4.9685 | 4.9685 | 0 | 0% | 10.7127 | 0.75 | 0.75 | 0.75 | 51.3 | 6.7588 | 3.7264 | 3.7264 | 0 | 0% | 737.75 | 68.4 | 0 | 669.35 | 737.75 | 51.3 | 0 | 686.45 | Winter | 0 | FALSE | 0 | 0 | 0 | 0 | 0 | 0 | 1 | 1
1981-03-28 | 3 | 28 | 12:00 | 7.2 | 12 | 1 | 45 |  | 10 | 7.5492 | 5.2502 | 12.7994 | 95% | 1 | 68.4 | 9.0117 | 4.9685 | 4.9685 | 0 | 0% | 11.038 | 0.75 | 0.75 | 0.75 | 51.3 | 6.7588 | 3.7264 | 3.7264 | 0 | 0% | 760 | 68.4 | 0 | 691.6 | 760 | 51.3 | 0 | 708.7 | Winter | 0 | FALSE | 0 | 0 | 0 | 0 | 0 | 0 | 1 | 1
1981-03-28 | 3 | 28 | 13:00 | 9.4 | 13 | 1 | 49 |  | 6 | 4.5295 | 4.7252 | 9.2547 | 95% | 1 | 68.4 | 9.0117 | 4.9685 | 4.9685 | 0 | 0% | 11.0928 | 0.75 | 0.75 | 0.75 | 51.3 | 6.7588 | 3.7264 | 3.7264 | 0 | 0% | 763.75 | 68.4 | 0 | 695.35 | 763.75 | 51.3 | 0 | 712.45 | Winter | 0 | FALSE | 0 | 0 | 0 | 0 | 0 | 0 | 1 | 1
1981-03-28 | 3 | 28 | 14:00 | 8.3 | 14 | 1 | 47 |  | 8 | 6.0394 | 3.9376 | 9.977 | 95% | 1 | 68.4 | 9.0117 | 4.9685 | 4.9685 | 0 | 0% | 11.0088 | 0.75 | 0.75 | 0.75 | 51.3 | 6.7588 | 3.7264 | 3.7264 | 0 | 0% | 758 | 68.4 | 0 | 689.6 | 758 | 51.3 | 0 | 706.7 | Winter | 0 | FALSE | 0 | 0 | 0 | 0 | 0 | 0 | 1 | 1
1981-03-28 | 3 | 28 | 15:00 | 8.3 | 15 | 1 | 47 |  | 8 | 6.0394 | 3.6751 | 9.7145 | 95% | 1 | 68.4 | 9.0117 | 4.9685 | 4.9685 | 0 | 0% | 10.8333 | 0.75 | 0.75 | 0.75 | 51.3 | 6.7588 | 3.7264 | 3.7264 | 0 | 0% | 746 | 68.4 | 0 | 677.6 | 746 | 51.3 | 0 | 694.7 | Winter | 0 | FALSE | 0 | 0 | 0 | 0 | 0 | 0 | 1 | 1
1981-03-28 | 3 | 28 | 16:00 | 7.8 | 16 | 1 | 46 |  | 9 | 6.7943 | 3.6751 | 10.4694 | 95% | 1 | 68.4 | 9.0117 | 4.9685 | 4.9685 | 0 | 0% | 10.7054 | 0.75 | 0.75 | 0.75 | 51.3 | 6.7588 | 3.7264 | 3.7264 | 0 | 0% | 737.25 | 68.4 | 0 | 668.85 | 737.25 | 51.3 | 0 | 685.95 | Winter | 0 | FALSE | 0 | 0 | 0 | 0 | 0 | 0 | 1 | 1
1981-03-28 | 3 | 28 | 17:00 | 8.3 | 17 | 1 | 47 |  | 8 | 6.0394 | 4.7252 | 10.7646 | 95% | 1 | 68.4 | 9.0117 | 4.9685 | 4.9685 | 0 | 0% | 10.2924 | 0.75 | 0.75 | 0.75 | 51.3 | 6.7588 | 3.7264 | 3.7264 | 0 | 0% | 709 | 68.4 | 0 | 640.6 | 709 | 51.3 | 0 | 657.7 | Winter | 1 | FALSE | 1 | 68.4 | 51.3 | 0 | 0 | 0 | 1 | 1
1981-03-28 | 3 | 28 | 18:00 | 10 | 18 | 1 | 50 |  | 5 | 3.7746 | 6.0377 | 9.8123 | 95% | 1 | 68.4 | 9.0117 | 4.9685 | 4.9685 | 0 | 0% | 9.9817 | 0.75 | 0.75 | 0.75 | 51.3 | 6.7588 | 3.7264 | 3.7264 | 0 | 0% | 687.75 | 68.4 | 0 | 619.35 | 687.75 | 51.3 | 0 | 636.45 | Winter | 1 | FALSE | 1 | 68.4 | 51.3 | 0 | 0 | 0 | 1 | 1
1981-03-28 | 3 | 28 | 19:00 | 8.9 | 19 | 1 | 48 |  | 7 | 5.2845 | 6.5627 | 11.8472 | 95% | 1 | 68.4 | 9.0117 | 4.9685 | 4.9685 | 0 | 0% | 10.2193 | 0.75 | 0.75 | 0.75 | 51.3 | 6.7588 | 3.7264 | 3.7264 | 0 | 0% | 704 | 68.4 | 0 | 635.6 | 704 | 51.3 | 0 | 652.7 | Winter | 0 | FALSE | 0 | 0 | 0 | 0 | 0 | 0 | 1 | 1
1981-03-28 | 3 | 28 | 20:00 | 8.9 | 20 | 1 | 48 |  | 7 | 5.2845 | 5.7752 | 11.0597 | 95% | 1 | 68.4 | 9.0117 | 4.9685 | 4.9685 | 0 | 0% | 9.8136 | 0.75 | 0.75 | 0.75 | 51.3 | 6.7588 | 3.7264 | 3.7264 | 0 | 0% | 676.25 | 68.4 | 0 | 607.85 | 676.25 | 51.3 | 0 | 624.95 | Winter | 0 | FALSE | 0 | 0 | 0 | 0 | 0 | 0 | 1 | 1
1981-03-28 | 3 | 28 | 21:00 | 7.8 | 21 | 1 | 46 |  | 9 | 6.7943 | 4.7252 | 11.5195 | 95% | 1 | 68.4 | 9.0117 | 4.9685 | 4.9685 | 0 | 0% | 9.8209 | 0.75 | 0.75 | 0.75 | 51.3 | 6.7588 | 3.7264 | 3.7264 | 0 | 0% | 676.75 | 68.4 | 0 | 608.35 | 676.75 | 51.3 | 0 | 625.45 | Winter | 0 | FALSE | 0 | 0 | 0 | 0 | 0 | 0 | 1 | 1
1981-03-28 | 3 | 28 | 22:00 | 7.8 | 22 | 1 | 46 |  | 9 | 6.7943 | 4.2002 | 10.9945 | 95% | 1 | 68.4 | 9.0117 | 4.9685 | 4.9685 | 0 | 0% | 9.9086 | 0.75 | 0.75 | 0.75 | 51.3 | 6.7588 | 3.7264 | 3.7264 | 0 | 0% | 682.75 | 68.4 | 0 | 614.35 | 682.75 | 51.3 | 0 | 631.45 | Winter | 0 | FALSE | 0 | 0 | 0 | 0 | 0 | 0 | 1 | 1
1981-03-28 | 3 | 28 | 23:00 | 7.2 | 23 | 1 | 45 |  | 10 | 7.5492 | 5.2502 | 12.7994 | 95% | 1 | 68.4 | 9.0117 | 4.9685 | 4.9685 | 0 | 0% | 9.7442 | 0.75 | 0.75 | 0.75 | 51.3 | 6.7588 | 3.7264 | 3.7264 | 0 | 0% | 671.5 | 68.4 | 0 | 603.1 | 671.5 | 51.3 | 0 | 620.2 | Winter | 0 | FALSE | 0 | 0 | 0 | 0 | 0 | 0 | 1 | 1
1981-03-28 | 3 | 28 | 24:00 | 6.1 | 0 | 1 | 43 |  | 12 | 9.0591 | 4.2002 | 13.2592 | 95% | 1 | 68.4 | 9.0117 | 4.9685 | 4.9685 | 0 | 0% | 9.8465 | 0.75 | 0.75 | 0.75 | 51.3 | 6.7588 | 3.7264 | 3.7264 | 0 | 0% | 678.5 | 68.4 | 0 | 610.1 | 678.5 | 51.3 | 0 | 627.2 | Winter | 0 | FALSE | 0 | 0 | 0 | 0 | 0 | 0 | 1 | 1
1981-03-29 | 3 | 29 | 1:00 | 6.1 | 1 | 2 | 43 |  | 12 | 9.0591 | 3.9376 | 12.9967 | 95% | 1 | 68.4 | 9.0117 | 4.9685 | 4.9685 | 0 | 0% | 9.7186 | 0.75 | 0.75 | 0.75 | 51.3 | 6.7588 | 3.7264 | 3.7264 | 0 | 0% | 669.75 | 68.4 | 0 | 601.35 | 669.75 | 51.3 | 0 | 618.45 | Winter | 0 | 0 | 0 | 0 | 0 | 0 | 0 | 0 | 1 | 1
1981-03-29 | 3 | 29 | 2:00 | 6.7 | 2 | 2 | 44 |  | 11 | 8.3042 | 3.1501 | 11.4543 | 95% | 1 | 68.4 | 9.0117 | 4.9685 | 4.9685 | 0 | 0% | 9.5833 | 0.75 | 0.75 | 0.75 | 51.3 | 6.7588 | 3.7264 | 3.7264 | 0 | 0% | 660.5 | 68.4 | 0 | 592.1 | 660.5 | 51.3 | 0 | 609.2 | Winter | 0 | 0 | 0 | 0 | 0 | 0 | 0 | 0 | 1 | 1
1981-03-29 | 3 | 29 | 3:00 | 6.7 | 3 | 2 | 44 |  | 11 | 8.3042 | 3.4126 | 11.7168 | 95% | 1 | 68.4 | 9.0117 | 4.9685 | 4.9685 | 0 | 0% | 9.5212 | 0.75 | 0.75 | 0.75 | 51.3 | 6.7588 | 3.7264 | 3.7264 | 0 | 0% | 656.25 | 68.4 | 0 | 587.85 | 656.25 | 51.3 | 0 | 604.95 | Winter | 0 | 0 | 0 | 0 | 0 | 0 | 0 | 0 | 1 | 1
1981-03-29 | 3 | 29 | 4:00 | 7.2 | 4 | 2 | 45 |  | 10 | 7.5492 | 3.1501 | 10.6993 | 95% | 1 | 68.4 | 9.0117 | 4.9685 | 4.9685 | 0 | 0% | 9.9671 | 0.75 | 0.75 | 0.75 | 51.3 | 6.7588 | 3.7264 | 3.7264 | 0 | 0% | 686.75 | 68.4 | 0 | 618.35 | 686.75 | 51.3 | 0 | 635.45 | Winter | 0 | 0 | 0 | 0 | 0 | 0 | 0 | 0 | 1 | 1
1981-03-29 | 3 | 29 | 5:00 | 7.2 | 5 | 2 | 45 |  | 10 | 7.5492 | 3.1501 | 10.6993 | 95% | 1 | 68.4 | 9.0117 | 4.9685 | 4.9685 | 0 | 0% | 9.8319 | 0.75 | 0.75 | 0.75 | 51.3 | 6.7588 | 3.7264 | 3.7264 | 0 | 0% | 677.5 | 68.4 | 0 | 609.1 | 677.5 | 51.3 | 0 | 626.2 | Winter | 0 | 0 | 0 | 0 | 0 | 0 | 0 | 0 | 1 | 1
1981-03-29 | 3 | 29 | 6:00 | 6.7 | 6 | 2 | 44 |  | 11 | 8.3042 | 3.9376 | 12.2418 | 95% | 1 | 68.4 | 9.0117 | 4.9685 | 4.9685 | 0 | 0% | 10.2412 | 0.75 | 0.75 | 0.75 | 51.3 | 6.7588 | 3.7264 | 3.7264 | 0 | 0% | 705.5 | 68.4 | 0 | 637.1 | 705.5 | 51.3 | 0 | 654.2 | Winter | 0 | 0 | 0 | 0 | 0 | 0 | 0 | 0 | 1 | 1
1981-03-29 | 3 | 29 | 7:00 | 7.2 | 7 | 2 | 45 |  | 10 | 7.5492 | 4.7252 | 12.2744 | 95% | 1 | 68.4 | 9.0117 | 4.9685 | 4.9685 | 0 | 0% | 10 | 0.75 | 0.75 | 0.75 | 51.3 | 6.7588 | 3.7264 | 3.7264 | 0 | 0% | 689 | 68.4 | 0 | 620.6 | 689 | 51.3 | 0 | 637.7 | Winter | 0 | 0 | 0 | 0 | 0 | 0 | 0 | 0 | 1 | 1
1981-03-29 | 3 | 29 | 8:00 | 8.3 | 8 | 2 | 47 |  | 8 | 6.0394 | 7.6128 | 13.6522 | 95% | 1 | 68.4 | 9.0117 | 4.9685 | 4.9685 | 0 | 0% | 9.8721 | 0.75 | 0.75 | 0.75 | 51.3 | 6.7588 | 3.7264 | 3.7264 | 0 | 0% | 680.25 | 68.4 | 0 | 611.85 | 680.25 | 51.3 | 0 | 628.95 | Winter | 0 | 0 | 0 | 0 | 0 | 0 | 0 | 0 | 1 | 1
1981-03-29 | 3 | 29 | 9:00 | 10 | 9 | 2 | 50 |  | 5 | 3.7746 | 6.5627 | 10.3374 | 95% | 1 | 68.4 | 9.0117 | 4.9685 | 4.9685 | 0 | 0% | 10.7566 | 0.75 | 0.75 | 0.75 | 51.3 | 6.7588 | 3.7264 | 3.7264 | 0 | 0% | 740.75 | 68.4 | 0 | 672.35 | 740.75 | 51.3 | 0 | 689.45 | Winter | 0 | 0 | 0 | 0 | 0 | 0 | 0 | 0 | 1 | 1
1981-03-29 | 3 | 29 | 10:00 | 12.8 | 10 | 2 | 55 |  | 0 | 0 | 6.0377 | 6.0377 | 95% | 0.86583 | 59.2228 | 7.8026 | 4.3019 | 4.3019 | 0 | 0% | 10.2814 | 0.75 | 0.75 | 0.75 | 51.3 | 6.7588 | 3.7264 | 3.7264 | 0 | 0% | 708.25 | 59.2228 | 0 | 649.0272 | 708.25 | 51.3 | 0 | 656.95 | Winter | 0 | 0 | 0 | 0 | 0 | 0 | 0 | 1 | 0 | 1
1981-03-29 | 3 | 29 | 11:00 | 16.7 | 11 | 2 | 62 |  | 0 | 0 | 5.2502 | 5.2502 | 95% | 0.7529 | 51.4981 | 6.7849 | 3.7408 | 3.7408 | 0 | 0% | 10.3034 | 0.75 | 0.75 | 0.75 | 51.3 | 6.7588 | 3.7264 | 3.7264 | 0 | 0% | 709.75 | 51.4981 | 0 | 658.2519 | 709.75 | 51.3 | 0 | 658.45 | Winter | 0 | 0 | 0 | 0 | 0 | 0 | 0 | 1 | 0 | 1
1981-03-29 | 3 | 29 | 12:00 | 20.6 | 12 | 2 | 69 |  | 0 | 0 | 5.2502 | 5.2502 | 95% | 0.7529 | 51.4981 | 6.7849 | 3.7408 | 3.7408 | 0 | 0% | 10.2887 | 0.75 | 0.75 | 0.75 | 51.3 | 6.7588 | 3.7264 | 3.7264 | 0 | 0% | 708.75 | 51.4981 | 0 | 657.2519 | 708.75 | 51.3 | 0 | 657.45 | Winter | 0 | 0 | 0 | 0 | 0 | 0 | 0 | 1 | 0 | 1
1981-03-29 | 3 | 29 | 13:00 | 23.9 | 13 | 2 | 75 |  | 0 | 0 | 4.7252 | 4.7252 | 95% | 0.67761 | 46.3483 | 6.1064 | 3.3667 | 3.3667 | 0 | 0% | 10.6579 | 0.75 | 0.75 | 0.75 | 51.3 | 6.7588 | 3.7264 | 3.5439 | 0.1825 | 4.897% | 734 | 46.3483 | 0 | 687.6517 | 734 | 51.3 | 0 | 682.7 | Winter | 0 | 0 | 0 | 0 | 0 | 0 | 0 | 1 | 0 | 1
1981-03-29 | 3 | 29 | 14:00 | 25 | 14 | 2 | 77 |  | 0 | 0 | 3.9376 | 3.9376 | 95% | 0.56467 | 38.6235 | 5.0887 | 2.8056 | 2.8056 | 0 | 0% | 10.4459 | 0.75 | 0.75 | 0.75 | 51.3 | 6.7588 | 3.7264 | 2.9532 | 0.77314 | 20.75% | 719.5 | 38.6235 | 0 | 680.8765 | 719.5 | 51.3 | 0 | 668.2 | Winter | 0 | 0 | 0 | 0 | 0 | 0 | 0 | 1 | 0 | 1
1981-03-29 | 3 | 29 | 15:00 | 25 | 15 | 2 | 77 |  | 0 | 0 | 3.6751 | 3.6751 | 95% | 0.52703 | 36.0486 | 4.7494 | 2.6185 | 2.6185 | 0 | 0% | 10.2376 | 0.75 | 0.75 | 0.75 | 51.3 | 6.7588 | 3.7264 | 2.7564 | 0.97002 | 26.03% | 705.25 | 36.0486 | 0 | 669.2014 | 705.25 | 51.3 | 0 | 653.95 | Winter | 0 | 0 | 0 | 0 | 0 | 0 | 0 | 1 | 0 | 1
1981-03-29 | 3 | 29 | 16:00 | 25 | 16 | 2 | 77 |  | 0 | 0 | 3.6751 | 3.6751 | 95% | 0.52703 | 36.0486 | 4.7494 | 2.6185 | 2.6185 | 0 | 0% | 10.0804 | 0.75 | 0.75 | 0.75 | 51.3 | 6.7588 | 3.7264 | 2.7564 | 0.97002 | 26.03% | 694.5 | 36.0486 | 0 | 658.4514 | 694.5 | 51.3 | 0 | 643.2 | Winter | 0 | 0 | 0 | 0 | 0 | 0 | 0 | 1 | 0 | 1
1981-03-29 | 3 | 29 | 17:00 | 23.9 | 17 | 2 | 75 |  | 0 | 0 | 4.7252 | 4.7252 | 95% | 0.67761 | 46.3483 | 6.1064 | 3.3667 | 3.3667 | 0 | 0% | 10.0548 | 0.75 | 0.75 | 0.75 | 51.3 | 6.7588 | 3.7264 | 3.5439 | 0.1825 | 4.897% | 692.75 | 46.3483 | 0 | 646.4017 | 692.75 | 51.3 | 0 | 641.45 | Winter | 0 | 0 | 0 | 0 | 0 | 0 | 0 | 1 | 0 | 1
1981-03-29 | 3 | 29 | 18:00 | 21.1 | 18 | 2 | 70 |  | 0 | 0 | 6.0377 | 6.0377 | 95% | 0.86583 | 59.2228 | 7.8026 | 4.3019 | 4.3019 | 0 | 0% | 9.989 | 0.75 | 0.75 | 0.75 | 51.3 | 6.7588 | 3.7264 | 3.7264 | 0 | 0% | 688.25 | 59.2228 | 0 | 629.0272 | 688.25 | 51.3 | 0 | 636.95 | Winter | 0 | 0 | 0 | 0 | 0 | 0 | 0 | 1 | 0 | 1
1981-03-29 | 3 | 29 | 19:00 | 20 | 19 | 2 | 68 |  | 0 | 0 | 6.5627 | 6.5627 | 95% | 0.94112 | 64.3726 | 8.4811 | 4.676 | 4.676 | 0 | 0% | 9.9232 | 0.75 | 0.75 | 0.75 | 51.3 | 6.7588 | 3.7264 | 3.7264 | 0 | 0% | 683.75 | 64.3726 | 0 | 619.3774 | 683.75 | 51.3 | 0 | 632.45 | Winter | 0 | 0 | 0 | 0 | 0 | 0 | 0 | 1 | 0 | 1
1981-03-29 | 3 | 29 | 20:00 | 18.9 | 20 | 2 | 66 |  | 0 | 0 | 5.7752 | 5.7752 | 95% | 0.82819 | 56.6479 | 7.4634 | 4.1148 | 4.1148 | 0 | 0% | 9.9232 | 0.75 | 0.75 | 0.75 | 51.3 | 6.7588 | 3.7264 | 3.7264 | 0 | 0% | 683.75 | 56.6479 | 0 | 627.1021 | 683.75 | 51.3 | 0 | 632.45 | Winter | 0 | 0 | 0 | 0 | 0 | 0 | 0 | 1 | 0 | 1
1981-03-29 | 3 | 29 | 21:00 | 18.3 | 21 | 2 | 65 |  | 0 | 0 | 4.7252 | 4.7252 | 95% | 0.67761 | 46.3483 | 6.1064 | 3.3667 | 3.3667 | 0 | 0% | 9.8977 | 0.75 | 0.75 | 0.75 | 51.3 | 6.7588 | 3.7264 | 3.5439 | 0.1825 | 4.897% | 682 | 46.3483 | 0 | 635.6517 | 682 | 51.3 | 0 | 630.7 | Winter | 0 | 0 | 0 | 0 | 0 | 0 | 0 | 1 | 0 | 1
1981-03-29 | 3 | 29 | 22:00 | 18.3 | 22 | 2 | 65 |  | 0 | 0 | 4.2002 | 4.2002 | 95% | 0.60232 | 41.1985 | 5.4279 | 2.9926 | 2.9926 | 0 | 0% | 9.6601 | 0.75 | 0.75 | 0.75 | 51.3 | 6.7588 | 3.7264 | 3.1501 | 0.57626 | 15.46% | 665.75 | 41.1985 | 0 | 624.5515 | 665.75 | 51.3 | 0 | 614.45 | Winter | 0 | 0 | 0 | 0 | 0 | 0 | 0 | 1 | 0 | 1
1981-03-29 | 3 | 29 | 23:00 | 18.3 | 23 | 2 | 65 |  | 0 | 0 | 5.2502 | 5.2502 | 95% | 0.7529 | 51.4981 | 6.7849 | 3.7408 | 3.7408 | 0 | 0% | 9.693 | 0.75 | 0.75 | 0.75 | 51.3 | 6.7588 | 3.7264 | 3.7264 | 0 | 0% | 668 | 51.4981 | 0 | 616.5019 | 668 | 51.3 | 0 | 616.7 | Winter | 0 | 0 | 0 | 0 | 0 | 0 | 0 | 1 | 0 | 1
1981-03-29 | 3 | 29 | 24:00 | 17.8 | 0 | 2 | 64 |  | 0 | 0 | 4.2002 | 4.2002 | 95% | 0.60232 | 41.1985 | 5.4279 | 2.9926 | 2.9926 | 0 | 0% | 9.7113 | 0.75 | 0.75 | 0.75 | 51.3 | 6.7588 | 3.7264 | 3.1501 | 0.57626 | 15.46% | 669.25 | 41.1985 | 0 | 628.0515 | 669.25 | 51.3 | 0 | 617.95 | Winter | 0 | 0 | 0 | 0 | 0 | 0 | 0 | 1 | 0 | 1
1981-03-30 | 3 | 30 | 1:00 | 17.2 | 1 | 2 | 63 |  | 0 | 0 | 3.9376 | 3.9376 | 95% | 0.56467 | 38.6235 | 5.0887 | 2.8056 | 2.8056 | 0 | 0% | 9.4262 | 0.75 | 0.75 | 0.75 | 51.3 | 6.7588 | 3.7264 | 2.9532 | 0.77314 | 20.75% | 649.75 | 38.6235 | 0 | 611.1265 | 649.75 | 51.3 | 0 | 598.45 | Winter | 0 | 0 | 0 | 0 | 0 | 0 | 0 | 1 | 0 | 1
1981-03-30 | 3 | 30 | 2:00 | 16.1 | 2 | 2 | 61 |  | 0 | 0 | 3.1501 | 3.1501 | 95% | 0 | 0 | 0 | 0 | 0 | 0 | 0% | 9.4189 | 0.75 | 0.75 | 0.75 | 51.3 | 6.7588 | 3.7264 | 2.3626 | 1.3638 | 36.6% | 649.25 | 0 | 0 | 649.25 | 649.25 | 51.3 | 0 | 597.95 | Winter | 0 | 0 | 0 | 0 | 0 | 1 | 0 | 1 | 0 | 0
1981-03-30 | 3 | 30 | 3:00 | 15 | 3 | 2 | 59 |  | 0 | 0 | 3.4126 | 3.4126 | 95% | 0 | 0 | 0 | 0 | 0 | 0 | 0% | 9.3238 | 0.75 | 0.75 | 0.75 | 51.3 | 6.7588 | 3.7264 | 2.5595 | 1.1669 | 31.31% | 642.75 | 0 | 0 | 642.75 | 642.75 | 51.3 | 0 | 591.45 | Winter | 0 | 0 | 0 | 0 | 0 | 1 | 0 | 1 | 0 | 0
1981-03-30 | 3 | 30 | 4:00 | 13.9 | 4 | 2 | 57 |  | 0 | 0 | 3.1501 | 3.1501 | 95% | 0 | 0 | 0 | 0 | 0 | 0 | 0% | 9.7588 | 0.75 | 0.75 | 0.75 | 51.3 | 6.7588 | 3.7264 | 2.3626 | 1.3638 | 36.6% | 672.5 | 0 | 0 | 672.5 | 672.5 | 51.3 | 0 | 621.2 | Winter | 0 | 0 | 0 | 0 | 0 | 1 | 0 | 1 | 0 | 0
1981-03-30 | 3 | 30 | 5:00 | 13.3 | 5 | 2 | 56 |  | 0 | 0 | 3.1501 | 3.1501 | 95% | 0 | 0 | 0 | 0 | 0 | 0 | 0% | 9.6564 | 0.75 | 0.75 | 0.75 | 51.3 | 6.7588 | 3.7264 | 2.3626 | 1.3638 | 36.6% | 665.5 | 0 | 0 | 665.5 | 665.5 | 51.3 | 0 | 614.2 | Winter | 0 | 0 | 0 | 0 | 0 | 1 | 0 | 1 | 0 | 0
1981-03-30 | 3 | 30 | 6:00 | 12.2 | 6 | 2 | 54 |  | 1 | 0.75492 | 3.9376 | 4.6926 | 95% | 0.67293 | 46.0284 | 6.0642 | 3.3435 | 3.3435 | 0 | 0% | 10.6287 | 0.75 | 0.75 | 0.75 | 51.3 | 6.7588 | 3.7264 | 3.5194 | 0.20695 | 5.554% | 732 | 46.0284 | 0 | 685.9716 | 732 | 51.3 | 0 | 680.7 | Winter | 0 | 0 | 0 | 0 | 0 | 0 | 0 | 1 | 0 | 1
1981-03-30 | 3 | 30 | 7:00 | 12.8 | 7 | 2 | 55 |  | 0 | 0 | 4.7252 | 4.7252 | 95% | 0.67761 | 46.3483 | 6.1064 | 3.3667 | 3.3667 | 0 | 0% | 11.3633 | 0.75 | 0.75 | 0.75 | 51.3 | 6.7588 | 3.7264 | 3.5439 | 0.1825 | 4.897% | 782.25 | 46.3483 | 0 | 735.9017 | 782.25 | 51.3 | 0 | 730.95 | Winter | 0 | 0 | 0 | 0 | 0 | 0 | 0 | 1 | 0 | 1
1981-03-30 | 3 | 30 | 8:00 | 14.4 | 8 | 2 | 58 |  | 0 | 0 | 7.6128 | 7.6128 | 95% | 1 | 68.4 | 9.0117 | 4.9685 | 4.9685 | 0 | 0% | 11.8896 | 0.75 | 0.75 | 0.75 | 51.3 | 6.7588 | 3.7264 | 3.7264 | 0 | 0% | 818.25 | 68.4 | 0 | 749.85 | 818.25 | 51.3 | 0 | 766.95 | Winter | 0 | 0 | 0 | 0 | 0 | 0 | 0 | 0 | 1 | 1
1981-03-30 | 3 | 30 | 9:00 | 18.3 | 9 | 2 | 65 |  | 0 | 0 | 6.5627 | 6.5627 | 95% | 0.94112 | 64.3726 | 8.4811 | 4.676 | 4.676 | 0 | 0% | 11.9481 | 0.75 | 0.75 | 0.75 | 51.3 | 6.7588 | 3.7264 | 3.7264 | 0 | 0% | 822.25 | 64.3726 | 0 | 757.8774 | 822.25 | 51.3 | 0 | 770.95 | Winter | 0 | 0 | 0 | 0 | 0 | 0 | 0 | 1 | 0 | 1
1981-03-30 | 3 | 30 | 10:00 | 20 | 10 | 2 | 68 |  | 0 | 0 | 6.0377 | 6.0377 | 95% | 0.86583 | 59.2228 | 7.8026 | 4.3019 | 4.3019 | 0 | 0% | 12.6279 | 0.75 | 0.75 | 0.75 | 51.3 | 6.7588 | 3.7264 | 3.7264 | 0 | 0% | 868.75 | 59.2228 | 0 | 809.5272 | 868.75 | 51.3 | 0 | 817.45 | Winter | 0 | 0 | 0 | 0 | 0 | 0 | 0 | 1 | 0 | 1
1981-03-30 | 3 | 30 | 11:00 | 21.1 | 11 | 2 | 70 |  | 0 | 0 | 5.2502 | 5.2502 | 95% | 0.7529 | 51.4981 | 6.7849 | 3.7408 | 3.7408 | 0 | 0% | 13.0263 | 0.75 | 0.75 | 0.75 | 51.3 | 6.7588 | 3.7264 | 3.7264 | 0 | 0% | 896 | 51.4981 | 0 | 844.5019 | 896 | 51.3 | 0 | 844.7 | Winter | 0 | 0 | 0 | 0 | 0 | 0 | 0 | 1 | 0 | 1
1981-03-30 | 3 | 30 | 12:00 | 22.2 | 12 | 2 | 72 |  | 0 | 0 | 5.2502 | 5.2502 | 95% | 0.7529 | 51.4981 | 6.7849 | 3.7408 | 3.7408 | 0 | 0% | 12.5621 | 0.75 | 0.75 | 0.75 | 51.3 | 6.7588 | 3.7264 | 3.7264 | 0 | 0% | 864.25 | 51.4981 | 0 | 812.7519 | 864.25 | 51.3 | 0 | 812.95 | Winter | 0 | 0 | 0 | 0 | 0 | 0 | 0 | 1 | 0 | 1
1981-03-30 | 3 | 30 | 13:00 | 20.6 | 13 | 2 | 69 |  | 0 | 0 | 4.7252 | 4.7252 | 95% | 0.67761 | 46.3483 | 6.1064 | 3.3667 | 3.3667 | 0 | 0% | 12.6791 | 0.75 | 0.75 | 0.75 | 51.3 | 6.7588 | 3.7264 | 3.5439 | 0.1825 | 4.897% | 872.25 | 46.3483 | 0 | 825.9017 | 872.25 | 51.3 | 0 | 820.95 | Winter | 0 | 0 | 0 | 0 | 0 | 0 | 0 | 1 | 0 | 1
1981-03-30 | 3 | 30 | 14:00 | 18.9 | 14 | 2 | 66 |  | 0 | 0 | 3.9376 | 3.9376 | 95% | 0.56467 | 38.6235 | 5.0887 | 2.8056 | 2.8056 | 0 | 0% | 12.3611 | 0.75 | 0.75 | 0.75 | 51.3 | 6.7588 | 3.7264 | 2.9532 | 0.77314 | 20.75% | 850.5 | 38.6235 | 0 | 811.8765 | 850.5 | 51.3 | 0 | 799.2 | Winter | 0 | 0 | 0 | 0 | 0 | 0 | 0 | 1 | 0 | 1
1981-03-30 | 3 | 30 | 15:00 | 18.3 | 15 | 2 | 65 |  | 0 | 0 | 3.6751 | 3.6751 | 95% | 0.52703 | 36.0486 | 4.7494 | 2.6185 | 2.6185 | 0 | 0% | 12.3246 | 0.75 | 0.75 | 0.75 | 51.3 | 6.7588 | 3.7264 | 2.7564 | 0.97002 | 26.03% | 848 | 36.0486 | 0 | 811.9514 | 848 | 51.3 | 0 | 796.7 | Winter | 0 | 0 | 0 | 0 | 0 | 0 | 0 | 1 | 0 | 1
1981-03-30 | 3 | 30 | 16:00 | 17.2 | 16 | 2 | 63 |  | 0 | 0 | 3.6751 | 3.6751 | 95% | 0.52703 | 36.0486 | 4.7494 | 2.6185 | 2.6185 | 0 | 0% | 11.7069 | 0.75 | 0.75 | 0.75 | 51.3 | 6.7588 | 3.7264 | 2.7564 | 0.97002 | 26.03% | 805.75 | 36.0486 | 0 | 769.7014 | 805.75 | 51.3 | 0 | 754.45 | Winter | 0 | 0 | 0 | 0 | 0 | 0 | 0 | 1 | 0 | 1
1981-03-30 | 3 | 30 | 17:00 | 15 | 17 | 2 | 59 |  | 0 | 0 | 4.7252 | 4.7252 | 95% | 0.67761 | 46.3483 | 6.1064 | 3.3667 | 3.3667 | 0 | 0% | 11.2208 | 0.75 | 0.75 | 0.75 | 51.3 | 6.7588 | 3.7264 | 3.5439 | 0.1825 | 4.897% | 772.5 | 46.3483 | 0 | 726.1517 | 772.5 | 51.3 | 0 | 721.2 | Winter | 0 | 0 | 0 | 0 | 0 | 0 | 0 | 1 | 0 | 1
1981-03-30 | 3 | 30 | 18:00 | 13.3 | 18 | 2 | 56 |  | 0 | 0 | 6.0377 | 6.0377 | 95% | 0.86583 | 59.2228 | 7.8026 | 4.3019 | 4.3019 | 0 | 0% | 10.8882 | 0.75 | 0.75 | 0.75 | 51.3 | 6.7588 | 3.7264 | 3.7264 | 0 | 0% | 749.75 | 59.2228 | 0 | 690.5272 | 749.75 | 51.3 | 0 | 698.45 | Winter | 0 | 0 | 0 | 0 | 0 | 0 | 0 | 1 | 0 | 1
1981-03-30 | 3 | 30 | 19:00 | 12.2 | 19 | 2 | 54 |  | 1 | 0.75492 | 6.5627 | 7.3177 | 95% | 1 | 68.4 | 9.0117 | 4.9685 | 4.9685 | 0 | 0% | 10.4386 | 0.75 | 0.75 | 0.75 | 51.3 | 6.7588 | 3.7264 | 3.7264 | 0 | 0% | 719 | 68.4 | 0 | 650.6 | 719 | 51.3 | 0 | 667.7 | Winter | 0 | 0 | 0 | 0 | 0 | 0 | 0 | 0 | 1 | 1
1981-03-30 | 3 | 30 | 20:00 | 12.2 | 20 | 2 | 54 |  | 1 | 0.75492 | 5.7752 | 6.5301 | 95% | 0.93644 | 64.0528 | 8.439 | 4.6527 | 4.6527 | 0 | 0% | 10.8516 | 0.75 | 0.75 | 0.75 | 51.3 | 6.7588 | 3.7264 | 3.7264 | 0 | 0% | 747.25 | 64.0528 | 0 | 683.1972 | 747.25 | 51.3 | 0 | 695.95 | Winter | 0 | 0 | 0 | 0 | 0 | 0 | 0 | 1 | 0 | 1
1981-03-30 | 3 | 30 | 21:00 | 13.3 | 21 | 2 | 56 |  | 0 | 0 | 4.7252 | 4.7252 | 95% | 0.67761 | 46.3483 | 6.1064 | 3.3667 | 3.3667 | 0 | 0% | 10.7456 | 0.75 | 0.75 | 0.75 | 51.3 | 6.7588 | 3.7264 | 3.5439 | 0.1825 | 4.897% | 740 | 46.3483 | 0 | 693.6517 | 740 | 51.3 | 0 | 688.7 | Winter | 0 | 0 | 0 | 0 | 0 | 0 | 0 | 1 | 0 | 1
1981-03-30 | 3 | 30 | 22:00 | 13.3 | 22 | 2 | 56 |  | 0 | 0 | 4.2002 | 4.2002 | 95% | 0.60232 | 41.1985 | 5.4279 | 2.9926 | 2.9926 | 0 | 0% | 9.6455 | 0.75 | 0.75 | 0.75 | 51.3 | 6.7588 | 3.7264 | 3.1501 | 0.57626 | 15.46% | 664.75 | 41.1985 | 0 | 623.5515 | 664.75 | 51.3 | 0 | 613.45 | Winter | 0 | 0 | 0 | 0 | 0 | 0 | 0 | 1 | 0 | 1
1981-03-30 | 3 | 30 | 23:00 | 12.8 | 23 | 2 | 55 |  | 0 | 0 | 5.2502 | 5.2502 | 95% | 0.7529 | 51.4981 | 6.7849 | 3.7408 | 3.7408 | 0 | 0% | 9.6053 | 0.75 | 0.75 | 0.75 | 51.3 | 6.7588 | 3.7264 | 3.7264 | 0 | 0% | 662 | 51.4981 | 0 | 610.5019 | 662 | 51.3 | 0 | 610.7 | Winter | 0 | 0 | 0 | 0 | 0 | 0 | 0 | 1 | 0 | 1
1981-03-30 | 3 | 30 | 24:00 | 12.8 | 0 | 2 | 55 |  | 0 | 0 | 4.2002 | 4.2002 | 95% | 0.60232 | 41.1985 | 5.4279 | 2.9926 | 2.9926 | 0 | 0% | 9.4408 | 0.75 | 0.75 | 0.75 | 51.3 | 6.7588 | 3.7264 | 3.1501 | 0.57626 | 15.46% | 650.75 | 41.1985 | 0 | 609.5515 | 650.75 | 51.3 | 0 | 599.45 | Winter | 0 | 0 | 0 | 0 | 0 | 0 | 0 | 1 | 0 | 1
1981-03-31 | 3 | 31 | 1:00 | 12.8 | 1 | 1 | 55 |  | 0 | 0 | 3.9376 | 3.9376 | 95% | 0.56467 | 38.6235 | 5.0887 | 2.8056 | 2.8056 | 0 | 0% | 9.4225 | 0.75 | 0.75 | 0.75 | 51.3 | 6.7588 | 3.7264 | 2.9532 | 0.77314 | 20.75% | 649.5 | 38.6235 | 0 | 610.8765 | 649.5 | 51.3 | 0 | 598.2 | Winter | 0 | FALSE | 0 | 0 | 0 | 0 | 0 | 1 | 0 | 1
1981-03-31 | 3 | 31 | 2:00 | 13.3 | 2 | 1 | 56 |  | 0 | 0 | 3.1501 | 3.1501 | 95% | 0 | 0 | 0 | 0 | 0 | 0 | 0% | 9.269 | 0.75 | 0.75 | 0.75 | 51.3 | 6.7588 | 3.7264 | 2.3626 | 1.3638 | 36.6% | 639 | 0 | 0 | 639 | 639 | 51.3 | 0 | 587.7 | Winter | 0 | FALSE | 0 | 0 | 0 | 1 | 0 | 1 | 0 | 0
1981-03-31 | 3 | 31 | 3:00 | 13.3 | 3 | 1 | 56 |  | 0 | 0 | 3.4126 | 3.4126 | 95% | 0 | 0 | 0 | 0 | 0 | 0 | 0% | 9.799 | 0.75 | 0.75 | 0.75 | 51.3 | 6.7588 | 3.7264 | 2.5595 | 1.1669 | 31.31% | 675.25 | 0 | 0 | 675.25 | 675.25 | 51.3 | 0 | 623.95 | Winter | 0 | FALSE | 0 | 0 | 0 | 1 | 0 | 1 | 0 | 0
1981-03-31 | 3 | 31 | 4:00 | 12.8 | 4 | 1 | 55 |  | 0 | 0 | 3.1501 | 3.1501 | 95% | 0 | 0 | 0 | 0 | 0 | 0 | 0% | 9.6674 | 0.75 | 0.75 | 0.75 | 51.3 | 6.7588 | 3.7264 | 2.3626 | 1.3638 | 36.6% | 666.25 | 0 | 0 | 666.25 | 666.25 | 51.3 | 0 | 614.95 | Winter | 0 | FALSE | 0 | 0 | 0 | 1 | 0 | 1 | 0 | 0
1981-03-31 | 3 | 31 | 5:00 | 12.8 | 5 | 1 | 55 |  | 0 | 0 | 3.1501 | 3.1501 | 95% | 0 | 0 | 0 | 0 | 0 | 0 | 0% | 9.3969 | 0.75 | 0.75 | 0.75 | 51.3 | 6.7588 | 3.7264 | 2.3626 | 1.3638 | 36.6% | 647.75 | 0 | 0 | 647.75 | 647.75 | 51.3 | 0 | 596.45 | Winter | 0 | FALSE | 0 | 0 | 0 | 1 | 0 | 1 | 0 | 0
1981-03-31 | 3 | 31 | 6:00 | 12.8 | 6 | 1 | 55 |  | 0 | 0 | 3.9376 | 3.9376 | 95% | 0.56467 | 38.6235 | 5.0887 | 2.8056 | 2.8056 | 0 | 0% | 10.9028 | 0.75 | 0.75 | 0.75 | 51.3 | 6.7588 | 3.7264 | 2.9532 | 0.77314 | 20.75% | 750.75 | 38.6235 | 0 | 712.1265 | 750.75 | 51.3 | 0 | 699.45 | Winter | 0 | FALSE | 0 | 0 | 0 | 0 | 0 | 1 | 0 | 1
1981-03-31 | 3 | 31 | 7:00 | 13.9 | 7 | 1 | 57 |  | 0 | 0 | 4.7252 | 4.7252 | 95% | 0.67761 | 46.3483 | 6.1064 | 3.3667 | 3.3667 | 0 | 0% | 10.8662 | 0.75 | 0.75 | 0.75 | 51.3 | 6.7588 | 3.7264 | 3.5439 | 0.1825 | 4.897% | 748.25 | 46.3483 | 0 | 701.9017 | 748.25 | 51.3 | 0 | 696.95 | Winter | 0 | FALSE | 0 | 0 | 0 | 0 | 0 | 1 | 0 | 1
1981-03-31 | 3 | 31 | 8:00 | 13.9 | 8 | 1 | 57 |  | 0 | 0 | 7.6128 | 7.6128 | 95% | 1 | 68.4 | 9.0117 | 4.9685 | 4.9685 | 0 | 0% | 11.0855 | 0.75 | 0.75 | 0.75 | 51.3 | 6.7588 | 3.7264 | 3.7264 | 0 | 0% | 763.25 | 68.4 | 0 | 694.85 | 763.25 | 51.3 | 0 | 711.95 | Winter | 0 | FALSE | 0 | 0 | 0 | 0 | 0 | 0 | 1 | 1
1981-03-31 | 3 | 31 | 9:00 | 16.7 | 9 | 1 | 62 |  | 0 | 0 | 6.5627 | 6.5627 | 95% | 0.94112 | 64.3726 | 8.4811 | 4.676 | 4.676 | 0 | 0% | 11.7105 | 0.75 | 0.75 | 0.75 | 51.3 | 6.7588 | 3.7264 | 3.7264 | 0 | 0% | 806 | 64.3726 | 0 | 741.6274 | 806 | 51.3 | 0 | 754.7 | Winter | 0 | FALSE | 0 | 0 | 0 | 0 | 0 | 1 | 0 | 1
1981-03-31 | 3 | 31 | 10:00 | 16.7 | 10 | 1 | 62 |  | 0 | 0 | 6.0377 | 6.0377 | 95% | 0.86583 | 59.2228 | 7.8026 | 4.3019 | 4.3019 | 0 | 0% | 12.0833 | 0.75 | 0.75 | 0.75 | 51.3 | 6.7588 | 3.7264 | 3.7264 | 0 | 0% | 831.5 | 59.2228 | 0 | 772.2772 | 831.5 | 51.3 | 0 | 780.2 | Winter | 0 | FALSE | 0 | 0 | 0 | 0 | 0 | 1 | 0 | 1
1981-03-31 | 3 | 31 | 11:00 | 19.4 | 11 | 1 | 67 |  | 0 | 0 | 5.2502 | 5.2502 | 95% | 0.7529 | 51.4981 | 6.7849 | 3.7408 | 3.7408 | 0 | 0% | 12.489 | 0.75 | 0.75 | 0.75 | 51.3 | 6.7588 | 3.7264 | 3.7264 | 0 | 0% | 859.25 | 51.4981 | 0 | 807.7519 | 859.25 | 51.3 | 0 | 807.95 | Winter | 0 | FALSE | 0 | 0 | 0 | 0 | 0 | 1 | 0 | 1
1981-03-31 | 3 | 31 | 12:00 | 18.9 | 12 | 1 | 66 |  | 0 | 0 | 5.2502 | 5.2502 | 95% | 0.7529 | 51.4981 | 6.7849 | 3.7408 | 3.7408 | 0 | 0% | 12.087 | 0.75 | 0.75 | 0.75 | 51.3 | 6.7588 | 3.7264 | 3.7264 | 0 | 0% | 831.75 | 51.4981 | 0 | 780.2519 | 831.75 | 51.3 | 0 | 780.45 | Winter | 0 | FALSE | 0 | 0 | 0 | 0 | 0 | 1 | 0 | 1
1981-03-31 | 3 | 31 | 13:00 | 19.4 | 13 | 1 | 67 |  | 0 | 0 | 4.7252 | 4.7252 | 95% | 0.67761 | 46.3483 | 6.1064 | 3.3667 | 3.3667 | 0 | 0% | 11.9518 | 0.75 | 0.75 | 0.75 | 51.3 | 6.7588 | 3.7264 | 3.5439 | 0.1825 | 4.897% | 822.5 | 46.3483 | 0 | 776.1517 | 822.5 | 51.3 | 0 | 771.2 | Winter | 0 | FALSE | 0 | 0 | 0 | 0 | 0 | 1 | 0 | 1
1981-03-31 | 3 | 31 | 14:00 | 21.1 | 14 | 1 | 70 |  | 0 | 0 | 3.9376 | 3.9376 | 95% | 0.56467 | 38.6235 | 5.0887 | 2.8056 | 2.8056 | 0 | 0% | 11.7251 | 0.75 | 0.75 | 0.75 | 51.3 | 6.7588 | 3.7264 | 2.9532 | 0.77314 | 20.75% | 807 | 38.6235 | 0 | 768.3765 | 807 | 51.3 | 0 | 755.7 | Winter | 0 | FALSE | 0 | 0 | 0 | 0 | 0 | 1 | 0 | 1
1981-03-31 | 3 | 31 | 15:00 | 20 | 15 | 1 | 68 |  | 0 | 0 | 3.6751 | 3.6751 | 95% | 0.52703 | 36.0486 | 4.7494 | 2.6185 | 2.6185 | 0 | 0% | 11.5497 | 0.75 | 0.75 | 0.75 | 51.3 | 6.7588 | 3.7264 | 2.7564 | 0.97002 | 26.03% | 795 | 36.0486 | 0 | 758.9514 | 795 | 51.3 | 0 | 743.7 | Winter | 0 | FALSE | 0 | 0 | 0 | 0 | 0 | 1 | 0 | 1
1981-03-31 | 3 | 31 | 16:00 | 20 | 16 | 1 | 68 |  | 0 | 0 | 3.6751 | 3.6751 | 95% | 0.52703 | 36.0486 | 4.7494 | 2.6185 | 2.6185 | 0 | 0% | 11.4218 | 0.75 | 0.75 | 0.75 | 51.3 | 6.7588 | 3.7264 | 2.7564 | 0.97002 | 26.03% | 786.25 | 36.0486 | 0 | 750.2014 | 786.25 | 51.3 | 0 | 734.95 | Winter | 0 | FALSE | 0 | 0 | 0 | 0 | 0 | 1 | 0 | 1
1981-03-31 | 3 | 31 | 17:00 | 19.4 | 17 | 1 | 67 |  | 0 | 0 | 4.7252 | 4.7252 | 95% | 0.67761 | 46.3483 | 6.1064 | 3.3667 | 3.3667 | 0 | 0% | 10.9795 | 0.75 | 0.75 | 0.75 | 51.3 | 6.7588 | 3.7264 | 3.5439 | 0.1825 | 4.897% | 756 | 46.3483 | 0 | 709.6517 | 756 | 51.3 | 0 | 704.7 | Winter | 1 | FALSE | 1 | 46.3483 | 51.3 | 0 | 0 | 1 | 0 | 1
1981-03-31 | 3 | 31 | 18:00 | 18.3 | 18 | 1 | 65 |  | 0 | 0 | 6.0377 | 6.0377 | 95% | 0.86583 | 59.2228 | 7.8026 | 4.3019 | 4.3019 | 0 | 0% | 10.5592 | 0.75 | 0.75 | 0.75 | 51.3 | 6.7588 | 3.7264 | 3.7264 | 0 | 0% | 727.25 | 59.2228 | 0 | 668.0272 | 727.25 | 51.3 | 0 | 675.95 | Winter | 1 | FALSE | 1 | 59.2228 | 51.3 | 0 | 0 | 1 | 0 | 1
1981-03-31 | 3 | 31 | 19:00 | 10.6 | 19 | 1 | 51 |  | 4 | 3.0197 | 6.5627 | 9.5824 | 95% | 1 | 68.4 | 9.0117 | 4.9685 | 4.9685 | 0 | 0% | 10.742 | 0.75 | 0.75 | 0.75 | 51.3 | 6.7588 | 3.7264 | 3.7264 | 0 | 0% | 739.75 | 68.4 | 0 | 671.35 | 739.75 | 51.3 | 0 | 688.45 | Winter | 0 | FALSE | 0 | 0 | 0 | 0 | 0 | 0 | 1 | 1
1981-03-31 | 3 | 31 | 20:00 | 11.7 | 20 | 1 | 53 |  | 2 | 1.5098 | 5.7752 | 7.2851 | 95% | 1 | 68.4 | 9.0117 | 4.9685 | 4.9685 | 0 | 0% | 9.883 | 0.75 | 0.75 | 0.75 | 51.3 | 6.7588 | 3.7264 | 3.7264 | 0 | 0% | 681 | 68.4 | 0 | 612.6 | 681 | 51.3 | 0 | 629.7 | Winter | 0 | FALSE | 0 | 0 | 0 | 0 | 0 | 0 | 1 | 1
1981-03-31 | 3 | 31 | 21:00 | 12.2 | 21 | 1 | 54 |  | 1 | 0.75492 | 4.7252 | 5.4801 | 95% | 0.78586 | 53.7531 | 7.082 | 3.9046 | 3.9046 | 0 | 0% | 9.8246 | 0.75 | 0.75 | 0.75 | 51.3 | 6.7588 | 3.7264 | 3.7264 | 0 | 0% | 677 | 53.7531 | 0 | 623.2469 | 677 | 51.3 | 0 | 625.7 | Winter | 0 | FALSE | 0 | 0 | 0 | 0 | 0 | 1 | 0 | 1
1981-03-31 | 3 | 31 | 22:00 | 10.8 | 22 | 1 | 51 |  | 4 | 3.0197 | 4.2002 | 7.2198 | 95% | 1 | 68.4 | 9.0117 | 4.9685 | 4.9685 | 0 | 0% | 9.5285 | 0.75 | 0.75 | 0.75 | 51.3 | 6.7588 | 3.7264 | 3.7264 | 0 | 0% | 656.75 | 68.4 | 0 | 588.35 | 656.75 | 51.3 | 0 | 605.45 | Winter | 0 | FALSE | 0 | 0 | 0 | 0 | 0 | 0 | 1 | 1
1981-03-31 | 3 | 31 | 23:00 | 9.3 | 23 | 1 | 49 |  | 6 | 4.5295 | 5.2502 | 9.7797 | 95% | 1 | 68.4 | 9.0117 | 4.9685 | 4.9685 | 0 | 0% | 9.5651 | 0.75 | 0.75 | 0.75 | 51.3 | 6.7588 | 3.7264 | 3.7264 | 0 | 0% | 659.25 | 68.4 | 0 | 590.85 | 659.25 | 51.3 | 0 | 607.95 | Winter | 0 | FALSE | 0 | 0 | 0 | 0 | 0 | 0 | 1 | 1
1981-03-31 | 3 | 31 | 24:00 | 7.9 | 0 | 1 | 46 |  | 9 | 6.7943 | 4.2002 | 10.9945 | 95% | 1 | 68.4 | 9.0117 | 4.9685 | 4.9685 | 0 | 0% | 9.4444 | 0.75 | 0.75 | 0.75 | 51.3 | 6.7588 | 3.7264 | 3.7264 | 0 | 0% | 651 | 68.4 | 0 | 582.6 | 651 | 51.3 | 0 | 599.7 | Winter | 0 | FALSE | 0 | 0 | 0 | 0 | 0 | 0 | 1 | 1
1990-04-01 | 4 | 1 | 1:00 | 6.5 | 1 | 1 | 44 |  | 11 | 10.2373 | 3.9376 | 14.175 | 95% | 1 | 68.4 | 9.0117 | 4.9685 | 4.8493 | 0.11924 | 2.4% | 9.5431 | 0.6 | 0.6 | 0.6 | 41.04 | 5.407 | 2.9811 | 2.9811 | 0 | 0% | 657.75 | 68.4 | 0 | 589.35 | 657.75 | 41.04 | 0 | 616.71 | Winter | 0 | FALSE | 0 | 0 | 0 | 0 | 0 | 0 | 1 | 1
1990-04-01 | 4 | 1 | 2:00 | 5.1 | 2 | 1 | 41 |  | 14 | 13.0293 | 3.1501 | 16.1795 | 95% | 1 | 68.4 | 9.0117 | 4.9685 | 4.8493 | 0.11924 | 2.4% | 9.2398 | 0.6 | 0.6 | 0.6 | 41.04 | 5.407 | 2.9811 | 2.9811 | 0 | 0% | 637 | 68.4 | 0 | 568.6 | 637 | 41.04 | 0 | 595.96 | Winter | 0 | FALSE | 0 | 0 | 0 | 0 | 0 | 0 | 1 | 1
1990-04-01 | 4 | 1 | 3:00 | 3.6 | 3 | 1 | 38 |  | 17 | 15.8214 | 3.4126 | 19.234 | 95% | 1 | 68.4 | 9.0117 | 4.9685 | 4.8493 | 0.11924 | 2.4% | 9.2251 | 0.6 | 0.6 | 0.6 | 41.04 | 5.407 | 2.9811 | 2.9811 | 0 | 0% | 636 | 68.4 | 0 | 567.6 | 636 | 41.04 | 0 | 594.96 | Winter | 0 | FALSE | 0 | 0 | 0 | 0 | 0 | 0 | 1 | 1
1990-04-01 | 4 | 1 | 4:00 | 2.2 | 4 | 1 | 36 |  | 19 | 17.6827 | 3.1501 | 20.8328 | 95% | 1 | 68.4 | 9.0117 | 4.9685 | 4.8493 | 0.11924 | 2.4% | 9.5249 | 0.6 | 0.6 | 0.6 | 41.04 | 5.407 | 2.9811 | 2.9811 | 0 | 0% | 656.5 | 68.4 | 0 | 588.1 | 656.5 | 41.04 | 0 | 615.46 | Winter | 0 | FALSE | 0 | 0 | 0 | 0 | 0 | 0 | 1 | 1
1990-04-01 | 4 | 1 | 5:00 | 1.7 | 5 | 1 | 35 |  | 20 | 18.6134 | 3.1501 | 21.7635 | 95% | 1 | 68.4 | 9.0117 | 4.9685 | 4.8493 | 0.11924 | 2.4% | 9.152 | 0.6 | 0.6 | 0.6 | 41.04 | 5.407 | 2.9811 | 2.9811 | 0 | 0% | 631 | 68.4 | 0 | 562.6 | 631 | 41.04 | 0 | 589.96 | Winter | 0 | FALSE | 0 | 0 | 0 | 0 | 0 | 0 | 1 | 1
1990-04-01 | 4 | 1 | 6:00 | 1.7 | 6 | 1 | 35 |  | 20 | 18.6134 | 3.9376 | 22.551 | 95% | 1 | 68.4 | 9.0117 | 4.9685 | 4.8493 | 0.11924 | 2.4% | 9.8355 | 0.6 | 0.6 | 0.6 | 41.04 | 5.407 | 2.9811 | 2.9811 | 0 | 0% | 677.75 | 68.4 | 0 | 609.35 | 677.75 | 41.04 | 0 | 636.71 | Winter | 0 | FALSE | 0 | 0 | 0 | 0 | 0 | 0 | 1 | 1
1990-04-01 | 4 | 1 | 7:00 | 1.7 | 7 | 1 | 35 |  | 20 | 18.6134 | 4.7252 | 23.3385 | 95% | 1 | 68.4 | 9.0117 | 4.9685 | 4.8493 | 0.11924 | 2.4% | 10.5702 | 0.6 | 0.6 | 0.6 | 41.04 | 5.407 | 2.9811 | 2.9811 | 0 | 0% | 728 | 68.4 | 0 | 659.6 | 728 | 41.04 | 0 | 686.96 | Winter | 0 | FALSE | 0 | 0 | 0 | 0 | 0 | 0 | 1 | 1
1990-04-01 | 4 | 1 | 8:00 | 2.2 | 8 | 1 | 36 |  | 19 | 17.6827 | 7.6128 | 25.2955 | 95% | 1 | 68.4 | 9.0117 | 4.9685 | 4.8493 | 0.11924 | 2.4% | 10.9978 | 0.6 | 0.6 | 0.6 | 41.04 | 5.407 | 2.9811 | 2.9811 | 0 | 0% | 757.25 | 68.4 | 0 | 688.85 | 757.25 | 41.04 | 0 | 716.21 | Winter | 0 | FALSE | 0 | 0 | 0 | 0 | 0 | 0 | 1 | 1
1990-04-01 | 4 | 1 | 9:00 | 2.2 | 9 | 1 | 36 |  | 19 | 17.6827 | 6.5627 | 24.2454 | 95% | 1 | 68.4 | 9.0117 | 4.9685 | 4.8493 | 0.11924 | 2.4% | 11.3231 | 0.6 | 0.6 | 0.6 | 41.04 | 5.407 | 2.9811 | 2.9811 | 0 | 0% | 779.5 | 68.4 | 0 | 711.1 | 779.5 | 41.04 | 0 | 738.46 | Winter | 0 | FALSE | 0 | 0 | 0 | 0 | 0 | 0 | 1 | 1
1990-04-01 | 4 | 1 | 10:00 | 2.8 | 10 | 1 | 37 |  | 18 | 16.752 | 6.0377 | 22.7897 | 95% | 1 | 68.4 | 9.0117 | 4.9685 | 4.8493 | 0.11924 | 2.4% | 11.7946 | 0.6 | 0.6 | 0.6 | 41.04 | 5.407 | 2.9811 | 2.9811 | 0 | 0% | 811.75 | 68.4 | 0 | 743.35 | 811.75 | 41.04 | 0 | 770.71 | Winter | 0 | FALSE | 0 | 0 | 0 | 0 | 0 | 0 | 1 | 1
1990-04-01 | 4 | 1 | 11:00 | 2.8 | 11 | 1 | 37 |  | 18 | 16.752 | 5.2502 | 22.0022 | 95% | 1 | 68.4 | 9.0117 | 4.9685 | 4.8493 | 0.11924 | 2.4% | 11.663 | 0.6 | 0.6 | 0.6 | 41.04 | 5.407 | 2.9811 | 2.9811 | 0 | 0% | 802.75 | 68.4 | 0 | 734.35 | 802.75 | 41.04 | 0 | 761.71 | Winter | 0 | FALSE | 0 | 0 | 0 | 0 | 0 | 0 | 1 | 1
1990-04-01 | 4 | 1 | 12:00 | 3.3 | 12 | 1 | 38 |  | 17 | 15.8214 | 5.2502 | 21.0715 | 95% | 1 | 68.4 | 9.0117 | 4.9685 | 4.8493 | 0.11924 | 2.4% | 11.7251 | 0.6 | 0.6 | 0.6 | 41.04 | 5.407 | 2.9811 | 2.9811 | 0 | 0% | 807 | 68.4 | 0 | 738.6 | 807 | 41.04 | 0 | 765.96 | Winter | 0 | FALSE | 0 | 0 | 0 | 0 | 0 | 0 | 1 | 1
1990-04-01 | 4 | 1 | 13:00 | 3.3 | 13 | 1 | 38 |  | 17 | 15.8214 | 4.7252 | 20.5465 | 95% | 1 | 68.4 | 9.0117 | 4.9685 | 4.8493 | 0.11924 | 2.4% | 11.5899 | 0.6 | 0.6 | 0.6 | 41.04 | 5.407 | 2.9811 | 2.9811 | 0 | 0% | 797.75 | 68.4 | 0 | 729.35 | 797.75 | 41.04 | 0 | 756.71 | Winter | 0 | FALSE | 0 | 0 | 0 | 0 | 0 | 0 | 1 | 1
1990-04-01 | 4 | 1 | 14:00 | 3.9 | 14 | 1 | 39 |  | 16 | 14.8907 | 3.9376 | 18.8283 | 95% | 1 | 68.4 | 9.0117 | 4.9685 | 4.8493 | 0.11924 | 2.4% | 12.383 | 0.6 | 0.6 | 0.6 | 41.04 | 5.407 | 2.9811 | 2.9811 | 0 | 0% | 852 | 68.4 | 0 | 783.6 | 852 | 41.04 | 0 | 810.96 | Winter | 0 | FALSE | 0 | 0 | 0 | 0 | 0 | 0 | 1 | 1
1990-04-01 | 4 | 1 | 15:00 | 4.4 | 15 | 1 | 40 |  | 15 | 13.96 | 3.6751 | 17.6352 | 95% | 1 | 68.4 | 9.0117 | 4.9685 | 4.8493 | 0.11924 | 2.4% | 11.9554 | 0.6 | 0.6 | 0.6 | 41.04 | 5.407 | 2.9811 | 2.9811 | 0 | 0% | 822.75 | 68.4 | 0 | 754.35 | 822.75 | 41.04 | 0 | 781.71 | Winter | 0 | FALSE | 0 | 0 | 0 | 0 | 0 | 0 | 1 | 1
1990-04-01 | 4 | 1 | 16:00 | 3.9 | 16 | 1 | 39 |  | 16 | 14.8907 | 3.6751 | 18.5658 | 95% | 1 | 68.4 | 9.0117 | 4.9685 | 4.8493 | 0.11924 | 2.4% | 11.5753 | 0.6 | 0.6 | 0.6 | 41.04 | 5.407 | 2.9811 | 2.9811 | 0 | 0% | 796.75 | 68.4 | 0 | 728.35 | 796.75 | 41.04 | 0 | 755.71 | Winter | 0 | FALSE | 0 | 0 | 0 | 0 | 0 | 0 | 1 | 1
1990-04-01 | 4 | 1 | 17:00 | 3.9 | 17 | 1 | 39 |  | 16 | 14.8907 | 4.7252 | 19.6159 | 95% | 1 | 68.4 | 9.0117 | 4.9685 | 4.8493 | 0.11924 | 2.4% | 11.4474 | 0.6 | 0.6 | 0.6 | 41.04 | 5.407 | 2.9811 | 2.9811 | 0 | 0% | 788 | 68.4 | 0 | 719.6 | 788 | 41.04 | 0 | 746.96 | Winter | 1 | FALSE | 1 | 68.4 | 41.04 | 0 | 0 | 0 | 1 | 1
1990-04-01 | 4 | 1 | 18:00 | 3.3 | 18 | 1 | 38 |  | 17 | 15.8214 | 6.0377 | 21.8591 | 95% | 1 | 68.4 | 9.0117 | 4.9685 | 4.8493 | 0.11924 | 2.4% | 10.9576 | 0.6 | 0.6 | 0.6 | 41.04 | 5.407 | 2.9811 | 2.9811 | 0 | 0% | 754.5 | 68.4 | 0 | 686.1 | 754.5 | 41.04 | 0 | 713.46 | Winter | 1 | FALSE | 1 | 68.4 | 41.04 | 0 | 0 | 0 | 1 | 1
1990-04-01 | 4 | 1 | 19:00 | 2.8 | 19 | 1 | 37 |  | 18 | 16.752 | 6.5627 | 23.3148 | 95% | 1 | 68.4 | 9.0117 | 4.9685 | 4.8493 | 0.11924 | 2.4% | 10.3034 | 0.6 | 0.6 | 0.6 | 41.04 | 5.407 | 2.9811 | 2.9811 | 0 | 0% | 709.75 | 68.4 | 0 | 641.35 | 709.75 | 41.04 | 0 | 668.71 | Winter | 0 | FALSE | 0 | 0 | 0 | 0 | 0 | 0 | 1 | 1
1990-04-01 | 4 | 1 | 20:00 | 2.8 | 20 | 1 | 37 |  | 18 | 16.752 | 5.7752 | 22.5272 | 95% | 1 | 68.4 | 9.0117 | 4.9685 | 4.8493 | 0.11924 | 2.4% | 10.2193 | 0.6 | 0.6 | 0.6 | 41.04 | 5.407 | 2.9811 | 2.9811 | 0 | 0% | 704 | 68.4 | 0 | 635.6 | 704 | 41.04 | 0 | 662.96 | Winter | 0 | FALSE | 0 | 0 | 0 | 0 | 0 | 0 | 1 | 1
1990-04-01 | 4 | 1 | 21:00 | 2.8 | 21 | 1 | 37 |  | 18 | 16.752 | 4.7252 | 21.4772 | 95% | 1 | 68.4 | 9.0117 | 4.9685 | 4.8493 | 0.11924 | 2.4% | 9.8757 | 0.6 | 0.6 | 0.6 | 41.04 | 5.407 | 2.9811 | 2.9811 | 0 | 0% | 680.5 | 68.4 | 0 | 612.1 | 680.5 | 41.04 | 0 | 639.46 | Winter | 0 | FALSE | 0 | 0 | 0 | 0 | 0 | 0 | 1 | 1
1990-04-01 | 4 | 1 | 22:00 | 3.3 | 22 | 1 | 38 |  | 17 | 15.8214 | 4.2002 | 20.0215 | 95% | 1 | 68.4 | 9.0117 | 4.9685 | 4.8493 | 0.11924 | 2.4% | 9.587 | 0.6 | 0.6 | 0.6 | 41.04 | 5.407 | 2.9811 | 2.9811 | 0 | 0% | 660.75 | 68.4 | 0 | 592.35 | 660.75 | 41.04 | 0 | 619.71 | Winter | 0 | FALSE | 0 | 0 | 0 | 0 | 0 | 0 | 1 | 1
1990-04-01 | 4 | 1 | 23:00 | 3.3 | 23 | 1 | 38 |  | 17 | 15.8214 | 5.2502 | 21.0715 | 95% | 1 | 68.4 | 9.0117 | 4.9685 | 4.8493 | 0.11924 | 2.4% | 9.2325 | 0.6 | 0.6 | 0.6 | 41.04 | 5.407 | 2.9811 | 2.9811 | 0 | 0% | 636.5 | 68.4 | 0 | 568.1 | 636.5 | 41.04 | 0 | 595.46 | Winter | 0 | FALSE | 0 | 0 | 0 | 0 | 0 | 0 | 1 | 1
1990-04-01 | 4 | 1 | 24:00 | 3.3 | 0 | 1 | 38 |  | 17 | 15.8214 | 4.2002 | 20.0215 | 95% | 1 | 68.4 | 9.0117 | 4.9685 | 4.8493 | 0.11924 | 2.4% | 9.3019 | 0.6 | 0.6 | 0.6 | 41.04 | 5.407 | 2.9811 | 2.9811 | 0 | 0% | 641.25 | 68.4 | 0 | 572.85 | 641.25 | 41.04 | 0 | 600.21 | Winter | 0 | FALSE | 0 | 0 | 0 | 0 | 0 | 0 | 1 | 1
1990-04-02 | 4 | 2 | 1:00 | 3.3 | 1 | 1 | 38 |  | 17 | 15.8214 | 3.9376 | 19.759 | 95% | 1 | 68.4 | 9.0117 | 4.9685 | 4.8493 | 0.11924 | 2.4% | 9.1849 | 0.6 | 0.6 | 0.6 | 41.04 | 5.407 | 2.9811 | 2.9811 | 0 | 0% | 633.25 | 68.4 | 0 | 564.85 | 633.25 | 41.04 | 0 | 592.21 | Winter | 0 | FALSE | 0 | 0 | 0 | 0 | 0 | 0 | 1 | 1
1990-04-02 | 4 | 2 | 2:00 | 3.3 | 2 | 1 | 38 |  | 17 | 15.8214 | 3.1501 | 18.9715 | 95% | 1 | 68.4 | 9.0117 | 4.9685 | 4.8493 | 0.11924 | 2.4% | 9.1557 | 0.6 | 0.6 | 0.6 | 41.04 | 5.407 | 2.9811 | 2.9811 | 0 | 0% | 631.25 | 68.4 | 0 | 562.85 | 631.25 | 41.04 | 0 | 590.21 | Winter | 0 | FALSE | 0 | 0 | 0 | 0 | 0 | 0 | 1 | 1
1990-04-02 | 4 | 2 | 3:00 | 3.3 | 3 | 1 | 38 |  | 17 | 15.8214 | 3.4126 | 19.234 | 95% | 1 | 68.4 | 9.0117 | 4.9685 | 4.8493 | 0.11924 | 2.4% | 9.152 | 0.6 | 0.6 | 0.6 | 41.04 | 5.407 | 2.9811 | 2.9811 | 0 | 0% | 631 | 68.4 | 0 | 562.6 | 631 | 41.04 | 0 | 589.96 | Winter | 0 | FALSE | 0 | 0 | 0 | 0 | 0 | 0 | 1 | 1
1990-04-02 | 4 | 2 | 4:00 | 3.3 | 4 | 1 | 38 |  | 17 | 15.8214 | 3.1501 | 18.9715 | 95% | 1 | 68.4 | 9.0117 | 4.9685 | 4.8493 | 0.11924 | 2.4% | 9.4883 | 0.6 | 0.6 | 0.6 | 41.04 | 5.407 | 2.9811 | 2.9811 | 0 | 0% | 654 | 68.4 | 0 | 585.6 | 654 | 41.04 | 0 | 612.96 | Winter | 0 | FALSE | 0 | 0 | 0 | 0 | 0 | 0 | 1 | 1
1990-04-02 | 4 | 2 | 5:00 | 3.3 | 5 | 1 | 38 |  | 17 | 15.8214 | 3.1501 | 18.9715 | 95% | 1 | 68.4 | 9.0117 | 4.9685 | 4.8493 | 0.11924 | 2.4% | 9.1959 | 0.6 | 0.6 | 0.6 | 41.04 | 5.407 | 2.9811 | 2.9811 | 0 | 0% | 634 | 68.4 | 0 | 565.6 | 634 | 41.04 | 0 | 592.96 | Winter | 0 | FALSE | 0 | 0 | 0 | 0 | 0 | 0 | 1 | 1
1990-04-02 | 4 | 2 | 6:00 | 3.3 | 6 | 1 | 38 |  | 17 | 15.8214 | 3.9376 | 19.759 | 95% | 1 | 68.4 | 9.0117 | 4.9685 | 4.8493 | 0.11924 | 2.4% | 9.6199 | 0.6 | 0.6 | 0.6 | 41.04 | 5.407 | 2.9811 | 2.9811 | 0 | 0% | 663 | 68.4 | 0 | 594.6 | 663 | 41.04 | 0 | 621.96 | Winter | 0 | FALSE | 0 | 0 | 0 | 0 | 0 | 0 | 1 | 1
1990-04-02 | 4 | 2 | 7:00 | 3.3 | 7 | 1 | 38 |  | 17 | 15.8214 | 4.7252 | 20.5465 | 95% | 1 | 68.4 | 9.0117 | 4.9685 | 4.8493 | 0.11924 | 2.4% | 10.3838 | 0.6 | 0.6 | 0.6 | 41.04 | 5.407 | 2.9811 | 2.9811 | 0 | 0% | 715.25 | 68.4 | 0 | 646.85 | 715.25 | 41.04 | 0 | 674.21 | Winter | 0 | FALSE | 0 | 0 | 0 | 0 | 0 | 0 | 1 | 1
1990-04-02 | 4 | 2 | 8:00 | 3.9 | 8 | 1 | 39 |  | 16 | 14.8907 | 7.6128 | 22.5035 | 95% | 1 | 68.4 | 9.0117 | 4.9685 | 4.8493 | 0.11924 | 2.4% | 10.9247 | 0.6 | 0.6 | 0.6 | 41.04 | 5.407 | 2.9811 | 2.9811 | 0 | 0% | 752.25 | 68.4 | 0 | 683.85 | 752.25 | 41.04 | 0 | 711.21 | Winter | 0 | FALSE | 0 | 0 | 0 | 0 | 0 | 0 | 1 | 1
1990-04-02 | 4 | 2 | 9:00 | 3.9 | 9 | 1 | 39 |  | 16 | 14.8907 | 6.5627 | 21.4534 | 95% | 1 | 68.4 | 9.0117 | 4.9685 | 4.8493 | 0.11924 | 2.4% | 11.6776 | 0.6 | 0.6 | 0.6 | 41.04 | 5.407 | 2.9811 | 2.9811 | 0 | 0% | 803.75 | 68.4 | 0 | 735.35 | 803.75 | 41.04 | 0 | 762.71 | Winter | 0 | FALSE | 0 | 0 | 0 | 0 | 0 | 0 | 1 | 1
1990-04-02 | 4 | 2 | 10:00 | 4.4 | 10 | 1 | 40 |  | 15 | 13.96 | 6.0377 | 19.9977 | 95% | 1 | 68.4 | 9.0117 | 4.9685 | 4.8493 | 0.11924 | 2.4% | 11.8567 | 0.6 | 0.6 | 0.6 | 41.04 | 5.407 | 2.9811 | 2.9811 | 0 | 0% | 816 | 68.4 | 0 | 747.6 | 816 | 41.04 | 0 | 774.96 | Winter | 0 | FALSE | 0 | 0 | 0 | 0 | 0 | 0 | 1 | 1
1990-04-02 | 4 | 2 | 11:00 | 5 | 11 | 1 | 41 |  | 14 | 13.0293 | 5.2502 | 18.2795 | 95% | 1 | 68.4 | 9.0117 | 4.9685 | 4.8493 | 0.11924 | 2.4% | 12.1528 | 0.6 | 0.6 | 0.6 | 41.04 | 5.407 | 2.9811 | 2.9811 | 0 | 0% | 836.25 | 68.4 | 0 | 767.85 | 836.25 | 41.04 | 0 | 795.21 | Winter | 0 | FALSE | 0 | 0 | 0 | 0 | 0 | 0 | 1 | 1
1990-04-02 | 4 | 2 | 12:00 | 5 | 12 | 1 | 41 |  | 14 | 13.0293 | 5.2502 | 18.2795 | 95% | 1 | 68.4 | 9.0117 | 4.9685 | 4.8493 | 0.11924 | 2.4% | 13.0994 | 0.6 | 0.6 | 0.6 | 41.04 | 5.407 | 2.9811 | 2.9811 | 0 | 0% | 901 | 68.4 | 0 | 832.6 | 901 | 41.04 | 0 | 859.96 | Winter | 0 | FALSE | 0 | 0 | 0 | 0 | 0 | 0 | 1 | 1
1990-04-02 | 4 | 2 | 13:00 | 5 | 13 | 1 | 41 |  | 14 | 13.0293 | 4.7252 | 17.7545 | 95% | 1 | 68.4 | 9.0117 | 4.9685 | 4.8493 | 0.11924 | 2.4% | 14.8026 | 0.6 | 0.6 | 0.6 | 41.04 | 5.407 | 2.9811 | 2.9811 | 0 | 0% | 1017.5 | 68.4 | 0 | 949.1 | 1017.5 | 41.04 | 0 | 976.46 | Winter | 0 | FALSE | 0 | 0 | 0 | 0 | 0 | 0 | 1 | 1
1990-04-02 | 4 | 2 | 14:00 | 4.4 | 14 | 1 | 40 |  | 15 | 13.96 | 3.9376 | 17.8977 | 95% | 1 | 68.4 | 9.0117 | 4.9685 | 4.8493 | 0.11924 | 2.4% | 15.6908 | 0.6 | 0.6 | 0.6 | 41.04 | 5.407 | 2.9811 | 2.9811 | 0 | 0% | 1078.25 | 68.4 | 0 | 1009.85 | 1078.25 | 41.04 | 0 | 1037.21 | Winter | 0 | FALSE | 0 | 0 | 0 | 0 | 0 | 0 | 1 | 1
1990-04-02 | 4 | 2 | 15:00 | 4.4 | 15 | 1 | 40 |  | 15 | 13.96 | 3.6751 | 17.6352 | 95% | 1 | 68.4 | 9.0117 | 4.9685 | 4.8493 | 0.11924 | 2.4% | 15.4751 | 0.6 | 0.6 | 0.6 | 41.04 | 5.407 | 2.9811 | 2.9811 | 0 | 0% | 1063.5 | 68.4 | 0 | 995.1 | 1063.5 | 41.04 | 0 | 1022.46 | Winter | 0 | FALSE | 0 | 0 | 0 | 0 | 0 | 0 | 1 | 1
1990-04-02 | 4 | 2 | 16:00 | 4.4 | 16 | 1 | 40 |  | 15 | 13.96 | 3.6751 | 17.6352 | 95% | 1 | 68.4 | 9.0117 | 4.9685 | 4.8493 | 0.11924 | 2.4% | 15.7785 | 0.6 | 0.6 | 0.6 | 41.04 | 5.407 | 2.9811 | 2.9811 | 0 | 0% | 1084.25 | 68.4 | 0 | 1015.85 | 1084.25 | 41.04 | 0 | 1043.21 | Winter | 0 | FALSE | 0 | 0 | 0 | 0 | 0 | 0 | 1 | 1
1990-04-02 | 4 | 2 | 17:00 | 4.4 | 17 | 1 | 40 |  | 15 | 13.96 | 4.7252 | 18.6852 | 95% | 1 | 68.4 | 9.0117 | 4.9685 | 4.8493 | 0.11924 | 2.4% | 14.7624 | 0.6 | 0.6 | 0.6 | 41.04 | 5.407 | 2.9811 | 2.9811 | 0 | 0% | 1014.75 | 68.4 | 0 | 946.35 | 1014.75 | 41.04 | 0 | 973.71 | Winter | 1 | FALSE | 1 | 68.4 | 41.04 | 0 | 0 | 0 | 1 | 1
1990-04-02 | 4 | 2 | 18:00 | 4.4 | 18 | 1 | 40 |  | 15 | 13.96 | 6.0377 | 19.9977 | 95% | 1 | 68.4 | 9.0117 | 4.9685 | 4.8493 | 0.11924 | 2.4% | 14.7478 | 0.6 | 0.6 | 0.6 | 41.04 | 5.407 | 2.9811 | 2.9811 | 0 | 0% | 1013.75 | 68.4 | 0 | 945.35 | 1013.75 | 41.04 | 0 | 972.71 | Winter | 1 | FALSE | 1 | 68.4 | 41.04 | 0 | 0 | 0 | 1 | 1
1990-04-02 | 4 | 2 | 19:00 | 4.4 | 19 | 1 | 40 |  | 15 | 13.96 | 6.5627 | 20.5228 | 95% | 1 | 68.4 | 9.0117 | 4.9685 | 4.8493 | 0.11924 | 2.4% | 13.856 | 0.6 | 0.6 | 0.6 | 41.04 | 5.407 | 2.9811 | 2.9811 | 0 | 0% | 952.75 | 68.4 | 0 | 884.35 | 952.75 | 41.04 | 0 | 911.71 | Winter | 0 | FALSE | 0 | 0 | 0 | 0 | 0 | 0 | 1 | 1
1990-04-02 | 4 | 2 | 20:00 | 4.4 | 20 | 1 | 40 |  | 15 | 13.96 | 5.7752 | 19.7352 | 95% | 1 | 68.4 | 9.0117 | 4.9685 | 4.8493 | 0.11924 | 2.4% | 13.9291 | 0.6 | 0.6 | 0.6 | 41.04 | 5.407 | 2.9811 | 2.9811 | 0 | 0% | 957.75 | 68.4 | 0 | 889.35 | 957.75 | 41.04 | 0 | 916.71 | Winter | 0 | FALSE | 0 | 0 | 0 | 0 | 0 | 0 | 1 | 1
1990-04-02 | 4 | 2 | 21:00 | 4.4 | 21 | 1 | 40 |  | 15 | 13.96 | 4.7252 | 18.6852 | 95% | 1 | 68.4 | 9.0117 | 4.9685 | 4.8493 | 0.11924 | 2.4% | 13.655 | 0.6 | 0.6 | 0.6 | 41.04 | 5.407 | 2.9811 | 2.9811 | 0 | 0% | 939 | 68.4 | 0 | 870.6 | 939 | 41.04 | 0 | 897.96 | Winter | 0 | FALSE | 0 | 0 | 0 | 0 | 0 | 0 | 1 | 1
1990-04-02 | 4 | 2 | 22:00 | 4.4 | 22 | 1 | 40 |  | 15 | 13.96 | 4.2002 | 18.1602 | 95% | 1 | 68.4 | 9.0117 | 4.9685 | 4.8493 | 0.11924 | 2.4% | 12.7961 | 0.6 | 0.6 | 0.6 | 41.04 | 5.407 | 2.9811 | 2.9811 | 0 | 0% | 880.25 | 68.4 | 0 | 811.85 | 880.25 | 41.04 | 0 | 839.21 | Winter | 0 | FALSE | 0 | 0 | 0 | 0 | 0 | 0 | 1 | 1
1990-04-02 | 4 | 2 | 23:00 | 4.4 | 23 | 1 | 40 |  | 15 | 13.96 | 5.2502 | 19.2102 | 95% | 1 | 68.4 | 9.0117 | 4.9685 | 4.8493 | 0.11924 | 2.4% | 12.5512 | 0.6 | 0.6 | 0.6 | 41.04 | 5.407 | 2.9811 | 2.9811 | 0 | 0% | 863.5 | 68.4 | 0 | 795.1 | 863.5 | 41.04 | 0 | 822.46 | Winter | 0 | FALSE | 0 | 0 | 0 | 0 | 0 | 0 | 1 | 1
1990-04-02 | 4 | 2 | 24:00 | 4.4 | 0 | 1 | 40 |  | 15 | 13.96 | 4.2002 | 18.1602 | 95% | 1 | 68.4 | 9.0117 | 4.9685 | 4.8493 | 0.11924 | 2.4% | 12.0833 | 0.6 | 0.6 | 0.6 | 41.04 | 5.407 | 2.9811 | 2.9811 | 0 | 0% | 831.5 | 68.4 | 0 | 763.1 | 831.5 | 41.04 | 0 | 790.46 | Winter | 0 | FALSE | 0 | 0 | 0 | 0 | 0 | 0 | 1 | 1
1990-04-03 | 4 | 3 | 1:00 | 3.9 | 1 | 1 | 39 |  | 16 | 14.8907 | 3.9376 | 18.8283 | 95% | 1 | 68.4 | 9.0117 | 4.9685 | 4.8493 | 0.11924 | 2.4% | 11.8238 | 0.6 | 0.6 | 0.6 | 41.04 | 5.407 | 2.9811 | 2.9811 | 0 | 0% | 813.75 | 68.4 | 0 | 745.35 | 813.75 | 41.04 | 0 | 772.71 | Winter | 0 | FALSE | 0 | 0 | 0 | 0 | 0 | 0 | 1 | 1
1990-04-03 | 4 | 3 | 2:00 | 3.9 | 2 | 1 | 39 |  | 16 | 14.8907 | 3.1501 | 18.0408 | 95% | 1 | 68.4 | 9.0117 | 4.9685 | 4.8493 | 0.11924 | 2.4% | 12.4525 | 0.6 | 0.6 | 0.6 | 41.04 | 5.407 | 2.9811 | 2.9811 | 0 | 0% | 856.75 | 68.4 | 0 | 788.35 | 856.75 | 41.04 | 0 | 815.71 | Winter | 0 | FALSE | 0 | 0 | 0 | 0 | 0 | 0 | 1 | 1
1990-04-03 | 4 | 3 | 3:00 | 3.9 | 3 | 1 | 39 |  | 16 | 14.8907 | 3.4126 | 18.3033 | 95% | 1 | 68.4 | 9.0117 | 4.9685 | 4.8493 | 0.11924 | 2.4% | 12.1345 | 0.6 | 0.6 | 0.6 | 41.04 | 5.407 | 2.9811 | 2.9811 | 0 | 0% | 835 | 68.4 | 0 | 766.6 | 835 | 41.04 | 0 | 793.96 | Winter | 0 | FALSE | 0 | 0 | 0 | 0 | 0 | 0 | 1 | 1
1990-04-03 | 4 | 3 | 4:00 | 3.9 | 4 | 1 | 39 |  | 16 | 14.8907 | 3.1501 | 18.0408 | 95% | 1 | 68.4 | 9.0117 | 4.9685 | 4.8493 | 0.11924 | 2.4% | 12.5987 | 0.6 | 0.6 | 0.6 | 41.04 | 5.407 | 2.9811 | 2.9811 | 0 | 0% | 866.75 | 68.4 | 0 | 798.35 | 866.75 | 41.04 | 0 | 825.71 | Winter | 0 | FALSE | 0 | 0 | 0 | 0 | 0 | 0 | 1 | 1
1990-04-03 | 4 | 3 | 5:00 | 3.9 | 5 | 1 | 39 |  | 16 | 14.8907 | 3.1501 | 18.0408 | 95% | 1 | 68.4 | 9.0117 | 4.9685 | 4.8493 | 0.11924 | 2.4% | 11.9883 | 0.6 | 0.6 | 0.6 | 41.04 | 5.407 | 2.9811 | 2.9811 | 0 | 0% | 825 | 68.4 | 0 | 756.6 | 825 | 41.04 | 0 | 783.96 | Winter | 0 | FALSE | 0 | 0 | 0 | 0 | 0 | 0 | 1 | 1
1990-04-03 | 4 | 3 | 6:00 | 3.9 | 6 | 1 | 39 |  | 16 | 14.8907 | 3.9376 | 18.8283 | 95% | 1 | 68.4 | 9.0117 | 4.9685 | 4.8493 | 0.11924 | 2.4% | 12.8253 | 0.6 | 0.6 | 0.6 | 41.04 | 5.407 | 2.9811 | 2.9811 | 0 | 0% | 882.25 | 68.4 | 0 | 813.85 | 882.25 | 41.04 | 0 | 841.21 | Winter | 0 | FALSE | 0 | 0 | 0 | 0 | 0 | 0 | 1 | 1
1990-04-03 | 4 | 3 | 7:00 | 3.9 | 7 | 1 | 39 |  | 16 | 14.8907 | 4.7252 | 19.6159 | 95% | 1 | 68.4 | 9.0117 | 4.9685 | 4.8493 | 0.11924 | 2.4% | 12.9605 | 0.6 | 0.6 | 0.6 | 41.04 | 5.407 | 2.9811 | 2.9811 | 0 | 0% | 891.5 | 68.4 | 0 | 823.1 | 891.5 | 41.04 | 0 | 850.46 | Winter | 0 | FALSE | 0 | 0 | 0 | 0 | 0 | 0 | 1 | 1
1990-04-03 | 4 | 3 | 8:00 | 4.4 | 8 | 1 | 40 |  | 15 | 13.96 | 7.6128 | 21.5728 | 95% | 1 | 68.4 | 9.0117 | 4.9685 | 4.8493 | 0.11924 | 2.4% | 14.1265 | 0.6 | 0.6 | 0.6 | 41.04 | 5.407 | 2.9811 | 2.9811 | 0 | 0% | 971.25 | 68.4 | 0 | 902.85 | 971.25 | 41.04 | 0 | 930.21 | Winter | 0 | FALSE | 0 | 0 | 0 | 0 | 0 | 0 | 1 | 1
1990-04-03 | 4 | 3 | 9:00 | 3.9 | 9 | 1 | 39 |  | 16 | 14.8907 | 6.5627 | 21.4534 | 95% | 1 | 68.4 | 9.0117 | 4.9685 | 4.8493 | 0.11924 | 2.4% | 14.5395 | 0.6 | 0.6 | 0.6 | 41.04 | 5.407 | 2.9811 | 2.9811 | 0 | 0% | 999.5 | 68.4 | 0 | 931.1 | 999.5 | 41.04 | 0 | 958.46 | Winter | 0 | FALSE | 0 | 0 | 0 | 0 | 0 | 0 | 1 | 1
1990-04-03 | 4 | 3 | 10:00 | 3.9 | 10 | 1 | 39 |  | 16 | 14.8907 | 6.0377 | 20.9284 | 95% | 1 | 68.4 | 9.0117 | 4.9685 | 4.8493 | 0.11924 | 2.4% | 15.0073 | 0.6 | 0.6 | 0.6 | 41.04 | 5.407 | 2.9811 | 2.9811 | 0 | 0% | 1031.5 | 68.4 | 0 | 963.1 | 1031.5 | 41.04 | 0 | 990.46 | Winter | 0 | FALSE | 0 | 0 | 0 | 0 | 0 | 0 | 1 | 1
1990-04-03 | 4 | 3 | 11:00 | 3.9 | 11 | 1 | 39 |  | 16 | 14.8907 | 5.2502 | 20.1409 | 95% | 1 | 68.4 | 9.0117 | 4.9685 | 4.8493 | 0.11924 | 2.4% | 15.0548 | 0.6 | 0.6 | 0.6 | 41.04 | 5.407 | 2.9811 | 2.9811 | 0 | 0% | 1034.75 | 68.4 | 0 | 966.35 | 1034.75 | 41.04 | 0 | 993.71 | Winter | 0 | FALSE | 0 | 0 | 0 | 0 | 0 | 0 | 1 | 1
1990-04-03 | 4 | 3 | 12:00 | 3.9 | 12 | 1 | 39 |  | 16 | 14.8907 | 5.2502 | 20.1409 | 95% | 1 | 68.4 | 9.0117 | 4.9685 | 4.8493 | 0.11924 | 2.4% | 15.519 | 0.6 | 0.6 | 0.6 | 41.04 | 5.407 | 2.9811 | 2.9811 | 0 | 0% | 1066.5 | 68.4 | 0 | 998.1 | 1066.5 | 41.04 | 0 | 1025.46 | Winter | 0 | FALSE | 0 | 0 | 0 | 0 | 0 | 0 | 1 | 1
1990-04-03 | 4 | 3 | 13:00 | 3.9 | 13 | 1 | 39 |  | 16 | 14.8907 | 4.7252 | 19.6159 | 95% | 1 | 68.4 | 9.0117 | 4.9685 | 4.8493 | 0.11924 | 2.4% | 15.3216 | 0.6 | 0.6 | 0.6 | 41.04 | 5.407 | 2.9811 | 2.9811 | 0 | 0% | 1053 | 68.4 | 0 | 984.6 | 1053 | 41.04 | 0 | 1011.96 | Winter | 0 | FALSE | 0 | 0 | 0 | 0 | 0 | 0 | 1 | 1
1990-04-03 | 4 | 3 | 14:00 | 3.9 | 14 | 1 | 39 |  | 16 | 14.8907 | 3.9376 | 18.8283 | 95% | 1 | 68.4 | 9.0117 | 4.9685 | 4.8493 | 0.11924 | 2.4% | 15.307 | 0.6 | 0.6 | 0.6 | 41.04 | 5.407 | 2.9811 | 2.9811 | 0 | 0% | 1052 | 68.4 | 0 | 983.6 | 1052 | 41.04 | 0 | 1010.96 | Winter | 0 | FALSE | 0 | 0 | 0 | 0 | 0 | 0 | 1 | 1
1990-04-03 | 4 | 3 | 15:00 | 3.9 | 15 | 1 | 39 |  | 16 | 14.8907 | 3.6751 | 18.5658 | 95% | 1 | 68.4 | 9.0117 | 4.9685 | 4.8493 | 0.11924 | 2.4% | 15.3801 | 0.6 | 0.6 | 0.6 | 41.04 | 5.407 | 2.9811 | 2.9811 | 0 | 0% | 1057 | 68.4 | 0 | 988.6 | 1057 | 41.04 | 0 | 1015.96 | Winter | 0 | FALSE | 0 | 0 | 0 | 0 | 0 | 0 | 1 | 1
1990-04-03 | 4 | 3 | 16:00 | 3.9 | 16 | 1 | 39 |  | 16 | 14.8907 | 3.6751 | 18.5658 | 95% | 1 | 68.4 | 9.0117 | 4.9685 | 4.8493 | 0.11924 | 2.4% | 15.0183 | 0.6 | 0.6 | 0.6 | 41.04 | 5.407 | 2.9811 | 2.9811 | 0 | 0% | 1032.25 | 68.4 | 0 | 963.85 | 1032.25 | 41.04 | 0 | 991.21 | Winter | 0 | FALSE | 0 | 0 | 0 | 0 | 0 | 0 | 1 | 1
1990-04-03 | 4 | 3 | 17:00 | 3.9 | 17 | 1 | 39 |  | 16 | 14.8907 | 4.7252 | 19.6159 | 95% | 1 | 68.4 | 9.0117 | 4.9685 | 4.8493 | 0.11924 | 2.4% | 14.7588 | 0.6 | 0.6 | 0.6 | 41.04 | 5.407 | 2.9811 | 2.9811 | 0 | 0% | 1014.5 | 68.4 | 0 | 946.1 | 1014.5 | 41.04 | 0 | 973.46 | Winter | 1 | FALSE | 1 | 68.4 | 41.04 | 0 | 0 | 0 | 1 | 1
1990-04-03 | 4 | 3 | 18:00 | 3.9 | 18 | 1 | 39 |  | 16 | 14.8907 | 6.0377 | 20.9284 | 95% | 1 | 68.4 | 9.0117 | 4.9685 | 4.8493 | 0.11924 | 2.4% | 14.2946 | 0.6 | 0.6 | 0.6 | 41.04 | 5.407 | 2.9811 | 2.9811 | 0 | 0% | 982.75 | 68.4 | 0 | 914.35 | 982.75 | 41.04 | 0 | 941.71 | Winter | 1 | FALSE | 1 | 68.4 | 41.04 | 0 | 0 | 0 | 1 | 1
1990-04-03 | 4 | 3 | 19:00 | 3.9 | 19 | 1 | 39 |  | 16 | 14.8907 | 6.5627 | 21.4534 | 95% | 1 | 68.4 | 9.0117 | 4.9685 | 4.8493 | 0.11924 | 2.4% | 13.8341 | 0.6 | 0.6 | 0.6 | 41.04 | 5.407 | 2.9811 | 2.9811 | 0 | 0% | 951.25 | 68.4 | 0 | 882.85 | 951.25 | 41.04 | 0 | 910.21 | Winter | 0 | FALSE | 0 | 0 | 0 | 0 | 0 | 0 | 1 | 1
1990-04-03 | 4 | 3 | 20:00 | 3.9 | 20 | 1 | 39 |  | 16 | 14.8907 | 5.7752 | 20.6659 | 95% | 1 | 68.4 | 9.0117 | 4.9685 | 4.8493 | 0.11924 | 2.4% | 13.6732 | 0.6 | 0.6 | 0.6 | 41.04 | 5.407 | 2.9811 | 2.9811 | 0 | 0% | 940.25 | 68.4 | 0 | 871.85 | 940.25 | 41.04 | 0 | 899.21 | Winter | 0 | FALSE | 0 | 0 | 0 | 0 | 0 | 0 | 1 | 1
1990-04-03 | 4 | 3 | 21:00 | 4.4 | 21 | 1 | 40 |  | 15 | 13.96 | 4.7252 | 18.6852 | 95% | 1 | 68.4 | 9.0117 | 4.9685 | 4.8493 | 0.11924 | 2.4% | 13.3297 | 0.6 | 0.6 | 0.6 | 41.04 | 5.407 | 2.9811 | 2.9811 | 0 | 0% | 916.75 | 68.4 | 0 | 848.35 | 916.75 | 41.04 | 0 | 875.71 | Winter | 0 | FALSE | 0 | 0 | 0 | 0 | 0 | 0 | 1 | 1
1990-04-03 | 4 | 3 | 22:00 | 4.4 | 22 | 1 | 40 |  | 15 | 13.96 | 4.2002 | 18.1602 | 95% | 1 | 68.4 | 9.0117 | 4.9685 | 4.8493 | 0.11924 | 2.4% | 12.4744 | 0.6 | 0.6 | 0.6 | 41.04 | 5.407 | 2.9811 | 2.9811 | 0 | 0% | 858.25 | 68.4 | 0 | 789.85 | 858.25 | 41.04 | 0 | 817.21 | Winter | 0 | FALSE | 0 | 0 | 0 | 0 | 0 | 0 | 1 | 1
1990-04-03 | 4 | 3 | 23:00 | 4.4 | 23 | 1 | 40 |  | 15 | 13.96 | 5.2502 | 19.2102 | 95% | 1 | 68.4 | 9.0117 | 4.9685 | 4.8493 | 0.11924 | 2.4% | 12.489 | 0.6 | 0.6 | 0.6 | 41.04 | 5.407 | 2.9811 | 2.9811 | 0 | 0% | 859.25 | 68.4 | 0 | 790.85 | 859.25 | 41.04 | 0 | 818.21 | Winter | 0 | FALSE | 0 | 0 | 0 | 0 | 0 | 0 | 1 | 1
1990-04-03 | 4 | 3 | 24:00 | 4.4 | 0 | 1 | 40 |  | 15 | 13.96 | 4.2002 | 18.1602 | 95% | 1 | 68.4 | 9.0117 | 4.9685 | 4.8493 | 0.11924 | 2.4% | 10.9028 | 0.6 | 0.6 | 0.6 | 41.04 | 5.407 | 2.9811 | 2.9811 | 0 | 0% | 750.75 | 68.4 | 0 | 682.35 | 750.75 | 41.04 | 0 | 709.71 | Winter | 0 | FALSE | 0 | 0 | 0 | 0 | 0 | 0 | 1 | 1
1990-04-04 | 4 | 4 | 1:00 | 4.4 | 1 | 1 | 40 |  | 15 | 13.96 | 3.9376 | 17.8977 | 95% | 1 | 68.4 | 9.0117 | 4.9685 | 4.8493 | 0.11924 | 2.4% | 11.3852 | 0.6 | 0.6 | 0.6 | 41.04 | 5.407 | 2.9811 | 2.9811 | 0 | 0% | 783.75 | 68.4 | 0 | 715.35 | 783.75 | 41.04 | 0 | 742.71 | Winter | 0 | FALSE | 0 | 0 | 0 | 0 | 0 | 0 | 1 | 1
1990-04-04 | 4 | 4 | 2:00 | 5 | 2 | 1 | 41 |  | 14 | 13.0293 | 3.1501 | 16.1795 | 95% | 1 | 68.4 | 9.0117 | 4.9685 | 4.8493 | 0.11924 | 2.4% | 11.5826 | 0.6 | 0.6 | 0.6 | 41.04 | 5.407 | 2.9811 | 2.9811 | 0 | 0% | 797.25 | 68.4 | 0 | 728.85 | 797.25 | 41.04 | 0 | 756.21 | Winter | 0 | FALSE | 0 | 0 | 0 | 0 | 0 | 0 | 1 | 1
1990-04-04 | 4 | 4 | 3:00 | 5 | 3 | 1 | 41 |  | 14 | 13.0293 | 3.4126 | 16.442 | 95% | 1 | 68.4 | 9.0117 | 4.9685 | 4.8493 | 0.11924 | 2.4% | 11.027 | 0.6 | 0.6 | 0.6 | 41.04 | 5.407 | 2.9811 | 2.9811 | 0 | 0% | 759.25 | 68.4 | 0 | 690.85 | 759.25 | 41.04 | 0 | 718.21 | Winter | 0 | FALSE | 0 | 0 | 0 | 0 | 0 | 0 | 1 | 1
1990-04-04 | 4 | 4 | 4:00 | 5.6 | 4 | 1 | 42 |  | 13 | 12.0987 | 3.1501 | 15.2488 | 95% | 1 | 68.4 | 9.0117 | 4.9685 | 4.8493 | 0.11924 | 2.4% | 11.5789 | 0.6 | 0.6 | 0.6 | 41.04 | 5.407 | 2.9811 | 2.9811 | 0 | 0% | 797 | 68.4 | 0 | 728.6 | 797 | 41.04 | 0 | 755.96 | Winter | 0 | FALSE | 0 | 0 | 0 | 0 | 0 | 0 | 1 | 1
1990-04-04 | 4 | 4 | 5:00 | 5.6 | 5 | 1 | 42 |  | 13 | 12.0987 | 3.1501 | 15.2488 | 95% | 1 | 68.4 | 9.0117 | 4.9685 | 4.8493 | 0.11924 | 2.4% | 11.261 | 0.6 | 0.6 | 0.6 | 41.04 | 5.407 | 2.9811 | 2.9811 | 0 | 0% | 775.25 | 68.4 | 0 | 706.85 | 775.25 | 41.04 | 0 | 734.21 | Winter | 0 | FALSE | 0 | 0 | 0 | 0 | 0 | 0 | 1 | 1
1990-04-04 | 4 | 4 | 6:00 | 5.6 | 6 | 1 | 42 |  | 13 | 12.0987 | 3.9376 | 16.0363 | 95% | 1 | 68.4 | 9.0117 | 4.9685 | 4.8493 | 0.11924 | 2.4% | 11.4912 | 0.6 | 0.6 | 0.6 | 41.04 | 5.407 | 2.9811 | 2.9811 | 0 | 0% | 791 | 68.4 | 0 | 722.6 | 791 | 41.04 | 0 | 749.96 | Winter | 0 | FALSE | 0 | 0 | 0 | 0 | 0 | 0 | 1 | 1
1990-04-04 | 4 | 4 | 7:00 | 6.1 | 7 | 1 | 43 |  | 12 | 11.168 | 4.7252 | 15.8932 | 95% | 1 | 68.4 | 9.0117 | 4.9685 | 4.8493 | 0.11924 | 2.4% | 11.0855 | 0.6 | 0.6 | 0.6 | 41.04 | 5.407 | 2.9811 | 2.9811 | 0 | 0% | 763.25 | 68.4 | 0 | 694.85 | 763.25 | 41.04 | 0 | 722.21 | Winter | 0 | FALSE | 0 | 0 | 0 | 0 | 0 | 0 | 1 | 1
1990-04-04 | 4 | 4 | 8:00 | 7.2 | 8 | 1 | 45 |  | 10 | 9.3067 | 7.6128 | 16.9195 | 95% | 1 | 68.4 | 9.0117 | 4.9685 | 4.8493 | 0.11924 | 2.4% | 9.258 | 0.6 | 0.6 | 0.6 | 41.04 | 5.407 | 2.9811 | 2.9811 | 0 | 0% | 638.25 | 68.4 | 0 | 569.85 | 638.25 | 41.04 | 0 | 597.21 | Winter | 0 | FALSE | 0 | 0 | 0 | 0 | 0 | 0 | 1 | 1
1990-04-04 | 4 | 4 | 9:00 | 8.9 | 9 | 1 | 48 |  | 7 | 6.5147 | 6.5627 | 13.0774 | 95% | 1 | 68.4 | 9.0117 | 4.9685 | 4.8493 | 0.11924 | 2.4% | 9.8246 | 0.6 | 0.6 | 0.6 | 41.04 | 5.407 | 2.9811 | 2.9811 | 0 | 0% | 677 | 68.4 | 0 | 608.6 | 677 | 41.04 | 0 | 635.96 | Winter | 0 | FALSE | 0 | 0 | 0 | 0 | 0 | 0 | 1 | 1
1990-04-04 | 4 | 4 | 10:00 | 8.3 | 10 | 1 | 47 |  | 8 | 7.4453 | 6.0377 | 13.4831 | 95% | 1 | 68.4 | 9.0117 | 4.9685 | 4.8493 | 0.11924 | 2.4% | 9.7295 | 0.6 | 0.6 | 0.6 | 41.04 | 5.407 | 2.9811 | 2.9811 | 0 | 0% | 670.5 | 68.4 | 0 | 602.1 | 670.5 | 41.04 | 0 | 629.46 | Winter | 0 | FALSE | 0 | 0 | 0 | 0 | 0 | 0 | 1 | 1
1990-04-04 | 4 | 4 | 11:00 | 7.8 | 11 | 1 | 46 |  | 9 | 8.376 | 5.2502 | 13.6262 | 95% | 1 | 68.4 | 9.0117 | 4.9685 | 4.8493 | 0.11924 | 2.4% | 11.8567 | 0.6 | 0.6 | 0.6 | 41.04 | 5.407 | 2.9811 | 2.9811 | 0 | 0% | 816 | 68.4 | 0 | 747.6 | 816 | 41.04 | 0 | 774.96 | Winter | 0 | FALSE | 0 | 0 | 0 | 0 | 0 | 0 | 1 | 1
1990-04-04 | 4 | 4 | 12:00 | 7.8 | 12 | 1 | 46 |  | 9 | 8.376 | 5.2502 | 13.6262 | 95% | 1 | 68.4 | 9.0117 | 4.9685 | 4.8493 | 0.11924 | 2.4% | 13.856 | 0.6 | 0.6 | 0.6 | 41.04 | 5.407 | 2.9811 | 2.9811 | 0 | 0% | 952.75 | 68.4 | 0 | 884.35 | 952.75 | 41.04 | 0 | 911.71 | Winter | 0 | FALSE | 0 | 0 | 0 | 0 | 0 | 0 | 1 | 1
1990-04-04 | 4 | 4 | 13:00 | 7.8 | 13 | 1 | 46 |  | 9 | 8.376 | 4.7252 | 13.1012 | 95% | 1 | 68.4 | 9.0117 | 4.9685 | 4.8493 | 0.11924 | 2.4% | 12.6901 | 0.6 | 0.6 | 0.6 | 41.04 | 5.407 | 2.9811 | 2.9811 | 0 | 0% | 873 | 68.4 | 0 | 804.6 | 873 | 41.04 | 0 | 831.96 | Winter | 0 | FALSE | 0 | 0 | 0 | 0 | 0 | 0 | 1 | 1
1990-04-04 | 4 | 4 | 14:00 | 7.8 | 14 | 1 | 46 |  | 9 | 8.376 | 3.9376 | 12.3137 | 95% | 1 | 68.4 | 9.0117 | 4.9685 | 4.8493 | 0.11924 | 2.4% | 9.905 | 0.6 | 0.6 | 0.6 | 41.04 | 5.407 | 2.9811 | 2.9811 | 0 | 0% | 682.5 | 68.4 | 0 | 614.1 | 682.5 | 41.04 | 0 | 641.46 | Winter | 0 | FALSE | 0 | 0 | 0 | 0 | 0 | 0 | 1 | 1
1990-04-04 | 4 | 4 | 15:00 | 7.8 | 15 | 1 | 46 |  | 9 | 8.376 | 3.6751 | 12.0511 | 95% | 1 | 68.4 | 9.0117 | 4.9685 | 4.8493 | 0.11924 | 2.4% | 10.4751 | 0.6 | 0.6 | 0.6 | 41.04 | 5.407 | 2.9811 | 2.9811 | 0 | 0% | 721.5 | 68.4 | 0 | 653.1 | 721.5 | 41.04 | 0 | 680.46 | Winter | 0 | FALSE | 0 | 0 | 0 | 0 | 0 | 0 | 1 | 1
1990-04-04 | 4 | 4 | 16:00 | 7.8 | 16 | 1 | 46 |  | 9 | 8.376 | 3.6751 | 12.0511 | 95% | 1 | 68.4 | 9.0117 | 4.9685 | 4.8493 | 0.11924 | 2.4% | 9.9123 | 0.6 | 0.6 | 0.6 | 41.04 | 5.407 | 2.9811 | 2.9811 | 0 | 0% | 683 | 68.4 | 0 | 614.6 | 683 | 41.04 | 0 | 641.96 | Winter | 0 | FALSE | 0 | 0 | 0 | 0 | 0 | 0 | 1 | 1
1990-04-04 | 4 | 4 | 17:00 | 7.2 | 17 | 1 | 45 |  | 10 | 9.3067 | 4.7252 | 14.0319 | 95% | 1 | 68.4 | 9.0117 | 4.9685 | 4.8493 | 0.11924 | 2.4% | 9.6126 | 0.6 | 0.6 | 0.6 | 41.04 | 5.407 | 2.9811 | 2.9811 | 0 | 0% | 662.5 | 68.4 | 0 | 594.1 | 662.5 | 41.04 | 0 | 621.46 | Winter | 1 | FALSE | 1 | 68.4 | 41.04 | 0 | 0 | 0 | 1 | 1
1990-04-04 | 4 | 4 | 18:00 | 6.7 | 18 | 1 | 44 |  | 11 | 10.2373 | 6.0377 | 16.2751 | 95% | 1 | 68.4 | 9.0117 | 4.9685 | 4.8493 | 0.11924 | 2.4% | 9.3458 | 0.6 | 0.6 | 0.6 | 41.04 | 5.407 | 2.9811 | 2.9811 | 0 | 0% | 644.25 | 68.4 | 0 | 575.85 | 644.25 | 41.04 | 0 | 603.21 | Winter | 1 | FALSE | 1 | 68.4 | 41.04 | 0 | 0 | 0 | 1 | 1
1990-04-04 | 4 | 4 | 19:00 | 6.1 | 19 | 1 | 43 |  | 12 | 11.168 | 6.5627 | 17.7308 | 95% | 1 | 68.4 | 9.0117 | 4.9685 | 4.8493 | 0.11924 | 2.4% | 9.3823 | 0.6 | 0.6 | 0.6 | 41.04 | 5.407 | 2.9811 | 2.9811 | 0 | 0% | 646.75 | 68.4 | 0 | 578.35 | 646.75 | 41.04 | 0 | 605.71 | Winter | 0 | FALSE | 0 | 0 | 0 | 0 | 0 | 0 | 1 | 1
1990-04-04 | 4 | 4 | 20:00 | 6.1 | 20 | 1 | 43 |  | 12 | 11.168 | 5.7752 | 16.9432 | 95% | 1 | 68.4 | 9.0117 | 4.9685 | 4.8493 | 0.11924 | 2.4% | 9.1959 | 0.6 | 0.6 | 0.6 | 41.04 | 5.407 | 2.9811 | 2.9811 | 0 | 0% | 634 | 68.4 | 0 | 565.6 | 634 | 41.04 | 0 | 592.96 | Winter | 0 | FALSE | 0 | 0 | 0 | 0 | 0 | 0 | 1 | 1
1990-04-04 | 4 | 4 | 21:00 | 6.1 | 21 | 1 | 43 |  | 12 | 11.168 | 4.7252 | 15.8932 | 95% | 1 | 68.4 | 9.0117 | 4.9685 | 4.8493 | 0.11924 | 2.4% | 9.587 | 0.6 | 0.6 | 0.6 | 41.04 | 5.407 | 2.9811 | 2.9811 | 0 | 0% | 660.75 | 68.4 | 0 | 592.35 | 660.75 | 41.04 | 0 | 619.71 | Winter | 0 | FALSE | 0 | 0 | 0 | 0 | 0 | 0 | 1 | 1
1990-04-04 | 4 | 4 | 22:00 | 5.6 | 22 | 1 | 42 |  | 13 | 12.0987 | 4.2002 | 16.2988 | 95% | 1 | 68.4 | 9.0117 | 4.9685 | 4.8493 | 0.11924 | 2.4% | 9.492 | 0.6 | 0.6 | 0.6 | 41.04 | 5.407 | 2.9811 | 2.9811 | 0 | 0% | 654.25 | 68.4 | 0 | 585.85 | 654.25 | 41.04 | 0 | 613.21 | Winter | 0 | FALSE | 0 | 0 | 0 | 0 | 0 | 0 | 1 | 1
1990-04-04 | 4 | 4 | 23:00 | 5.6 | 23 | 1 | 42 |  | 13 | 12.0987 | 5.2502 | 17.3489 | 95% | 1 | 68.4 | 9.0117 | 4.9685 | 4.8493 | 0.11924 | 2.4% | 9.28 | 0.6 | 0.6 | 0.6 | 41.04 | 5.407 | 2.9811 | 2.9811 | 0 | 0% | 639.75 | 68.4 | 0 | 571.35 | 639.75 | 41.04 | 0 | 598.71 | Winter | 0 | FALSE | 0 | 0 | 0 | 0 | 0 | 0 | 1 | 1
1990-04-04 | 4 | 4 | 24:00 | 5.6 | 0 | 1 | 42 |  | 13 | 12.0987 | 4.2002 | 16.2988 | 95% | 1 | 68.4 | 9.0117 | 4.9685 | 4.8493 | 0.11924 | 2.4% | 9.2909 | 0.6 | 0.6 | 0.6 | 41.04 | 5.407 | 2.9811 | 2.9811 | 0 | 0% | 640.5 | 68.4 | 0 | 572.1 | 640.5 | 41.04 | 0 | 599.46 | Winter | 0 | FALSE | 0 | 0 | 0 | 0 | 0 | 0 | 1 | 1
1990-04-05 | 4 | 5 | 1:00 | 5 | 1 | 2 | 41 |  | 14 | 13.0293 | 3.9376 | 16.967 | 95% | 1 | 68.4 | 9.0117 | 4.9685 | 4.8493 | 0.11924 | 2.4% | 9.1045 | 0.6 | 0.6 | 0.6 | 41.04 | 5.407 | 2.9811 | 2.9811 | 0 | 0% | 627.75 | 68.4 | 0 | 559.35 | 627.75 | 41.04 | 0 | 586.71 | Winter | 0 | 0 | 0 | 0 | 0 | 0 | 0 | 0 | 1 | 1
1990-04-05 | 4 | 5 | 2:00 | 5 | 2 | 2 | 41 |  | 14 | 13.0293 | 3.1501 | 16.1795 | 95% | 1 | 68.4 | 9.0117 | 4.9685 | 4.8493 | 0.11924 | 2.4% | 9.1411 | 0.6 | 0.6 | 0.6 | 41.04 | 5.407 | 2.9811 | 2.9811 | 0 | 0% | 630.25 | 68.4 | 0 | 561.85 | 630.25 | 41.04 | 0 | 589.21 | Winter | 0 | 0 | 0 | 0 | 0 | 0 | 0 | 0 | 1 | 1
1990-04-05 | 4 | 5 | 3:00 | 5 | 3 | 2 | 41 |  | 14 | 13.0293 | 3.4126 | 16.442 | 95% | 1 | 68.4 | 9.0117 | 4.9685 | 4.8493 | 0.11924 | 2.4% | 9.1959 | 0.6 | 0.6 | 0.6 | 41.04 | 5.407 | 2.9811 | 2.9811 | 0 | 0% | 634 | 68.4 | 0 | 565.6 | 634 | 41.04 | 0 | 592.96 | Winter | 0 | 0 | 0 | 0 | 0 | 0 | 0 | 0 | 1 | 1
1990-04-05 | 4 | 5 | 4:00 | 5.6 | 4 | 2 | 42 |  | 13 | 12.0987 | 3.1501 | 15.2488 | 95% | 1 | 68.4 | 9.0117 | 4.9685 | 4.8493 | 0.11924 | 2.4% | 9.2909 | 0.6 | 0.6 | 0.6 | 41.04 | 5.407 | 2.9811 | 2.9811 | 0 | 0% | 640.5 | 68.4 | 0 | 572.1 | 640.5 | 41.04 | 0 | 599.46 | Winter | 0 | 0 | 0 | 0 | 0 | 0 | 0 | 0 | 1 | 1
1990-04-05 | 4 | 5 | 5:00 | 5 | 5 | 2 | 41 |  | 14 | 13.0293 | 3.1501 | 16.1795 | 95% | 1 | 68.4 | 9.0117 | 4.9685 | 4.8493 | 0.11924 | 2.4% | 9.5504 | 0.6 | 0.6 | 0.6 | 41.04 | 5.407 | 2.9811 | 2.9811 | 0 | 0% | 658.25 | 68.4 | 0 | 589.85 | 658.25 | 41.04 | 0 | 617.21 | Winter | 0 | 0 | 0 | 0 | 0 | 0 | 0 | 0 | 1 | 1
1990-04-05 | 4 | 5 | 6:00 | 5 | 6 | 2 | 41 |  | 14 | 13.0293 | 3.9376 | 16.967 | 95% | 1 | 68.4 | 9.0117 | 4.9685 | 4.8493 | 0.11924 | 2.4% | 9.2617 | 0.6 | 0.6 | 0.6 | 41.04 | 5.407 | 2.9811 | 2.9811 | 0 | 0% | 638.5 | 68.4 | 0 | 570.1 | 638.5 | 41.04 | 0 | 597.46 | Winter | 0 | 0 | 0 | 0 | 0 | 0 | 0 | 0 | 1 | 1
1990-04-05 | 4 | 5 | 7:00 | 5.6 | 7 | 2 | 42 |  | 13 | 12.0987 | 4.7252 | 16.8239 | 95% | 1 | 68.4 | 9.0117 | 4.9685 | 4.8493 | 0.11924 | 2.4% | 9.6235 | 0.6 | 0.6 | 0.6 | 41.04 | 5.407 | 2.9811 | 2.9811 | 0 | 0% | 663.25 | 68.4 | 0 | 594.85 | 663.25 | 41.04 | 0 | 622.21 | Winter | 0 | 0 | 0 | 0 | 0 | 0 | 0 | 0 | 1 | 1
1990-04-05 | 4 | 5 | 8:00 | 7.2 | 8 | 2 | 45 |  | 10 | 9.3067 | 7.6128 | 16.9195 | 95% | 1 | 68.4 | 9.0117 | 4.9685 | 4.8493 | 0.11924 | 2.4% | 9.5029 | 0.6 | 0.6 | 0.6 | 41.04 | 5.407 | 2.9811 | 2.9811 | 0 | 0% | 655 | 68.4 | 0 | 586.6 | 655 | 41.04 | 0 | 613.96 | Winter | 0 | 0 | 0 | 0 | 0 | 0 | 0 | 0 | 1 | 1
1990-04-05 | 4 | 5 | 9:00 | 8.9 | 9 | 2 | 48 |  | 7 | 6.5147 | 6.5627 | 13.0774 | 95% | 1 | 68.4 | 9.0117 | 4.9685 | 4.8493 | 0.11924 | 2.4% | 9.4846 | 0.6 | 0.6 | 0.6 | 41.04 | 5.407 | 2.9811 | 2.9811 | 0 | 0% | 653.75 | 68.4 | 0 | 585.35 | 653.75 | 41.04 | 0 | 612.71 | Winter | 0 | 0 | 0 | 0 | 0 | 0 | 0 | 0 | 1 | 1
1990-04-05 | 4 | 5 | 10:00 | 10 | 10 | 2 | 50 |  | 5 | 4.6533 | 6.0377 | 10.6911 | 95% | 1 | 68.4 | 9.0117 | 4.9685 | 4.8493 | 0.11924 | 2.4% | 9.6089 | 0.6 | 0.6 | 0.6 | 41.04 | 5.407 | 2.9811 | 2.9811 | 0 | 0% | 662.25 | 68.4 | 0 | 593.85 | 662.25 | 41.04 | 0 | 621.21 | Winter | 0 | 0 | 0 | 0 | 0 | 0 | 0 | 0 | 1 | 1
1990-04-05 | 4 | 5 | 11:00 | 10.6 | 11 | 2 | 51 |  | 4 | 3.7227 | 5.2502 | 8.9729 | 95% | 1 | 68.4 | 9.0117 | 4.9685 | 4.8493 | 0.11924 | 2.4% | 9.6528 | 0.6 | 0.6 | 0.6 | 41.04 | 5.407 | 2.9811 | 2.9811 | 0 | 0% | 665.25 | 68.4 | 0 | 596.85 | 665.25 | 41.04 | 0 | 624.21 | Winter | 0 | 0 | 0 | 0 | 0 | 0 | 0 | 0 | 1 | 1
1990-04-05 | 4 | 5 | 12:00 | 11.7 | 12 | 2 | 53 |  | 2 | 1.8613 | 5.2502 | 7.1115 | 95% | 1 | 68.4 | 9.0117 | 4.9685 | 4.8493 | 0.11924 | 2.4% | 9.8684 | 0.6 | 0.6 | 0.6 | 41.04 | 5.407 | 2.9811 | 2.9811 | 0 | 0% | 680 | 68.4 | 0 | 611.6 | 680 | 41.04 | 0 | 638.96 | Winter | 0 | 0 | 0 | 0 | 0 | 0 | 0 | 0 | 1 | 1
1990-04-05 | 4 | 5 | 13:00 | 12.8 | 13 | 2 | 55 |  | 0 | 0 | 4.7252 | 4.7252 | 95% | 0.67761 | 46.3483 | 6.1064 | 3.3667 | 3.2859 | 0.0808 | 2.4% | 9.5175 | 0.6 | 0.6 | 0.6 | 41.04 | 5.407 | 2.9811 | 2.9811 | 0 | 0% | 656 | 46.3483 | 0 | 609.6517 | 656 | 41.04 | 0 | 614.96 | Winter | 0 | 0 | 0 | 0 | 0 | 0 | 0 | 1 | 0 | 1
1990-04-05 | 4 | 5 | 14:00 | 11.7 | 14 | 2 | 53 |  | 2 | 1.8613 | 3.9376 | 5.799 | 95% | 0.83159 | 56.881 | 7.4941 | 4.1318 | 4.0326 | 0.099163 | 2.4% | 9.9342 | 0.6 | 0.6 | 0.6 | 41.04 | 5.407 | 2.9811 | 2.9811 | 0 | 0% | 684.5 | 56.881 | 0 | 627.619 | 684.5 | 41.04 | 0 | 643.46 | Winter | 0 | 0 | 0 | 0 | 0 | 0 | 0 | 1 | 0 | 1
1990-04-05 | 4 | 5 | 15:00 | 12.2 | 15 | 2 | 54 |  | 1 | 0.93067 | 3.6751 | 4.6058 | 95% | 0.66049 | 45.1774 | 5.9521 | 3.2816 | 3.2029 | 0.078759 | 2.4% | 9.9123 | 0.6 | 0.6 | 0.6 | 41.04 | 5.407 | 2.9811 | 2.9811 | 0 | 0% | 683 | 45.1774 | 0 | 637.8226 | 683 | 41.04 | 0 | 641.96 | Winter | 0 | 0 | 0 | 0 | 0 | 0 | 0 | 1 | 0 | 1
1990-04-05 | 4 | 5 | 16:00 | 11.1 | 16 | 2 | 52 |  | 3 | 2.792 | 3.6751 | 6.4671 | 95% | 0.92741 | 63.4348 | 8.3575 | 4.6078 | 4.4972 | 0.11059 | 2.4% | 9.7076 | 0.6 | 0.6 | 0.6 | 41.04 | 5.407 | 2.9811 | 2.9811 | 0 | 0% | 669 | 63.4348 | 0 | 605.5652 | 669 | 41.04 | 0 | 627.96 | Winter | 0 | 0 | 0 | 0 | 0 | 0 | 0 | 1 | 0 | 1
1990-04-05 | 4 | 5 | 17:00 | 11.7 | 17 | 2 | 53 |  | 2 | 1.8613 | 4.7252 | 6.5865 | 95% | 0.94453 | 64.6057 | 8.5118 | 4.6929 | 4.5803 | 0.11263 | 2.4% | 9.5468 | 0.6 | 0.6 | 0.6 | 41.04 | 5.407 | 2.9811 | 2.9811 | 0 | 0% | 658 | 64.6057 | 0 | 593.3943 | 658 | 41.04 | 0 | 616.96 | Winter | 0 | 0 | 0 | 0 | 0 | 0 | 0 | 1 | 0 | 1
1990-04-05 | 4 | 5 | 18:00 | 10 | 18 | 2 | 50 |  | 5 | 4.6533 | 6.0377 | 10.6911 | 95% | 1 | 68.4 | 9.0117 | 4.9685 | 4.8493 | 0.11924 | 2.4% | 9.8246 | 0.6 | 0.6 | 0.6 | 41.04 | 5.407 | 2.9811 | 2.9811 | 0 | 0% | 677 | 68.4 | 0 | 608.6 | 677 | 41.04 | 0 | 635.96 | Winter | 0 | 0 | 0 | 0 | 0 | 0 | 0 | 0 | 1 | 1
1990-04-05 | 4 | 5 | 19:00 | 9.4 | 19 | 2 | 49 |  | 6 | 5.584 | 6.5627 | 12.1467 | 95% | 1 | 68.4 | 9.0117 | 4.9685 | 4.8493 | 0.11924 | 2.4% | 9.6382 | 0.6 | 0.6 | 0.6 | 41.04 | 5.407 | 2.9811 | 2.9811 | 0 | 0% | 664.25 | 68.4 | 0 | 595.85 | 664.25 | 41.04 | 0 | 623.21 | Winter | 0 | 0 | 0 | 0 | 0 | 0 | 0 | 0 | 1 | 1
1990-04-05 | 4 | 5 | 20:00 | 8.9 | 20 | 2 | 48 |  | 7 | 6.5147 | 5.7752 | 12.2899 | 95% | 1 | 68.4 | 9.0117 | 4.9685 | 4.8493 | 0.11924 | 2.4% | 9.7332 | 0.6 | 0.6 | 0.6 | 41.04 | 5.407 | 2.9811 | 2.9811 | 0 | 0% | 670.75 | 68.4 | 0 | 602.35 | 670.75 | 41.04 | 0 | 629.71 | Winter | 0 | 0 | 0 | 0 | 0 | 0 | 0 | 0 | 1 | 1
1990-04-05 | 4 | 5 | 21:00 | 7.8 | 21 | 2 | 46 |  | 9 | 8.376 | 4.7252 | 13.1012 | 95% | 1 | 68.4 | 9.0117 | 4.9685 | 4.8493 | 0.11924 | 2.4% | 9.4481 | 0.6 | 0.6 | 0.6 | 41.04 | 5.407 | 2.9811 | 2.9811 | 0 | 0% | 651.25 | 68.4 | 0 | 582.85 | 651.25 | 41.04 | 0 | 610.21 | Winter | 0 | 0 | 0 | 0 | 0 | 0 | 0 | 0 | 1 | 1
1990-04-05 | 4 | 5 | 22:00 | 6.7 | 22 | 2 | 44 |  | 11 | 10.2373 | 4.2002 | 14.4375 | 95% | 1 | 68.4 | 9.0117 | 4.9685 | 4.8493 | 0.11924 | 2.4% | 9.4298 | 0.6 | 0.6 | 0.6 | 41.04 | 5.407 | 2.9811 | 2.9811 | 0 | 0% | 650 | 68.4 | 0 | 581.6 | 650 | 41.04 | 0 | 608.96 | Winter | 0 | 0 | 0 | 0 | 0 | 0 | 0 | 0 | 1 | 1
1990-04-05 | 4 | 5 | 23:00 | 6.1 | 23 | 2 | 43 |  | 12 | 11.168 | 5.2502 | 16.4182 | 95% | 1 | 68.4 | 9.0117 | 4.9685 | 4.8493 | 0.11924 | 2.4% | 9.3604 | 0.6 | 0.6 | 0.6 | 41.04 | 5.407 | 2.9811 | 2.9811 | 0 | 0% | 645.25 | 68.4 | 0 | 576.85 | 645.25 | 41.04 | 0 | 604.21 | Winter | 0 | 0 | 0 | 0 | 0 | 0 | 0 | 0 | 1 | 1
1990-04-05 | 4 | 5 | 24:00 | 3.9 | 0 | 2 | 39 |  | 16 | 14.8907 | 4.2002 | 19.0908 | 95% | 1 | 68.4 | 9.0117 | 4.9685 | 4.8493 | 0.11924 | 2.4% | 9.2251 | 0.6 | 0.6 | 0.6 | 41.04 | 5.407 | 2.9811 | 2.9811 | 0 | 0% | 636 | 68.4 | 0 | 567.6 | 636 | 41.04 | 0 | 594.96 | Winter | 0 | 0 | 0 | 0 | 0 | 0 | 0 | 0 | 1 | 1
1990-04-06 | 4 | 6 | 1:00 | 3.9 | 1 | 2 | 39 |  | 16 | 14.8907 | 3.9376 | 18.8283 | 95% | 1 | 68.4 | 9.0117 | 4.9685 | 4.8493 | 0.11924 | 2.4% | 9.2032 | 0.6 | 0.6 | 0.6 | 41.04 | 5.407 | 2.9811 | 2.9811 | 0 | 0% | 634.5 | 68.4 | 0 | 566.1 | 634.5 | 41.04 | 0 | 593.46 | Winter | 0 | 0 | 0 | 0 | 0 | 0 | 0 | 0 | 1 | 1
1990-04-06 | 4 | 6 | 2:00 | 4.4 | 2 | 2 | 40 |  | 15 | 13.96 | 3.1501 | 17.1101 | 95% | 1 | 68.4 | 9.0117 | 4.9685 | 4.8493 | 0.11924 | 2.4% | 8.9803 | 0.6 | 0.6 | 0.6 | 41.04 | 5.407 | 2.9811 | 2.9811 | 0 | 0% | 619.25 | 68.4 | 0 | 550.85 | 619.25 | 41.04 | 0 | 578.21 | Winter | 0 | 0 | 0 | 0 | 0 | 0 | 0 | 0 | 1 | 1
1990-04-06 | 4 | 6 | 3:00 | 5.6 | 3 | 2 | 42 |  | 13 | 12.0987 | 3.4126 | 15.5113 | 95% | 1 | 68.4 | 9.0117 | 4.9685 | 4.8493 | 0.11924 | 2.4% | 8.9693 | 0.6 | 0.6 | 0.6 | 41.04 | 5.407 | 2.9811 | 2.9811 | 0 | 0% | 618.5 | 68.4 | 0 | 550.1 | 618.5 | 41.04 | 0 | 577.46 | Winter | 0 | 0 | 0 | 0 | 0 | 0 | 0 | 0 | 1 | 1
1990-04-06 | 4 | 6 | 4:00 | 5.6 | 4 | 2 | 42 |  | 13 | 12.0987 | 3.1501 | 15.2488 | 95% | 1 | 68.4 | 9.0117 | 4.9685 | 4.8493 | 0.11924 | 2.4% | 9.5029 | 0.6 | 0.6 | 0.6 | 41.04 | 5.407 | 2.9811 | 2.9811 | 0 | 0% | 655 | 68.4 | 0 | 586.6 | 655 | 41.04 | 0 | 613.96 | Winter | 0 | 0 | 0 | 0 | 0 | 0 | 0 | 0 | 1 | 1
1990-04-06 | 4 | 6 | 5:00 | 5.6 | 5 | 2 | 42 |  | 13 | 12.0987 | 3.1501 | 15.2488 | 95% | 1 | 68.4 | 9.0117 | 4.9685 | 4.8493 | 0.11924 | 2.4% | 9.1009 | 0.6 | 0.6 | 0.6 | 41.04 | 5.407 | 2.9811 | 2.9811 | 0 | 0% | 627.5 | 68.4 | 0 | 559.1 | 627.5 | 41.04 | 0 | 586.46 | Winter | 0 | 0 | 0 | 0 | 0 | 0 | 0 | 0 | 1 | 1
1990-04-06 | 4 | 6 | 6:00 | 5.6 | 6 | 2 | 42 |  | 13 | 12.0987 | 3.9376 | 16.0363 | 95% | 1 | 68.4 | 9.0117 | 4.9685 | 4.8493 | 0.11924 | 2.4% | 9.4262 | 0.6 | 0.6 | 0.6 | 41.04 | 5.407 | 2.9811 | 2.9811 | 0 | 0% | 649.75 | 68.4 | 0 | 581.35 | 649.75 | 41.04 | 0 | 608.71 | Winter | 0 | 0 | 0 | 0 | 0 | 0 | 0 | 0 | 1 | 1
1990-04-06 | 4 | 6 | 7:00 | 7.2 | 7 | 2 | 45 |  | 10 | 9.3067 | 4.7252 | 14.0319 | 95% | 1 | 68.4 | 9.0117 | 4.9685 | 4.8493 | 0.11924 | 2.4% | 10.2485 | 0.6 | 0.6 | 0.6 | 41.04 | 5.407 | 2.9811 | 2.9811 | 0 | 0% | 706 | 68.4 | 0 | 637.6 | 706 | 41.04 | 0 | 664.96 | Winter | 0 | 0 | 0 | 0 | 0 | 0 | 0 | 0 | 1 | 1
1990-04-06 | 4 | 6 | 8:00 | 8.3 | 8 | 2 | 47 |  | 8 | 7.4453 | 7.6128 | 15.0581 | 95% | 1 | 68.4 | 9.0117 | 4.9685 | 4.8493 | 0.11924 | 2.4% | 10.6433 | 0.6 | 0.6 | 0.6 | 41.04 | 5.407 | 2.9811 | 2.9811 | 0 | 0% | 733 | 68.4 | 0 | 664.6 | 733 | 41.04 | 0 | 691.96 | Winter | 0 | 0 | 0 | 0 | 0 | 0 | 0 | 0 | 1 | 1
1990-04-06 | 4 | 6 | 9:00 | 8.9 | 9 | 2 | 48 |  | 7 | 6.5147 | 6.5627 | 13.0774 | 95% | 1 | 68.4 | 9.0117 | 4.9685 | 4.8493 | 0.11924 | 2.4% | 10.8151 | 0.6 | 0.6 | 0.6 | 41.04 | 5.407 | 2.9811 | 2.9811 | 0 | 0% | 744.75 | 68.4 | 0 | 676.35 | 744.75 | 41.04 | 0 | 703.71 | Winter | 0 | 0 | 0 | 0 | 0 | 0 | 0 | 0 | 1 | 1
1990-04-06 | 4 | 6 | 10:00 | 8.9 | 10 | 2 | 48 |  | 7 | 6.5147 | 6.0377 | 12.5524 | 95% | 1 | 68.4 | 9.0117 | 4.9685 | 4.8493 | 0.11924 | 2.4% | 11.4547 | 0.6 | 0.6 | 0.6 | 41.04 | 5.407 | 2.9811 | 2.9811 | 0 | 0% | 788.5 | 68.4 | 0 | 720.1 | 788.5 | 41.04 | 0 | 747.46 | Winter | 0 | 0 | 0 | 0 | 0 | 0 | 0 | 0 | 1 | 1
1990-04-06 | 4 | 6 | 11:00 | 9.4 | 11 | 2 | 49 |  | 6 | 5.584 | 5.2502 | 10.8342 | 95% | 1 | 68.4 | 9.0117 | 4.9685 | 4.8493 | 0.11924 | 2.4% | 11.049 | 0.6 | 0.6 | 0.6 | 41.04 | 5.407 | 2.9811 | 2.9811 | 0 | 0% | 760.75 | 68.4 | 0 | 692.35 | 760.75 | 41.04 | 0 | 719.71 | Winter | 0 | 0 | 0 | 0 | 0 | 0 | 0 | 0 | 1 | 1
1990-04-06 | 4 | 6 | 12:00 | 10 | 12 | 2 | 50 |  | 5 | 4.6533 | 5.2502 | 9.9035 | 95% | 1 | 68.4 | 9.0117 | 4.9685 | 4.8493 | 0.11924 | 2.4% | 11.6996 | 0.6 | 0.6 | 0.6 | 41.04 | 5.407 | 2.9811 | 2.9811 | 0 | 0% | 805.25 | 68.4 | 0 | 736.85 | 805.25 | 41.04 | 0 | 764.21 | Winter | 0 | 0 | 0 | 0 | 0 | 0 | 0 | 0 | 1 | 1
1990-04-06 | 4 | 6 | 13:00 | 10.6 | 13 | 2 | 51 |  | 4 | 3.7227 | 4.7252 | 8.4478 | 95% | 1 | 68.4 | 9.0117 | 4.9685 | 4.8493 | 0.11924 | 2.4% | 11.6959 | 0.6 | 0.6 | 0.6 | 41.04 | 5.407 | 2.9811 | 2.9811 | 0 | 0% | 805 | 68.4 | 0 | 736.6 | 805 | 41.04 | 0 | 763.96 | Winter | 0 | 0 | 0 | 0 | 0 | 0 | 0 | 0 | 1 | 1
1990-04-06 | 4 | 6 | 14:00 | 11.1 | 14 | 2 | 52 |  | 3 | 2.792 | 3.9376 | 6.7296 | 95% | 0.96505 | 66.0097 | 8.6968 | 4.7949 | 4.6798 | 0.11508 | 2.4% | 11.6813 | 0.6 | 0.6 | 0.6 | 41.04 | 5.407 | 2.9811 | 2.9811 | 0 | 0% | 804 | 66.0097 | 0 | 737.9903 | 804 | 41.04 | 0 | 762.96 | Winter | 0 | 0 | 0 | 0 | 0 | 0 | 0 | 1 | 0 | 1
1990-04-06 | 4 | 6 | 15:00 | 10.6 | 15 | 2 | 51 |  | 4 | 3.7227 | 3.6751 | 7.3978 | 95% | 1 | 68.4 | 9.0117 | 4.9685 | 4.8493 | 0.11924 | 2.4% | 11.7471 | 0.6 | 0.6 | 0.6 | 41.04 | 5.407 | 2.9811 | 2.9811 | 0 | 0% | 808.5 | 68.4 | 0 | 740.1 | 808.5 | 41.04 | 0 | 767.46 | Winter | 0 | 0 | 0 | 0 | 0 | 0 | 0 | 0 | 1 | 1
1990-04-06 | 4 | 6 | 16:00 | 10.6 | 16 | 2 | 51 |  | 4 | 3.7227 | 3.6751 | 7.3978 | 95% | 1 | 68.4 | 9.0117 | 4.9685 | 4.8493 | 0.11924 | 2.4% | 11.5168 | 0.6 | 0.6 | 0.6 | 41.04 | 5.407 | 2.9811 | 2.9811 | 0 | 0% | 792.75 | 68.4 | 0 | 724.35 | 792.75 | 41.04 | 0 | 751.71 | Winter | 0 | 0 | 0 | 0 | 0 | 0 | 0 | 0 | 1 | 1
1990-04-06 | 4 | 6 | 17:00 | 10 | 17 | 2 | 50 |  | 5 | 4.6533 | 4.7252 | 9.3785 | 95% | 1 | 68.4 | 9.0117 | 4.9685 | 4.8493 | 0.11924 | 2.4% | 11.1696 | 0.6 | 0.6 | 0.6 | 41.04 | 5.407 | 2.9811 | 2.9811 | 0 | 0% | 769 | 68.4 | 0 | 700.6 | 769 | 41.04 | 0 | 727.96 | Winter | 0 | 0 | 0 | 0 | 0 | 0 | 0 | 0 | 1 | 1
1990-04-06 | 4 | 6 | 18:00 | 9.4 | 18 | 2 | 49 |  | 6 | 5.584 | 6.0377 | 11.6217 | 95% | 1 | 68.4 | 9.0117 | 4.9685 | 4.8493 | 0.11924 | 2.4% | 10.6542 | 0.6 | 0.6 | 0.6 | 41.04 | 5.407 | 2.9811 | 2.9811 | 0 | 0% | 733.75 | 68.4 | 0 | 665.35 | 733.75 | 41.04 | 0 | 692.71 | Winter | 0 | 0 | 0 | 0 | 0 | 0 | 0 | 0 | 1 | 1
1990-04-06 | 4 | 6 | 19:00 | 8.9 | 19 | 2 | 48 |  | 7 | 6.5147 | 6.5627 | 13.0774 | 95% | 1 | 68.4 | 9.0117 | 4.9685 | 4.8493 | 0.11924 | 2.4% | 10.3618 | 0.6 | 0.6 | 0.6 | 41.04 | 5.407 | 2.9811 | 2.9811 | 0 | 0% | 713.75 | 68.4 | 0 | 645.35 | 713.75 | 41.04 | 0 | 672.71 | Winter | 0 | 0 | 0 | 0 | 0 | 0 | 0 | 0 | 1 | 1
1990-04-06 | 4 | 6 | 20:00 | 7.8 | 20 | 2 | 46 |  | 9 | 8.376 | 5.7752 | 14.1512 | 95% | 1 | 68.4 | 9.0117 | 4.9685 | 4.8493 | 0.11924 | 2.4% | 10.1352 | 0.6 | 0.6 | 0.6 | 41.04 | 5.407 | 2.9811 | 2.9811 | 0 | 0% | 698.25 | 68.4 | 0 | 629.85 | 698.25 | 41.04 | 0 | 657.21 | Winter | 0 | 0 | 0 | 0 | 0 | 0 | 0 | 0 | 1 | 1
1990-04-06 | 4 | 6 | 21:00 | 6.7 | 21 | 2 | 44 |  | 11 | 10.2373 | 4.7252 | 14.9625 | 95% | 1 | 68.4 | 9.0117 | 4.9685 | 4.8493 | 0.11924 | 2.4% | 9.788 | 0.6 | 0.6 | 0.6 | 41.04 | 5.407 | 2.9811 | 2.9811 | 0 | 0% | 674.5 | 68.4 | 0 | 606.1 | 674.5 | 41.04 | 0 | 633.46 | Winter | 0 | 0 | 0 | 0 | 0 | 0 | 0 | 0 | 1 | 1
1990-04-06 | 4 | 6 | 22:00 | 6.1 | 22 | 2 | 43 |  | 12 | 11.168 | 4.2002 | 15.3682 | 95% | 1 | 68.4 | 9.0117 | 4.9685 | 4.8493 | 0.11924 | 2.4% | 9.5651 | 0.6 | 0.6 | 0.6 | 41.04 | 5.407 | 2.9811 | 2.9811 | 0 | 0% | 659.25 | 68.4 | 0 | 590.85 | 659.25 | 41.04 | 0 | 618.21 | Winter | 0 | 0 | 0 | 0 | 0 | 0 | 0 | 0 | 1 | 1
1990-04-06 | 4 | 6 | 23:00 | 5.6 | 23 | 2 | 42 |  | 13 | 12.0987 | 5.2502 | 17.3489 | 95% | 1 | 68.4 | 9.0117 | 4.9685 | 4.8493 | 0.11924 | 2.4% | 9.3713 | 0.6 | 0.6 | 0.6 | 41.04 | 5.407 | 2.9811 | 2.9811 | 0 | 0% | 646 | 68.4 | 0 | 577.6 | 646 | 41.04 | 0 | 604.96 | Winter | 0 | 0 | 0 | 0 | 0 | 0 | 0 | 0 | 1 | 1
1990-04-06 | 4 | 6 | 24:00 | 5 | 0 | 2 | 41 |  | 14 | 13.0293 | 4.2002 | 17.2295 | 95% | 1 | 68.4 | 9.0117 | 4.9685 | 4.8493 | 0.11924 | 2.4% | 9.0534 | 0.6 | 0.6 | 0.6 | 41.04 | 5.407 | 2.9811 | 2.9811 | 0 | 0% | 624.25 | 68.4 | 0 | 555.85 | 624.25 | 41.04 | 0 | 583.21 | Winter | 0 | 0 | 0 | 0 | 0 | 0 | 0 | 0 | 1 | 1
1990-04-07 | 4 | 7 | 1:00 | 5 | 1 | 1 | 41 |  | 14 | 13.0293 | 3.9376 | 16.967 | 95% | 1 | 68.4 | 9.0117 | 4.9685 | 4.8493 | 0.11924 | 2.4% | 9.0314 | 0.6 | 0.6 | 0.6 | 41.04 | 5.407 | 2.9811 | 2.9811 | 0 | 0% | 622.75 | 68.4 | 0 | 554.35 | 622.75 | 41.04 | 0 | 581.71 | Winter | 0 | FALSE | 0 | 0 | 0 | 0 | 0 | 0 | 1 | 1
1990-04-07 | 4 | 7 | 2:00 | 4.4 | 2 | 1 | 40 |  | 15 | 13.96 | 3.1501 | 17.1101 | 95% | 1 | 68.4 | 9.0117 | 4.9685 | 4.8493 | 0.11924 | 2.4% | 8.8158 | 0.6 | 0.6 | 0.6 | 41.04 | 5.407 | 2.9811 | 2.9811 | 0 | 0% | 608 | 68.4 | 0 | 539.6 | 608 | 41.04 | 0 | 566.96 | Winter | 0 | FALSE | 0 | 0 | 0 | 0 | 0 | 0 | 1 | 1
1990-04-07 | 4 | 7 | 3:00 | 3.9 | 3 | 1 | 39 |  | 16 | 14.8907 | 3.4126 | 18.3033 | 95% | 1 | 68.4 | 9.0117 | 4.9685 | 4.8493 | 0.11924 | 2.4% | 8.7975 | 0.6 | 0.6 | 0.6 | 41.04 | 5.407 | 2.9811 | 2.9811 | 0 | 0% | 606.75 | 68.4 | 0 | 538.35 | 606.75 | 41.04 | 0 | 565.71 | Winter | 0 | FALSE | 0 | 0 | 0 | 0 | 0 | 0 | 1 | 1
1990-04-07 | 4 | 7 | 4:00 | 3.9 | 4 | 1 | 39 |  | 16 | 14.8907 | 3.1501 | 18.0408 | 95% | 1 | 68.4 | 9.0117 | 4.9685 | 4.8493 | 0.11924 | 2.4% | 9.2215 | 0.6 | 0.6 | 0.6 | 41.04 | 5.407 | 2.9811 | 2.9811 | 0 | 0% | 635.75 | 68.4 | 0 | 567.35 | 635.75 | 41.04 | 0 | 594.71 | Winter | 0 | FALSE | 0 | 0 | 0 | 0 | 0 | 0 | 1 | 1
1990-04-07 | 4 | 7 | 5:00 | 1.7 | 5 | 1 | 35 |  | 20 | 18.6134 | 3.1501 | 21.7635 | 95% | 1 | 68.4 | 9.0117 | 4.9685 | 4.8493 | 0.11924 | 2.4% | 8.9547 | 0.6 | 0.6 | 0.6 | 41.04 | 5.407 | 2.9811 | 2.9811 | 0 | 0% | 617.5 | 68.4 | 0 | 549.1 | 617.5 | 41.04 | 0 | 576.46 | Winter | 0 | FALSE | 0 | 0 | 0 | 0 | 0 | 0 | 1 | 1
1990-04-07 | 4 | 7 | 6:00 | 0 | 6 | 1 | 32 |  | 23 | 21.4054 | 3.9376 | 25.343 | 95% | 1 | 68.4 | 9.0117 | 4.9685 | 4.8493 | 0.11924 | 2.4% | 9.2032 | 0.6 | 0.6 | 0.6 | 41.04 | 5.407 | 2.9811 | 2.9811 | 0 | 0% | 634.5 | 68.4 | 0 | 566.1 | 634.5 | 41.04 | 0 | 593.46 | Winter | 0 | FALSE | 0 | 0 | 0 | 0 | 0 | 0 | 1 | 1
1990-04-07 | 4 | 7 | 7:00 | -0.6 | 7 | 1 | 31 |  | 24 | 22.336 | 4.7252 | 27.0612 | 95% | 1 | 68.4 | 9.0117 | 4.9685 | 4.8493 | 0.11924 | 2.4% | 10.0256 | 0.6 | 0.6 | 0.6 | 41.04 | 5.407 | 2.9811 | 2.9811 | 0 | 0% | 690.75 | 68.4 | 0 | 622.35 | 690.75 | 41.04 | 0 | 649.71 | Winter | 0 | FALSE | 0 | 0 | 0 | 0 | 0 | 0 | 1 | 1
1990-04-07 | 4 | 7 | 8:00 | -0.6 | 8 | 1 | 31 |  | 24 | 22.336 | 7.6128 | 29.9488 | 95% | 1 | 68.4 | 9.0117 | 4.9685 | 4.8493 | 0.11924 | 2.4% | 10.5958 | 0.6 | 0.6 | 0.6 | 41.04 | 5.407 | 2.9811 | 2.9811 | 0 | 0% | 729.75 | 68.4 | 0 | 661.35 | 729.75 | 41.04 | 0 | 688.71 | Winter | 0 | FALSE | 0 | 0 | 0 | 0 | 0 | 0 | 1 | 1
1990-04-07 | 4 | 7 | 9:00 | 0 | 9 | 1 | 32 |  | 23 | 21.4054 | 6.5627 | 27.9681 | 95% | 1 | 68.4 | 9.0117 | 4.9685 | 4.8493 | 0.11924 | 2.4% | 11.1148 | 0.6 | 0.6 | 0.6 | 41.04 | 5.407 | 2.9811 | 2.9811 | 0 | 0% | 765.25 | 68.4 | 0 | 696.85 | 765.25 | 41.04 | 0 | 724.21 | Winter | 0 | FALSE | 0 | 0 | 0 | 0 | 0 | 0 | 1 | 1
1990-04-07 | 4 | 7 | 10:00 | 0.6 | 10 | 1 | 33 |  | 22 | 20.4747 | 6.0377 | 26.5124 | 95% | 1 | 68.4 | 9.0117 | 4.9685 | 4.8493 | 0.11924 | 2.4% | 11.8933 | 0.6 | 0.6 | 0.6 | 41.04 | 5.407 | 2.9811 | 2.9811 | 0 | 0% | 818.5 | 68.4 | 0 | 750.1 | 818.5 | 41.04 | 0 | 777.46 | Winter | 0 | FALSE | 0 | 0 | 0 | 0 | 0 | 0 | 1 | 1
1990-04-07 | 4 | 7 | 11:00 | 0.6 | 11 | 1 | 33 |  | 22 | 20.4747 | 5.2502 | 25.7249 | 95% | 1 | 68.4 | 9.0117 | 4.9685 | 4.8493 | 0.11924 | 2.4% | 11.8604 | 0.6 | 0.6 | 0.6 | 41.04 | 5.407 | 2.9811 | 2.9811 | 0 | 0% | 816.25 | 68.4 | 0 | 747.85 | 816.25 | 41.04 | 0 | 775.21 | Winter | 0 | FALSE | 0 | 0 | 0 | 0 | 0 | 0 | 1 | 1
1990-04-07 | 4 | 7 | 12:00 | 2.2 | 12 | 1 | 36 |  | 19 | 17.6827 | 5.2502 | 22.9329 | 95% | 1 | 68.4 | 9.0117 | 4.9685 | 4.8493 | 0.11924 | 2.4% | 12.4086 | 0.6 | 0.6 | 0.6 | 41.04 | 5.407 | 2.9811 | 2.9811 | 0 | 0% | 853.75 | 68.4 | 0 | 785.35 | 853.75 | 41.04 | 0 | 812.71 | Winter | 0 | FALSE | 0 | 0 | 0 | 0 | 0 | 0 | 1 | 1
1990-04-07 | 4 | 7 | 13:00 | 2.8 | 13 | 1 | 37 |  | 18 | 16.752 | 4.7252 | 21.4772 | 95% | 1 | 68.4 | 9.0117 | 4.9685 | 4.8493 | 0.11924 | 2.4% | 12.1162 | 0.6 | 0.6 | 0.6 | 41.04 | 5.407 | 2.9811 | 2.9811 | 0 | 0% | 833.75 | 68.4 | 0 | 765.35 | 833.75 | 41.04 | 0 | 792.71 | Winter | 0 | FALSE | 0 | 0 | 0 | 0 | 0 | 0 | 1 | 1
1990-04-07 | 4 | 7 | 14:00 | 3.3 | 14 | 1 | 38 |  | 17 | 15.8214 | 3.9376 | 19.759 | 95% | 1 | 68.4 | 9.0117 | 4.9685 | 4.8493 | 0.11924 | 2.4% | 11.7873 | 0.6 | 0.6 | 0.6 | 41.04 | 5.407 | 2.9811 | 2.9811 | 0 | 0% | 811.25 | 68.4 | 0 | 742.85 | 811.25 | 41.04 | 0 | 770.21 | Winter | 0 | FALSE | 0 | 0 | 0 | 0 | 0 | 0 | 1 | 1
1990-04-07 | 4 | 7 | 15:00 | 3.9 | 15 | 1 | 39 |  | 16 | 14.8907 | 3.6751 | 18.5658 | 95% | 1 | 68.4 | 9.0117 | 4.9685 | 4.8493 | 0.11924 | 2.4% | 11.9993 | 0.6 | 0.6 | 0.6 | 41.04 | 5.407 | 2.9811 | 2.9811 | 0 | 0% | 825.75 | 68.4 | 0 | 757.35 | 825.75 | 41.04 | 0 | 784.71 | Winter | 0 | FALSE | 0 | 0 | 0 | 0 | 0 | 0 | 1 | 1
1990-04-07 | 4 | 7 | 16:00 | 5 | 16 | 1 | 41 |  | 14 | 13.0293 | 3.6751 | 16.7045 | 95% | 1 | 68.4 | 9.0117 | 4.9685 | 4.8493 | 0.11924 | 2.4% | 11.5095 | 0.6 | 0.6 | 0.6 | 41.04 | 5.407 | 2.9811 | 2.9811 | 0 | 0% | 792.25 | 68.4 | 0 | 723.85 | 792.25 | 41.04 | 0 | 751.21 | Winter | 0 | FALSE | 0 | 0 | 0 | 0 | 0 | 0 | 1 | 1
1990-04-07 | 4 | 7 | 17:00 | 5.6 | 17 | 1 | 42 |  | 13 | 12.0987 | 4.7252 | 16.8239 | 95% | 1 | 68.4 | 9.0117 | 4.9685 | 4.8493 | 0.11924 | 2.4% | 11.5863 | 0.6 | 0.6 | 0.6 | 41.04 | 5.407 | 2.9811 | 2.9811 | 0 | 0% | 797.5 | 68.4 | 0 | 729.1 | 797.5 | 41.04 | 0 | 756.46 | Winter | 1 | FALSE | 1 | 68.4 | 41.04 | 0 | 0 | 0 | 1 | 1
1990-04-07 | 4 | 7 | 18:00 | 7.8 | 18 | 1 | 46 |  | 9 | 8.376 | 6.0377 | 14.4137 | 95% | 1 | 68.4 | 9.0117 | 4.9685 | 4.8493 | 0.11924 | 2.4% | 11.1586 | 0.6 | 0.6 | 0.6 | 41.04 | 5.407 | 2.9811 | 2.9811 | 0 | 0% | 768.25 | 68.4 | 0 | 699.85 | 768.25 | 41.04 | 0 | 727.21 | Winter | 1 | FALSE | 1 | 68.4 | 41.04 | 0 | 0 | 0 | 1 | 1
1990-04-07 | 4 | 7 | 19:00 | 6.1 | 19 | 1 | 43 |  | 12 | 11.168 | 6.5627 | 17.7308 | 95% | 1 | 68.4 | 9.0117 | 4.9685 | 4.8493 | 0.11924 | 2.4% | 11.1075 | 0.6 | 0.6 | 0.6 | 41.04 | 5.407 | 2.9811 | 2.9811 | 0 | 0% | 764.75 | 68.4 | 0 | 696.35 | 764.75 | 41.04 | 0 | 723.71 | Winter | 0 | FALSE | 0 | 0 | 0 | 0 | 0 | 0 | 1 | 1
1990-04-07 | 4 | 7 | 20:00 | 5.6 | 20 | 1 | 42 |  | 13 | 12.0987 | 5.7752 | 17.8739 | 95% | 1 | 68.4 | 9.0117 | 4.9685 | 4.8493 | 0.11924 | 2.4% | 10.7054 | 0.6 | 0.6 | 0.6 | 41.04 | 5.407 | 2.9811 | 2.9811 | 0 | 0% | 737.25 | 68.4 | 0 | 668.85 | 737.25 | 41.04 | 0 | 696.21 | Winter | 0 | FALSE | 0 | 0 | 0 | 0 | 0 | 0 | 1 | 1
1990-04-07 | 4 | 7 | 21:00 | 4.4 | 21 | 1 | 40 |  | 15 | 13.96 | 4.7252 | 18.6852 | 95% | 1 | 68.4 | 9.0117 | 4.9685 | 4.8493 | 0.11924 | 2.4% | 10.0402 | 0.6 | 0.6 | 0.6 | 41.04 | 5.407 | 2.9811 | 2.9811 | 0 | 0% | 691.75 | 68.4 | 0 | 623.35 | 691.75 | 41.04 | 0 | 650.71 | Winter | 0 | FALSE | 0 | 0 | 0 | 0 | 0 | 0 | 1 | 1
1990-04-07 | 4 | 7 | 22:00 | 3.9 | 22 | 1 | 39 |  | 16 | 14.8907 | 4.2002 | 19.0908 | 95% | 1 | 68.4 | 9.0117 | 4.9685 | 4.8493 | 0.11924 | 2.4% | 9.7149 | 0.6 | 0.6 | 0.6 | 41.04 | 5.407 | 2.9811 | 2.9811 | 0 | 0% | 669.5 | 68.4 | 0 | 601.1 | 669.5 | 41.04 | 0 | 628.46 | Winter | 0 | FALSE | 0 | 0 | 0 | 0 | 0 | 0 | 1 | 1
1990-04-07 | 4 | 7 | 23:00 | 3.3 | 23 | 1 | 38 |  | 17 | 15.8214 | 5.2502 | 21.0715 | 95% | 1 | 68.4 | 9.0117 | 4.9685 | 4.8493 | 0.11924 | 2.4% | 9.3458 | 0.6 | 0.6 | 0.6 | 41.04 | 5.407 | 2.9811 | 2.9811 | 0 | 0% | 644.25 | 68.4 | 0 | 575.85 | 644.25 | 41.04 | 0 | 603.21 | Winter | 0 | FALSE | 0 | 0 | 0 | 0 | 0 | 0 | 1 | 1
1990-04-07 | 4 | 7 | 24:00 | 2.8 | 0 | 1 | 37 |  | 18 | 16.752 | 4.2002 | 20.9522 | 95% | 1 | 68.4 | 9.0117 | 4.9685 | 4.8493 | 0.11924 | 2.4% | 9.7295 | 0.6 | 0.6 | 0.6 | 41.04 | 5.407 | 2.9811 | 2.9811 | 0 | 0% | 670.5 | 68.4 | 0 | 602.1 | 670.5 | 41.04 | 0 | 629.46 | Winter | 0 | FALSE | 0 | 0 | 0 | 0 | 0 | 0 | 1 | 1
1990-04-08 | 4 | 8 | 1:00 | 2.2 | 1 | 1 | 36 |  | 19 | 17.6827 | 3.9376 | 21.6203 | 95% | 1 | 68.4 | 9.0117 | 4.9685 | 4.8493 | 0.11924 | 2.4% | 9.3713 | 0.6 | 0.6 | 0.6 | 41.04 | 5.407 | 2.9811 | 2.9811 | 0 | 0% | 646 | 68.4 | 0 | 577.6 | 646 | 41.04 | 0 | 604.96 | Winter | 0 | FALSE | 0 | 0 | 0 | 0 | 0 | 0 | 1 | 1
1990-04-08 | 4 | 8 | 2:00 | 1.7 | 2 | 1 | 35 |  | 20 | 18.6134 | 3.1501 | 21.7635 | 95% | 1 | 68.4 | 9.0117 | 4.9685 | 4.8493 | 0.11924 | 2.4% | 9.3385 | 0.6 | 0.6 | 0.6 | 41.04 | 5.407 | 2.9811 | 2.9811 | 0 | 0% | 643.75 | 68.4 | 0 | 575.35 | 643.75 | 41.04 | 0 | 602.71 | Winter | 0 | FALSE | 0 | 0 | 0 | 0 | 0 | 0 | 1 | 1
1990-04-08 | 4 | 8 | 3:00 | 1.7 | 3 | 1 | 35 |  | 20 | 18.6134 | 3.4126 | 22.026 | 95% | 1 | 68.4 | 9.0117 | 4.9685 | 4.8493 | 0.11924 | 2.4% | 9.4518 | 0.6 | 0.6 | 0.6 | 41.04 | 5.407 | 2.9811 | 2.9811 | 0 | 0% | 651.5 | 68.4 | 0 | 583.1 | 651.5 | 41.04 | 0 | 610.46 | Winter | 0 | FALSE | 0 | 0 | 0 | 0 | 0 | 0 | 1 | 1
1990-04-08 | 4 | 8 | 4:00 | 1.1 | 4 | 1 | 34 |  | 21 | 19.544 | 3.1501 | 22.6941 | 95% | 1 | 68.4 | 9.0117 | 4.9685 | 4.8493 | 0.11924 | 2.4% | 9.5724 | 0.6 | 0.6 | 0.6 | 41.04 | 5.407 | 2.9811 | 2.9811 | 0 | 0% | 659.75 | 68.4 | 0 | 591.35 | 659.75 | 41.04 | 0 | 618.71 | Winter | 0 | FALSE | 0 | 0 | 0 | 0 | 0 | 0 | 1 | 1
1990-04-08 | 4 | 8 | 5:00 | 0 | 5 | 1 | 32 |  | 23 | 21.4054 | 3.1501 | 24.5555 | 95% | 1 | 68.4 | 9.0117 | 4.9685 | 4.8493 | 0.11924 | 2.4% | 9.3348 | 0.6 | 0.6 | 0.6 | 41.04 | 5.407 | 2.9811 | 2.9811 | 0 | 0% | 643.5 | 68.4 | 0 | 575.1 | 643.5 | 41.04 | 0 | 602.46 | Winter | 0 | FALSE | 0 | 0 | 0 | 0 | 0 | 0 | 1 | 1
1990-04-08 | 4 | 8 | 6:00 | 0.6 | 6 | 1 | 33 |  | 22 | 20.4747 | 3.9376 | 24.4123 | 95% | 1 | 68.4 | 9.0117 | 4.9685 | 4.8493 | 0.11924 | 2.4% | 9.9306 | 0.6 | 0.6 | 0.6 | 41.04 | 5.407 | 2.9811 | 2.9811 | 0 | 0% | 684.25 | 68.4 | 0 | 615.85 | 684.25 | 41.04 | 0 | 643.21 | Winter | 0 | FALSE | 0 | 0 | 0 | 0 | 0 | 0 | 1 | 1
1990-04-08 | 4 | 8 | 7:00 | 1.7 | 7 | 1 | 35 |  | 20 | 18.6134 | 4.7252 | 23.3385 | 95% | 1 | 68.4 | 9.0117 | 4.9685 | 4.8493 | 0.11924 | 2.4% | 10.5702 | 0.6 | 0.6 | 0.6 | 41.04 | 5.407 | 2.9811 | 2.9811 | 0 | 0% | 728 | 68.4 | 0 | 659.6 | 728 | 41.04 | 0 | 686.96 | Winter | 0 | FALSE | 0 | 0 | 0 | 0 | 0 | 0 | 1 | 1
1990-04-08 | 4 | 8 | 8:00 | 2.8 | 8 | 1 | 37 |  | 18 | 16.752 | 7.6128 | 24.3648 | 95% | 1 | 68.4 | 9.0117 | 4.9685 | 4.8493 | 0.11924 | 2.4% | 10.5373 | 0.6 | 0.6 | 0.6 | 41.04 | 5.407 | 2.9811 | 2.9811 | 0 | 0% | 725.75 | 68.4 | 0 | 657.35 | 725.75 | 41.04 | 0 | 684.71 | Winter | 0 | FALSE | 0 | 0 | 0 | 0 | 0 | 0 | 1 | 1
1990-04-08 | 4 | 8 | 9:00 | 4.4 | 9 | 1 | 40 |  | 15 | 13.96 | 6.5627 | 20.5228 | 95% | 1 | 68.4 | 9.0117 | 4.9685 | 4.8493 | 0.11924 | 2.4% | 11.3085 | 0.6 | 0.6 | 0.6 | 41.04 | 5.407 | 2.9811 | 2.9811 | 0 | 0% | 778.5 | 68.4 | 0 | 710.1 | 778.5 | 41.04 | 0 | 737.46 | Winter | 0 | FALSE | 0 | 0 | 0 | 0 | 0 | 0 | 1 | 1
1990-04-08 | 4 | 8 | 10:00 | 3.9 | 10 | 1 | 39 |  | 16 | 14.8907 | 6.0377 | 20.9284 | 95% | 1 | 68.4 | 9.0117 | 4.9685 | 4.8493 | 0.11924 | 2.4% | 12.0687 | 0.6 | 0.6 | 0.6 | 41.04 | 5.407 | 2.9811 | 2.9811 | 0 | 0% | 830.5 | 68.4 | 0 | 762.1 | 830.5 | 41.04 | 0 | 789.46 | Winter | 0 | FALSE | 0 | 0 | 0 | 0 | 0 | 0 | 1 | 1
1990-04-08 | 4 | 8 | 11:00 | 6.1 | 11 | 1 | 43 |  | 12 | 11.168 | 5.2502 | 16.4182 | 95% | 1 | 68.4 | 9.0117 | 4.9685 | 4.8493 | 0.11924 | 2.4% | 11.5205 | 0.6 | 0.6 | 0.6 | 41.04 | 5.407 | 2.9811 | 2.9811 | 0 | 0% | 793 | 68.4 | 0 | 724.6 | 793 | 41.04 | 0 | 751.96 | Winter | 0 | FALSE | 0 | 0 | 0 | 0 | 0 | 0 | 1 | 1
1990-04-08 | 4 | 8 | 12:00 | 6.7 | 12 | 1 | 44 |  | 11 | 10.2373 | 5.2502 | 15.4875 | 95% | 1 | 68.4 | 9.0117 | 4.9685 | 4.8493 | 0.11924 | 2.4% | 12.1418 | 0.6 | 0.6 | 0.6 | 41.04 | 5.407 | 2.9811 | 2.9811 | 0 | 0% | 835.5 | 68.4 | 0 | 767.1 | 835.5 | 41.04 | 0 | 794.46 | Winter | 0 | FALSE | 0 | 0 | 0 | 0 | 0 | 0 | 1 | 1
1990-04-08 | 4 | 8 | 13:00 | 7.2 | 13 | 1 | 45 |  | 10 | 9.3067 | 4.7252 | 14.0319 | 95% | 1 | 68.4 | 9.0117 | 4.9685 | 4.8493 | 0.11924 | 2.4% | 11.9335 | 0.6 | 0.6 | 0.6 | 41.04 | 5.407 | 2.9811 | 2.9811 | 0 | 0% | 821.25 | 68.4 | 0 | 752.85 | 821.25 | 41.04 | 0 | 780.21 | Winter | 0 | FALSE | 0 | 0 | 0 | 0 | 0 | 0 | 1 | 1
1990-04-08 | 4 | 8 | 14:00 | 6.7 | 14 | 1 | 44 |  | 11 | 10.2373 | 3.9376 | 14.175 | 95% | 1 | 68.4 | 9.0117 | 4.9685 | 4.8493 | 0.11924 | 2.4% | 11.9152 | 0.6 | 0.6 | 0.6 | 41.04 | 5.407 | 2.9811 | 2.9811 | 0 | 0% | 820 | 68.4 | 0 | 751.6 | 820 | 41.04 | 0 | 778.96 | Winter | 0 | FALSE | 0 | 0 | 0 | 0 | 0 | 0 | 1 | 1
1990-04-08 | 4 | 8 | 15:00 | 7.2 | 15 | 1 | 45 |  | 10 | 9.3067 | 3.6751 | 12.9818 | 95% | 1 | 68.4 | 9.0117 | 4.9685 | 4.8493 | 0.11924 | 2.4% | 12.076 | 0.6 | 0.6 | 0.6 | 41.04 | 5.407 | 2.9811 | 2.9811 | 0 | 0% | 831 | 68.4 | 0 | 762.6 | 831 | 41.04 | 0 | 789.96 | Winter | 0 | FALSE | 0 | 0 | 0 | 0 | 0 | 0 | 1 | 1
1990-04-08 | 4 | 8 | 16:00 | 7.2 | 16 | 1 | 45 |  | 10 | 9.3067 | 3.6751 | 12.9818 | 95% | 1 | 68.4 | 9.0117 | 4.9685 | 4.8493 | 0.11924 | 2.4% | 11.9152 | 0.6 | 0.6 | 0.6 | 41.04 | 5.407 | 2.9811 | 2.9811 | 0 | 0% | 820 | 68.4 | 0 | 751.6 | 820 | 41.04 | 0 | 778.96 | Winter | 0 | FALSE | 0 | 0 | 0 | 0 | 0 | 0 | 1 | 1
1990-04-08 | 4 | 8 | 17:00 | 6.7 | 17 | 1 | 44 |  | 11 | 10.2373 | 4.7252 | 14.9625 | 95% | 1 | 68.4 | 9.0117 | 4.9685 | 4.8493 | 0.11924 | 2.4% | 11.6301 | 0.6 | 0.6 | 0.6 | 41.04 | 5.407 | 2.9811 | 2.9811 | 0 | 0% | 800.5 | 68.4 | 0 | 732.1 | 800.5 | 41.04 | 0 | 759.46 | Winter | 1 | FALSE | 1 | 68.4 | 41.04 | 0 | 0 | 0 | 1 | 1
1990-04-08 | 4 | 8 | 18:00 | 6.1 | 18 | 1 | 43 |  | 12 | 11.168 | 6.0377 | 17.2057 | 95% | 1 | 68.4 | 9.0117 | 4.9685 | 4.8493 | 0.11924 | 2.4% | 11.0307 | 0.6 | 0.6 | 0.6 | 41.04 | 5.407 | 2.9811 | 2.9811 | 0 | 0% | 759.5 | 68.4 | 0 | 691.1 | 759.5 | 41.04 | 0 | 718.46 | Winter | 1 | FALSE | 1 | 68.4 | 41.04 | 0 | 0 | 0 | 1 | 1
1990-04-08 | 4 | 8 | 19:00 | 5.6 | 19 | 1 | 42 |  | 13 | 12.0987 | 6.5627 | 18.6614 | 95% | 1 | 68.4 | 9.0117 | 4.9685 | 4.8493 | 0.11924 | 2.4% | 10.731 | 0.6 | 0.6 | 0.6 | 41.04 | 5.407 | 2.9811 | 2.9811 | 0 | 0% | 739 | 68.4 | 0 | 670.6 | 739 | 41.04 | 0 | 697.96 | Winter | 0 | FALSE | 0 | 0 | 0 | 0 | 0 | 0 | 1 | 1
1990-04-08 | 4 | 8 | 20:00 | 5.6 | 20 | 1 | 42 |  | 13 | 12.0987 | 5.7752 | 17.8739 | 95% | 1 | 68.4 | 9.0117 | 4.9685 | 4.8493 | 0.11924 | 2.4% | 10.6104 | 0.6 | 0.6 | 0.6 | 41.04 | 5.407 | 2.9811 | 2.9811 | 0 | 0% | 730.75 | 68.4 | 0 | 662.35 | 730.75 | 41.04 | 0 | 689.71 | Winter | 0 | FALSE | 0 | 0 | 0 | 0 | 0 | 0 | 1 | 1
1990-04-08 | 4 | 8 | 21:00 | 5.6 | 21 | 1 | 42 |  | 13 | 12.0987 | 4.7252 | 16.8239 | 95% | 1 | 68.4 | 9.0117 | 4.9685 | 4.8493 | 0.11924 | 2.4% | 9.9488 | 0.6 | 0.6 | 0.6 | 41.04 | 5.407 | 2.9811 | 2.9811 | 0 | 0% | 685.5 | 68.4 | 0 | 617.1 | 685.5 | 41.04 | 0 | 644.46 | Winter | 0 | FALSE | 0 | 0 | 0 | 0 | 0 | 0 | 1 | 1
1990-04-08 | 4 | 8 | 22:00 | 4.4 | 22 | 1 | 40 |  | 15 | 13.96 | 4.2002 | 18.1602 | 95% | 1 | 68.4 | 9.0117 | 4.9685 | 4.8493 | 0.11924 | 2.4% | 10.0585 | 0.6 | 0.6 | 0.6 | 41.04 | 5.407 | 2.9811 | 2.9811 | 0 | 0% | 693 | 68.4 | 0 | 624.6 | 693 | 41.04 | 0 | 651.96 | Winter | 0 | FALSE | 0 | 0 | 0 | 0 | 0 | 0 | 1 | 1
1990-04-08 | 4 | 8 | 23:00 | 3.9 | 23 | 1 | 39 |  | 16 | 14.8907 | 5.2502 | 20.1409 | 95% | 1 | 68.4 | 9.0117 | 4.9685 | 4.8493 | 0.11924 | 2.4% | 9.693 | 0.6 | 0.6 | 0.6 | 41.04 | 5.407 | 2.9811 | 2.9811 | 0 | 0% | 668 | 68.4 | 0 | 599.6 | 668 | 41.04 | 0 | 626.96 | Winter | 0 | FALSE | 0 | 0 | 0 | 0 | 0 | 0 | 1 | 1
1990-04-08 | 4 | 8 | 24:00 | 3.3 | 0 | 1 | 38 |  | 17 | 15.8214 | 4.2002 | 20.0215 | 95% | 1 | 68.4 | 9.0117 | 4.9685 | 4.8493 | 0.11924 | 2.4% | 9.4737 | 0.6 | 0.6 | 0.6 | 41.04 | 5.407 | 2.9811 | 2.9811 | 0 | 0% | 653 | 68.4 | 0 | 584.6 | 653 | 41.04 | 0 | 611.96 | Winter | 0 | FALSE | 0 | 0 | 0 | 0 | 0 | 0 | 1 | 1
1990-04-09 | 4 | 9 | 1:00 | 3.3 | 1 | 1 | 38 |  | 17 | 15.8214 | 3.9376 | 19.759 | 95% | 1 | 68.4 | 9.0117 | 4.9685 | 4.8493 | 0.11924 | 2.4% | 9.777 | 0.6 | 0.6 | 0.6 | 41.04 | 5.407 | 2.9811 | 2.9811 | 0 | 0% | 673.75 | 68.4 | 0 | 605.35 | 673.75 | 41.04 | 0 | 632.71 | Winter | 0 | FALSE | 0 | 0 | 0 | 0 | 0 | 0 | 1 | 1
1990-04-09 | 4 | 9 | 2:00 | 2.8 | 2 | 1 | 37 |  | 18 | 16.752 | 3.1501 | 19.9021 | 95% | 1 | 68.4 | 9.0117 | 4.9685 | 4.8493 | 0.11924 | 2.4% | 9.4152 | 0.6 | 0.6 | 0.6 | 41.04 | 5.407 | 2.9811 | 2.9811 | 0 | 0% | 649 | 68.4 | 0 | 580.6 | 649 | 41.04 | 0 | 607.96 | Winter | 0 | FALSE | 0 | 0 | 0 | 0 | 0 | 0 | 1 | 1
1990-04-09 | 4 | 9 | 3:00 | 3.3 | 3 | 1 | 38 |  | 17 | 15.8214 | 3.4126 | 19.234 | 95% | 1 | 68.4 | 9.0117 | 4.9685 | 4.8493 | 0.11924 | 2.4% | 9.5395 | 0.6 | 0.6 | 0.6 | 41.04 | 5.407 | 2.9811 | 2.9811 | 0 | 0% | 657.5 | 68.4 | 0 | 589.1 | 657.5 | 41.04 | 0 | 616.46 | Winter | 0 | FALSE | 0 | 0 | 0 | 0 | 0 | 0 | 1 | 1
1990-04-09 | 4 | 9 | 4:00 | 2.8 | 4 | 1 | 37 |  | 18 | 16.752 | 3.1501 | 19.9021 | 95% | 1 | 68.4 | 9.0117 | 4.9685 | 4.8493 | 0.11924 | 2.4% | 9.6637 | 0.6 | 0.6 | 0.6 | 41.04 | 5.407 | 2.9811 | 2.9811 | 0 | 0% | 666 | 68.4 | 0 | 597.6 | 666 | 41.04 | 0 | 624.96 | Winter | 0 | FALSE | 0 | 0 | 0 | 0 | 0 | 0 | 1 | 1
1990-04-09 | 4 | 9 | 5:00 | 2.8 | 5 | 1 | 37 |  | 18 | 16.752 | 3.1501 | 19.9021 | 95% | 1 | 68.4 | 9.0117 | 4.9685 | 4.8493 | 0.11924 | 2.4% | 9.5102 | 0.6 | 0.6 | 0.6 | 41.04 | 5.407 | 2.9811 | 2.9811 | 0 | 0% | 655.5 | 68.4 | 0 | 587.1 | 655.5 | 41.04 | 0 | 614.46 | Winter | 0 | FALSE | 0 | 0 | 0 | 0 | 0 | 0 | 1 | 1
1990-04-09 | 4 | 9 | 6:00 | 3.3 | 6 | 1 | 38 |  | 17 | 15.8214 | 3.9376 | 19.759 | 95% | 1 | 68.4 | 9.0117 | 4.9685 | 4.8493 | 0.11924 | 2.4% | 9.6308 | 0.6 | 0.6 | 0.6 | 41.04 | 5.407 | 2.9811 | 2.9811 | 0 | 0% | 663.75 | 68.4 | 0 | 595.35 | 663.75 | 41.04 | 0 | 622.71 | Winter | 0 | FALSE | 0 | 0 | 0 | 0 | 0 | 0 | 1 | 1
1990-04-09 | 4 | 9 | 7:00 | 4.4 | 7 | 1 | 40 |  | 15 | 13.96 | 4.7252 | 18.6852 | 95% | 1 | 68.4 | 9.0117 | 4.9685 | 4.8493 | 0.11924 | 2.4% | 10.6542 | 0.6 | 0.6 | 0.6 | 41.04 | 5.407 | 2.9811 | 2.9811 | 0 | 0% | 733.75 | 68.4 | 0 | 665.35 | 733.75 | 41.04 | 0 | 692.71 | Winter | 0 | FALSE | 0 | 0 | 0 | 0 | 0 | 0 | 1 | 1
1990-04-09 | 4 | 9 | 8:00 | 5.6 | 8 | 1 | 42 |  | 13 | 12.0987 | 7.6128 | 19.7115 | 95% | 1 | 68.4 | 9.0117 | 4.9685 | 4.8493 | 0.11924 | 2.4% | 10.72 | 0.6 | 0.6 | 0.6 | 41.04 | 5.407 | 2.9811 | 2.9811 | 0 | 0% | 738.25 | 68.4 | 0 | 669.85 | 738.25 | 41.04 | 0 | 697.21 | Winter | 0 | FALSE | 0 | 0 | 0 | 0 | 0 | 0 | 1 | 1
1990-04-09 | 4 | 9 | 9:00 | 8.3 | 9 | 1 | 47 |  | 8 | 7.4453 | 6.5627 | 14.0081 | 95% | 1 | 68.4 | 9.0117 | 4.9685 | 4.8493 | 0.11924 | 2.4% | 11.5132 | 0.6 | 0.6 | 0.6 | 41.04 | 5.407 | 2.9811 | 2.9811 | 0 | 0% | 792.5 | 68.4 | 0 | 724.1 | 792.5 | 41.04 | 0 | 751.46 | Winter | 0 | FALSE | 0 | 0 | 0 | 0 | 0 | 0 | 1 | 1
1990-04-09 | 4 | 9 | 10:00 | 10 | 10 | 1 | 50 |  | 5 | 4.6533 | 6.0377 | 10.6911 | 95% | 1 | 68.4 | 9.0117 | 4.9685 | 4.8493 | 0.11924 | 2.4% | 12.0175 | 0.6 | 0.6 | 0.6 | 41.04 | 5.407 | 2.9811 | 2.9811 | 0 | 0% | 827 | 68.4 | 0 | 758.6 | 827 | 41.04 | 0 | 785.96 | Winter | 0 | FALSE | 0 | 0 | 0 | 0 | 0 | 0 | 1 | 1
1990-04-09 | 4 | 9 | 11:00 | 11.1 | 11 | 1 | 52 |  | 3 | 2.792 | 5.2502 | 8.0422 | 95% | 1 | 68.4 | 9.0117 | 4.9685 | 4.8493 | 0.11924 | 2.4% | 12.2368 | 0.6 | 0.6 | 0.6 | 41.04 | 5.407 | 2.9811 | 2.9811 | 0 | 0% | 842 | 68.4 | 0 | 773.6 | 842 | 41.04 | 0 | 800.96 | Winter | 0 | FALSE | 0 | 0 | 0 | 0 | 0 | 0 | 1 | 1
1990-04-09 | 4 | 9 | 12:00 | 12.2 | 12 | 1 | 54 |  | 1 | 0.93067 | 5.2502 | 6.1809 | 95% | 0.88636 | 60.6268 | 7.9876 | 4.4039 | 4.2982 | 0.10569 | 2.4% | 12.5621 | 0.6 | 0.6 | 0.6 | 41.04 | 5.407 | 2.9811 | 2.9811 | 0 | 0% | 864.25 | 60.6268 | 0 | 803.6232 | 864.25 | 41.04 | 0 | 823.21 | Winter | 0 | FALSE | 0 | 0 | 0 | 0 | 0 | 1 | 0 | 1
1990-04-09 | 4 | 9 | 13:00 | 13.9 | 13 | 1 | 57 |  | 0 | 0 | 4.7252 | 4.7252 | 95% | 0.67761 | 46.3483 | 6.1064 | 3.3667 | 3.2859 | 0.0808 | 2.4% | 12.3757 | 0.6 | 0.6 | 0.6 | 41.04 | 5.407 | 2.9811 | 2.9811 | 0 | 0% | 851.5 | 46.3483 | 0 | 805.1517 | 851.5 | 41.04 | 0 | 810.46 | Winter | 0 | FALSE | 0 | 0 | 0 | 0 | 0 | 1 | 0 | 1
1990-04-09 | 4 | 9 | 14:00 | 14.4 | 14 | 1 | 58 |  | 0 | 0 | 3.9376 | 3.9376 | 95% | 0.56467 | 38.6235 | 5.0887 | 2.8056 | 2.7382 | 0.067334 | 2.4% | 12.3136 | 0.6 | 0.6 | 0.6 | 41.04 | 5.407 | 2.9811 | 2.9532 | 0.027867 | 0.9348% | 847.25 | 38.6235 | 0 | 808.6265 | 847.25 | 41.04 | 0 | 806.21 | Winter | 0 | FALSE | 0 | 0 | 0 | 0 | 0 | 1 | 0 | 1
1990-04-09 | 4 | 9 | 15:00 | 14.4 | 15 | 1 | 58 |  | 0 | 0 | 3.6751 | 3.6751 | 95% | 0.52703 | 36.0486 | 4.7494 | 2.6185 | 2.5557 | 0.062845 | 2.4% | 12.182 | 0.6 | 0.6 | 0.6 | 41.04 | 5.407 | 2.9811 | 2.7564 | 0.22475 | 7.539% | 838.25 | 36.0486 | 0 | 802.2014 | 838.25 | 41.04 | 0 | 797.21 | Winter | 0 | FALSE | 0 | 0 | 0 | 0 | 0 | 1 | 0 | 1
1990-04-09 | 4 | 9 | 16:00 | 14.4 | 16 | 1 | 58 |  | 0 | 0 | 3.6751 | 3.6751 | 95% | 0.52703 | 36.0486 | 4.7494 | 2.6185 | 2.5557 | 0.062845 | 2.4% | 11.9993 | 0.6 | 0.6 | 0.6 | 41.04 | 5.407 | 2.9811 | 2.7564 | 0.22475 | 7.539% | 825.75 | 36.0486 | 0 | 789.7014 | 825.75 | 41.04 | 0 | 784.71 | Winter | 0 | FALSE | 0 | 0 | 0 | 0 | 0 | 1 | 0 | 1
1990-04-09 | 4 | 9 | 17:00 | 14.4 | 17 | 1 | 58 |  | 0 | 0 | 4.7252 | 4.7252 | 95% | 0.67761 | 46.3483 | 6.1064 | 3.3667 | 3.2859 | 0.0808 | 2.4% | 11.3925 | 0.6 | 0.6 | 0.6 | 41.04 | 5.407 | 2.9811 | 2.9811 | 0 | 0% | 784.25 | 46.3483 | 0 | 737.9017 | 784.25 | 41.04 | 0 | 743.21 | Winter | 1 | FALSE | 1 | 46.3483 | 41.04 | 0 | 0 | 1 | 0 | 1
1990-04-09 | 4 | 9 | 18:00 | 13.3 | 18 | 1 | 56 |  | 0 | 0 | 6.0377 | 6.0377 | 95% | 0.86583 | 59.2228 | 7.8026 | 4.3019 | 4.1986 | 0.10325 | 2.4% | 11.155 | 0.6 | 0.6 | 0.6 | 41.04 | 5.407 | 2.9811 | 2.9811 | 0 | 0% | 768 | 59.2228 | 0 | 708.7772 | 768 | 41.04 | 0 | 726.96 | Winter | 1 | FALSE | 1 | 59.2228 | 41.04 | 0 | 0 | 1 | 0 | 1
1990-04-09 | 4 | 9 | 19:00 | 11.1 | 19 | 1 | 52 |  | 3 | 2.792 | 6.5627 | 9.3547 | 95% | 1 | 68.4 | 9.0117 | 4.9685 | 4.8493 | 0.11924 | 2.4% | 11.0307 | 0.6 | 0.6 | 0.6 | 41.04 | 5.407 | 2.9811 | 2.9811 | 0 | 0% | 759.5 | 68.4 | 0 | 691.1 | 759.5 | 41.04 | 0 | 718.46 | Winter | 0 | FALSE | 0 | 0 | 0 | 0 | 0 | 0 | 1 | 1
1990-04-09 | 4 | 9 | 20:00 | 10 | 20 | 1 | 50 |  | 5 | 4.6533 | 5.7752 | 10.4286 | 95% | 1 | 68.4 | 9.0117 | 4.9685 | 4.8493 | 0.11924 | 2.4% | 10.5811 | 0.6 | 0.6 | 0.6 | 41.04 | 5.407 | 2.9811 | 2.9811 | 0 | 0% | 728.75 | 68.4 | 0 | 660.35 | 728.75 | 41.04 | 0 | 687.71 | Winter | 0 | FALSE | 0 | 0 | 0 | 0 | 0 | 0 | 1 | 1
1990-04-09 | 4 | 9 | 21:00 | 9.4 | 21 | 1 | 49 |  | 6 | 5.584 | 4.7252 | 10.3092 | 95% | 1 | 68.4 | 9.0117 | 4.9685 | 4.8493 | 0.11924 | 2.4% | 9.8684 | 0.6 | 0.6 | 0.6 | 41.04 | 5.407 | 2.9811 | 2.9811 | 0 | 0% | 680 | 68.4 | 0 | 611.6 | 680 | 41.04 | 0 | 638.96 | Winter | 0 | FALSE | 0 | 0 | 0 | 0 | 0 | 0 | 1 | 1
1990-04-09 | 4 | 9 | 22:00 | 8.9 | 22 | 1 | 48 |  | 7 | 6.5147 | 4.2002 | 10.7148 | 95% | 1 | 68.4 | 9.0117 | 4.9685 | 4.8493 | 0.11924 | 2.4% | 9.9927 | 0.6 | 0.6 | 0.6 | 41.04 | 5.407 | 2.9811 | 2.9811 | 0 | 0% | 688.5 | 68.4 | 0 | 620.1 | 688.5 | 41.04 | 0 | 647.46 | Winter | 0 | FALSE | 0 | 0 | 0 | 0 | 0 | 0 | 1 | 1
1990-04-09 | 4 | 9 | 23:00 | 9.4 | 23 | 1 | 49 |  | 6 | 5.584 | 5.2502 | 10.8342 | 95% | 1 | 68.4 | 9.0117 | 4.9685 | 4.8493 | 0.11924 | 2.4% | 9.7368 | 0.6 | 0.6 | 0.6 | 41.04 | 5.407 | 2.9811 | 2.9811 | 0 | 0% | 671 | 68.4 | 0 | 602.6 | 671 | 41.04 | 0 | 629.96 | Winter | 0 | FALSE | 0 | 0 | 0 | 0 | 0 | 0 | 1 | 1
1990-04-09 | 4 | 9 | 24:00 | 8.9 | 0 | 1 | 48 |  | 7 | 6.5147 | 4.2002 | 10.7148 | 95% | 1 | 68.4 | 9.0117 | 4.9685 | 4.8493 | 0.11924 | 2.4% | 9.5504 | 0.6 | 0.6 | 0.6 | 41.04 | 5.407 | 2.9811 | 2.9811 | 0 | 0% | 658.25 | 68.4 | 0 | 589.85 | 658.25 | 41.04 | 0 | 617.21 | Winter | 0 | FALSE | 0 | 0 | 0 | 0 | 0 | 0 | 1 | 1
1990-04-10 | 4 | 10 | 1:00 | 8.9 | 1 | 1 | 48 |  | 7 | 6.5147 | 3.9376 | 10.4523 | 95% | 1 | 68.4 | 9.0117 | 4.9685 | 4.8493 | 0.11924 | 2.4% | 9.587 | 0.6 | 0.6 | 0.6 | 41.04 | 5.407 | 2.9811 | 2.9811 | 0 | 0% | 660.75 | 68.4 | 0 | 592.35 | 660.75 | 41.04 | 0 | 619.71 | Winter | 0 | FALSE | 0 | 0 | 0 | 0 | 0 | 0 | 1 | 1
1990-04-10 | 4 | 10 | 2:00 | 8.3 | 2 | 1 | 47 |  | 8 | 7.4453 | 3.1501 | 10.5955 | 95% | 1 | 68.4 | 9.0117 | 4.9685 | 4.8493 | 0.11924 | 2.4% | 9.5468 | 0.6 | 0.6 | 0.6 | 41.04 | 5.407 | 2.9811 | 2.9811 | 0 | 0% | 658 | 68.4 | 0 | 589.6 | 658 | 41.04 | 0 | 616.96 | Winter | 0 | FALSE | 0 | 0 | 0 | 0 | 0 | 0 | 1 | 1
1990-04-10 | 4 | 10 | 3:00 | 8.3 | 3 | 1 | 47 |  | 8 | 7.4453 | 3.4126 | 10.858 | 95% | 1 | 68.4 | 9.0117 | 4.9685 | 4.8493 | 0.11924 | 2.4% | 9.3458 | 0.6 | 0.6 | 0.6 | 41.04 | 5.407 | 2.9811 | 2.9811 | 0 | 0% | 644.25 | 68.4 | 0 | 575.85 | 644.25 | 41.04 | 0 | 603.21 | Winter | 0 | FALSE | 0 | 0 | 0 | 0 | 0 | 0 | 1 | 1
1990-04-10 | 4 | 10 | 4:00 | 8.3 | 4 | 1 | 47 |  | 8 | 7.4453 | 3.1501 | 10.5955 | 95% | 1 | 68.4 | 9.0117 | 4.9685 | 4.8493 | 0.11924 | 2.4% | 9.7368 | 0.6 | 0.6 | 0.6 | 41.04 | 5.407 | 2.9811 | 2.9811 | 0 | 0% | 671 | 68.4 | 0 | 602.6 | 671 | 41.04 | 0 | 629.96 | Winter | 0 | FALSE | 0 | 0 | 0 | 0 | 0 | 0 | 1 | 1
1990-04-10 | 4 | 10 | 5:00 | 8.3 | 5 | 1 | 47 |  | 8 | 7.4453 | 3.1501 | 10.5955 | 95% | 1 | 68.4 | 9.0117 | 4.9685 | 4.8493 | 0.11924 | 2.4% | 9.386 | 0.6 | 0.6 | 0.6 | 41.04 | 5.407 | 2.9811 | 2.9811 | 0 | 0% | 647 | 68.4 | 0 | 578.6 | 647 | 41.04 | 0 | 605.96 | Winter | 0 | FALSE | 0 | 0 | 0 | 0 | 0 | 0 | 1 | 1
1990-04-10 | 4 | 10 | 6:00 | 8.9 | 6 | 1 | 48 |  | 7 | 6.5147 | 3.9376 | 10.4523 | 95% | 1 | 68.4 | 9.0117 | 4.9685 | 4.8493 | 0.11924 | 2.4% | 9.7661 | 0.6 | 0.6 | 0.6 | 41.04 | 5.407 | 2.9811 | 2.9811 | 0 | 0% | 673 | 68.4 | 0 | 604.6 | 673 | 41.04 | 0 | 631.96 | Winter | 0 | FALSE | 0 | 0 | 0 | 0 | 0 | 0 | 1 | 1
1990-04-10 | 4 | 10 | 7:00 | 10 | 7 | 1 | 50 |  | 5 | 4.6533 | 4.7252 | 9.3785 | 95% | 1 | 68.4 | 9.0117 | 4.9685 | 4.8493 | 0.11924 | 2.4% | 10.5665 | 0.6 | 0.6 | 0.6 | 41.04 | 5.407 | 2.9811 | 2.9811 | 0 | 0% | 727.75 | 68.4 | 0 | 659.35 | 727.75 | 41.04 | 0 | 686.71 | Winter | 0 | FALSE | 0 | 0 | 0 | 0 | 0 | 0 | 1 | 1
1990-04-10 | 4 | 10 | 8:00 | 10.6 | 8 | 1 | 51 |  | 4 | 3.7227 | 7.6128 | 11.3355 | 95% | 1 | 68.4 | 9.0117 | 4.9685 | 4.8493 | 0.11924 | 2.4% | 10.8955 | 0.6 | 0.6 | 0.6 | 41.04 | 5.407 | 2.9811 | 2.9811 | 0 | 0% | 750.25 | 68.4 | 0 | 681.85 | 750.25 | 41.04 | 0 | 709.21 | Winter | 0 | FALSE | 0 | 0 | 0 | 0 | 0 | 0 | 1 | 1
1990-04-10 | 4 | 10 | 9:00 | 11.7 | 9 | 1 | 53 |  | 2 | 1.8613 | 6.5627 | 8.4241 | 95% | 1 | 68.4 | 9.0117 | 4.9685 | 4.8493 | 0.11924 | 2.4% | 11.3194 | 0.6 | 0.6 | 0.6 | 41.04 | 5.407 | 2.9811 | 2.9811 | 0 | 0% | 779.25 | 68.4 | 0 | 710.85 | 779.25 | 41.04 | 0 | 738.21 | Winter | 0 | FALSE | 0 | 0 | 0 | 0 | 0 | 0 | 1 | 1
1990-04-10 | 4 | 10 | 10:00 | 11.7 | 10 | 1 | 53 |  | 2 | 1.8613 | 6.0377 | 7.8991 | 95% | 1 | 68.4 | 9.0117 | 4.9685 | 4.8493 | 0.11924 | 2.4% | 11.5168 | 0.6 | 0.6 | 0.6 | 41.04 | 5.407 | 2.9811 | 2.9811 | 0 | 0% | 792.75 | 68.4 | 0 | 724.35 | 792.75 | 41.04 | 0 | 751.71 | Winter | 0 | FALSE | 0 | 0 | 0 | 0 | 0 | 0 | 1 | 1
1990-04-10 | 4 | 10 | 11:00 | 12.8 | 11 | 1 | 55 |  | 0 | 0 | 5.2502 | 5.2502 | 95% | 0.7529 | 51.4981 | 6.7849 | 3.7408 | 3.651 | 0.089778 | 2.4% | 11.9846 | 0.6 | 0.6 | 0.6 | 41.04 | 5.407 | 2.9811 | 2.9811 | 0 | 0% | 824.75 | 51.4981 | 0 | 773.2519 | 824.75 | 41.04 | 0 | 783.71 | Winter | 0 | FALSE | 0 | 0 | 0 | 0 | 0 | 1 | 0 | 1
1990-04-10 | 4 | 10 | 12:00 | 15 | 12 | 1 | 59 |  | 0 | 0 | 5.2502 | 5.2502 | 95% | 0.7529 | 51.4981 | 6.7849 | 3.7408 | 3.651 | 0.089778 | 2.4% | 12.1784 | 0.6 | 0.6 | 0.6 | 41.04 | 5.407 | 2.9811 | 2.9811 | 0 | 0% | 838 | 51.4981 | 0 | 786.5019 | 838 | 41.04 | 0 | 796.96 | Winter | 0 | FALSE | 0 | 0 | 0 | 0 | 0 | 1 | 0 | 1
1990-04-10 | 4 | 10 | 13:00 | 15 | 13 | 1 | 59 |  | 0 | 0 | 4.7252 | 4.7252 | 95% | 0.67761 | 46.3483 | 6.1064 | 3.3667 | 3.2859 | 0.0808 | 2.4% | 11.6155 | 0.6 | 0.6 | 0.6 | 41.04 | 5.407 | 2.9811 | 2.9811 | 0 | 0% | 799.5 | 46.3483 | 0 | 753.1517 | 799.5 | 41.04 | 0 | 758.46 | Winter | 0 | FALSE | 0 | 0 | 0 | 0 | 0 | 1 | 0 | 1
1990-04-10 | 4 | 10 | 14:00 | 15.6 | 14 | 1 | 60 |  | 0 | 0 | 3.9376 | 3.9376 | 95% | 0.56467 | 38.6235 | 5.0887 | 2.8056 | 2.7382 | 0.067334 | 2.4% | 11.6045 | 0.6 | 0.6 | 0.6 | 41.04 | 5.407 | 2.9811 | 2.9532 | 0.027867 | 0.9348% | 798.75 | 38.6235 | 0 | 760.1265 | 798.75 | 41.04 | 0 | 757.71 | Winter | 0 | FALSE | 0 | 0 | 0 | 0 | 0 | 1 | 0 | 1
1990-04-10 | 4 | 10 | 15:00 | 15.6 | 15 | 1 | 60 |  | 0 | 0 | 3.6751 | 3.6751 | 95% | 0.52703 | 36.0486 | 4.7494 | 2.6185 | 2.5557 | 0.062845 | 2.4% | 11.2646 | 0.6 | 0.6 | 0.6 | 41.04 | 5.407 | 2.9811 | 2.7564 | 0.22475 | 7.539% | 775.5 | 36.0486 | 0 | 739.4514 | 775.5 | 41.04 | 0 | 734.46 | Winter | 0 | FALSE | 0 | 0 | 0 | 0 | 0 | 1 | 0 | 1
1990-04-10 | 4 | 10 | 16:00 | 15.6 | 16 | 1 | 60 |  | 0 | 0 | 3.6751 | 3.6751 | 95% | 0.52703 | 36.0486 | 4.7494 | 2.6185 | 2.5557 | 0.062845 | 2.4% | 11.1513 | 0.6 | 0.6 | 0.6 | 41.04 | 5.407 | 2.9811 | 2.7564 | 0.22475 | 7.539% | 767.75 | 36.0486 | 0 | 731.7014 | 767.75 | 41.04 | 0 | 726.71 | Winter | 0 | FALSE | 0 | 0 | 0 | 0 | 0 | 1 | 0 | 1
1990-04-10 | 4 | 10 | 17:00 | 15 | 17 | 1 | 59 |  | 0 | 0 | 4.7252 | 4.7252 | 95% | 0.67761 | 46.3483 | 6.1064 | 3.3667 | 3.2859 | 0.0808 | 2.4% | 11.3743 | 0.6 | 0.6 | 0.6 | 41.04 | 5.407 | 2.9811 | 2.9811 | 0 | 0% | 783 | 46.3483 | 0 | 736.6517 | 783 | 41.04 | 0 | 741.96 | Winter | 1 | FALSE | 1 | 46.3483 | 41.04 | 0 | 0 | 1 | 0 | 1
1990-04-10 | 4 | 10 | 18:00 | 13.3 | 18 | 1 | 56 |  | 0 | 0 | 6.0377 | 6.0377 | 95% | 0.86583 | 59.2228 | 7.8026 | 4.3019 | 4.1986 | 0.10325 | 2.4% | 10.7566 | 0.6 | 0.6 | 0.6 | 41.04 | 5.407 | 2.9811 | 2.9811 | 0 | 0% | 740.75 | 59.2228 | 0 | 681.5272 | 740.75 | 41.04 | 0 | 699.71 | Winter | 1 | FALSE | 1 | 59.2228 | 41.04 | 0 | 0 | 1 | 0 | 1
1990-04-10 | 4 | 10 | 19:00 | 13.9 | 19 | 1 | 57 |  | 0 | 0 | 6.5627 | 6.5627 | 95% | 0.94112 | 64.3726 | 8.4811 | 4.676 | 4.5637 | 0.11222 | 2.4% | 10.1535 | 0.6 | 0.6 | 0.6 | 41.04 | 5.407 | 2.9811 | 2.9811 | 0 | 0% | 699.5 | 64.3726 | 0 | 635.1274 | 699.5 | 41.04 | 0 | 658.46 | Winter | 0 | FALSE | 0 | 0 | 0 | 0 | 0 | 1 | 0 | 1
1990-04-10 | 4 | 10 | 20:00 | 13.9 | 20 | 1 | 57 |  | 0 | 0 | 5.7752 | 5.7752 | 95% | 0.82819 | 56.6479 | 7.4634 | 4.1148 | 4.0161 | 0.098756 | 2.4% | 9.9854 | 0.6 | 0.6 | 0.6 | 41.04 | 5.407 | 2.9811 | 2.9811 | 0 | 0% | 688 | 56.6479 | 0 | 631.3521 | 688 | 41.04 | 0 | 646.96 | Winter | 0 | FALSE | 0 | 0 | 0 | 0 | 0 | 1 | 0 | 1
1990-04-10 | 4 | 10 | 21:00 | 14.4 | 21 | 1 | 58 |  | 0 | 0 | 4.7252 | 4.7252 | 95% | 0.67761 | 46.3483 | 6.1064 | 3.3667 | 3.2859 | 0.0808 | 2.4% | 9.7953 | 0.6 | 0.6 | 0.6 | 41.04 | 5.407 | 2.9811 | 2.9811 | 0 | 0% | 675 | 46.3483 | 0 | 628.6517 | 675 | 41.04 | 0 | 633.96 | Winter | 0 | FALSE | 0 | 0 | 0 | 0 | 0 | 1 | 0 | 1
1990-04-10 | 4 | 10 | 22:00 | 12.8 | 22 | 1 | 55 |  | 0 | 0 | 4.2002 | 4.2002 | 95% | 0.60232 | 41.1985 | 5.4279 | 2.9926 | 2.9208 | 0.071823 | 2.4% | 9.4006 | 0.6 | 0.6 | 0.6 | 41.04 | 5.407 | 2.9811 | 2.9811 | 0 | 0% | 648 | 41.1985 | 0 | 606.8015 | 648 | 41.04 | 0 | 606.96 | Winter | 0 | FALSE | 0 | 0 | 0 | 0 | 0 | 1 | 0 | 1
1990-04-10 | 4 | 10 | 23:00 | 11.7 | 23 | 1 | 53 |  | 2 | 1.8613 | 5.2502 | 7.1115 | 95% | 1 | 68.4 | 9.0117 | 4.9685 | 4.8493 | 0.11924 | 2.4% | 9.4371 | 0.6 | 0.6 | 0.6 | 41.04 | 5.407 | 2.9811 | 2.9811 | 0 | 0% | 650.5 | 68.4 | 0 | 582.1 | 650.5 | 41.04 | 0 | 609.46 | Winter | 0 | FALSE | 0 | 0 | 0 | 0 | 0 | 0 | 1 | 1
1990-04-10 | 4 | 10 | 24:00 | 12.2 | 0 | 1 | 54 |  | 1 | 0.93067 | 4.2002 | 5.1308 | 95% | 0.73578 | 50.3272 | 6.6306 | 3.6557 | 3.568 | 0.087737 | 2.4% | 9.3202 | 0.6 | 0.6 | 0.6 | 41.04 | 5.407 | 2.9811 | 2.9811 | 0 | 0% | 642.5 | 50.3272 | 0 | 592.1728 | 642.5 | 41.04 | 0 | 601.46 | Winter | 0 | FALSE | 0 | 0 | 0 | 0 | 0 | 1 | 0 | 1
1990-04-11 | 4 | 11 | 1:00 | 13.3 | 1 | 1 | 56 |  | 0 | 0 | 3.9376 | 3.9376 | 95% | 0.56467 | 38.6235 | 5.0887 | 2.8056 | 2.7382 | 0.067334 | 2.4% | 9.2836 | 0.6 | 0.6 | 0.6 | 41.04 | 5.407 | 2.9811 | 2.9532 | 0.027867 | 0.9348% | 640 | 38.6235 | 0 | 601.3765 | 640 | 41.04 | 0 | 598.96 | Winter | 0 | FALSE | 0 | 0 | 0 | 0 | 0 | 1 | 0 | 1
1990-04-11 | 4 | 11 | 2:00 | 14.4 | 2 | 1 | 58 |  | 0 | 0 | 3.1501 | 3.1501 | 95% | 0 | 0 | 0 | 0 | 0 | 0 | 2.4% | 9.2361 | 0.6 | 0.6 | 0.6 | 41.04 | 5.407 | 2.9811 | 2.3626 | 0.61851 | 20.75% | 636.75 | 0 | 0 | 636.75 | 636.75 | 41.04 | 0 | 595.71 | Winter | 0 | FALSE | 0 | 0 | 0 | 1 | 0 | 1 | 0 | 0
1990-04-11 | 4 | 11 | 3:00 | 13.3 | 3 | 1 | 56 |  | 0 | 0 | 3.4126 | 3.4126 | 95% | 0 | 0 | 0 | 0 | 0 | 0 | 2.4% | 9.1045 | 0.6 | 0.6 | 0.6 | 41.04 | 5.407 | 2.9811 | 2.5595 | 0.42163 | 14.14% | 627.75 | 0 | 0 | 627.75 | 627.75 | 41.04 | 0 | 586.71 | Winter | 0 | FALSE | 0 | 0 | 0 | 1 | 0 | 1 | 0 | 0
1990-04-11 | 4 | 11 | 4:00 | 13.3 | 4 | 1 | 56 |  | 0 | 0 | 3.1501 | 3.1501 | 95% | 0 | 0 | 0 | 0 | 0 | 0 | 2.4% | 9.6089 | 0.6 | 0.6 | 0.6 | 41.04 | 5.407 | 2.9811 | 2.3626 | 0.61851 | 20.75% | 662.25 | 0 | 0 | 662.25 | 662.25 | 41.04 | 0 | 621.21 | Winter | 0 | FALSE | 0 | 0 | 0 | 1 | 0 | 1 | 0 | 0
1990-04-11 | 4 | 11 | 5:00 | 13.3 | 5 | 1 | 56 |  | 0 | 0 | 3.1501 | 3.1501 | 95% | 0 | 0 | 0 | 0 | 0 | 0 | 2.4% | 9.1265 | 0.6 | 0.6 | 0.6 | 41.04 | 5.407 | 2.9811 | 2.3626 | 0.61851 | 20.75% | 629.25 | 0 | 0 | 629.25 | 629.25 | 41.04 | 0 | 588.21 | Winter | 0 | FALSE | 0 | 0 | 0 | 1 | 0 | 1 | 0 | 0
1990-04-11 | 4 | 11 | 6:00 | 12.2 | 6 | 1 | 54 |  | 1 | 0.93067 | 3.9376 | 4.8683 | 95% | 0.69813 | 47.7523 | 6.2914 | 3.4687 | 3.3854 | 0.083248 | 2.4% | 9.2069 | 0.6 | 0.6 | 0.6 | 41.04 | 5.407 | 2.9811 | 2.9811 | 0 | 0% | 634.75 | 47.7523 | 0 | 586.9977 | 634.75 | 41.04 | 0 | 593.71 | Winter | 0 | FALSE | 0 | 0 | 0 | 0 | 0 | 1 | 0 | 1
1990-04-11 | 4 | 11 | 7:00 | 12.2 | 7 | 1 | 54 |  | 1 | 0.93067 | 4.7252 | 5.6558 | 95% | 0.81107 | 55.477 | 7.3091 | 4.0298 | 3.9331 | 0.096715 | 2.4% | 9.7624 | 0.6 | 0.6 | 0.6 | 41.04 | 5.407 | 2.9811 | 2.9811 | 0 | 0% | 672.75 | 55.477 | 0 | 617.273 | 672.75 | 41.04 | 0 | 631.71 | Winter | 0 | FALSE | 0 | 0 | 0 | 0 | 0 | 1 | 0 | 1
1990-04-11 | 4 | 11 | 8:00 | 12.8 | 8 | 1 | 55 |  | 0 | 0 | 7.6128 | 7.6128 | 95% | 1 | 68.4 | 9.0117 | 4.9685 | 4.8493 | 0.11924 | 2.4% | 10.0621 | 0.6 | 0.6 | 0.6 | 41.04 | 5.407 | 2.9811 | 2.9811 | 0 | 0% | 693.25 | 68.4 | 0 | 624.85 | 693.25 | 41.04 | 0 | 652.21 | Winter | 0 | FALSE | 0 | 0 | 0 | 0 | 0 | 0 | 1 | 1
1990-04-11 | 4 | 11 | 9:00 | 13.9 | 9 | 1 | 57 |  | 0 | 0 | 6.5627 | 6.5627 | 95% | 0.94112 | 64.3726 | 8.4811 | 4.676 | 4.5637 | 0.11222 | 2.4% | 10.3618 | 0.6 | 0.6 | 0.6 | 41.04 | 5.407 | 2.9811 | 2.9811 | 0 | 0% | 713.75 | 64.3726 | 0 | 649.3774 | 713.75 | 41.04 | 0 | 672.71 | Winter | 0 | FALSE | 0 | 0 | 0 | 0 | 0 | 1 | 0 | 1
1990-04-11 | 4 | 11 | 10:00 | 12.8 | 10 | 1 | 55 |  | 0 | 0 | 6.0377 | 6.0377 | 95% | 0.86583 | 59.2228 | 7.8026 | 4.3019 | 4.1986 | 0.10325 | 2.4% | 10.4313 | 0.6 | 0.6 | 0.6 | 41.04 | 5.407 | 2.9811 | 2.9811 | 0 | 0% | 718.5 | 59.2228 | 0 | 659.2772 | 718.5 | 41.04 | 0 | 677.46 | Winter | 0 | FALSE | 0 | 0 | 0 | 0 | 0 | 1 | 0 | 1
1990-04-11 | 4 | 11 | 11:00 | 13.9 | 11 | 1 | 57 |  | 0 | 0 | 5.2502 | 5.2502 | 95% | 0.7529 | 51.4981 | 6.7849 | 3.7408 | 3.651 | 0.089778 | 2.4% | 10.5007 | 0.6 | 0.6 | 0.6 | 41.04 | 5.407 | 2.9811 | 2.9811 | 0 | 0% | 723.25 | 51.4981 | 0 | 671.7519 | 723.25 | 41.04 | 0 | 682.21 | Winter | 0 | FALSE | 0 | 0 | 0 | 0 | 0 | 1 | 0 | 1
1990-04-11 | 4 | 11 | 12:00 | 13.9 | 12 | 1 | 57 |  | 0 | 0 | 5.2502 | 5.2502 | 95% | 0.7529 | 51.4981 | 6.7849 | 3.7408 | 3.651 | 0.089778 | 2.4% | 10.625 | 0.6 | 0.6 | 0.6 | 41.04 | 5.407 | 2.9811 | 2.9811 | 0 | 0% | 731.75 | 51.4981 | 0 | 680.2519 | 731.75 | 41.04 | 0 | 690.71 | Winter | 0 | FALSE | 0 | 0 | 0 | 0 | 0 | 1 | 0 | 1
1990-04-11 | 4 | 11 | 13:00 | 12.8 | 13 | 1 | 55 |  | 0 | 0 | 4.7252 | 4.7252 | 95% | 0.67761 | 46.3483 | 6.1064 | 3.3667 | 3.2859 | 0.0808 | 2.4% | 13.7719 | 0.6 | 0.6 | 0.6 | 41.04 | 5.407 | 2.9811 | 2.9811 | 0 | 0% | 947 | 46.3483 | 0 | 900.6517 | 947 | 41.04 | 0 | 905.96 | Winter | 0 | FALSE | 0 | 0 | 0 | 0 | 0 | 1 | 0 | 1
1990-04-11 | 4 | 11 | 14:00 | 12.2 | 14 | 1 | 54 |  | 1 | 0.93067 | 3.9376 | 4.8683 | 95% | 0.69813 | 47.7523 | 6.2914 | 3.4687 | 3.3854 | 0.083248 | 2.4% | 14.1923 | 0.6 | 0.6 | 0.6 | 41.04 | 5.407 | 2.9811 | 2.9811 | 0 | 0% | 975.75 | 47.7523 | 0 | 927.9977 | 975.75 | 41.04 | 0 | 934.71 | Winter | 0 | FALSE | 0 | 0 | 0 | 0 | 0 | 1 | 0 | 1
1990-04-11 | 4 | 11 | 15:00 | 11.1 | 15 | 1 | 52 |  | 3 | 2.792 | 3.6751 | 6.4671 | 95% | 0.92741 | 63.4348 | 8.3575 | 4.6078 | 4.4972 | 0.11059 | 2.4% | 14.4262 | 0.6 | 0.6 | 0.6 | 41.04 | 5.407 | 2.9811 | 2.9811 | 0 | 0% | 991.75 | 63.4348 | 0 | 928.3152 | 991.75 | 41.04 | 0 | 950.71 | Winter | 0 | FALSE | 0 | 0 | 0 | 0 | 0 | 1 | 0 | 1
1990-04-11 | 4 | 11 | 16:00 | 11.7 | 16 | 1 | 53 |  | 2 | 1.8613 | 3.6751 | 5.5365 | 95% | 0.79395 | 54.3061 | 7.1548 | 3.9447 | 3.8501 | 0.094674 | 2.4% | 13.8962 | 0.6 | 0.6 | 0.6 | 41.04 | 5.407 | 2.9811 | 2.9811 | 0 | 0% | 955.5 | 54.3061 | 0 | 901.1939 | 955.5 | 41.04 | 0 | 914.46 | Winter | 0 | FALSE | 0 | 0 | 0 | 0 | 0 | 1 | 0 | 1
1990-04-11 | 4 | 11 | 17:00 | 10 | 17 | 1 | 50 |  | 5 | 4.6533 | 4.7252 | 9.3785 | 95% | 1 | 68.4 | 9.0117 | 4.9685 | 4.8493 | 0.11924 | 2.4% | 14.174 | 0.6 | 0.6 | 0.6 | 41.04 | 5.407 | 2.9811 | 2.9811 | 0 | 0% | 974.5 | 68.4 | 0 | 906.1 | 974.5 | 41.04 | 0 | 933.46 | Winter | 1 | FALSE | 1 | 68.4 | 41.04 | 0 | 0 | 0 | 1 | 1
1990-04-11 | 4 | 11 | 18:00 | 8.9 | 18 | 1 | 48 |  | 7 | 6.5147 | 6.0377 | 12.5524 | 95% | 1 | 68.4 | 9.0117 | 4.9685 | 4.8493 | 0.11924 | 2.4% | 13.8194 | 0.6 | 0.6 | 0.6 | 41.04 | 5.407 | 2.9811 | 2.9811 | 0 | 0% | 950.25 | 68.4 | 0 | 881.85 | 950.25 | 41.04 | 0 | 909.21 | Winter | 1 | FALSE | 1 | 68.4 | 41.04 | 0 | 0 | 0 | 1 | 1
1990-04-11 | 4 | 11 | 19:00 | 7.8 | 19 | 1 | 46 |  | 9 | 8.376 | 6.5627 | 14.9388 | 95% | 1 | 68.4 | 9.0117 | 4.9685 | 4.8493 | 0.11924 | 2.4% | 13.6038 | 0.6 | 0.6 | 0.6 | 41.04 | 5.407 | 2.9811 | 2.9811 | 0 | 0% | 935.5 | 68.4 | 0 | 867.1 | 935.5 | 41.04 | 0 | 894.46 | Winter | 0 | FALSE | 0 | 0 | 0 | 0 | 0 | 0 | 1 | 1
1990-04-11 | 4 | 11 | 20:00 | 6.7 | 20 | 1 | 44 |  | 11 | 10.2373 | 5.7752 | 16.0126 | 95% | 1 | 68.4 | 9.0117 | 4.9685 | 4.8493 | 0.11924 | 2.4% | 13.0007 | 0.6 | 0.6 | 0.6 | 41.04 | 5.407 | 2.9811 | 2.9811 | 0 | 0% | 894.25 | 68.4 | 0 | 825.85 | 894.25 | 41.04 | 0 | 853.21 | Winter | 0 | FALSE | 0 | 0 | 0 | 0 | 0 | 0 | 1 | 1
1990-04-11 | 4 | 11 | 21:00 | 5.6 | 21 | 1 | 42 |  | 13 | 12.0987 | 4.7252 | 16.8239 | 95% | 1 | 68.4 | 9.0117 | 4.9685 | 4.8493 | 0.11924 | 2.4% | 10.2668 | 0.6 | 0.6 | 0.6 | 41.04 | 5.407 | 2.9811 | 2.9811 | 0 | 0% | 707.25 | 68.4 | 0 | 638.85 | 707.25 | 41.04 | 0 | 666.21 | Winter | 0 | FALSE | 0 | 0 | 0 | 0 | 0 | 0 | 1 | 1
1990-04-11 | 4 | 11 | 22:00 | 5 | 22 | 1 | 41 |  | 14 | 13.0293 | 4.2002 | 17.2295 | 95% | 1 | 68.4 | 9.0117 | 4.9685 | 4.8493 | 0.11924 | 2.4% | 9.4846 | 0.6 | 0.6 | 0.6 | 41.04 | 5.407 | 2.9811 | 2.9811 | 0 | 0% | 653.75 | 68.4 | 0 | 585.35 | 653.75 | 41.04 | 0 | 612.71 | Winter | 0 | FALSE | 0 | 0 | 0 | 0 | 0 | 0 | 1 | 1
1990-04-11 | 4 | 11 | 23:00 | 4.4 | 23 | 1 | 40 |  | 15 | 13.96 | 5.2502 | 19.2102 | 95% | 1 | 68.4 | 9.0117 | 4.9685 | 4.8493 | 0.11924 | 2.4% | 9.5724 | 0.6 | 0.6 | 0.6 | 41.04 | 5.407 | 2.9811 | 2.9811 | 0 | 0% | 659.75 | 68.4 | 0 | 591.35 | 659.75 | 41.04 | 0 | 618.71 | Winter | 0 | FALSE | 0 | 0 | 0 | 0 | 0 | 0 | 1 | 1
1990-04-11 | 4 | 11 | 24:00 | 3.9 | 0 | 1 | 39 |  | 16 | 14.8907 | 4.2002 | 19.0908 | 95% | 1 | 68.4 | 9.0117 | 4.9685 | 4.8493 | 0.11924 | 2.4% | 9.5797 | 0.6 | 0.6 | 0.6 | 41.04 | 5.407 | 2.9811 | 2.9811 | 0 | 0% | 660.25 | 68.4 | 0 | 591.85 | 660.25 | 41.04 | 0 | 619.21 | Winter | 0 | FALSE | 0 | 0 | 0 | 0 | 0 | 0 | 1 | 1
1990-04-12 | 4 | 12 | 1:00 | 3.3 | 1 | 2 | 38 |  | 17 | 15.8214 | 3.9376 | 19.759 | 95% | 1 | 68.4 | 9.0117 | 4.9685 | 4.8493 | 0.11924 | 2.4% | 9.4737 | 0.6 | 0.6 | 0.6 | 41.04 | 5.407 | 2.9811 | 2.9811 | 0 | 0% | 653 | 68.4 | 0 | 584.6 | 653 | 41.04 | 0 | 611.96 | Winter | 0 | 0 | 0 | 0 | 0 | 0 | 0 | 0 | 1 | 1
1990-04-12 | 4 | 12 | 2:00 | 2.8 | 2 | 2 | 37 |  | 18 | 16.752 | 3.1501 | 19.9021 | 95% | 1 | 68.4 | 9.0117 | 4.9685 | 4.8493 | 0.11924 | 2.4% | 9.6345 | 0.6 | 0.6 | 0.6 | 41.04 | 5.407 | 2.9811 | 2.9811 | 0 | 0% | 664 | 68.4 | 0 | 595.6 | 664 | 41.04 | 0 | 622.96 | Winter | 0 | 0 | 0 | 0 | 0 | 0 | 0 | 0 | 1 | 1
1990-04-12 | 4 | 12 | 3:00 | 2.2 | 3 | 2 | 36 |  | 19 | 17.6827 | 3.4126 | 21.0953 | 95% | 1 | 68.4 | 9.0117 | 4.9685 | 4.8493 | 0.11924 | 2.4% | 9.4042 | 0.6 | 0.6 | 0.6 | 41.04 | 5.407 | 2.9811 | 2.9811 | 0 | 0% | 648.25 | 68.4 | 0 | 579.85 | 648.25 | 41.04 | 0 | 607.21 | Winter | 0 | 0 | 0 | 0 | 0 | 0 | 0 | 0 | 1 | 1
1990-04-12 | 4 | 12 | 4:00 | 2.2 | 4 | 2 | 36 |  | 19 | 17.6827 | 3.1501 | 20.8328 | 95% | 1 | 68.4 | 9.0117 | 4.9685 | 4.8493 | 0.11924 | 2.4% | 9.4993 | 0.6 | 0.6 | 0.6 | 41.04 | 5.407 | 2.9811 | 2.9811 | 0 | 0% | 654.75 | 68.4 | 0 | 586.35 | 654.75 | 41.04 | 0 | 613.71 | Winter | 0 | 0 | 0 | 0 | 0 | 0 | 0 | 0 | 1 | 1
1990-04-12 | 4 | 12 | 5:00 | 1.7 | 5 | 2 | 35 |  | 20 | 18.6134 | 3.1501 | 21.7635 | 95% | 1 | 68.4 | 9.0117 | 4.9685 | 4.8493 | 0.11924 | 2.4% | 9.364 | 0.6 | 0.6 | 0.6 | 41.04 | 5.407 | 2.9811 | 2.9811 | 0 | 0% | 645.5 | 68.4 | 0 | 577.1 | 645.5 | 41.04 | 0 | 604.46 | Winter | 0 | 0 | 0 | 0 | 0 | 0 | 0 | 0 | 1 | 1
1990-04-12 | 4 | 12 | 6:00 | 2.2 | 6 | 2 | 36 |  | 19 | 17.6827 | 3.9376 | 21.6203 | 95% | 1 | 68.4 | 9.0117 | 4.9685 | 4.8493 | 0.11924 | 2.4% | 9.6235 | 0.6 | 0.6 | 0.6 | 41.04 | 5.407 | 2.9811 | 2.9811 | 0 | 0% | 663.25 | 68.4 | 0 | 594.85 | 663.25 | 41.04 | 0 | 622.21 | Winter | 0 | 0 | 0 | 0 | 0 | 0 | 0 | 0 | 1 | 1
1990-04-12 | 4 | 12 | 7:00 | 3.3 | 7 | 2 | 38 |  | 17 | 15.8214 | 4.7252 | 20.5465 | 95% | 1 | 68.4 | 9.0117 | 4.9685 | 4.8493 | 0.11924 | 2.4% | 9.7442 | 0.6 | 0.6 | 0.6 | 41.04 | 5.407 | 2.9811 | 2.9811 | 0 | 0% | 671.5 | 68.4 | 0 | 603.1 | 671.5 | 41.04 | 0 | 630.46 | Winter | 0 | 0 | 0 | 0 | 0 | 0 | 0 | 0 | 1 | 1
1990-04-12 | 4 | 12 | 8:00 | 5 | 8 | 2 | 41 |  | 14 | 13.0293 | 7.6128 | 20.6421 | 95% | 1 | 68.4 | 9.0117 | 4.9685 | 4.8493 | 0.11924 | 2.4% | 9.5285 | 0.6 | 0.6 | 0.6 | 41.04 | 5.407 | 2.9811 | 2.9811 | 0 | 0% | 656.75 | 68.4 | 0 | 588.35 | 656.75 | 41.04 | 0 | 615.71 | Winter | 0 | 0 | 0 | 0 | 0 | 0 | 0 | 0 | 1 | 1
1990-04-12 | 4 | 12 | 9:00 | 5.6 | 9 | 2 | 42 |  | 13 | 12.0987 | 6.5627 | 18.6614 | 95% | 1 | 68.4 | 9.0117 | 4.9685 | 4.8493 | 0.11924 | 2.4% | 9.3019 | 0.6 | 0.6 | 0.6 | 41.04 | 5.407 | 2.9811 | 2.9811 | 0 | 0% | 641.25 | 68.4 | 0 | 572.85 | 641.25 | 41.04 | 0 | 600.21 | Winter | 0 | 0 | 0 | 0 | 0 | 0 | 0 | 0 | 1 | 1
1990-04-12 | 4 | 12 | 10:00 | 6.7 | 10 | 2 | 44 |  | 11 | 10.2373 | 6.0377 | 16.2751 | 95% | 1 | 68.4 | 9.0117 | 4.9685 | 4.8493 | 0.11924 | 2.4% | 12.7705 | 0.6 | 0.6 | 0.6 | 41.04 | 5.407 | 2.9811 | 2.9811 | 0 | 0% | 878.5 | 68.4 | 0 | 810.1 | 878.5 | 41.04 | 0 | 837.46 | Winter | 0 | 0 | 0 | 0 | 0 | 0 | 0 | 0 | 1 | 1
1990-04-12 | 4 | 12 | 11:00 | 7.2 | 11 | 2 | 45 |  | 10 | 9.3067 | 5.2502 | 14.5569 | 95% | 1 | 68.4 | 9.0117 | 4.9685 | 4.8493 | 0.11924 | 2.4% | 11.3414 | 0.6 | 0.6 | 0.6 | 41.04 | 5.407 | 2.9811 | 2.9811 | 0 | 0% | 780.75 | 68.4 | 0 | 712.35 | 780.75 | 41.04 | 0 | 739.71 | Winter | 0 | 0 | 0 | 0 | 0 | 0 | 0 | 0 | 1 | 1
1990-04-12 | 4 | 12 | 12:00 | 7.8 | 12 | 2 | 46 |  | 9 | 8.376 | 5.2502 | 13.6262 | 95% | 1 | 68.4 | 9.0117 | 4.9685 | 4.8493 | 0.11924 | 2.4% | 12.2515 | 0.6 | 0.6 | 0.6 | 41.04 | 5.407 | 2.9811 | 2.9811 | 0 | 0% | 843 | 68.4 | 0 | 774.6 | 843 | 41.04 | 0 | 801.96 | Winter | 0 | 0 | 0 | 0 | 0 | 0 | 0 | 0 | 1 | 1
1990-04-12 | 4 | 12 | 13:00 | 8.3 | 13 | 2 | 47 |  | 8 | 7.4453 | 4.7252 | 12.1705 | 95% | 1 | 68.4 | 9.0117 | 4.9685 | 4.8493 | 0.11924 | 2.4% | 12.6608 | 0.6 | 0.6 | 0.6 | 41.04 | 5.407 | 2.9811 | 2.9811 | 0 | 0% | 871 | 68.4 | 0 | 802.6 | 871 | 41.04 | 0 | 829.96 | Winter | 0 | 0 | 0 | 0 | 0 | 0 | 0 | 0 | 1 | 1
1990-04-12 | 4 | 12 | 14:00 | 8.3 | 14 | 2 | 47 |  | 8 | 7.4453 | 3.9376 | 11.383 | 95% | 1 | 68.4 | 9.0117 | 4.9685 | 4.8493 | 0.11924 | 2.4% | 13.9364 | 0.6 | 0.6 | 0.6 | 41.04 | 5.407 | 2.9811 | 2.9811 | 0 | 0% | 958.25 | 68.4 | 0 | 889.85 | 958.25 | 41.04 | 0 | 917.21 | Winter | 0 | 0 | 0 | 0 | 0 | 0 | 0 | 0 | 1 | 1
1990-04-12 | 4 | 12 | 15:00 | 8.3 | 15 | 2 | 47 |  | 8 | 7.4453 | 3.6751 | 11.1205 | 95% | 1 | 68.4 | 9.0117 | 4.9685 | 4.8493 | 0.11924 | 2.4% | 12.7558 | 0.6 | 0.6 | 0.6 | 41.04 | 5.407 | 2.9811 | 2.9811 | 0 | 0% | 877.5 | 68.4 | 0 | 809.1 | 877.5 | 41.04 | 0 | 836.46 | Winter | 0 | 0 | 0 | 0 | 0 | 0 | 0 | 0 | 1 | 1
1990-04-12 | 4 | 12 | 16:00 | 7.2 | 16 | 2 | 45 |  | 10 | 9.3067 | 3.6751 | 12.9818 | 95% | 1 | 68.4 | 9.0117 | 4.9685 | 4.8493 | 0.11924 | 2.4% | 13.8962 | 0.6 | 0.6 | 0.6 | 41.04 | 5.407 | 2.9811 | 2.9811 | 0 | 0% | 955.5 | 68.4 | 0 | 887.1 | 955.5 | 41.04 | 0 | 914.46 | Winter | 0 | 0 | 0 | 0 | 0 | 0 | 0 | 0 | 1 | 1
1990-04-12 | 4 | 12 | 17:00 | 6.7 | 17 | 2 | 44 |  | 11 | 10.2373 | 4.7252 | 14.9625 | 95% | 1 | 68.4 | 9.0117 | 4.9685 | 4.8493 | 0.11924 | 2.4% | 12.2661 | 0.6 | 0.6 | 0.6 | 41.04 | 5.407 | 2.9811 | 2.9811 | 0 | 0% | 844 | 68.4 | 0 | 775.6 | 844 | 41.04 | 0 | 802.96 | Winter | 0 | 0 | 0 | 0 | 0 | 0 | 0 | 0 | 1 | 1
1990-04-12 | 4 | 12 | 18:00 | 5.6 | 18 | 2 | 42 |  | 13 | 12.0987 | 6.0377 | 18.1364 | 95% | 1 | 68.4 | 9.0117 | 4.9685 | 4.8493 | 0.11924 | 2.4% | 12.4963 | 0.6 | 0.6 | 0.6 | 41.04 | 5.407 | 2.9811 | 2.9811 | 0 | 0% | 859.75 | 68.4 | 0 | 791.35 | 859.75 | 41.04 | 0 | 818.71 | Winter | 0 | 0 | 0 | 0 | 0 | 0 | 0 | 0 | 1 | 1
1990-04-12 | 4 | 12 | 19:00 | 4.4 | 19 | 2 | 40 |  | 15 | 13.96 | 6.5627 | 20.5228 | 95% | 1 | 68.4 | 9.0117 | 4.9685 | 4.8493 | 0.11924 | 2.4% | 12.9532 | 0.6 | 0.6 | 0.6 | 41.04 | 5.407 | 2.9811 | 2.9811 | 0 | 0% | 891 | 68.4 | 0 | 822.6 | 891 | 41.04 | 0 | 849.96 | Winter | 0 | 0 | 0 | 0 | 0 | 0 | 0 | 0 | 1 | 1
1990-04-12 | 4 | 12 | 20:00 | 3.9 | 20 | 2 | 39 |  | 16 | 14.8907 | 5.7752 | 20.6659 | 95% | 1 | 68.4 | 9.0117 | 4.9685 | 4.8493 | 0.11924 | 2.4% | 12.2368 | 0.6 | 0.6 | 0.6 | 41.04 | 5.407 | 2.9811 | 2.9811 | 0 | 0% | 842 | 68.4 | 0 | 773.6 | 842 | 41.04 | 0 | 800.96 | Winter | 0 | 0 | 0 | 0 | 0 | 0 | 0 | 0 | 1 | 1
1990-04-12 | 4 | 12 | 21:00 | 3.3 | 21 | 2 | 38 |  | 17 | 15.8214 | 4.7252 | 20.5465 | 95% | 1 | 68.4 | 9.0117 | 4.9685 | 4.8493 | 0.11924 | 2.4% | 12.4452 | 0.6 | 0.6 | 0.6 | 41.04 | 5.407 | 2.9811 | 2.9811 | 0 | 0% | 856.25 | 68.4 | 0 | 787.85 | 856.25 | 41.04 | 0 | 815.21 | Winter | 0 | 0 | 0 | 0 | 0 | 0 | 0 | 0 | 1 | 1
1990-04-12 | 4 | 12 | 22:00 | 2.8 | 22 | 2 | 37 |  | 18 | 16.752 | 4.2002 | 20.9522 | 95% | 1 | 68.4 | 9.0117 | 4.9685 | 4.8493 | 0.11924 | 2.4% | 12.6389 | 0.6 | 0.6 | 0.6 | 41.04 | 5.407 | 2.9811 | 2.9811 | 0 | 0% | 869.5 | 68.4 | 0 | 801.1 | 869.5 | 41.04 | 0 | 828.46 | Winter | 0 | 0 | 0 | 0 | 0 | 0 | 0 | 0 | 1 | 1
1990-04-12 | 4 | 12 | 23:00 | 2.2 | 23 | 2 | 36 |  | 19 | 17.6827 | 5.2502 | 22.9329 | 95% | 1 | 68.4 | 9.0117 | 4.9685 | 4.8493 | 0.11924 | 2.4% | 11.4145 | 0.6 | 0.6 | 0.6 | 41.04 | 5.407 | 2.9811 | 2.9811 | 0 | 0% | 785.75 | 68.4 | 0 | 717.35 | 785.75 | 41.04 | 0 | 744.71 | Winter | 0 | 0 | 0 | 0 | 0 | 0 | 0 | 0 | 1 | 1
1990-04-12 | 4 | 12 | 24:00 | 1.7 | 0 | 2 | 35 |  | 20 | 18.6134 | 4.2002 | 22.8135 | 95% | 1 | 68.4 | 9.0117 | 4.9685 | 4.8493 | 0.11924 | 2.4% | 11.9079 | 0.6 | 0.6 | 0.6 | 41.04 | 5.407 | 2.9811 | 2.9811 | 0 | 0% | 819.5 | 68.4 | 0 | 751.1 | 819.5 | 41.04 | 0 | 778.46 | Winter | 0 | 0 | 0 | 0 | 0 | 0 | 0 | 0 | 1 | 1
1990-04-13 | 4 | 13 | 1:00 | 1.1 | 1 | 2 | 34 |  | 21 | 19.544 | 3.9376 | 23.4817 | 95% | 1 | 68.4 | 9.0117 | 4.9685 | 4.8493 | 0.11924 | 2.4% | 13.019 | 0.6 | 0.6 | 0.6 | 41.04 | 5.407 | 2.9811 | 2.9811 | 0 | 0% | 895.5 | 68.4 | 0 | 827.1 | 895.5 | 41.04 | 0 | 854.46 | Winter | 0 | 0 | 0 | 0 | 0 | 0 | 0 | 0 | 1 | 1
1990-04-13 | 4 | 13 | 2:00 | 0.6 | 2 | 2 | 33 |  | 22 | 20.4747 | 3.1501 | 23.6248 | 95% | 1 | 68.4 | 9.0117 | 4.9685 | 4.8493 | 0.11924 | 2.4% | 12.8107 | 0.6 | 0.6 | 0.6 | 41.04 | 5.407 | 2.9811 | 2.9811 | 0 | 0% | 881.25 | 68.4 | 0 | 812.85 | 881.25 | 41.04 | 0 | 840.21 | Winter | 0 | 0 | 0 | 0 | 0 | 0 | 0 | 0 | 1 | 1
1990-04-13 | 4 | 13 | 3:00 | 0 | 3 | 2 | 32 |  | 23 | 21.4054 | 3.4126 | 24.818 | 95% | 1 | 68.4 | 9.0117 | 4.9685 | 4.8493 | 0.11924 | 2.4% | 12.6974 | 0.6 | 0.6 | 0.6 | 41.04 | 5.407 | 2.9811 | 2.9811 | 0 | 0% | 873.5 | 68.4 | 0 | 805.1 | 873.5 | 41.04 | 0 | 832.46 | Winter | 0 | 0 | 0 | 0 | 0 | 0 | 0 | 0 | 1 | 1
1990-04-13 | 4 | 13 | 4:00 | 0 | 4 | 2 | 32 |  | 23 | 21.4054 | 3.1501 | 24.5555 | 95% | 1 | 68.4 | 9.0117 | 4.9685 | 4.8493 | 0.11924 | 2.4% | 7.5256 | 0.6 | 0.6 | 0.6 | 41.04 | 5.407 | 2.9811 | 2.9811 | 0 | 0% | 519.75 | 68.4 | 0 | 451.35 | 519.75 | 41.04 | 0 | 478.71 | Winter | 0 | 0 | 0 | 0 | 0 | 0 | 0 | 0 | 1 | 1
1990-04-13 | 4 | 13 | 5:00 | -0.6 | 5 | 2 | 31 |  | 24 | 22.336 | 3.1501 | 25.4861 | 95% | 1 | 68.4 | 9.0117 | 4.9685 | 4.8493 | 0.11924 | 2.4% | 9.2654 | 0.6 | 0.6 | 0.6 | 41.04 | 5.407 | 2.9811 | 2.9811 | 0 | 0% | 638.75 | 68.4 | 0 | 570.35 | 638.75 | 41.04 | 0 | 597.71 | Winter | 0 | 0 | 0 | 0 | 0 | 0 | 0 | 0 | 1 | 1
1990-04-13 | 4 | 13 | 6:00 | 0.6 | 6 | 2 | 33 |  | 22 | 20.4747 | 3.9376 | 24.4123 | 95% | 1 | 68.4 | 9.0117 | 4.9685 | 4.8493 | 0.11924 | 2.4% | 9.4591 | 0.6 | 0.6 | 0.6 | 41.04 | 5.407 | 2.9811 | 2.9811 | 0 | 0% | 652 | 68.4 | 0 | 583.6 | 652 | 41.04 | 0 | 610.96 | Winter | 0 | 0 | 0 | 0 | 0 | 0 | 0 | 0 | 1 | 1
1990-04-13 | 4 | 13 | 7:00 | 1.7 | 7 | 2 | 35 |  | 20 | 18.6134 | 4.7252 | 23.3385 | 95% | 1 | 68.4 | 9.0117 | 4.9685 | 4.8493 | 0.11924 | 2.4% | 9.9963 | 0.6 | 0.6 | 0.6 | 41.04 | 5.407 | 2.9811 | 2.9811 | 0 | 0% | 688.75 | 68.4 | 0 | 620.35 | 688.75 | 41.04 | 0 | 647.71 | Winter | 0 | 0 | 0 | 0 | 0 | 0 | 0 | 0 | 1 | 1
1990-04-13 | 4 | 13 | 8:00 | 2.8 | 8 | 2 | 37 |  | 18 | 16.752 | 7.6128 | 24.3648 | 95% | 1 | 68.4 | 9.0117 | 4.9685 | 4.8493 | 0.11924 | 2.4% | 13.761 | 0.6 | 0.6 | 0.6 | 41.04 | 5.407 | 2.9811 | 2.9811 | 0 | 0% | 946.25 | 68.4 | 0 | 877.85 | 946.25 | 41.04 | 0 | 905.21 | Winter | 0 | 0 | 0 | 0 | 0 | 0 | 0 | 0 | 1 | 1
1990-04-13 | 4 | 13 | 9:00 | 4.4 | 9 | 2 | 40 |  | 15 | 13.96 | 6.5627 | 20.5228 | 95% | 1 | 68.4 | 9.0117 | 4.9685 | 4.8493 | 0.11924 | 2.4% | 15.6506 | 0.6 | 0.6 | 0.6 | 41.04 | 5.407 | 2.9811 | 2.9811 | 0 | 0% | 1075.5 | 68.4 | 0 | 1007.1 | 1075.5 | 41.04 | 0 | 1034.46 | Winter | 0 | 0 | 0 | 0 | 0 | 0 | 0 | 0 | 1 | 1
1990-04-13 | 4 | 13 | 10:00 | 5 | 10 | 2 | 41 |  | 14 | 13.0293 | 6.0377 | 19.0671 | 95% | 1 | 68.4 | 9.0117 | 4.9685 | 4.8493 | 0.11924 | 2.4% | 16.1001 | 0.6 | 0.6 | 0.6 | 41.04 | 5.407 | 2.9811 | 2.9811 | 0 | 0% | 1106.25 | 68.4 | 0 | 1037.85 | 1106.25 | 41.04 | 0 | 1065.21 | Winter | 0 | 0 | 0 | 0 | 0 | 0 | 0 | 0 | 1 | 1
1990-04-13 | 4 | 13 | 11:00 | 5 | 11 | 2 | 41 |  | 14 | 13.0293 | 5.2502 | 18.2795 | 95% | 1 | 68.4 | 9.0117 | 4.9685 | 4.8493 | 0.11924 | 2.4% | 16.0782 | 0.6 | 0.6 | 0.6 | 41.04 | 5.407 | 2.9811 | 2.9811 | 0 | 0% | 1104.75 | 68.4 | 0 | 1036.35 | 1104.75 | 41.04 | 0 | 1063.71 | Winter | 0 | 0 | 0 | 0 | 0 | 0 | 0 | 0 | 1 | 1
1990-04-13 | 4 | 13 | 12:00 | 6.7 | 12 | 2 | 44 |  | 11 | 10.2373 | 5.2502 | 15.4875 | 95% | 1 | 68.4 | 9.0117 | 4.9685 | 4.8493 | 0.11924 | 2.4% | 16.6923 | 0.6 | 0.6 | 0.6 | 41.04 | 5.407 | 2.9811 | 2.9811 | 0 | 0% | 1146.75 | 68.4 | 0 | 1078.35 | 1146.75 | 41.04 | 0 | 1105.71 | Winter | 0 | 0 | 0 | 0 | 0 | 0 | 0 | 0 | 1 | 1
1990-04-13 | 4 | 13 | 13:00 | 7.8 | 13 | 2 | 46 |  | 9 | 8.376 | 4.7252 | 13.1012 | 95% | 1 | 68.4 | 9.0117 | 4.9685 | 4.8493 | 0.11924 | 2.4% | 16.5461 | 0.6 | 0.6 | 0.6 | 41.04 | 5.407 | 2.9811 | 2.9811 | 0 | 0% | 1136.75 | 68.4 | 0 | 1068.35 | 1136.75 | 41.04 | 0 | 1095.71 | Winter | 0 | 0 | 0 | 0 | 0 | 0 | 0 | 0 | 1 | 1
1990-04-13 | 4 | 13 | 14:00 | 6.1 | 14 | 2 | 43 |  | 12 | 11.168 | 3.9376 | 15.1057 | 95% | 1 | 68.4 | 9.0117 | 4.9685 | 4.8493 | 0.11924 | 2.4% | 16.1842 | 0.6 | 0.6 | 0.6 | 41.04 | 5.407 | 2.9811 | 2.9811 | 0 | 0% | 1112 | 68.4 | 0 | 1043.6 | 1112 | 41.04 | 0 | 1070.96 | Winter | 0 | 0 | 0 | 0 | 0 | 0 | 0 | 0 | 1 | 1
1990-04-13 | 4 | 13 | 15:00 | 6.1 | 15 | 2 | 43 |  | 12 | 11.168 | 3.6751 | 14.8431 | 95% | 1 | 68.4 | 9.0117 | 4.9685 | 4.8493 | 0.11924 | 2.4% | 16.6557 | 0.6 | 0.6 | 0.6 | 41.04 | 5.407 | 2.9811 | 2.9811 | 0 | 0% | 1144.25 | 68.4 | 0 | 1075.85 | 1144.25 | 41.04 | 0 | 1103.21 | Winter | 0 | 0 | 0 | 0 | 0 | 0 | 0 | 0 | 1 | 1
1990-04-13 | 4 | 13 | 16:00 | 6.1 | 16 | 2 | 43 |  | 12 | 11.168 | 3.6751 | 14.8431 | 95% | 1 | 68.4 | 9.0117 | 4.9685 | 4.8493 | 0.11924 | 2.4% | 16.5314 | 0.6 | 0.6 | 0.6 | 41.04 | 5.407 | 2.9811 | 2.9811 | 0 | 0% | 1135.75 | 68.4 | 0 | 1067.35 | 1135.75 | 41.04 | 0 | 1094.71 | Winter | 0 | 0 | 0 | 0 | 0 | 0 | 0 | 0 | 1 | 1
1990-04-13 | 4 | 13 | 17:00 | 5.6 | 17 | 2 | 42 |  | 13 | 12.0987 | 4.7252 | 16.8239 | 95% | 1 | 68.4 | 9.0117 | 4.9685 | 4.8493 | 0.11924 | 2.4% | 16.4693 | 0.6 | 0.6 | 0.6 | 41.04 | 5.407 | 2.9811 | 2.9811 | 0 | 0% | 1131.5 | 68.4 | 0 | 1063.1 | 1131.5 | 41.04 | 0 | 1090.46 | Winter | 0 | 0 | 0 | 0 | 0 | 0 | 0 | 0 | 1 | 1
1990-04-13 | 4 | 13 | 18:00 | 6.1 | 18 | 2 | 43 |  | 12 | 11.168 | 6.0377 | 17.2057 | 95% | 1 | 68.4 | 9.0117 | 4.9685 | 4.8493 | 0.11924 | 2.4% | 15.2303 | 0.6 | 0.6 | 0.6 | 41.04 | 5.407 | 2.9811 | 2.9811 | 0 | 0% | 1046.75 | 68.4 | 0 | 978.35 | 1046.75 | 41.04 | 0 | 1005.71 | Winter | 0 | 0 | 0 | 0 | 0 | 0 | 0 | 0 | 1 | 1
1990-04-13 | 4 | 13 | 19:00 | 5.6 | 19 | 2 | 42 |  | 13 | 12.0987 | 6.5627 | 18.6614 | 95% | 1 | 68.4 | 9.0117 | 4.9685 | 4.8493 | 0.11924 | 2.4% | 15.1572 | 0.6 | 0.6 | 0.6 | 41.04 | 5.407 | 2.9811 | 2.9811 | 0 | 0% | 1041.75 | 68.4 | 0 | 973.35 | 1041.75 | 41.04 | 0 | 1000.71 | Winter | 0 | 0 | 0 | 0 | 0 | 0 | 0 | 0 | 1 | 1
1990-04-13 | 4 | 13 | 20:00 | 4.4 | 20 | 2 | 40 |  | 15 | 13.96 | 5.7752 | 19.7352 | 95% | 1 | 68.4 | 9.0117 | 4.9685 | 4.8493 | 0.11924 | 2.4% | 14.258 | 0.6 | 0.6 | 0.6 | 41.04 | 5.407 | 2.9811 | 2.9811 | 0 | 0% | 980.25 | 68.4 | 0 | 911.85 | 980.25 | 41.04 | 0 | 939.21 | Winter | 0 | 0 | 0 | 0 | 0 | 0 | 0 | 0 | 1 | 1
1990-04-13 | 4 | 13 | 21:00 | 3.9 | 21 | 2 | 39 |  | 16 | 14.8907 | 4.7252 | 19.6159 | 95% | 1 | 68.4 | 9.0117 | 4.9685 | 4.8493 | 0.11924 | 2.4% | 13.337 | 0.6 | 0.6 | 0.6 | 41.04 | 5.407 | 2.9811 | 2.9811 | 0 | 0% | 917.25 | 68.4 | 0 | 848.85 | 917.25 | 41.04 | 0 | 876.21 | Winter | 0 | 0 | 0 | 0 | 0 | 0 | 0 | 0 | 1 | 1
1990-04-13 | 4 | 13 | 22:00 | 3.3 | 22 | 2 | 38 |  | 17 | 15.8214 | 4.2002 | 20.0215 | 95% | 1 | 68.4 | 9.0117 | 4.9685 | 4.8493 | 0.11924 | 2.4% | 13.2712 | 0.6 | 0.6 | 0.6 | 41.04 | 5.407 | 2.9811 | 2.9811 | 0 | 0% | 912.75 | 68.4 | 0 | 844.35 | 912.75 | 41.04 | 0 | 871.71 | Winter | 0 | 0 | 0 | 0 | 0 | 0 | 0 | 0 | 1 | 1
1990-04-13 | 4 | 13 | 23:00 | 2.8 | 23 | 2 | 37 |  | 18 | 16.752 | 5.2502 | 22.0022 | 95% | 1 | 68.4 | 9.0117 | 4.9685 | 4.8493 | 0.11924 | 2.4% | 13.1031 | 0.6 | 0.6 | 0.6 | 41.04 | 5.407 | 2.9811 | 2.9811 | 0 | 0% | 901.25 | 68.4 | 0 | 832.85 | 901.25 | 41.04 | 0 | 860.21 | Winter | 0 | 0 | 0 | 0 | 0 | 0 | 0 | 0 | 1 | 1
1990-04-13 | 4 | 13 | 24:00 | 2.8 | 0 | 2 | 37 |  | 18 | 16.752 | 4.2002 | 20.9522 | 95% | 1 | 68.4 | 9.0117 | 4.9685 | 4.8493 | 0.11924 | 2.4% | 12.8399 | 0.6 | 0.6 | 0.6 | 41.04 | 5.407 | 2.9811 | 2.9811 | 0 | 0% | 883.25 | 68.4 | 0 | 814.85 | 883.25 | 41.04 | 0 | 842.21 | Winter | 0 | 0 | 0 | 0 | 0 | 0 | 0 | 0 | 1 | 1
1990-04-14 | 4 | 14 | 1:00 | 2.2 | 1 | 1 | 36 |  | 19 | 17.6827 | 3.9376 | 21.6203 | 95% | 1 | 68.4 | 9.0117 | 4.9685 | 4.8493 | 0.11924 | 2.4% | 12.8326 | 0.6 | 0.6 | 0.6 | 41.04 | 5.407 | 2.9811 | 2.9811 | 0 | 0% | 882.75 | 68.4 | 0 | 814.35 | 882.75 | 41.04 | 0 | 841.71 | Winter | 0 | FALSE | 0 | 0 | 0 | 0 | 0 | 0 | 1 | 1
1990-04-14 | 4 | 14 | 2:00 | 1.7 | 2 | 1 | 35 |  | 20 | 18.6134 | 3.1501 | 21.7635 | 95% | 1 | 68.4 | 9.0117 | 4.9685 | 4.8493 | 0.11924 | 2.4% | 12.606 | 0.6 | 0.6 | 0.6 | 41.04 | 5.407 | 2.9811 | 2.9811 | 0 | 0% | 867.25 | 68.4 | 0 | 798.85 | 867.25 | 41.04 | 0 | 826.21 | Winter | 0 | FALSE | 0 | 0 | 0 | 0 | 0 | 0 | 1 | 1
1990-04-14 | 4 | 14 | 3:00 | 1.7 | 3 | 1 | 35 |  | 20 | 18.6134 | 3.4126 | 22.026 | 95% | 1 | 68.4 | 9.0117 | 4.9685 | 4.8493 | 0.11924 | 2.4% | 12.712 | 0.6 | 0.6 | 0.6 | 41.04 | 5.407 | 2.9811 | 2.9811 | 0 | 0% | 874.5 | 68.4 | 0 | 806.1 | 874.5 | 41.04 | 0 | 833.46 | Winter | 0 | FALSE | 0 | 0 | 0 | 0 | 0 | 0 | 1 | 1
1990-04-14 | 4 | 14 | 4:00 | 1.1 | 4 | 1 | 34 |  | 21 | 19.544 | 3.1501 | 22.6941 | 95% | 1 | 68.4 | 9.0117 | 4.9685 | 4.8493 | 0.11924 | 2.4% | 13.0373 | 0.6 | 0.6 | 0.6 | 41.04 | 5.407 | 2.9811 | 2.9811 | 0 | 0% | 896.75 | 68.4 | 0 | 828.35 | 896.75 | 41.04 | 0 | 855.71 | Winter | 0 | FALSE | 0 | 0 | 0 | 0 | 0 | 0 | 1 | 1
1990-04-14 | 4 | 14 | 5:00 | 1.1 | 5 | 1 | 34 |  | 21 | 19.544 | 3.1501 | 22.6941 | 95% | 1 | 68.4 | 9.0117 | 4.9685 | 4.8493 | 0.11924 | 2.4% | 12.5548 | 0.6 | 0.6 | 0.6 | 41.04 | 5.407 | 2.9811 | 2.9811 | 0 | 0% | 863.75 | 68.4 | 0 | 795.35 | 863.75 | 41.04 | 0 | 822.71 | Winter | 0 | FALSE | 0 | 0 | 0 | 0 | 0 | 0 | 1 | 1
1990-04-14 | 4 | 14 | 6:00 | 2.2 | 6 | 1 | 36 |  | 19 | 17.6827 | 3.9376 | 21.6203 | 95% | 1 | 68.4 | 9.0117 | 4.9685 | 4.8493 | 0.11924 | 2.4% | 13.1287 | 0.6 | 0.6 | 0.6 | 41.04 | 5.407 | 2.9811 | 2.9811 | 0 | 0% | 903 | 68.4 | 0 | 834.6 | 903 | 41.04 | 0 | 861.96 | Winter | 0 | FALSE | 0 | 0 | 0 | 0 | 0 | 0 | 1 | 1
1990-04-14 | 4 | 14 | 7:00 | 3.9 | 7 | 1 | 39 |  | 16 | 14.8907 | 4.7252 | 19.6159 | 95% | 1 | 68.4 | 9.0117 | 4.9685 | 4.8493 | 0.11924 | 2.4% | 14.2215 | 0.6 | 0.6 | 0.6 | 41.04 | 5.407 | 2.9811 | 2.9811 | 0 | 0% | 977.75 | 68.4 | 0 | 909.35 | 977.75 | 41.04 | 0 | 936.71 | Winter | 0 | FALSE | 0 | 0 | 0 | 0 | 0 | 0 | 1 | 1
1990-04-14 | 4 | 14 | 8:00 | 6.1 | 8 | 1 | 43 |  | 12 | 11.168 | 7.6128 | 18.7808 | 95% | 1 | 68.4 | 9.0117 | 4.9685 | 4.8493 | 0.11924 | 2.4% | 14.3969 | 0.6 | 0.6 | 0.6 | 41.04 | 5.407 | 2.9811 | 2.9811 | 0 | 0% | 989.75 | 68.4 | 0 | 921.35 | 989.75 | 41.04 | 0 | 948.71 | Winter | 0 | FALSE | 0 | 0 | 0 | 0 | 0 | 0 | 1 | 1
1990-04-14 | 4 | 14 | 9:00 | 8.3 | 9 | 1 | 47 |  | 8 | 7.4453 | 6.5627 | 14.0081 | 95% | 1 | 68.4 | 9.0117 | 4.9685 | 4.8493 | 0.11924 | 2.4% | 14.8721 | 0.6 | 0.6 | 0.6 | 41.04 | 5.407 | 2.9811 | 2.9811 | 0 | 0% | 1022.25 | 68.4 | 0 | 953.85 | 1022.25 | 41.04 | 0 | 981.21 | Winter | 0 | FALSE | 0 | 0 | 0 | 0 | 0 | 0 | 1 | 1
1990-04-14 | 4 | 14 | 10:00 | 10.6 | 10 | 1 | 51 |  | 4 | 3.7227 | 6.0377 | 9.7604 | 95% | 1 | 68.4 | 9.0117 | 4.9685 | 4.8493 | 0.11924 | 2.4% | 15.2083 | 0.6 | 0.6 | 0.6 | 41.04 | 5.407 | 2.9811 | 2.9811 | 0 | 0% | 1045.25 | 68.4 | 0 | 976.85 | 1045.25 | 41.04 | 0 | 1004.21 | Winter | 0 | FALSE | 0 | 0 | 0 | 0 | 0 | 0 | 1 | 1
1990-04-14 | 4 | 14 | 11:00 | 11.1 | 11 | 1 | 52 |  | 3 | 2.792 | 5.2502 | 8.0422 | 95% | 1 | 68.4 | 9.0117 | 4.9685 | 4.8493 | 0.11924 | 2.4% | 16.1769 | 0.6 | 0.6 | 0.6 | 41.04 | 5.407 | 2.9811 | 2.9811 | 0 | 0% | 1111.5 | 68.4 | 0 | 1043.1 | 1111.5 | 41.04 | 0 | 1070.46 | Winter | 0 | FALSE | 0 | 0 | 0 | 0 | 0 | 0 | 1 | 1
1990-04-14 | 4 | 14 | 12:00 | 12.2 | 12 | 1 | 54 |  | 1 | 0.93067 | 5.2502 | 6.1809 | 95% | 0.88636 | 60.6268 | 7.9876 | 4.4039 | 4.2982 | 0.10569 | 2.4% | 15.6652 | 0.6 | 0.6 | 0.6 | 41.04 | 5.407 | 2.9811 | 2.9811 | 0 | 0% | 1076.5 | 60.6268 | 0 | 1015.8732 | 1076.5 | 41.04 | 0 | 1035.46 | Winter | 0 | FALSE | 0 | 0 | 0 | 0 | 0 | 1 | 0 | 1
1990-04-14 | 4 | 14 | 13:00 | 12.8 | 13 | 1 | 55 |  | 0 | 0 | 4.7252 | 4.7252 | 95% | 0.67761 | 46.3483 | 6.1064 | 3.3667 | 3.2859 | 0.0808 | 2.4% | 15.8845 | 0.6 | 0.6 | 0.6 | 41.04 | 5.407 | 2.9811 | 2.9811 | 0 | 0% | 1091.5 | 46.3483 | 0 | 1045.1517 | 1091.5 | 41.04 | 0 | 1050.46 | Winter | 0 | FALSE | 0 | 0 | 0 | 0 | 0 | 1 | 0 | 1
1990-04-14 | 4 | 14 | 14:00 | 12.2 | 14 | 1 | 54 |  | 1 | 0.93067 | 3.9376 | 4.8683 | 95% | 0.69813 | 47.7523 | 6.2914 | 3.4687 | 3.3854 | 0.083248 | 2.4% | 16.5058 | 0.6 | 0.6 | 0.6 | 41.04 | 5.407 | 2.9811 | 2.9811 | 0 | 0% | 1134 | 47.7523 | 0 | 1086.2477 | 1134 | 41.04 | 0 | 1092.96 | Winter | 0 | FALSE | 0 | 0 | 0 | 0 | 0 | 1 | 0 | 1
1990-04-14 | 4 | 14 | 15:00 | 11.7 | 15 | 1 | 53 |  | 2 | 1.8613 | 3.6751 | 5.5365 | 95% | 0.79395 | 54.3061 | 7.1548 | 3.9447 | 3.8501 | 0.094674 | 2.4% | 16.0015 | 0.6 | 0.6 | 0.6 | 41.04 | 5.407 | 2.9811 | 2.9811 | 0 | 0% | 1099.5 | 54.3061 | 0 | 1045.1939 | 1099.5 | 41.04 | 0 | 1058.46 | Winter | 0 | FALSE | 0 | 0 | 0 | 0 | 0 | 1 | 0 | 1
1990-04-14 | 4 | 14 | 16:00 | 11.1 | 16 | 1 | 52 |  | 3 | 2.792 | 3.6751 | 6.4671 | 95% | 0.92741 | 63.4348 | 8.3575 | 4.6078 | 4.4972 | 0.11059 | 2.4% | 15.3874 | 0.6 | 0.6 | 0.6 | 41.04 | 5.407 | 2.9811 | 2.9811 | 0 | 0% | 1057.5 | 63.4348 | 0 | 994.0652 | 1057.5 | 41.04 | 0 | 1016.46 | Winter | 0 | FALSE | 0 | 0 | 0 | 0 | 0 | 1 | 0 | 1
1990-04-14 | 4 | 14 | 17:00 | 9.4 | 17 | 1 | 49 |  | 6 | 5.584 | 4.7252 | 10.3092 | 95% | 1 | 68.4 | 9.0117 | 4.9685 | 4.8493 | 0.11924 | 2.4% | 15.6067 | 0.6 | 0.6 | 0.6 | 41.04 | 5.407 | 2.9811 | 2.9811 | 0 | 0% | 1072.5 | 68.4 | 0 | 1004.1 | 1072.5 | 41.04 | 0 | 1031.46 | Winter | 1 | FALSE | 1 | 68.4 | 41.04 | 0 | 0 | 0 | 1 | 1
1990-04-14 | 4 | 14 | 18:00 | 7.8 | 18 | 1 | 46 |  | 9 | 8.376 | 6.0377 | 14.4137 | 95% | 1 | 68.4 | 9.0117 | 4.9685 | 4.8493 | 0.11924 | 2.4% | 15.508 | 0.6 | 0.6 | 0.6 | 41.04 | 5.407 | 2.9811 | 2.9811 | 0 | 0% | 1065.75 | 68.4 | 0 | 997.35 | 1065.75 | 41.04 | 0 | 1024.71 | Winter | 1 | FALSE | 1 | 68.4 | 41.04 | 0 | 0 | 0 | 1 | 1
1990-04-14 | 4 | 14 | 19:00 | 6.7 | 19 | 1 | 44 |  | 11 | 10.2373 | 6.5627 | 16.8001 | 95% | 1 | 68.4 | 9.0117 | 4.9685 | 4.8493 | 0.11924 | 2.4% | 14.7515 | 0.6 | 0.6 | 0.6 | 41.04 | 5.407 | 2.9811 | 2.9811 | 0 | 0% | 1014 | 68.4 | 0 | 945.6 | 1014 | 41.04 | 0 | 972.96 | Winter | 0 | FALSE | 0 | 0 | 0 | 0 | 0 | 0 | 1 | 1
1990-04-14 | 4 | 14 | 20:00 | 6.1 | 20 | 1 | 43 |  | 12 | 11.168 | 5.7752 | 16.9432 | 95% | 1 | 68.4 | 9.0117 | 4.9685 | 4.8493 | 0.11924 | 2.4% | 14.5102 | 0.6 | 0.6 | 0.6 | 41.04 | 5.407 | 2.9811 | 2.9811 | 0 | 0% | 997.5 | 68.4 | 0 | 929.1 | 997.5 | 41.04 | 0 | 956.46 | Winter | 0 | FALSE | 0 | 0 | 0 | 0 | 0 | 0 | 1 | 1
1990-04-14 | 4 | 14 | 21:00 | 5.6 | 21 | 1 | 42 |  | 13 | 12.0987 | 4.7252 | 16.8239 | 95% | 1 | 68.4 | 9.0117 | 4.9685 | 4.8493 | 0.11924 | 2.4% | 13.527 | 0.6 | 0.6 | 0.6 | 41.04 | 5.407 | 2.9811 | 2.9811 | 0 | 0% | 930.25 | 68.4 | 0 | 861.85 | 930.25 | 41.04 | 0 | 889.21 | Winter | 0 | FALSE | 0 | 0 | 0 | 0 | 0 | 0 | 1 | 1
1990-04-14 | 4 | 14 | 22:00 | 5.6 | 22 | 1 | 42 |  | 13 | 12.0987 | 4.2002 | 16.2988 | 95% | 1 | 68.4 | 9.0117 | 4.9685 | 4.8493 | 0.11924 | 2.4% | 13.2456 | 0.6 | 0.6 | 0.6 | 41.04 | 5.407 | 2.9811 | 2.9811 | 0 | 0% | 911 | 68.4 | 0 | 842.6 | 911 | 41.04 | 0 | 869.96 | Winter | 0 | FALSE | 0 | 0 | 0 | 0 | 0 | 0 | 1 | 1
1990-04-14 | 4 | 14 | 23:00 | 5.6 | 23 | 1 | 42 |  | 13 | 12.0987 | 5.2502 | 17.3489 | 95% | 1 | 68.4 | 9.0117 | 4.9685 | 4.8493 | 0.11924 | 2.4% | 13.1908 | 0.6 | 0.6 | 0.6 | 41.04 | 5.407 | 2.9811 | 2.9811 | 0 | 0% | 907.25 | 68.4 | 0 | 838.85 | 907.25 | 41.04 | 0 | 866.21 | Winter | 0 | FALSE | 0 | 0 | 0 | 0 | 0 | 0 | 1 | 1
1990-04-14 | 4 | 14 | 24:00 | 5.6 | 0 | 1 | 42 |  | 13 | 12.0987 | 4.2002 | 16.2988 | 95% | 1 | 68.4 | 9.0117 | 4.9685 | 4.8493 | 0.11924 | 2.4% | 13.0811 | 0.6 | 0.6 | 0.6 | 41.04 | 5.407 | 2.9811 | 2.9811 | 0 | 0% | 899.75 | 68.4 | 0 | 831.35 | 899.75 | 41.04 | 0 | 858.71 | Winter | 0 | FALSE | 0 | 0 | 0 | 0 | 0 | 0 | 1 | 1
1990-04-15 | 4 | 15 | 1:00 | 5.6 | 1 | 1 | 42 |  | 13 | 12.0987 | 3.9376 | 16.0363 | 95% | 1 | 68.4 | 9.0117 | 4.9685 | 4.8493 | 0.11924 | 2.4% | 12.6389 | 0.6 | 0.6 | 0.6 | 41.04 | 5.407 | 2.9811 | 2.9811 | 0 | 0% | 869.5 | 68.4 | 0 | 801.1 | 869.5 | 41.04 | 0 | 828.46 | Winter | 0 | FALSE | 0 | 0 | 0 | 0 | 0 | 0 | 1 | 1
1990-04-15 | 4 | 15 | 2:00 | 5.6 | 2 | 1 | 42 |  | 13 | 12.0987 | 3.1501 | 15.2488 | 95% | 1 | 68.4 | 9.0117 | 4.9685 | 4.8493 | 0.11924 | 2.4% | 12.4232 | 0.6 | 0.6 | 0.6 | 41.04 | 5.407 | 2.9811 | 2.9811 | 0 | 0% | 854.75 | 68.4 | 0 | 786.35 | 854.75 | 41.04 | 0 | 813.71 | Winter | 0 | FALSE | 0 | 0 | 0 | 0 | 0 | 0 | 1 | 1
1990-04-15 | 4 | 15 | 3:00 | 6.1 | 3 | 1 | 43 |  | 12 | 11.168 | 3.4126 | 14.5806 | 95% | 1 | 68.4 | 9.0117 | 4.9685 | 4.8493 | 0.11924 | 2.4% | 12.5183 | 0.6 | 0.6 | 0.6 | 41.04 | 5.407 | 2.9811 | 2.9811 | 0 | 0% | 861.25 | 68.4 | 0 | 792.85 | 861.25 | 41.04 | 0 | 820.21 | Winter | 0 | FALSE | 0 | 0 | 0 | 0 | 0 | 0 | 1 | 1
1990-04-15 | 4 | 15 | 4:00 | 6.1 | 4 | 1 | 43 |  | 12 | 11.168 | 3.1501 | 14.3181 | 95% | 1 | 68.4 | 9.0117 | 4.9685 | 4.8493 | 0.11924 | 2.4% | 12.7412 | 0.6 | 0.6 | 0.6 | 41.04 | 5.407 | 2.9811 | 2.9811 | 0 | 0% | 876.5 | 68.4 | 0 | 808.1 | 876.5 | 41.04 | 0 | 835.46 | Winter | 0 | FALSE | 0 | 0 | 0 | 0 | 0 | 0 | 1 | 1
1990-04-15 | 4 | 15 | 5:00 | 6.1 | 5 | 1 | 43 |  | 12 | 11.168 | 3.1501 | 14.3181 | 95% | 1 | 68.4 | 9.0117 | 4.9685 | 4.8493 | 0.11924 | 2.4% | 12.3648 | 0.6 | 0.6 | 0.6 | 41.04 | 5.407 | 2.9811 | 2.9811 | 0 | 0% | 850.75 | 68.4 | 0 | 782.35 | 850.75 | 41.04 | 0 | 809.71 | Winter | 0 | FALSE | 0 | 0 | 0 | 0 | 0 | 0 | 1 | 1
1990-04-15 | 4 | 15 | 6:00 | 6.7 | 6 | 1 | 44 |  | 11 | 10.2373 | 3.9376 | 14.175 | 95% | 1 | 68.4 | 9.0117 | 4.9685 | 4.8493 | 0.11924 | 2.4% | 12.5694 | 0.6 | 0.6 | 0.6 | 41.04 | 5.407 | 2.9811 | 2.9811 | 0 | 0% | 864.75 | 68.4 | 0 | 796.35 | 864.75 | 41.04 | 0 | 823.71 | Winter | 0 | FALSE | 0 | 0 | 0 | 0 | 0 | 0 | 1 | 1
1990-04-15 | 4 | 15 | 7:00 | 7.2 | 7 | 1 | 45 |  | 10 | 9.3067 | 4.7252 | 14.0319 | 95% | 1 | 68.4 | 9.0117 | 4.9685 | 4.8493 | 0.11924 | 2.4% | 13.8121 | 0.6 | 0.6 | 0.6 | 41.04 | 5.407 | 2.9811 | 2.9811 | 0 | 0% | 949.75 | 68.4 | 0 | 881.35 | 949.75 | 41.04 | 0 | 908.71 | Winter | 0 | FALSE | 0 | 0 | 0 | 0 | 0 | 0 | 1 | 1
1990-04-15 | 4 | 15 | 8:00 | 7.8 | 8 | 1 | 46 |  | 9 | 8.376 | 7.6128 | 15.9888 | 95% | 1 | 68.4 | 9.0117 | 4.9685 | 4.8493 | 0.11924 | 2.4% | 13.9364 | 0.6 | 0.6 | 0.6 | 41.04 | 5.407 | 2.9811 | 2.9811 | 0 | 0% | 958.25 | 68.4 | 0 | 889.85 | 958.25 | 41.04 | 0 | 917.21 | Winter | 0 | FALSE | 0 | 0 | 0 | 0 | 0 | 0 | 1 | 1
1990-04-15 | 4 | 15 | 9:00 | 7.2 | 9 | 1 | 45 |  | 10 | 9.3067 | 6.5627 | 15.8694 | 95% | 1 | 68.4 | 9.0117 | 4.9685 | 4.8493 | 0.11924 | 2.4% | 15.0183 | 0.6 | 0.6 | 0.6 | 41.04 | 5.407 | 2.9811 | 2.9811 | 0 | 0% | 1032.25 | 68.4 | 0 | 963.85 | 1032.25 | 41.04 | 0 | 991.21 | Winter | 0 | FALSE | 0 | 0 | 0 | 0 | 0 | 0 | 1 | 1
1990-04-15 | 4 | 15 | 10:00 | 8.3 | 10 | 1 | 47 |  | 8 | 7.4453 | 6.0377 | 13.4831 | 95% | 1 | 68.4 | 9.0117 | 4.9685 | 4.8493 | 0.11924 | 2.4% | 15.5775 | 0.6 | 0.6 | 0.6 | 41.04 | 5.407 | 2.9811 | 2.9811 | 0 | 0% | 1070.5 | 68.4 | 0 | 1002.1 | 1070.5 | 41.04 | 0 | 1029.46 | Winter | 0 | FALSE | 0 | 0 | 0 | 0 | 0 | 0 | 1 | 1
1990-04-15 | 4 | 15 | 11:00 | 10 | 11 | 1 | 50 |  | 5 | 4.6533 | 5.2502 | 9.9035 | 95% | 1 | 68.4 | 9.0117 | 4.9685 | 4.8493 | 0.11924 | 2.4% | 15.8406 | 0.6 | 0.6 | 0.6 | 41.04 | 5.407 | 2.9811 | 2.9811 | 0 | 0% | 1088.5 | 68.4 | 0 | 1020.1 | 1088.5 | 41.04 | 0 | 1047.46 | Winter | 0 | FALSE | 0 | 0 | 0 | 0 | 0 | 0 | 1 | 1
1990-04-15 | 4 | 15 | 12:00 | 11.7 | 12 | 1 | 53 |  | 2 | 1.8613 | 5.2502 | 7.1115 | 95% | 1 | 68.4 | 9.0117 | 4.9685 | 4.8493 | 0.11924 | 2.4% | 16.2135 | 0.6 | 0.6 | 0.6 | 41.04 | 5.407 | 2.9811 | 2.9811 | 0 | 0% | 1114 | 68.4 | 0 | 1045.6 | 1114 | 41.04 | 0 | 1072.96 | Winter | 0 | FALSE | 0 | 0 | 0 | 0 | 0 | 0 | 1 | 1
1990-04-15 | 4 | 15 | 13:00 | 11.7 | 13 | 1 | 53 |  | 2 | 1.8613 | 4.7252 | 6.5865 | 95% | 0.94453 | 64.6057 | 8.5118 | 4.6929 | 4.5803 | 0.11263 | 2.4% | 15.848 | 0.6 | 0.6 | 0.6 | 41.04 | 5.407 | 2.9811 | 2.9811 | 0 | 0% | 1089 | 64.6057 | 0 | 1024.3943 | 1089 | 41.04 | 0 | 1047.96 | Winter | 0 | FALSE | 0 | 0 | 0 | 0 | 0 | 1 | 0 | 1
1990-04-15 | 4 | 15 | 14:00 | 11.7 | 14 | 1 | 53 |  | 2 | 1.8613 | 3.9376 | 5.799 | 95% | 0.83159 | 56.881 | 7.4941 | 4.1318 | 4.0326 | 0.099163 | 2.4% | 15.8553 | 0.6 | 0.6 | 0.6 | 41.04 | 5.407 | 2.9811 | 2.9811 | 0 | 0% | 1089.5 | 56.881 | 0 | 1032.619 | 1089.5 | 41.04 | 0 | 1048.46 | Winter | 0 | FALSE | 0 | 0 | 0 | 0 | 0 | 1 | 0 | 1
1990-04-15 | 4 | 15 | 15:00 | 11.7 | 15 | 1 | 53 |  | 2 | 1.8613 | 3.6751 | 5.5365 | 95% | 0.79395 | 54.3061 | 7.1548 | 3.9447 | 3.8501 | 0.094674 | 2.4% | 15.5263 | 0.6 | 0.6 | 0.6 | 41.04 | 5.407 | 2.9811 | 2.9811 | 0 | 0% | 1067 | 54.3061 | 0 | 1012.6939 | 1067 | 41.04 | 0 | 1025.96 | Winter | 0 | FALSE | 0 | 0 | 0 | 0 | 0 | 1 | 0 | 1
1990-04-15 | 4 | 15 | 16:00 | 11.7 | 16 | 1 | 53 |  | 2 | 1.8613 | 3.6751 | 5.5365 | 95% | 0.79395 | 54.3061 | 7.1548 | 3.9447 | 3.8501 | 0.094674 | 2.4% | 15.9686 | 0.6 | 0.6 | 0.6 | 41.04 | 5.407 | 2.9811 | 2.9811 | 0 | 0% | 1097.25 | 54.3061 | 0 | 1042.9439 | 1097.25 | 41.04 | 0 | 1056.21 | Winter | 0 | FALSE | 0 | 0 | 0 | 0 | 0 | 1 | 0 | 1
1990-04-15 | 4 | 15 | 17:00 | 11.7 | 17 | 1 | 53 |  | 2 | 1.8613 | 4.7252 | 6.5865 | 95% | 0.94453 | 64.6057 | 8.5118 | 4.6929 | 4.5803 | 0.11263 | 2.4% | 15.9028 | 0.6 | 0.6 | 0.6 | 41.04 | 5.407 | 2.9811 | 2.9811 | 0 | 0% | 1092.75 | 64.6057 | 0 | 1028.1443 | 1092.75 | 41.04 | 0 | 1051.71 | Winter | 1 | FALSE | 1 | 64.6057 | 41.04 | 0 | 0 | 1 | 0 | 1
1990-04-15 | 4 | 15 | 18:00 | 11.7 | 18 | 1 | 53 |  | 2 | 1.8613 | 6.0377 | 7.8991 | 95% | 1 | 68.4 | 9.0117 | 4.9685 | 4.8493 | 0.11924 | 2.4% | 14.6016 | 0.6 | 0.6 | 0.6 | 41.04 | 5.407 | 2.9811 | 2.9811 | 0 | 0% | 1003.75 | 68.4 | 0 | 935.35 | 1003.75 | 41.04 | 0 | 962.71 | Winter | 1 | FALSE | 1 | 68.4 | 41.04 | 0 | 0 | 0 | 1 | 1
1990-04-15 | 4 | 15 | 19:00 | 11.1 | 19 | 1 | 52 |  | 3 | 2.792 | 6.5627 | 9.3547 | 95% | 1 | 68.4 | 9.0117 | 4.9685 | 4.8493 | 0.11924 | 2.4% | 14.4006 | 0.6 | 0.6 | 0.6 | 41.04 | 5.407 | 2.9811 | 2.9811 | 0 | 0% | 990 | 68.4 | 0 | 921.6 | 990 | 41.04 | 0 | 948.96 | Winter | 0 | FALSE | 0 | 0 | 0 | 0 | 0 | 0 | 1 | 1
1990-04-15 | 4 | 15 | 20:00 | 10 | 20 | 1 | 50 |  | 5 | 4.6533 | 5.7752 | 10.4286 | 95% | 1 | 68.4 | 9.0117 | 4.9685 | 4.8493 | 0.11924 | 2.4% | 14.2507 | 0.6 | 0.6 | 0.6 | 41.04 | 5.407 | 2.9811 | 2.9811 | 0 | 0% | 979.75 | 68.4 | 0 | 911.35 | 979.75 | 41.04 | 0 | 938.71 | Winter | 0 | FALSE | 0 | 0 | 0 | 0 | 0 | 0 | 1 | 1
1990-04-15 | 4 | 15 | 21:00 | 11.1 | 21 | 1 | 52 |  | 3 | 2.792 | 4.7252 | 7.5172 | 95% | 1 | 68.4 | 9.0117 | 4.9685 | 4.8493 | 0.11924 | 2.4% | 13.3406 | 0.6 | 0.6 | 0.6 | 41.04 | 5.407 | 2.9811 | 2.9811 | 0 | 0% | 917.5 | 68.4 | 0 | 849.1 | 917.5 | 41.04 | 0 | 876.46 | Winter | 0 | FALSE | 0 | 0 | 0 | 0 | 0 | 0 | 1 | 1
1990-04-15 | 4 | 15 | 22:00 | 10.6 | 22 | 1 | 51 |  | 4 | 3.7227 | 4.2002 | 7.9228 | 95% | 1 | 68.4 | 9.0117 | 4.9685 | 4.8493 | 0.11924 | 2.4% | 13.1287 | 0.6 | 0.6 | 0.6 | 41.04 | 5.407 | 2.9811 | 2.9811 | 0 | 0% | 903 | 68.4 | 0 | 834.6 | 903 | 41.04 | 0 | 861.96 | Winter | 0 | FALSE | 0 | 0 | 0 | 0 | 0 | 0 | 1 | 1
1990-04-15 | 4 | 15 | 23:00 | 9.4 | 23 | 1 | 49 |  | 6 | 5.584 | 5.2502 | 10.8342 | 95% | 1 | 68.4 | 9.0117 | 4.9685 | 4.8493 | 0.11924 | 2.4% | 13.0921 | 0.6 | 0.6 | 0.6 | 41.04 | 5.407 | 2.9811 | 2.9811 | 0 | 0% | 900.5 | 68.4 | 0 | 832.1 | 900.5 | 41.04 | 0 | 859.46 | Winter | 0 | FALSE | 0 | 0 | 0 | 0 | 0 | 0 | 1 | 1
1990-04-15 | 4 | 15 | 24:00 | 10 | 0 | 1 | 50 |  | 5 | 4.6533 | 4.2002 | 8.8535 | 95% | 1 | 68.4 | 9.0117 | 4.9685 | 4.8493 | 0.11924 | 2.4% | 13.0702 | 0.6 | 0.6 | 0.6 | 41.04 | 5.407 | 2.9811 | 2.9811 | 0 | 0% | 899 | 68.4 | 0 | 830.6 | 899 | 41.04 | 0 | 857.96 | Winter | 0 | FALSE | 0 | 0 | 0 | 0 | 0 | 0 | 1 | 1
1990-04-16 | 4 | 16 | 1:00 | 8.9 | 1 | 1 | 48 |  | 7 | 6.5147 | 3.9376 | 10.4523 | 95% | 1 | 68.4 | 9.0117 | 4.9685 | 4.8493 | 0.11924 | 2.4% | 12.288 | 0.6 | 0.6 | 0.6 | 41.04 | 5.407 | 2.9811 | 2.9811 | 0 | 0% | 845.5 | 68.4 | 0 | 777.1 | 845.5 | 41.04 | 0 | 804.46 | Winter | 0 | FALSE | 0 | 0 | 0 | 0 | 0 | 0 | 1 | 1
1990-04-16 | 4 | 16 | 2:00 | 10 | 2 | 1 | 50 |  | 5 | 4.6533 | 3.1501 | 7.8035 | 95% | 1 | 68.4 | 9.0117 | 4.9685 | 4.8493 | 0.11924 | 2.4% | 12.0322 | 0.6 | 0.6 | 0.6 | 41.04 | 5.407 | 2.9811 | 2.9811 | 0 | 0% | 828 | 68.4 | 0 | 759.6 | 828 | 41.04 | 0 | 786.96 | Winter | 0 | FALSE | 0 | 0 | 0 | 0 | 0 | 0 | 1 | 1
1990-04-16 | 4 | 16 | 3:00 | 8.9 | 3 | 1 | 48 |  | 7 | 6.5147 | 3.4126 | 9.9273 | 95% | 1 | 68.4 | 9.0117 | 4.9685 | 4.8493 | 0.11924 | 2.4% | 8.7829 | 0.6 | 0.6 | 0.6 | 41.04 | 5.407 | 2.9811 | 2.9811 | 0 | 0% | 605.75 | 68.4 | 0 | 537.35 | 605.75 | 41.04 | 0 | 564.71 | Winter | 0 | FALSE | 0 | 0 | 0 | 0 | 0 | 0 | 1 | 1
1990-04-16 | 4 | 16 | 4:00 | 8.9 | 4 | 1 | 48 |  | 7 | 6.5147 | 3.1501 | 9.6648 | 95% | 1 | 68.4 | 9.0117 | 4.9685 | 4.8493 | 0.11924 | 2.4% | 9.258 | 0.6 | 0.6 | 0.6 | 41.04 | 5.407 | 2.9811 | 2.9811 | 0 | 0% | 638.25 | 68.4 | 0 | 569.85 | 638.25 | 41.04 | 0 | 597.21 | Winter | 0 | FALSE | 0 | 0 | 0 | 0 | 0 | 0 | 1 | 1
1990-04-16 | 4 | 16 | 5:00 | 8.9 | 5 | 1 | 48 |  | 7 | 6.5147 | 3.1501 | 9.6648 | 95% | 1 | 68.4 | 9.0117 | 4.9685 | 4.8493 | 0.11924 | 2.4% | 9.386 | 0.6 | 0.6 | 0.6 | 41.04 | 5.407 | 2.9811 | 2.9811 | 0 | 0% | 647 | 68.4 | 0 | 578.6 | 647 | 41.04 | 0 | 605.96 | Winter | 0 | FALSE | 0 | 0 | 0 | 0 | 0 | 0 | 1 | 1
1990-04-16 | 4 | 16 | 6:00 | 8.9 | 6 | 1 | 48 |  | 7 | 6.5147 | 3.9376 | 10.4523 | 95% | 1 | 68.4 | 9.0117 | 4.9685 | 4.8493 | 0.11924 | 2.4% | 9.5833 | 0.6 | 0.6 | 0.6 | 41.04 | 5.407 | 2.9811 | 2.9811 | 0 | 0% | 660.5 | 68.4 | 0 | 592.1 | 660.5 | 41.04 | 0 | 619.46 | Winter | 0 | FALSE | 0 | 0 | 0 | 0 | 0 | 0 | 1 | 1
1990-04-16 | 4 | 16 | 7:00 | 9.4 | 7 | 1 | 49 |  | 6 | 5.584 | 4.7252 | 10.3092 | 95% | 1 | 68.4 | 9.0117 | 4.9685 | 4.8493 | 0.11924 | 2.4% | 10.1791 | 0.6 | 0.6 | 0.6 | 41.04 | 5.407 | 2.9811 | 2.9811 | 0 | 0% | 701.25 | 68.4 | 0 | 632.85 | 701.25 | 41.04 | 0 | 660.21 | Winter | 0 | FALSE | 0 | 0 | 0 | 0 | 0 | 0 | 1 | 1
1990-04-16 | 4 | 16 | 8:00 | 11.7 | 8 | 1 | 53 |  | 2 | 1.8613 | 7.6128 | 9.4741 | 95% | 1 | 68.4 | 9.0117 | 4.9685 | 4.8493 | 0.11924 | 2.4% | 10.2412 | 0.6 | 0.6 | 0.6 | 41.04 | 5.407 | 2.9811 | 2.9811 | 0 | 0% | 705.5 | 68.4 | 0 | 637.1 | 705.5 | 41.04 | 0 | 664.46 | Winter | 0 | FALSE | 0 | 0 | 0 | 0 | 0 | 0 | 1 | 1
1990-04-16 | 4 | 16 | 9:00 | 12.8 | 9 | 1 | 55 |  | 0 | 0 | 6.5627 | 6.5627 | 95% | 0.94112 | 64.3726 | 8.4811 | 4.676 | 4.5637 | 0.11222 | 2.4% | 11.3268 | 0.6 | 0.6 | 0.6 | 41.04 | 5.407 | 2.9811 | 2.9811 | 0 | 0% | 779.75 | 64.3726 | 0 | 715.3774 | 779.75 | 41.04 | 0 | 738.71 | Winter | 0 | FALSE | 0 | 0 | 0 | 0 | 0 | 1 | 0 | 1
1990-04-16 | 4 | 16 | 10:00 | 13.3 | 10 | 1 | 56 |  | 0 | 0 | 6.0377 | 6.0377 | 95% | 0.86583 | 59.2228 | 7.8026 | 4.3019 | 4.1986 | 0.10325 | 2.4% | 15.7529 | 0.6 | 0.6 | 0.6 | 41.04 | 5.407 | 2.9811 | 2.9811 | 0 | 0% | 1082.5 | 59.2228 | 0 | 1023.2772 | 1082.5 | 41.04 | 0 | 1041.46 | Winter | 0 | FALSE | 0 | 0 | 0 | 0 | 0 | 1 | 0 | 1
1990-04-16 | 4 | 16 | 11:00 | 13.9 | 11 | 1 | 57 |  | 0 | 0 | 5.2502 | 5.2502 | 95% | 0.7529 | 51.4981 | 6.7849 | 3.7408 | 3.651 | 0.089778 | 2.4% | 15.4386 | 0.6 | 0.6 | 0.6 | 41.04 | 5.407 | 2.9811 | 2.9811 | 0 | 0% | 1061 | 51.4981 | 0 | 1009.5019 | 1061 | 41.04 | 0 | 1019.96 | Winter | 0 | FALSE | 0 | 0 | 0 | 0 | 0 | 1 | 0 | 1
1990-04-16 | 4 | 16 | 12:00 | 15 | 12 | 1 | 59 |  | 0 | 0 | 5.2502 | 5.2502 | 95% | 0.7529 | 51.4981 | 6.7849 | 3.7408 | 3.651 | 0.089778 | 2.4% | 16.0234 | 0.6 | 0.6 | 0.6 | 41.04 | 5.407 | 2.9811 | 2.9811 | 0 | 0% | 1101 | 51.4981 | 0 | 1049.5019 | 1101 | 41.04 | 0 | 1059.96 | Winter | 0 | FALSE | 0 | 0 | 0 | 0 | 0 | 1 | 0 | 1
1990-04-16 | 4 | 16 | 13:00 | 16.7 | 13 | 1 | 62 |  | 0 | 0 | 4.7252 | 4.7252 | 95% | 0.67761 | 46.3483 | 6.1064 | 3.3667 | 3.2859 | 0.0808 | 2.4% | 16.3889 | 0.6 | 0.6 | 0.6 | 41.04 | 5.407 | 2.9811 | 2.9811 | 0 | 0% | 1126 | 46.3483 | 0 | 1079.6517 | 1126 | 41.04 | 0 | 1084.96 | Winter | 0 | FALSE | 0 | 0 | 0 | 0 | 0 | 1 | 0 | 1
1990-04-16 | 4 | 16 | 14:00 | 17.2 | 14 | 1 | 63 |  | 0 | 0 | 3.9376 | 3.9376 | 95% | 0.56467 | 38.6235 | 5.0887 | 2.8056 | 2.7382 | 0.067334 | 2.4% | 16.0746 | 0.6 | 0.6 | 0.6 | 41.04 | 5.407 | 2.9811 | 2.9532 | 0.027867 | 0.9348% | 1104.5 | 38.6235 | 0 | 1065.8765 | 1104.5 | 41.04 | 0 | 1063.46 | Winter | 0 | FALSE | 0 | 0 | 0 | 0 | 0 | 1 | 0 | 1
1990-04-16 | 4 | 16 | 15:00 | 17.8 | 15 | 1 | 64 |  | 0 | 0 | 3.6751 | 3.6751 | 95% | 0.52703 | 36.0486 | 4.7494 | 2.6185 | 2.5557 | 0.062845 | 2.4% | 16.0234 | 0.6 | 0.6 | 0.6 | 41.04 | 5.407 | 2.9811 | 2.7564 | 0.22475 | 7.539% | 1101 | 36.0486 | 0 | 1064.9514 | 1101 | 41.04 | 0 | 1059.96 | Winter | 0 | FALSE | 0 | 0 | 0 | 0 | 0 | 1 | 0 | 1
1990-04-16 | 4 | 16 | 16:00 | 17.8 | 16 | 1 | 64 |  | 0 | 0 | 3.6751 | 3.6751 | 95% | 0.52703 | 36.0486 | 4.7494 | 2.6185 | 2.5557 | 0.062845 | 2.4% | 15.7054 | 0.6 | 0.6 | 0.6 | 41.04 | 5.407 | 2.9811 | 2.7564 | 0.22475 | 7.539% | 1079.25 | 36.0486 | 0 | 1043.2014 | 1079.25 | 41.04 | 0 | 1038.21 | Winter | 0 | FALSE | 0 | 0 | 0 | 0 | 0 | 1 | 0 | 1
1990-04-16 | 4 | 16 | 17:00 | 17.2 | 17 | 1 | 63 |  | 0 | 0 | 4.7252 | 4.7252 | 95% | 0.67761 | 46.3483 | 6.1064 | 3.3667 | 3.2859 | 0.0808 | 2.4% | 16.1001 | 0.6 | 0.6 | 0.6 | 41.04 | 5.407 | 2.9811 | 2.9811 | 0 | 0% | 1106.25 | 46.3483 | 0 | 1059.9017 | 1106.25 | 41.04 | 0 | 1065.21 | Winter | 1 | FALSE | 1 | 46.3483 | 41.04 | 0 | 0 | 1 | 0 | 1
1990-04-16 | 4 | 16 | 18:00 | 16.7 | 18 | 1 | 62 |  | 0 | 0 | 6.0377 | 6.0377 | 95% | 0.86583 | 59.2228 | 7.8026 | 4.3019 | 4.1986 | 0.10325 | 2.4% | 15.7237 | 0.6 | 0.6 | 0.6 | 41.04 | 5.407 | 2.9811 | 2.9811 | 0 | 0% | 1080.5 | 59.2228 | 0 | 1021.2772 | 1080.5 | 41.04 | 0 | 1039.46 | Winter | 1 | FALSE | 1 | 59.2228 | 41.04 | 0 | 0 | 1 | 0 | 1
1990-04-16 | 4 | 16 | 19:00 | 15 | 19 | 1 | 59 |  | 0 | 0 | 6.5627 | 6.5627 | 95% | 0.94112 | 64.3726 | 8.4811 | 4.676 | 4.5637 | 0.11222 | 2.4% | 14.4664 | 0.6 | 0.6 | 0.6 | 41.04 | 5.407 | 2.9811 | 2.9811 | 0 | 0% | 994.5 | 64.3726 | 0 | 930.1274 | 994.5 | 41.04 | 0 | 953.46 | Winter | 0 | FALSE | 0 | 0 | 0 | 0 | 0 | 1 | 0 | 1
1990-04-16 | 4 | 16 | 20:00 | 13.9 | 20 | 1 | 57 |  | 0 | 0 | 5.7752 | 5.7752 | 95% | 0.82819 | 56.6479 | 7.4634 | 4.1148 | 4.0161 | 0.098756 | 2.4% | 14.163 | 0.6 | 0.6 | 0.6 | 41.04 | 5.407 | 2.9811 | 2.9811 | 0 | 0% | 973.75 | 56.6479 | 0 | 917.1021 | 973.75 | 41.04 | 0 | 932.71 | Winter | 0 | FALSE | 0 | 0 | 0 | 0 | 0 | 1 | 0 | 1
1990-04-16 | 4 | 16 | 21:00 | 13.3 | 21 | 1 | 56 |  | 0 | 0 | 4.7252 | 4.7252 | 95% | 0.67761 | 46.3483 | 6.1064 | 3.3667 | 3.2859 | 0.0808 | 2.4% | 13.5965 | 0.6 | 0.6 | 0.6 | 41.04 | 5.407 | 2.9811 | 2.9811 | 0 | 0% | 935 | 46.3483 | 0 | 888.6517 | 935 | 41.04 | 0 | 893.96 | Winter | 0 | FALSE | 0 | 0 | 0 | 0 | 0 | 1 | 0 | 1
1990-04-16 | 4 | 16 | 22:00 | 10.6 | 22 | 1 | 51 |  | 4 | 3.7227 | 4.2002 | 7.9228 | 95% | 1 | 68.4 | 9.0117 | 4.9685 | 4.8493 | 0.11924 | 2.4% | 13.2456 | 0.6 | 0.6 | 0.6 | 41.04 | 5.407 | 2.9811 | 2.9811 | 0 | 0% | 911 | 68.4 | 0 | 842.6 | 911 | 41.04 | 0 | 869.96 | Winter | 0 | FALSE | 0 | 0 | 0 | 0 | 0 | 0 | 1 | 1
1990-04-16 | 4 | 16 | 23:00 | 7.8 | 23 | 1 | 46 |  | 9 | 8.376 | 5.2502 | 13.6262 | 95% | 1 | 68.4 | 9.0117 | 4.9685 | 4.8493 | 0.11924 | 2.4% | 13.114 | 0.6 | 0.6 | 0.6 | 41.04 | 5.407 | 2.9811 | 2.9811 | 0 | 0% | 902 | 68.4 | 0 | 833.6 | 902 | 41.04 | 0 | 860.96 | Winter | 0 | FALSE | 0 | 0 | 0 | 0 | 0 | 0 | 1 | 1
1990-04-16 | 4 | 16 | 24:00 | 8.3 | 0 | 1 | 47 |  | 8 | 7.4453 | 4.2002 | 11.6455 | 95% | 1 | 68.4 | 9.0117 | 4.9685 | 4.8493 | 0.11924 | 2.4% | 12.6645 | 0.6 | 0.6 | 0.6 | 41.04 | 5.407 | 2.9811 | 2.9811 | 0 | 0% | 871.25 | 68.4 | 0 | 802.85 | 871.25 | 41.04 | 0 | 830.21 | Winter | 0 | FALSE | 0 | 0 | 0 | 0 | 0 | 0 | 1 | 1
1990-04-17 | 4 | 17 | 1:00 | 7.8 | 1 | 1 | 46 |  | 9 | 8.376 | 3.9376 | 12.3137 | 95% | 1 | 68.4 | 9.0117 | 4.9685 | 4.8493 | 0.11924 | 2.4% | 9.693 | 0.6 | 0.6 | 0.6 | 41.04 | 5.407 | 2.9811 | 2.9811 | 0 | 0% | 668 | 68.4 | 0 | 599.6 | 668 | 41.04 | 0 | 626.96 | Winter | 0 | FALSE | 0 | 0 | 0 | 0 | 0 | 0 | 1 | 1
1990-04-17 | 4 | 17 | 2:00 | 7.2 | 2 | 1 | 45 |  | 10 | 9.3067 | 3.1501 | 12.4568 | 95% | 1 | 68.4 | 9.0117 | 4.9685 | 4.8493 | 0.11924 | 2.4% | 8.9437 | 0.6 | 0.6 | 0.6 | 41.04 | 5.407 | 2.9811 | 2.9811 | 0 | 0% | 616.75 | 68.4 | 0 | 548.35 | 616.75 | 41.04 | 0 | 575.71 | Winter | 0 | FALSE | 0 | 0 | 0 | 0 | 0 | 0 | 1 | 1
1990-04-17 | 4 | 17 | 3:00 | 7.2 | 3 | 1 | 45 |  | 10 | 9.3067 | 3.4126 | 12.7193 | 95% | 1 | 68.4 | 9.0117 | 4.9685 | 4.8493 | 0.11924 | 2.4% | 8.739 | 0.6 | 0.6 | 0.6 | 41.04 | 5.407 | 2.9811 | 2.9811 | 0 | 0% | 602.75 | 68.4 | 0 | 534.35 | 602.75 | 41.04 | 0 | 561.71 | Winter | 0 | FALSE | 0 | 0 | 0 | 0 | 0 | 0 | 1 | 1
1990-04-17 | 4 | 17 | 4:00 | 6.7 | 4 | 1 | 44 |  | 11 | 10.2373 | 3.1501 | 13.3875 | 95% | 1 | 68.4 | 9.0117 | 4.9685 | 4.8493 | 0.11924 | 2.4% | 9.0058 | 0.6 | 0.6 | 0.6 | 41.04 | 5.407 | 2.9811 | 2.9811 | 0 | 0% | 621 | 68.4 | 0 | 552.6 | 621 | 41.04 | 0 | 579.96 | Winter | 0 | FALSE | 0 | 0 | 0 | 0 | 0 | 0 | 1 | 1
1990-04-17 | 4 | 17 | 5:00 | 6.7 | 5 | 1 | 44 |  | 11 | 10.2373 | 3.1501 | 13.3875 | 95% | 1 | 68.4 | 9.0117 | 4.9685 | 4.8493 | 0.11924 | 2.4% | 8.761 | 0.6 | 0.6 | 0.6 | 41.04 | 5.407 | 2.9811 | 2.9811 | 0 | 0% | 604.25 | 68.4 | 0 | 535.85 | 604.25 | 41.04 | 0 | 563.21 | Winter | 0 | FALSE | 0 | 0 | 0 | 0 | 0 | 0 | 1 | 1
1990-04-17 | 4 | 17 | 6:00 | 6.7 | 6 | 1 | 44 |  | 11 | 10.2373 | 3.9376 | 14.175 | 95% | 1 | 68.4 | 9.0117 | 4.9685 | 4.8493 | 0.11924 | 2.4% | 9.5431 | 0.6 | 0.6 | 0.6 | 41.04 | 5.407 | 2.9811 | 2.9811 | 0 | 0% | 657.75 | 68.4 | 0 | 589.35 | 657.75 | 41.04 | 0 | 616.71 | Winter | 0 | FALSE | 0 | 0 | 0 | 0 | 0 | 0 | 1 | 1
1990-04-17 | 4 | 17 | 7:00 | 7.8 | 7 | 1 | 46 |  | 9 | 8.376 | 4.7252 | 13.1012 | 95% | 1 | 68.4 | 9.0117 | 4.9685 | 4.8493 | 0.11924 | 2.4% | 14.3823 | 0.6 | 0.6 | 0.6 | 41.04 | 5.407 | 2.9811 | 2.9811 | 0 | 0% | 988.75 | 68.4 | 0 | 920.35 | 988.75 | 41.04 | 0 | 947.71 | Winter | 0 | FALSE | 0 | 0 | 0 | 0 | 0 | 0 | 1 | 1
1990-04-17 | 4 | 17 | 8:00 | 9.4 | 8 | 1 | 49 |  | 6 | 5.584 | 7.6128 | 13.1968 | 95% | 1 | 68.4 | 9.0117 | 4.9685 | 4.8493 | 0.11924 | 2.4% | 12.9386 | 0.6 | 0.6 | 0.6 | 41.04 | 5.407 | 2.9811 | 2.9811 | 0 | 0% | 890 | 68.4 | 0 | 821.6 | 890 | 41.04 | 0 | 848.96 | Winter | 0 | FALSE | 0 | 0 | 0 | 0 | 0 | 0 | 1 | 1
1990-04-17 | 4 | 17 | 9:00 | 11.1 | 9 | 1 | 52 |  | 3 | 2.792 | 6.5627 | 9.3547 | 95% | 1 | 68.4 | 9.0117 | 4.9685 | 4.8493 | 0.11924 | 2.4% | 13.9437 | 0.6 | 0.6 | 0.6 | 41.04 | 5.407 | 2.9811 | 2.9811 | 0 | 0% | 958.75 | 68.4 | 0 | 890.35 | 958.75 | 41.04 | 0 | 917.71 | Winter | 0 | FALSE | 0 | 0 | 0 | 0 | 0 | 0 | 1 | 1
1990-04-17 | 4 | 17 | 10:00 | 11.7 | 10 | 1 | 53 |  | 2 | 1.8613 | 6.0377 | 7.8991 | 95% | 1 | 68.4 | 9.0117 | 4.9685 | 4.8493 | 0.11924 | 2.4% | 14.4262 | 0.6 | 0.6 | 0.6 | 41.04 | 5.407 | 2.9811 | 2.9811 | 0 | 0% | 991.75 | 68.4 | 0 | 923.35 | 991.75 | 41.04 | 0 | 950.71 | Winter | 0 | FALSE | 0 | 0 | 0 | 0 | 0 | 0 | 1 | 1
1990-04-17 | 4 | 17 | 11:00 | 10 | 11 | 1 | 50 |  | 5 | 4.6533 | 5.2502 | 9.9035 | 95% | 1 | 68.4 | 9.0117 | 4.9685 | 4.8493 | 0.11924 | 2.4% | 14.6126 | 0.6 | 0.6 | 0.6 | 41.04 | 5.407 | 2.9811 | 2.9811 | 0 | 0% | 1004.5 | 68.4 | 0 | 936.1 | 1004.5 | 41.04 | 0 | 963.46 | Winter | 0 | FALSE | 0 | 0 | 0 | 0 | 0 | 0 | 1 | 1
1990-04-17 | 4 | 17 | 12:00 | 9.4 | 12 | 1 | 49 |  | 6 | 5.584 | 5.2502 | 10.8342 | 95% | 1 | 68.4 | 9.0117 | 4.9685 | 4.8493 | 0.11924 | 2.4% | 14.8173 | 0.6 | 0.6 | 0.6 | 41.04 | 5.407 | 2.9811 | 2.9811 | 0 | 0% | 1018.5 | 68.4 | 0 | 950.1 | 1018.5 | 41.04 | 0 | 977.46 | Winter | 0 | FALSE | 0 | 0 | 0 | 0 | 0 | 0 | 1 | 1
1990-04-17 | 4 | 17 | 13:00 | 10.6 | 13 | 1 | 51 |  | 4 | 3.7227 | 4.7252 | 8.4478 | 95% | 1 | 68.4 | 9.0117 | 4.9685 | 4.8493 | 0.11924 | 2.4% | 14.7588 | 0.6 | 0.6 | 0.6 | 41.04 | 5.407 | 2.9811 | 2.9811 | 0 | 0% | 1014.5 | 68.4 | 0 | 946.1 | 1014.5 | 41.04 | 0 | 973.46 | Winter | 0 | FALSE | 0 | 0 | 0 | 0 | 0 | 0 | 1 | 1
1990-04-17 | 4 | 17 | 14:00 | 11.1 | 14 | 1 | 52 |  | 3 | 2.792 | 3.9376 | 6.7296 | 95% | 0.96505 | 66.0097 | 8.6968 | 4.7949 | 4.6798 | 0.11508 | 2.4% | 15.0512 | 0.6 | 0.6 | 0.6 | 41.04 | 5.407 | 2.9811 | 2.9811 | 0 | 0% | 1034.5 | 66.0097 | 0 | 968.4903 | 1034.5 | 41.04 | 0 | 993.46 | Winter | 0 | FALSE | 0 | 0 | 0 | 0 | 0 | 1 | 0 | 1
1990-04-17 | 4 | 17 | 15:00 | 12.8 | 15 | 1 | 55 |  | 0 | 0 | 3.6751 | 3.6751 | 95% | 0.52703 | 36.0486 | 4.7494 | 2.6185 | 2.5557 | 0.062845 | 2.4% | 14.5504 | 0.6 | 0.6 | 0.6 | 41.04 | 5.407 | 2.9811 | 2.7564 | 0.22475 | 7.539% | 1000.25 | 36.0486 | 0 | 964.2014 | 1000.25 | 41.04 | 0 | 959.21 | Winter | 0 | FALSE | 0 | 0 | 0 | 0 | 0 | 1 | 0 | 1
1990-04-17 | 4 | 17 | 16:00 | 10 | 16 | 1 | 50 |  | 5 | 4.6533 | 3.6751 | 8.3285 | 95% | 1 | 68.4 | 9.0117 | 4.9685 | 4.8493 | 0.11924 | 2.4% | 14.9415 | 0.6 | 0.6 | 0.6 | 41.04 | 5.407 | 2.9811 | 2.9811 | 0 | 0% | 1027 | 68.4 | 0 | 958.6 | 1027 | 41.04 | 0 | 985.96 | Winter | 0 | FALSE | 0 | 0 | 0 | 0 | 0 | 0 | 1 | 1
1990-04-17 | 4 | 17 | 17:00 | 7.8 | 17 | 1 | 46 |  | 9 | 8.376 | 4.7252 | 13.1012 | 95% | 1 | 68.4 | 9.0117 | 4.9685 | 4.8493 | 0.11924 | 2.4% | 14.4956 | 0.6 | 0.6 | 0.6 | 41.04 | 5.407 | 2.9811 | 2.9811 | 0 | 0% | 996.5 | 68.4 | 0 | 928.1 | 996.5 | 41.04 | 0 | 955.46 | Winter | 1 | FALSE | 1 | 68.4 | 41.04 | 0 | 0 | 0 | 1 | 1
1990-04-17 | 4 | 17 | 18:00 | 6.1 | 18 | 1 | 43 |  | 12 | 11.168 | 6.0377 | 17.2057 | 95% | 1 | 68.4 | 9.0117 | 4.9685 | 4.8493 | 0.11924 | 2.4% | 14.0899 | 0.6 | 0.6 | 0.6 | 41.04 | 5.407 | 2.9811 | 2.9811 | 0 | 0% | 968.75 | 68.4 | 0 | 900.35 | 968.75 | 41.04 | 0 | 927.71 | Winter | 1 | FALSE | 1 | 68.4 | 41.04 | 0 | 0 | 0 | 1 | 1
1990-04-17 | 4 | 17 | 19:00 | 6.1 | 19 | 1 | 43 |  | 12 | 11.168 | 6.5627 | 17.7308 | 95% | 1 | 68.4 | 9.0117 | 4.9685 | 4.8493 | 0.11924 | 2.4% | 13.2822 | 0.6 | 0.6 | 0.6 | 41.04 | 5.407 | 2.9811 | 2.9811 | 0 | 0% | 913.5 | 68.4 | 0 | 845.1 | 913.5 | 41.04 | 0 | 872.46 | Winter | 0 | FALSE | 0 | 0 | 0 | 0 | 0 | 0 | 1 | 1
1990-04-17 | 4 | 17 | 20:00 | 6.1 | 20 | 1 | 43 |  | 12 | 11.168 | 5.7752 | 16.9432 | 95% | 1 | 68.4 | 9.0117 | 4.9685 | 4.8493 | 0.11924 | 2.4% | 13.125 | 0.6 | 0.6 | 0.6 | 41.04 | 5.407 | 2.9811 | 2.9811 | 0 | 0% | 902.75 | 68.4 | 0 | 834.35 | 902.75 | 41.04 | 0 | 861.71 | Winter | 0 | FALSE | 0 | 0 | 0 | 0 | 0 | 0 | 1 | 1
1990-04-17 | 4 | 17 | 21:00 | 6.7 | 21 | 1 | 44 |  | 11 | 10.2373 | 4.7252 | 14.9625 | 95% | 1 | 68.4 | 9.0117 | 4.9685 | 4.8493 | 0.11924 | 2.4% | 12.2295 | 0.6 | 0.6 | 0.6 | 41.04 | 5.407 | 2.9811 | 2.9811 | 0 | 0% | 841.5 | 68.4 | 0 | 773.1 | 841.5 | 41.04 | 0 | 800.46 | Winter | 0 | FALSE | 0 | 0 | 0 | 0 | 0 | 0 | 1 | 1
1990-04-17 | 4 | 17 | 22:00 | 5.6 | 22 | 1 | 42 |  | 13 | 12.0987 | 4.2002 | 16.2988 | 95% | 1 | 68.4 | 9.0117 | 4.9685 | 4.8493 | 0.11924 | 2.4% | 12.0358 | 0.6 | 0.6 | 0.6 | 41.04 | 5.407 | 2.9811 | 2.9811 | 0 | 0% | 828.25 | 68.4 | 0 | 759.85 | 828.25 | 41.04 | 0 | 787.21 | Winter | 0 | FALSE | 0 | 0 | 0 | 0 | 0 | 0 | 1 | 1
1990-04-17 | 4 | 17 | 23:00 | 5 | 23 | 1 | 41 |  | 14 | 13.0293 | 5.2502 | 18.2795 | 95% | 1 | 68.4 | 9.0117 | 4.9685 | 4.8493 | 0.11924 | 2.4% | 12.0029 | 0.6 | 0.6 | 0.6 | 41.04 | 5.407 | 2.9811 | 2.9811 | 0 | 0% | 826 | 68.4 | 0 | 757.6 | 826 | 41.04 | 0 | 784.96 | Winter | 0 | FALSE | 0 | 0 | 0 | 0 | 0 | 0 | 1 | 1
1990-04-17 | 4 | 17 | 24:00 | 4.4 | 0 | 1 | 40 |  | 15 | 13.96 | 4.2002 | 18.1602 | 95% | 1 | 68.4 | 9.0117 | 4.9685 | 4.8493 | 0.11924 | 2.4% | 11.5241 | 0.6 | 0.6 | 0.6 | 41.04 | 5.407 | 2.9811 | 2.9811 | 0 | 0% | 793.25 | 68.4 | 0 | 724.85 | 793.25 | 41.04 | 0 | 752.21 | Winter | 0 | FALSE | 0 | 0 | 0 | 0 | 0 | 0 | 1 | 1
1990-04-18 | 4 | 18 | 1:00 | 3.9 | 1 | 1 | 39 |  | 16 | 14.8907 | 3.9376 | 18.8283 | 95% | 1 | 68.4 | 9.0117 | 4.9685 | 4.8493 | 0.11924 | 2.4% | 11.7544 | 0.6 | 0.6 | 0.6 | 41.04 | 5.407 | 2.9811 | 2.9811 | 0 | 0% | 809 | 68.4 | 0 | 740.6 | 809 | 41.04 | 0 | 767.96 | Winter | 0 | FALSE | 0 | 0 | 0 | 0 | 0 | 0 | 1 | 1
1990-04-18 | 4 | 18 | 2:00 | 3.3 | 2 | 1 | 38 |  | 17 | 15.8214 | 3.1501 | 18.9715 | 95% | 1 | 68.4 | 9.0117 | 4.9685 | 4.8493 | 0.11924 | 2.4% | 11.5095 | 0.6 | 0.6 | 0.6 | 41.04 | 5.407 | 2.9811 | 2.9811 | 0 | 0% | 792.25 | 68.4 | 0 | 723.85 | 792.25 | 41.04 | 0 | 751.21 | Winter | 0 | FALSE | 0 | 0 | 0 | 0 | 0 | 0 | 1 | 1
1990-04-18 | 4 | 18 | 3:00 | 2.2 | 3 | 1 | 36 |  | 19 | 17.6827 | 3.4126 | 21.0953 | 95% | 1 | 68.4 | 9.0117 | 4.9685 | 4.8493 | 0.11924 | 2.4% | 11.2171 | 0.6 | 0.6 | 0.6 | 41.04 | 5.407 | 2.9811 | 2.9811 | 0 | 0% | 772.25 | 68.4 | 0 | 703.85 | 772.25 | 41.04 | 0 | 731.21 | Winter | 0 | FALSE | 0 | 0 | 0 | 0 | 0 | 0 | 1 | 1
1990-04-18 | 4 | 18 | 4:00 | 2.2 | 4 | 1 | 36 |  | 19 | 17.6827 | 3.1501 | 20.8328 | 95% | 1 | 68.4 | 9.0117 | 4.9685 | 4.8493 | 0.11924 | 2.4% | 11.6155 | 0.6 | 0.6 | 0.6 | 41.04 | 5.407 | 2.9811 | 2.9811 | 0 | 0% | 799.5 | 68.4 | 0 | 731.1 | 799.5 | 41.04 | 0 | 758.46 | Winter | 0 | FALSE | 0 | 0 | 0 | 0 | 0 | 0 | 1 | 1
1990-04-18 | 4 | 18 | 5:00 | 1.7 | 5 | 1 | 35 |  | 20 | 18.6134 | 3.1501 | 21.7635 | 95% | 1 | 68.4 | 9.0117 | 4.9685 | 4.8493 | 0.11924 | 2.4% | 11.0819 | 0.6 | 0.6 | 0.6 | 41.04 | 5.407 | 2.9811 | 2.9811 | 0 | 0% | 763 | 68.4 | 0 | 694.6 | 763 | 41.04 | 0 | 721.96 | Winter | 0 | FALSE | 0 | 0 | 0 | 0 | 0 | 0 | 1 | 1
1990-04-18 | 4 | 18 | 6:00 | 2.2 | 6 | 1 | 36 |  | 19 | 17.6827 | 3.9376 | 21.6203 | 95% | 1 | 68.4 | 9.0117 | 4.9685 | 4.8493 | 0.11924 | 2.4% | 11.6447 | 0.6 | 0.6 | 0.6 | 41.04 | 5.407 | 2.9811 | 2.9811 | 0 | 0% | 801.5 | 68.4 | 0 | 733.1 | 801.5 | 41.04 | 0 | 760.46 | Winter | 0 | FALSE | 0 | 0 | 0 | 0 | 0 | 0 | 1 | 1
1990-04-18 | 4 | 18 | 7:00 | 3.3 | 7 | 1 | 38 |  | 17 | 15.8214 | 4.7252 | 20.5465 | 95% | 1 | 68.4 | 9.0117 | 4.9685 | 4.8493 | 0.11924 | 2.4% | 11.7909 | 0.6 | 0.6 | 0.6 | 41.04 | 5.407 | 2.9811 | 2.9811 | 0 | 0% | 811.5 | 68.4 | 0 | 743.1 | 811.5 | 41.04 | 0 | 770.46 | Winter | 0 | FALSE | 0 | 0 | 0 | 0 | 0 | 0 | 1 | 1
1990-04-18 | 4 | 18 | 8:00 | 5 | 8 | 1 | 41 |  | 14 | 13.0293 | 7.6128 | 20.6421 | 95% | 1 | 68.4 | 9.0117 | 4.9685 | 4.8493 | 0.11924 | 2.4% | 12.3428 | 0.6 | 0.6 | 0.6 | 41.04 | 5.407 | 2.9811 | 2.9811 | 0 | 0% | 849.25 | 68.4 | 0 | 780.85 | 849.25 | 41.04 | 0 | 808.21 | Winter | 0 | FALSE | 0 | 0 | 0 | 0 | 0 | 0 | 1 | 1
1990-04-18 | 4 | 18 | 9:00 | 6.1 | 9 | 1 | 43 |  | 12 | 11.168 | 6.5627 | 17.7308 | 95% | 1 | 68.4 | 9.0117 | 4.9685 | 4.8493 | 0.11924 | 2.4% | 12.6572 | 0.6 | 0.6 | 0.6 | 41.04 | 5.407 | 2.9811 | 2.9811 | 0 | 0% | 870.75 | 68.4 | 0 | 802.35 | 870.75 | 41.04 | 0 | 829.71 | Winter | 0 | FALSE | 0 | 0 | 0 | 0 | 0 | 0 | 1 | 1
1990-04-18 | 4 | 18 | 10:00 | 7.8 | 10 | 1 | 46 |  | 9 | 8.376 | 6.0377 | 14.4137 | 95% | 1 | 68.4 | 9.0117 | 4.9685 | 4.8493 | 0.11924 | 2.4% | 13.2127 | 0.6 | 0.6 | 0.6 | 41.04 | 5.407 | 2.9811 | 2.9811 | 0 | 0% | 908.75 | 68.4 | 0 | 840.35 | 908.75 | 41.04 | 0 | 867.71 | Winter | 0 | FALSE | 0 | 0 | 0 | 0 | 0 | 0 | 1 | 1
1990-04-18 | 4 | 18 | 11:00 | 8.3 | 11 | 1 | 47 |  | 8 | 7.4453 | 5.2502 | 12.6955 | 95% | 1 | 68.4 | 9.0117 | 4.9685 | 4.8493 | 0.11924 | 2.4% | 13.2383 | 0.6 | 0.6 | 0.6 | 41.04 | 5.407 | 2.9811 | 2.9811 | 0 | 0% | 910.5 | 68.4 | 0 | 842.1 | 910.5 | 41.04 | 0 | 869.46 | Winter | 0 | FALSE | 0 | 0 | 0 | 0 | 0 | 0 | 1 | 1
1990-04-18 | 4 | 18 | 12:00 | 9.4 | 12 | 1 | 49 |  | 6 | 5.584 | 5.2502 | 10.8342 | 95% | 1 | 68.4 | 9.0117 | 4.9685 | 4.8493 | 0.11924 | 2.4% | 12.9094 | 0.6 | 0.6 | 0.6 | 41.04 | 5.407 | 2.9811 | 2.9811 | 0 | 0% | 888 | 68.4 | 0 | 819.6 | 888 | 41.04 | 0 | 846.96 | Winter | 0 | FALSE | 0 | 0 | 0 | 0 | 0 | 0 | 1 | 1
1990-04-18 | 4 | 18 | 13:00 | 8.9 | 13 | 1 | 48 |  | 7 | 6.5147 | 4.7252 | 11.2398 | 95% | 1 | 68.4 | 9.0117 | 4.9685 | 4.8493 | 0.11924 | 2.4% | 12.7961 | 0.6 | 0.6 | 0.6 | 41.04 | 5.407 | 2.9811 | 2.9811 | 0 | 0% | 880.25 | 68.4 | 0 | 811.85 | 880.25 | 41.04 | 0 | 839.21 | Winter | 0 | FALSE | 0 | 0 | 0 | 0 | 0 | 0 | 1 | 1
1990-04-18 | 4 | 18 | 14:00 | 8.9 | 14 | 1 | 48 |  | 7 | 6.5147 | 3.9376 | 10.4523 | 95% | 1 | 68.4 | 9.0117 | 4.9685 | 4.8493 | 0.11924 | 2.4% | 12.8216 | 0.6 | 0.6 | 0.6 | 41.04 | 5.407 | 2.9811 | 2.9811 | 0 | 0% | 882 | 68.4 | 0 | 813.6 | 882 | 41.04 | 0 | 840.96 | Winter | 0 | FALSE | 0 | 0 | 0 | 0 | 0 | 0 | 1 | 1
1990-04-18 | 4 | 18 | 15:00 | 8.3 | 15 | 1 | 47 |  | 8 | 7.4453 | 3.6751 | 11.1205 | 95% | 1 | 68.4 | 9.0117 | 4.9685 | 4.8493 | 0.11924 | 2.4% | 10.7931 | 0.6 | 0.6 | 0.6 | 41.04 | 5.407 | 2.9811 | 2.9811 | 0 | 0% | 743.25 | 68.4 | 0 | 674.85 | 743.25 | 41.04 | 0 | 702.21 | Winter | 0 | FALSE | 0 | 0 | 0 | 0 | 0 | 0 | 1 | 1
1990-04-18 | 4 | 18 | 16:00 | 6.7 | 16 | 1 | 44 |  | 11 | 10.2373 | 3.6751 | 13.9125 | 95% | 1 | 68.4 | 9.0117 | 4.9685 | 4.8493 | 0.11924 | 2.4% | 9.8026 | 0.6 | 0.6 | 0.6 | 41.04 | 5.407 | 2.9811 | 2.9811 | 0 | 0% | 675.5 | 68.4 | 0 | 607.1 | 675.5 | 41.04 | 0 | 634.46 | Winter | 0 | FALSE | 0 | 0 | 0 | 0 | 0 | 0 | 1 | 1
1990-04-18 | 4 | 18 | 17:00 | 7.2 | 17 | 1 | 45 |  | 10 | 9.3067 | 4.7252 | 14.0319 | 95% | 1 | 68.4 | 9.0117 | 4.9685 | 4.8493 | 0.11924 | 2.4% | 9.7039 | 0.6 | 0.6 | 0.6 | 41.04 | 5.407 | 2.9811 | 2.9811 | 0 | 0% | 668.75 | 68.4 | 0 | 600.35 | 668.75 | 41.04 | 0 | 627.71 | Winter | 1 | FALSE | 1 | 68.4 | 41.04 | 0 | 0 | 0 | 1 | 1
1990-04-18 | 4 | 18 | 18:00 | 5.6 | 18 | 1 | 42 |  | 13 | 12.0987 | 6.0377 | 18.1364 | 95% | 1 | 68.4 | 9.0117 | 4.9685 | 4.8493 | 0.11924 | 2.4% | 9.4846 | 0.6 | 0.6 | 0.6 | 41.04 | 5.407 | 2.9811 | 2.9811 | 0 | 0% | 653.75 | 68.4 | 0 | 585.35 | 653.75 | 41.04 | 0 | 612.71 | Winter | 1 | FALSE | 1 | 68.4 | 41.04 | 0 | 0 | 0 | 1 | 1
1990-04-18 | 4 | 18 | 19:00 | 5 | 19 | 1 | 41 |  | 14 | 13.0293 | 6.5627 | 19.5921 | 95% | 1 | 68.4 | 9.0117 | 4.9685 | 4.8493 | 0.11924 | 2.4% | 9.3385 | 0.6 | 0.6 | 0.6 | 41.04 | 5.407 | 2.9811 | 2.9811 | 0 | 0% | 643.75 | 68.4 | 0 | 575.35 | 643.75 | 41.04 | 0 | 602.71 | Winter | 0 | FALSE | 0 | 0 | 0 | 0 | 0 | 0 | 1 | 1
1990-04-18 | 4 | 18 | 20:00 | 4.4 | 20 | 1 | 40 |  | 15 | 13.96 | 5.7752 | 19.7352 | 95% | 1 | 68.4 | 9.0117 | 4.9685 | 4.8493 | 0.11924 | 2.4% | 12.2661 | 0.6 | 0.6 | 0.6 | 41.04 | 5.407 | 2.9811 | 2.9811 | 0 | 0% | 844 | 68.4 | 0 | 775.6 | 844 | 41.04 | 0 | 802.96 | Winter | 0 | FALSE | 0 | 0 | 0 | 0 | 0 | 0 | 1 | 1
1990-04-18 | 4 | 18 | 21:00 | 3.9 | 21 | 1 | 39 |  | 16 | 14.8907 | 4.7252 | 19.6159 | 95% | 1 | 68.4 | 9.0117 | 4.9685 | 4.8493 | 0.11924 | 2.4% | 11.7909 | 0.6 | 0.6 | 0.6 | 41.04 | 5.407 | 2.9811 | 2.9811 | 0 | 0% | 811.5 | 68.4 | 0 | 743.1 | 811.5 | 41.04 | 0 | 770.46 | Winter | 0 | FALSE | 0 | 0 | 0 | 0 | 0 | 0 | 1 | 1
1990-04-18 | 4 | 18 | 22:00 | 3.9 | 22 | 1 | 39 |  | 16 | 14.8907 | 4.2002 | 19.0908 | 95% | 1 | 68.4 | 9.0117 | 4.9685 | 4.8493 | 0.11924 | 2.4% | 10.9978 | 0.6 | 0.6 | 0.6 | 41.04 | 5.407 | 2.9811 | 2.9811 | 0 | 0% | 757.25 | 68.4 | 0 | 688.85 | 757.25 | 41.04 | 0 | 716.21 | Winter | 0 | FALSE | 0 | 0 | 0 | 0 | 0 | 0 | 1 | 1
1990-04-18 | 4 | 18 | 23:00 | 2.8 | 23 | 1 | 37 |  | 18 | 16.752 | 5.2502 | 22.0022 | 95% | 1 | 68.4 | 9.0117 | 4.9685 | 4.8493 | 0.11924 | 2.4% | 9.0607 | 0.6 | 0.6 | 0.6 | 41.04 | 5.407 | 2.9811 | 2.9811 | 0 | 0% | 624.75 | 68.4 | 0 | 556.35 | 624.75 | 41.04 | 0 | 583.71 | Winter | 0 | FALSE | 0 | 0 | 0 | 0 | 0 | 0 | 1 | 1
1990-04-18 | 4 | 18 | 24:00 | 2.8 | 0 | 1 | 37 |  | 18 | 16.752 | 4.2002 | 20.9522 | 95% | 1 | 68.4 | 9.0117 | 4.9685 | 4.8493 | 0.11924 | 2.4% | 9.258 | 0.6 | 0.6 | 0.6 | 41.04 | 5.407 | 2.9811 | 2.9811 | 0 | 0% | 638.25 | 68.4 | 0 | 569.85 | 638.25 | 41.04 | 0 | 597.21 | Winter | 0 | FALSE | 0 | 0 | 0 | 0 | 0 | 0 | 1 | 1
1990-04-19 | 4 | 19 | 1:00 | 1.7 | 1 | 2 | 35 |  | 20 | 18.6134 | 3.9376 | 22.551 | 95% | 1 | 68.4 | 9.0117 | 4.9685 | 4.8493 | 0.11924 | 2.4% | 8.856 | 0.6 | 0.6 | 0.6 | 41.04 | 5.407 | 2.9811 | 2.9811 | 0 | 0% | 610.75 | 68.4 | 0 | 542.35 | 610.75 | 41.04 | 0 | 569.71 | Winter | 0 | 0 | 0 | 0 | 0 | 0 | 0 | 0 | 1 | 1
1990-04-19 | 4 | 19 | 2:00 | 1.7 | 2 | 2 | 35 |  | 20 | 18.6134 | 3.1501 | 21.7635 | 95% | 1 | 68.4 | 9.0117 | 4.9685 | 4.8493 | 0.11924 | 2.4% | 8.7537 | 0.6 | 0.6 | 0.6 | 41.04 | 5.407 | 2.9811 | 2.9811 | 0 | 0% | 603.75 | 68.4 | 0 | 535.35 | 603.75 | 41.04 | 0 | 562.71 | Winter | 0 | 0 | 0 | 0 | 0 | 0 | 0 | 0 | 1 | 1
1990-04-19 | 4 | 19 | 3:00 | 2.2 | 3 | 2 | 36 |  | 19 | 17.6827 | 3.4126 | 21.0953 | 95% | 1 | 68.4 | 9.0117 | 4.9685 | 4.8493 | 0.11924 | 2.4% | 8.8194 | 0.6 | 0.6 | 0.6 | 41.04 | 5.407 | 2.9811 | 2.9811 | 0 | 0% | 608.25 | 68.4 | 0 | 539.85 | 608.25 | 41.04 | 0 | 567.21 | Winter | 0 | 0 | 0 | 0 | 0 | 0 | 0 | 0 | 1 | 1
1990-04-19 | 4 | 19 | 4:00 | 2.8 | 4 | 2 | 37 |  | 18 | 16.752 | 3.1501 | 19.9021 | 95% | 1 | 68.4 | 9.0117 | 4.9685 | 4.8493 | 0.11924 | 2.4% | 9.2507 | 0.6 | 0.6 | 0.6 | 41.04 | 5.407 | 2.9811 | 2.9811 | 0 | 0% | 637.75 | 68.4 | 0 | 569.35 | 637.75 | 41.04 | 0 | 596.71 | Winter | 0 | 0 | 0 | 0 | 0 | 0 | 0 | 0 | 1 | 1
1990-04-19 | 4 | 19 | 5:00 | 2.8 | 5 | 2 | 37 |  | 18 | 16.752 | 3.1501 | 19.9021 | 95% | 1 | 68.4 | 9.0117 | 4.9685 | 4.8493 | 0.11924 | 2.4% | 8.9291 | 0.6 | 0.6 | 0.6 | 41.04 | 5.407 | 2.9811 | 2.9811 | 0 | 0% | 615.75 | 68.4 | 0 | 547.35 | 615.75 | 41.04 | 0 | 574.71 | Winter | 0 | 0 | 0 | 0 | 0 | 0 | 0 | 0 | 1 | 1
1990-04-19 | 4 | 19 | 6:00 | 2.8 | 6 | 2 | 37 |  | 18 | 16.752 | 3.9376 | 20.6897 | 95% | 1 | 68.4 | 9.0117 | 4.9685 | 4.8493 | 0.11924 | 2.4% | 9.2434 | 0.6 | 0.6 | 0.6 | 41.04 | 5.407 | 2.9811 | 2.9811 | 0 | 0% | 637.25 | 68.4 | 0 | 568.85 | 637.25 | 41.04 | 0 | 596.21 | Winter | 0 | 0 | 0 | 0 | 0 | 0 | 0 | 0 | 1 | 1
1990-04-19 | 4 | 19 | 7:00 | 4.4 | 7 | 2 | 40 |  | 15 | 13.96 | 4.7252 | 18.6852 | 95% | 1 | 68.4 | 9.0117 | 4.9685 | 4.8493 | 0.11924 | 2.4% | 9.4225 | 0.6 | 0.6 | 0.6 | 41.04 | 5.407 | 2.9811 | 2.9811 | 0 | 0% | 649.5 | 68.4 | 0 | 581.1 | 649.5 | 41.04 | 0 | 608.46 | Winter | 0 | 0 | 0 | 0 | 0 | 0 | 0 | 0 | 1 | 1
1990-04-19 | 4 | 19 | 8:00 | 7.8 | 8 | 2 | 46 |  | 9 | 8.376 | 7.6128 | 15.9888 | 95% | 1 | 68.4 | 9.0117 | 4.9685 | 4.8493 | 0.11924 | 2.4% | 9.1923 | 0.6 | 0.6 | 0.6 | 41.04 | 5.407 | 2.9811 | 2.9811 | 0 | 0% | 633.75 | 68.4 | 0 | 565.35 | 633.75 | 41.04 | 0 | 592.71 | Winter | 0 | 0 | 0 | 0 | 0 | 0 | 0 | 0 | 1 | 1
1990-04-19 | 4 | 19 | 9:00 | 7.8 | 9 | 2 | 46 |  | 9 | 8.376 | 6.5627 | 14.9388 | 95% | 1 | 68.4 | 9.0117 | 4.9685 | 4.8493 | 0.11924 | 2.4% | 9.3933 | 0.6 | 0.6 | 0.6 | 41.04 | 5.407 | 2.9811 | 2.9811 | 0 | 0% | 647.5 | 68.4 | 0 | 579.1 | 647.5 | 41.04 | 0 | 606.46 | Winter | 0 | 0 | 0 | 0 | 0 | 0 | 0 | 0 | 1 | 1
1990-04-19 | 4 | 19 | 10:00 | 8.3 | 10 | 2 | 47 |  | 8 | 7.4453 | 6.0377 | 13.4831 | 95% | 1 | 68.4 | 9.0117 | 4.9685 | 4.8493 | 0.11924 | 2.4% | 9.4737 | 0.6 | 0.6 | 0.6 | 41.04 | 5.407 | 2.9811 | 2.9811 | 0 | 0% | 653 | 68.4 | 0 | 584.6 | 653 | 41.04 | 0 | 611.96 | Winter | 0 | 0 | 0 | 0 | 0 | 0 | 0 | 0 | 1 | 1
1990-04-19 | 4 | 19 | 11:00 | 8.3 | 11 | 2 | 47 |  | 8 | 7.4453 | 5.2502 | 12.6955 | 95% | 1 | 68.4 | 9.0117 | 4.9685 | 4.8493 | 0.11924 | 2.4% | 9.682 | 0.6 | 0.6 | 0.6 | 41.04 | 5.407 | 2.9811 | 2.9811 | 0 | 0% | 667.25 | 68.4 | 0 | 598.85 | 667.25 | 41.04 | 0 | 626.21 | Winter | 0 | 0 | 0 | 0 | 0 | 0 | 0 | 0 | 1 | 1
1990-04-19 | 4 | 19 | 12:00 | 10 | 12 | 2 | 50 |  | 5 | 4.6533 | 5.2502 | 9.9035 | 95% | 1 | 68.4 | 9.0117 | 4.9685 | 4.8493 | 0.11924 | 2.4% | 9.7222 | 0.6 | 0.6 | 0.6 | 41.04 | 5.407 | 2.9811 | 2.9811 | 0 | 0% | 670 | 68.4 | 0 | 601.6 | 670 | 41.04 | 0 | 628.96 | Winter | 0 | 0 | 0 | 0 | 0 | 0 | 0 | 0 | 1 | 1
1990-04-19 | 4 | 19 | 13:00 | 9.4 | 13 | 2 | 49 |  | 6 | 5.584 | 4.7252 | 10.3092 | 95% | 1 | 68.4 | 9.0117 | 4.9685 | 4.8493 | 0.11924 | 2.4% | 9.8173 | 0.6 | 0.6 | 0.6 | 41.04 | 5.407 | 2.9811 | 2.9811 | 0 | 0% | 676.5 | 68.4 | 0 | 608.1 | 676.5 | 41.04 | 0 | 635.46 | Winter | 0 | 0 | 0 | 0 | 0 | 0 | 0 | 0 | 1 | 1
1990-04-19 | 4 | 19 | 14:00 | 8.9 | 14 | 2 | 48 |  | 7 | 6.5147 | 3.9376 | 10.4523 | 95% | 1 | 68.4 | 9.0117 | 4.9685 | 4.8493 | 0.11924 | 2.4% | 9.7332 | 0.6 | 0.6 | 0.6 | 41.04 | 5.407 | 2.9811 | 2.9811 | 0 | 0% | 670.75 | 68.4 | 0 | 602.35 | 670.75 | 41.04 | 0 | 629.71 | Winter | 0 | 0 | 0 | 0 | 0 | 0 | 0 | 0 | 1 | 1
1990-04-19 | 4 | 19 | 15:00 | 10 | 15 | 2 | 50 |  | 5 | 4.6533 | 3.6751 | 8.3285 | 95% | 1 | 68.4 | 9.0117 | 4.9685 | 4.8493 | 0.11924 | 2.4% | 9.8246 | 0.6 | 0.6 | 0.6 | 41.04 | 5.407 | 2.9811 | 2.9811 | 0 | 0% | 677 | 68.4 | 0 | 608.6 | 677 | 41.04 | 0 | 635.96 | Winter | 0 | 0 | 0 | 0 | 0 | 0 | 0 | 0 | 1 | 1
1990-04-19 | 4 | 19 | 16:00 | 13.3 | 16 | 2 | 56 |  | 0 | 0 | 3.6751 | 3.6751 | 95% | 0.52703 | 36.0486 | 4.7494 | 2.6185 | 2.5557 | 0.062845 | 2.4% | 9.8209 | 0.6 | 0.6 | 0.6 | 41.04 | 5.407 | 2.9811 | 2.7564 | 0.22475 | 7.539% | 676.75 | 36.0486 | 0 | 640.7014 | 676.75 | 41.04 | 0 | 635.71 | Winter | 0 | 0 | 0 | 0 | 0 | 0 | 0 | 1 | 0 | 1
1990-04-19 | 4 | 19 | 17:00 | 11.1 | 17 | 2 | 52 |  | 3 | 2.792 | 4.7252 | 7.5172 | 95% | 1 | 68.4 | 9.0117 | 4.9685 | 4.8493 | 0.11924 | 2.4% | 9.5468 | 0.6 | 0.6 | 0.6 | 41.04 | 5.407 | 2.9811 | 2.9811 | 0 | 0% | 658 | 68.4 | 0 | 589.6 | 658 | 41.04 | 0 | 616.96 | Winter | 0 | 0 | 0 | 0 | 0 | 0 | 0 | 0 | 1 | 1
1990-04-19 | 4 | 19 | 18:00 | 10 | 18 | 2 | 50 |  | 5 | 4.6533 | 6.0377 | 10.6911 | 95% | 1 | 68.4 | 9.0117 | 4.9685 | 4.8493 | 0.11924 | 2.4% | 9.4664 | 0.6 | 0.6 | 0.6 | 41.04 | 5.407 | 2.9811 | 2.9811 | 0 | 0% | 652.5 | 68.4 | 0 | 584.1 | 652.5 | 41.04 | 0 | 611.46 | Winter | 0 | 0 | 0 | 0 | 0 | 0 | 0 | 0 | 1 | 1
1990-04-19 | 4 | 19 | 19:00 | 8.3 | 19 | 2 | 47 |  | 8 | 7.4453 | 6.5627 | 14.0081 | 95% | 1 | 68.4 | 9.0117 | 4.9685 | 4.8493 | 0.11924 | 2.4% | 9.4079 | 0.6 | 0.6 | 0.6 | 41.04 | 5.407 | 2.9811 | 2.9811 | 0 | 0% | 648.5 | 68.4 | 0 | 580.1 | 648.5 | 41.04 | 0 | 607.46 | Winter | 0 | 0 | 0 | 0 | 0 | 0 | 0 | 0 | 1 | 1
1990-04-19 | 4 | 19 | 20:00 | 7.8 | 20 | 2 | 46 |  | 9 | 8.376 | 5.7752 | 14.1512 | 95% | 1 | 68.4 | 9.0117 | 4.9685 | 4.8493 | 0.11924 | 2.4% | 9.5139 | 0.6 | 0.6 | 0.6 | 41.04 | 5.407 | 2.9811 | 2.9811 | 0 | 0% | 655.75 | 68.4 | 0 | 587.35 | 655.75 | 41.04 | 0 | 614.71 | Winter | 0 | 0 | 0 | 0 | 0 | 0 | 0 | 0 | 1 | 1
1990-04-19 | 4 | 19 | 21:00 | 6.7 | 21 | 2 | 44 |  | 11 | 10.2373 | 4.7252 | 14.9625 | 95% | 1 | 68.4 | 9.0117 | 4.9685 | 4.8493 | 0.11924 | 2.4% | 9.1886 | 0.6 | 0.6 | 0.6 | 41.04 | 5.407 | 2.9811 | 2.9811 | 0 | 0% | 633.5 | 68.4 | 0 | 565.1 | 633.5 | 41.04 | 0 | 592.46 | Winter | 0 | 0 | 0 | 0 | 0 | 0 | 0 | 0 | 1 | 1
1990-04-19 | 4 | 19 | 22:00 | 6.1 | 22 | 2 | 43 |  | 12 | 11.168 | 4.2002 | 15.3682 | 95% | 1 | 68.4 | 9.0117 | 4.9685 | 4.8493 | 0.11924 | 2.4% | 9.0095 | 0.6 | 0.6 | 0.6 | 41.04 | 5.407 | 2.9811 | 2.9811 | 0 | 0% | 621.25 | 68.4 | 0 | 552.85 | 621.25 | 41.04 | 0 | 580.21 | Winter | 0 | 0 | 0 | 0 | 0 | 0 | 0 | 0 | 1 | 1
1990-04-19 | 4 | 19 | 23:00 | 6.1 | 23 | 2 | 43 |  | 12 | 11.168 | 5.2502 | 16.4182 | 95% | 1 | 68.4 | 9.0117 | 4.9685 | 4.8493 | 0.11924 | 2.4% | 8.9364 | 0.6 | 0.6 | 0.6 | 41.04 | 5.407 | 2.9811 | 2.9811 | 0 | 0% | 616.25 | 68.4 | 0 | 547.85 | 616.25 | 41.04 | 0 | 575.21 | Winter | 0 | 0 | 0 | 0 | 0 | 0 | 0 | 0 | 1 | 1
1990-04-19 | 4 | 19 | 24:00 | 5.6 | 0 | 2 | 42 |  | 13 | 12.0987 | 4.2002 | 16.2988 | 95% | 1 | 68.4 | 9.0117 | 4.9685 | 4.8493 | 0.11924 | 2.4% | 9.2178 | 0.6 | 0.6 | 0.6 | 41.04 | 5.407 | 2.9811 | 2.9811 | 0 | 0% | 635.5 | 68.4 | 0 | 567.1 | 635.5 | 41.04 | 0 | 594.46 | Winter | 0 | 0 | 0 | 0 | 0 | 0 | 0 | 0 | 1 | 1
1990-04-20 | 4 | 20 | 1:00 | 5.6 | 1 | 2 | 42 |  | 13 | 12.0987 | 3.9376 | 16.0363 | 95% | 1 | 68.4 | 9.0117 | 4.9685 | 4.8493 | 0.11924 | 2.4% | 9.1265 | 0.6 | 0.6 | 0.6 | 41.04 | 5.407 | 2.9811 | 2.9811 | 0 | 0% | 629.25 | 68.4 | 0 | 560.85 | 629.25 | 41.04 | 0 | 588.21 | Winter | 0 | 0 | 0 | 0 | 0 | 0 | 0 | 0 | 1 | 1
1990-04-20 | 4 | 20 | 2:00 | 6.1 | 2 | 2 | 43 |  | 12 | 11.168 | 3.1501 | 14.3181 | 95% | 1 | 68.4 | 9.0117 | 4.9685 | 4.8493 | 0.11924 | 2.4% | 9.1228 | 0.6 | 0.6 | 0.6 | 41.04 | 5.407 | 2.9811 | 2.9811 | 0 | 0% | 629 | 68.4 | 0 | 560.6 | 629 | 41.04 | 0 | 587.96 | Winter | 0 | 0 | 0 | 0 | 0 | 0 | 0 | 0 | 1 | 1
1990-04-20 | 4 | 20 | 3:00 | 5.6 | 3 | 2 | 42 |  | 13 | 12.0987 | 3.4126 | 15.5113 | 95% | 1 | 68.4 | 9.0117 | 4.9685 | 4.8493 | 0.11924 | 2.4% | 9.1667 | 0.6 | 0.6 | 0.6 | 41.04 | 5.407 | 2.9811 | 2.9811 | 0 | 0% | 632 | 68.4 | 0 | 563.6 | 632 | 41.04 | 0 | 590.96 | Winter | 0 | 0 | 0 | 0 | 0 | 0 | 0 | 0 | 1 | 1
1990-04-20 | 4 | 20 | 4:00 | 5.6 | 4 | 2 | 42 |  | 13 | 12.0987 | 3.1501 | 15.2488 | 95% | 1 | 68.4 | 9.0117 | 4.9685 | 4.8493 | 0.11924 | 2.4% | 9.4371 | 0.6 | 0.6 | 0.6 | 41.04 | 5.407 | 2.9811 | 2.9811 | 0 | 0% | 650.5 | 68.4 | 0 | 582.1 | 650.5 | 41.04 | 0 | 609.46 | Winter | 0 | 0 | 0 | 0 | 0 | 0 | 0 | 0 | 1 | 1
1990-04-20 | 4 | 20 | 5:00 | 5.6 | 5 | 2 | 42 |  | 13 | 12.0987 | 3.1501 | 15.2488 | 95% | 1 | 68.4 | 9.0117 | 4.9685 | 4.8493 | 0.11924 | 2.4% | 9.3677 | 0.6 | 0.6 | 0.6 | 41.04 | 5.407 | 2.9811 | 2.9811 | 0 | 0% | 645.75 | 68.4 | 0 | 577.35 | 645.75 | 41.04 | 0 | 604.71 | Winter | 0 | 0 | 0 | 0 | 0 | 0 | 0 | 0 | 1 | 1
1990-04-20 | 4 | 20 | 6:00 | 5.6 | 6 | 2 | 42 |  | 13 | 12.0987 | 3.9376 | 16.0363 | 95% | 1 | 68.4 | 9.0117 | 4.9685 | 4.8493 | 0.11924 | 2.4% | 9.4371 | 0.6 | 0.6 | 0.6 | 41.04 | 5.407 | 2.9811 | 2.9811 | 0 | 0% | 650.5 | 68.4 | 0 | 582.1 | 650.5 | 41.04 | 0 | 609.46 | Winter | 0 | 0 | 0 | 0 | 0 | 0 | 0 | 0 | 1 | 1
1990-04-20 | 4 | 20 | 7:00 | 7.8 | 7 | 2 | 46 |  | 9 | 8.376 | 4.7252 | 13.1012 | 95% | 1 | 68.4 | 9.0117 | 4.9685 | 4.8493 | 0.11924 | 2.4% | 10.011 | 0.6 | 0.6 | 0.6 | 41.04 | 5.407 | 2.9811 | 2.9811 | 0 | 0% | 689.75 | 68.4 | 0 | 621.35 | 689.75 | 41.04 | 0 | 648.71 | Winter | 0 | 0 | 0 | 0 | 0 | 0 | 0 | 0 | 1 | 1
1990-04-20 | 4 | 20 | 8:00 | 9.4 | 8 | 2 | 49 |  | 6 | 5.584 | 7.6128 | 13.1968 | 95% | 1 | 68.4 | 9.0117 | 4.9685 | 4.8493 | 0.11924 | 2.4% | 10.3253 | 0.6 | 0.6 | 0.6 | 41.04 | 5.407 | 2.9811 | 2.9811 | 0 | 0% | 711.25 | 68.4 | 0 | 642.85 | 711.25 | 41.04 | 0 | 670.21 | Winter | 0 | 0 | 0 | 0 | 0 | 0 | 0 | 0 | 1 | 1
1990-04-20 | 4 | 20 | 9:00 | 11.1 | 9 | 2 | 52 |  | 3 | 2.792 | 6.5627 | 9.3547 | 95% | 1 | 68.4 | 9.0117 | 4.9685 | 4.8493 | 0.11924 | 2.4% | 10.6689 | 0.6 | 0.6 | 0.6 | 41.04 | 5.407 | 2.9811 | 2.9811 | 0 | 0% | 734.75 | 68.4 | 0 | 666.35 | 734.75 | 41.04 | 0 | 693.71 | Winter | 0 | 0 | 0 | 0 | 0 | 0 | 0 | 0 | 1 | 1
1990-04-20 | 4 | 20 | 10:00 | 12.2 | 10 | 2 | 54 |  | 1 | 0.93067 | 6.0377 | 6.9684 | 95% | 0.99929 | 68.3515 | 9.0053 | 4.965 | 4.8458 | 0.11916 | 2.4% | 11.3048 | 0.6 | 0.6 | 0.6 | 41.04 | 5.407 | 2.9811 | 2.9811 | 0 | 0% | 778.25 | 68.3515 | 0 | 709.8985 | 778.25 | 41.04 | 0 | 737.21 | Winter | 0 | 0 | 0 | 0 | 0 | 0 | 0 | 1 | 0 | 1
1990-04-20 | 4 | 20 | 11:00 | 14.4 | 11 | 2 | 58 |  | 0 | 0 | 5.2502 | 5.2502 | 95% | 0.7529 | 51.4981 | 6.7849 | 3.7408 | 3.651 | 0.089778 | 2.4% | 11.3341 | 0.6 | 0.6 | 0.6 | 41.04 | 5.407 | 2.9811 | 2.9811 | 0 | 0% | 780.25 | 51.4981 | 0 | 728.7519 | 780.25 | 41.04 | 0 | 739.21 | Winter | 0 | 0 | 0 | 0 | 0 | 0 | 0 | 1 | 0 | 1
1990-04-20 | 4 | 20 | 12:00 | 15 | 12 | 2 | 59 |  | 0 | 0 | 5.2502 | 5.2502 | 95% | 0.7529 | 51.4981 | 6.7849 | 3.7408 | 3.651 | 0.089778 | 2.4% | 11.4437 | 0.6 | 0.6 | 0.6 | 41.04 | 5.407 | 2.9811 | 2.9811 | 0 | 0% | 787.75 | 51.4981 | 0 | 736.2519 | 787.75 | 41.04 | 0 | 746.71 | Winter | 0 | 0 | 0 | 0 | 0 | 0 | 0 | 1 | 0 | 1
1990-04-20 | 4 | 20 | 13:00 | 15 | 13 | 2 | 59 |  | 0 | 0 | 4.7252 | 4.7252 | 95% | 0.67761 | 46.3483 | 6.1064 | 3.3667 | 3.2859 | 0.0808 | 2.4% | 11.4437 | 0.6 | 0.6 | 0.6 | 41.04 | 5.407 | 2.9811 | 2.9811 | 0 | 0% | 787.75 | 46.3483 | 0 | 741.4017 | 787.75 | 41.04 | 0 | 746.71 | Winter | 0 | 0 | 0 | 0 | 0 | 0 | 0 | 1 | 0 | 1
1990-04-20 | 4 | 20 | 14:00 | 13.9 | 14 | 2 | 57 |  | 0 | 0 | 3.9376 | 3.9376 | 95% | 0.56467 | 38.6235 | 5.0887 | 2.8056 | 2.7382 | 0.067334 | 2.4% | 11.2427 | 0.6 | 0.6 | 0.6 | 41.04 | 5.407 | 2.9811 | 2.9532 | 0.027867 | 0.9348% | 774 | 38.6235 | 0 | 735.3765 | 774 | 41.04 | 0 | 732.96 | Winter | 0 | 0 | 0 | 0 | 0 | 0 | 0 | 1 | 0 | 1
1990-04-20 | 4 | 20 | 15:00 | 13.9 | 15 | 2 | 57 |  | 0 | 0 | 3.6751 | 3.6751 | 95% | 0.52703 | 36.0486 | 4.7494 | 2.6185 | 2.5557 | 0.062845 | 2.4% | 11.3743 | 0.6 | 0.6 | 0.6 | 41.04 | 5.407 | 2.9811 | 2.7564 | 0.22475 | 7.539% | 783 | 36.0486 | 0 | 746.9514 | 783 | 41.04 | 0 | 741.96 | Winter | 0 | 0 | 0 | 0 | 0 | 0 | 0 | 1 | 0 | 1
1990-04-20 | 4 | 20 | 16:00 | 13.9 | 16 | 2 | 57 |  | 0 | 0 | 3.6751 | 3.6751 | 95% | 0.52703 | 36.0486 | 4.7494 | 2.6185 | 2.5557 | 0.062845 | 2.4% | 11.2317 | 0.6 | 0.6 | 0.6 | 41.04 | 5.407 | 2.9811 | 2.7564 | 0.22475 | 7.539% | 773.25 | 36.0486 | 0 | 737.2014 | 773.25 | 41.04 | 0 | 732.21 | Winter | 0 | 0 | 0 | 0 | 0 | 0 | 0 | 1 | 0 | 1
1990-04-20 | 4 | 20 | 17:00 | 13.3 | 17 | 2 | 56 |  | 0 | 0 | 4.7252 | 4.7252 | 95% | 0.67761 | 46.3483 | 6.1064 | 3.3667 | 3.2859 | 0.0808 | 2.4% | 11.1148 | 0.6 | 0.6 | 0.6 | 41.04 | 5.407 | 2.9811 | 2.9811 | 0 | 0% | 765.25 | 46.3483 | 0 | 718.9017 | 765.25 | 41.04 | 0 | 724.21 | Winter | 0 | 0 | 0 | 0 | 0 | 0 | 0 | 1 | 0 | 1
1990-04-20 | 4 | 20 | 18:00 | 12.2 | 18 | 2 | 54 |  | 1 | 0.93067 | 6.0377 | 6.9684 | 95% | 0.99929 | 68.3515 | 9.0053 | 4.965 | 4.8458 | 0.11916 | 2.4% | 10.4167 | 0.6 | 0.6 | 0.6 | 41.04 | 5.407 | 2.9811 | 2.9811 | 0 | 0% | 717.5 | 68.3515 | 0 | 649.1485 | 717.5 | 41.04 | 0 | 676.46 | Winter | 0 | 0 | 0 | 0 | 0 | 0 | 0 | 1 | 0 | 1
1990-04-20 | 4 | 20 | 19:00 | 11.1 | 19 | 2 | 52 |  | 3 | 2.792 | 6.5627 | 9.3547 | 95% | 1 | 68.4 | 9.0117 | 4.9685 | 4.8493 | 0.11924 | 2.4% | 10.1133 | 0.6 | 0.6 | 0.6 | 41.04 | 5.407 | 2.9811 | 2.9811 | 0 | 0% | 696.75 | 68.4 | 0 | 628.35 | 696.75 | 41.04 | 0 | 655.71 | Winter | 0 | 0 | 0 | 0 | 0 | 0 | 0 | 0 | 1 | 1
1990-04-20 | 4 | 20 | 20:00 | 10.6 | 20 | 2 | 51 |  | 4 | 3.7227 | 5.7752 | 9.4979 | 95% | 1 | 68.4 | 9.0117 | 4.9685 | 4.8493 | 0.11924 | 2.4% | 10.1681 | 0.6 | 0.6 | 0.6 | 41.04 | 5.407 | 2.9811 | 2.9811 | 0 | 0% | 700.5 | 68.4 | 0 | 632.1 | 700.5 | 41.04 | 0 | 659.46 | Winter | 0 | 0 | 0 | 0 | 0 | 0 | 0 | 0 | 1 | 1
1990-04-20 | 4 | 20 | 21:00 | 10 | 21 | 2 | 50 |  | 5 | 4.6533 | 4.7252 | 9.3785 | 95% | 1 | 68.4 | 9.0117 | 4.9685 | 4.8493 | 0.11924 | 2.4% | 9.7149 | 0.6 | 0.6 | 0.6 | 41.04 | 5.407 | 2.9811 | 2.9811 | 0 | 0% | 669.5 | 68.4 | 0 | 601.1 | 669.5 | 41.04 | 0 | 628.46 | Winter | 0 | 0 | 0 | 0 | 0 | 0 | 0 | 0 | 1 | 1
1990-04-20 | 4 | 20 | 22:00 | 10.6 | 22 | 2 | 51 |  | 4 | 3.7227 | 4.2002 | 7.9228 | 95% | 1 | 68.4 | 9.0117 | 4.9685 | 4.8493 | 0.11924 | 2.4% | 10.7931 | 0.6 | 0.6 | 0.6 | 41.04 | 5.407 | 2.9811 | 2.9811 | 0 | 0% | 743.25 | 68.4 | 0 | 674.85 | 743.25 | 41.04 | 0 | 702.21 | Winter | 0 | 0 | 0 | 0 | 0 | 0 | 0 | 0 | 1 | 1
1990-04-20 | 4 | 20 | 23:00 | 10.6 | 23 | 2 | 51 |  | 4 | 3.7227 | 5.2502 | 8.9729 | 95% | 1 | 68.4 | 9.0117 | 4.9685 | 4.8493 | 0.11924 | 2.4% | 12.1637 | 0.6 | 0.6 | 0.6 | 41.04 | 5.407 | 2.9811 | 2.9811 | 0 | 0% | 837 | 68.4 | 0 | 768.6 | 837 | 41.04 | 0 | 795.96 | Winter | 0 | 0 | 0 | 0 | 0 | 0 | 0 | 0 | 1 | 1
1990-04-20 | 4 | 20 | 24:00 | 11.1 | 0 | 2 | 52 |  | 3 | 2.792 | 4.2002 | 6.9922 | 95% | 1 | 68.4 | 9.0117 | 4.9685 | 4.8493 | 0.11924 | 2.4% | 11.6923 | 0.6 | 0.6 | 0.6 | 41.04 | 5.407 | 2.9811 | 2.9811 | 0 | 0% | 804.75 | 68.4 | 0 | 736.35 | 804.75 | 41.04 | 0 | 763.71 | Winter | 0 | 0 | 0 | 0 | 0 | 0 | 0 | 0 | 1 | 1
1990-04-21 | 4 | 21 | 1:00 | 11.7 | 1 | 3 | 53 |  | 2 | 1.8613 | 3.9376 | 5.799 | 95% | 0.83159 | 56.881 | 7.4941 | 4.1318 | 4.0326 | 0.099163 | 2.4% | 13.2529 | 0.6 | 0.6 | 0.6 | 41.04 | 5.407 | 2.9811 | 2.9811 | 0 | 0% | 911.5 | 56.881 | 0 | 854.619 | 911.5 | 41.04 | 0 | 870.46 | Winter | 0 | 0 | 0 | 0 | 0 | 0 | 0 | 1 | 0 | 1
1990-04-21 | 4 | 21 | 2:00 | 11.7 | 2 | 3 | 53 |  | 2 | 1.8613 | 3.1501 | 5.0115 | 95% | 0.71866 | 49.1563 | 6.4763 | 3.5707 | 3.485 | 0.085696 | 2.4% | 13.1944 | 0.6 | 0.6 | 0.6 | 41.04 | 5.407 | 2.9811 | 2.9811 | 0 | 0% | 907.5 | 49.1563 | 0 | 858.3437 | 907.5 | 41.04 | 0 | 866.46 | Winter | 0 | 0 | 0 | 0 | 0 | 0 | 0 | 1 | 0 | 1
1990-04-21 | 4 | 21 | 3:00 | 11.1 | 3 | 3 | 52 |  | 3 | 2.792 | 3.4126 | 6.2046 | 95% | 0.88977 | 60.8599 | 8.0183 | 4.4208 | 4.3147 | 0.1061 | 2.4% | 11.6886 | 0.6 | 0.6 | 0.6 | 41.04 | 5.407 | 2.9811 | 2.9811 | 0 | 0% | 804.5 | 60.8599 | 0 | 743.6401 | 804.5 | 41.04 | 0 | 763.46 | Winter | 0 | 0 | 0 | 0 | 0 | 0 | 0 | 1 | 0 | 1
1990-04-21 | 4 | 21 | 4:00 | 10.6 | 4 | 3 | 51 |  | 4 | 3.7227 | 3.1501 | 6.8728 | 95% | 0.98558 | 67.4138 | 8.8818 | 4.8969 | 4.7793 | 0.11752 | 2.4% | 13.7171 | 0.6 | 0.6 | 0.6 | 41.04 | 5.407 | 2.9811 | 2.9811 | 0 | 0% | 943.25 | 67.4138 | 0 | 875.8362 | 943.25 | 41.04 | 0 | 902.21 | Winter | 0 | 0 | 0 | 0 | 0 | 0 | 0 | 1 | 0 | 1
1990-04-21 | 4 | 21 | 5:00 | 10.6 | 5 | 3 | 51 |  | 4 | 3.7227 | 3.1501 | 6.8728 | 95% | 0.98558 | 67.4138 | 8.8818 | 4.8969 | 4.7793 | 0.11752 | 2.4% | 11.0197 | 0.6 | 0.6 | 0.6 | 41.04 | 5.407 | 2.9811 | 2.9811 | 0 | 0% | 758.75 | 67.4138 | 0 | 691.3362 | 758.75 | 41.04 | 0 | 717.71 | Winter | 0 | 0 | 0 | 0 | 0 | 0 | 0 | 1 | 0 | 1
1990-04-21 | 4 | 21 | 6:00 | 10.6 | 6 | 3 | 51 |  | 4 | 3.7227 | 3.9376 | 7.6603 | 95% | 1 | 68.4 | 9.0117 | 4.9685 | 4.8493 | 0.11924 | 2.4% | 12.5877 | 0.6 | 0.6 | 0.6 | 41.04 | 5.407 | 2.9811 | 2.9811 | 0 | 0% | 866 | 68.4 | 0 | 797.6 | 866 | 41.04 | 0 | 824.96 | Winter | 0 | 0 | 0 | 0 | 0 | 0 | 0 | 0 | 1 | 1
1990-04-21 | 4 | 21 | 7:00 | 10.6 | 7 | 3 | 51 |  | 4 | 3.7227 | 4.7252 | 8.4478 | 95% | 1 | 68.4 | 9.0117 | 4.9685 | 4.8493 | 0.11924 | 2.4% | 13.4613 | 0.6 | 0.6 | 0.6 | 41.04 | 5.407 | 2.9811 | 2.9811 | 0 | 0% | 925.75 | 68.4 | 0 | 857.35 | 925.75 | 41.04 | 0 | 884.71 | Winter | 0 | 0 | 0 | 0 | 0 | 0 | 0 | 0 | 1 | 1
1990-04-21 | 4 | 21 | 8:00 | 11.1 | 8 | 3 | 52 |  | 3 | 2.792 | 7.6128 | 10.4048 | 95% | 1 | 68.4 | 9.0117 | 4.9685 | 4.8493 | 0.11924 | 2.4% | 13.9766 | 0.6 | 0.6 | 0.6 | 41.04 | 5.407 | 2.9811 | 2.9811 | 0 | 0% | 961 | 68.4 | 0 | 892.6 | 961 | 41.04 | 0 | 919.96 | Winter | 0 | 0 | 0 | 0 | 0 | 0 | 0 | 0 | 1 | 1
1990-04-21 | 4 | 21 | 9:00 | 11.1 | 9 | 3 | 52 |  | 3 | 2.792 | 6.5627 | 9.3547 | 95% | 1 | 68.4 | 9.0117 | 4.9685 | 4.8493 | 0.11924 | 2.4% | 15.223 | 0.6 | 0.6 | 0.6 | 41.04 | 5.407 | 2.9811 | 2.9811 | 0 | 0% | 1046.25 | 68.4 | 0 | 977.85 | 1046.25 | 41.04 | 0 | 1005.21 | Winter | 0 | 0 | 0 | 0 | 0 | 0 | 0 | 0 | 1 | 1
1990-04-21 | 4 | 21 | 10:00 | 11.1 | 10 | 3 | 52 |  | 3 | 2.792 | 6.0377 | 8.8297 | 95% | 1 | 68.4 | 9.0117 | 4.9685 | 4.8493 | 0.11924 | 2.4% | 14.9854 | 0.6 | 0.6 | 0.6 | 41.04 | 5.407 | 2.9811 | 2.9811 | 0 | 0% | 1030 | 68.4 | 0 | 961.6 | 1030 | 41.04 | 0 | 988.96 | Winter | 0 | 0 | 0 | 0 | 0 | 0 | 0 | 0 | 1 | 1
1990-04-21 | 4 | 21 | 11:00 | 11.7 | 11 | 3 | 53 |  | 2 | 1.8613 | 5.2502 | 7.1115 | 95% | 1 | 68.4 | 9.0117 | 4.9685 | 4.8493 | 0.11924 | 2.4% | 16.1806 | 0.6 | 0.6 | 0.6 | 41.04 | 5.407 | 2.9811 | 2.9811 | 0 | 0% | 1111.75 | 68.4 | 0 | 1043.35 | 1111.75 | 41.04 | 0 | 1070.71 | Winter | 0 | 0 | 0 | 0 | 0 | 0 | 0 | 0 | 1 | 1
1990-04-21 | 4 | 21 | 12:00 | 11.7 | 12 | 3 | 53 |  | 2 | 1.8613 | 5.2502 | 7.1115 | 95% | 1 | 68.4 | 9.0117 | 4.9685 | 4.8493 | 0.11924 | 2.4% | 15.9686 | 0.6 | 0.6 | 0.6 | 41.04 | 5.407 | 2.9811 | 2.9811 | 0 | 0% | 1097.25 | 68.4 | 0 | 1028.85 | 1097.25 | 41.04 | 0 | 1056.21 | Winter | 0 | 0 | 0 | 0 | 0 | 0 | 0 | 0 | 1 | 1
1990-04-21 | 4 | 21 | 13:00 | 12.2 | 13 | 3 | 54 |  | 1 | 0.93067 | 4.7252 | 5.6558 | 95% | 0.81107 | 55.477 | 7.3091 | 4.0298 | 3.9331 | 0.096715 | 2.4% | 15.2887 | 0.6 | 0.6 | 0.6 | 41.04 | 5.407 | 2.9811 | 2.9811 | 0 | 0% | 1050.75 | 55.477 | 0 | 995.273 | 1050.75 | 41.04 | 0 | 1009.71 | Winter | 0 | 0 | 0 | 0 | 0 | 0 | 0 | 1 | 0 | 1
1990-04-21 | 4 | 21 | 14:00 | 12.8 | 14 | 3 | 55 |  | 0 | 0 | 3.9376 | 3.9376 | 95% | 0.56467 | 38.6235 | 5.0887 | 2.8056 | 2.7382 | 0.067334 | 2.4% | 15.5044 | 0.6 | 0.6 | 0.6 | 41.04 | 5.407 | 2.9811 | 2.9532 | 0.027867 | 0.9348% | 1065.5 | 38.6235 | 0 | 1026.8765 | 1065.5 | 41.04 | 0 | 1024.46 | Winter | 0 | 0 | 0 | 0 | 0 | 0 | 0 | 1 | 0 | 1
1990-04-21 | 4 | 21 | 15:00 | 12.8 | 15 | 3 | 55 |  | 0 | 0 | 3.6751 | 3.6751 | 95% | 0.52703 | 36.0486 | 4.7494 | 2.6185 | 2.5557 | 0.062845 | 2.4% | 16.2719 | 0.6 | 0.6 | 0.6 | 41.04 | 5.407 | 2.9811 | 2.7564 | 0.22475 | 7.539% | 1118 | 36.0486 | 0 | 1081.9514 | 1118 | 41.04 | 0 | 1076.96 | Winter | 0 | 0 | 0 | 0 | 0 | 0 | 0 | 1 | 0 | 1
1990-04-21 | 4 | 21 | 16:00 | 12.2 | 16 | 3 | 54 |  | 1 | 0.93067 | 3.6751 | 4.6058 | 95% | 0.66049 | 45.1774 | 5.9521 | 3.2816 | 3.2029 | 0.078759 | 2.4% | 16.4949 | 0.6 | 0.6 | 0.6 | 41.04 | 5.407 | 2.9811 | 2.9811 | 0 | 0% | 1133.25 | 45.1774 | 0 | 1088.0726 | 1133.25 | 41.04 | 0 | 1092.21 | Winter | 0 | 0 | 0 | 0 | 0 | 0 | 0 | 1 | 0 | 1
1990-04-21 | 4 | 21 | 17:00 | 11.1 | 17 | 3 | 52 |  | 3 | 2.792 | 4.7252 | 7.5172 | 95% | 1 | 68.4 | 9.0117 | 4.9685 | 4.8493 | 0.11924 | 2.4% | 15.1535 | 0.6 | 0.6 | 0.6 | 41.04 | 5.407 | 2.9811 | 2.9811 | 0 | 0% | 1041.5 | 68.4 | 0 | 973.1 | 1041.5 | 41.04 | 0 | 1000.46 | Winter | 0 | 0 | 0 | 0 | 0 | 0 | 0 | 0 | 1 | 1
1990-04-21 | 4 | 21 | 18:00 | 10.6 | 18 | 3 | 51 |  | 4 | 3.7227 | 6.0377 | 9.7604 | 95% | 1 | 68.4 | 9.0117 | 4.9685 | 4.8493 | 0.11924 | 2.4% | 15.4496 | 0.6 | 0.6 | 0.6 | 41.04 | 5.407 | 2.9811 | 2.9811 | 0 | 0% | 1061.75 | 68.4 | 0 | 993.35 | 1061.75 | 41.04 | 0 | 1020.71 | Winter | 0 | 0 | 0 | 0 | 0 | 0 | 0 | 0 | 1 | 1
1990-04-21 | 4 | 21 | 19:00 | 10.6 | 19 | 3 | 51 |  | 4 | 3.7227 | 6.5627 | 10.2854 | 95% | 1 | 68.4 | 9.0117 | 4.9685 | 4.8493 | 0.11924 | 2.4% | 14.4152 | 0.6 | 0.6 | 0.6 | 41.04 | 5.407 | 2.9811 | 2.9811 | 0 | 0% | 991 | 68.4 | 0 | 922.6 | 991 | 41.04 | 0 | 949.96 | Winter | 0 | 0 | 0 | 0 | 0 | 0 | 0 | 0 | 1 | 1
1990-04-21 | 4 | 21 | 20:00 | 10 | 20 | 3 | 50 |  | 5 | 4.6533 | 5.7752 | 10.4286 | 95% | 1 | 68.4 | 9.0117 | 4.9685 | 4.8493 | 0.11924 | 2.4% | 14.1703 | 0.6 | 0.6 | 0.6 | 41.04 | 5.407 | 2.9811 | 2.9811 | 0 | 0% | 974.25 | 68.4 | 0 | 905.85 | 974.25 | 41.04 | 0 | 933.21 | Winter | 0 | 0 | 0 | 0 | 0 | 0 | 0 | 0 | 1 | 1
1990-04-21 | 4 | 21 | 21:00 | 10 | 21 | 3 | 50 |  | 5 | 4.6533 | 4.7252 | 9.3785 | 95% | 1 | 68.4 | 9.0117 | 4.9685 | 4.8493 | 0.11924 | 2.4% | 14.0351 | 0.6 | 0.6 | 0.6 | 41.04 | 5.407 | 2.9811 | 2.9811 | 0 | 0% | 965 | 68.4 | 0 | 896.6 | 965 | 41.04 | 0 | 923.96 | Winter | 0 | 0 | 0 | 0 | 0 | 0 | 0 | 0 | 1 | 1
1990-04-21 | 4 | 21 | 22:00 | 10 | 22 | 3 | 50 |  | 5 | 4.6533 | 4.2002 | 8.8535 | 95% | 1 | 68.4 | 9.0117 | 4.9685 | 4.8493 | 0.11924 | 2.4% | 13.6148 | 0.6 | 0.6 | 0.6 | 41.04 | 5.407 | 2.9811 | 2.9811 | 0 | 0% | 936.25 | 68.4 | 0 | 867.85 | 936.25 | 41.04 | 0 | 895.21 | Winter | 0 | 0 | 0 | 0 | 0 | 0 | 0 | 0 | 1 | 1
1990-04-21 | 4 | 21 | 23:00 | 10 | 23 | 3 | 50 |  | 5 | 4.6533 | 5.2502 | 9.9035 | 95% | 1 | 68.4 | 9.0117 | 4.9685 | 4.8493 | 0.11924 | 2.4% | 13.4137 | 0.6 | 0.6 | 0.6 | 41.04 | 5.407 | 2.9811 | 2.9811 | 0 | 0% | 922.5 | 68.4 | 0 | 854.1 | 922.5 | 41.04 | 0 | 881.46 | Winter | 0 | 0 | 0 | 0 | 0 | 0 | 0 | 0 | 1 | 1
1990-04-21 | 4 | 21 | 24:00 | 9.4 | 0 | 3 | 49 |  | 6 | 5.584 | 4.2002 | 9.7842 | 95% | 1 | 68.4 | 9.0117 | 4.9685 | 4.8493 | 0.11924 | 2.4% | 13.1908 | 0.6 | 0.6 | 0.6 | 41.04 | 5.407 | 2.9811 | 2.9811 | 0 | 0% | 907.25 | 68.4 | 0 | 838.85 | 907.25 | 41.04 | 0 | 866.21 | Winter | 0 | 0 | 0 | 0 | 0 | 0 | 0 | 0 | 1 | 1
1990-04-22 | 4 | 22 | 1:00 | 9.4 | 1 | 1 | 49 |  | 6 | 5.584 | 3.9376 | 9.5217 | 95% | 1 | 68.4 | 9.0117 | 4.9685 | 4.8493 | 0.11924 | 2.4% | 13.0446 | 0.6 | 0.6 | 0.6 | 41.04 | 5.407 | 2.9811 | 2.9811 | 0 | 0% | 897.25 | 68.4 | 0 | 828.85 | 897.25 | 41.04 | 0 | 856.21 | Winter | 0 | FALSE | 0 | 0 | 0 | 0 | 0 | 0 | 1 | 1
1990-04-22 | 4 | 22 | 2:00 | 9.4 | 2 | 1 | 49 |  | 6 | 5.584 | 3.1501 | 8.7341 | 95% | 1 | 68.4 | 9.0117 | 4.9685 | 4.8493 | 0.11924 | 2.4% | 11.9993 | 0.6 | 0.6 | 0.6 | 41.04 | 5.407 | 2.9811 | 2.9811 | 0 | 0% | 825.75 | 68.4 | 0 | 757.35 | 825.75 | 41.04 | 0 | 784.71 | Winter | 0 | FALSE | 0 | 0 | 0 | 0 | 0 | 0 | 1 | 1
1990-04-22 | 4 | 22 | 3:00 | 8.9 | 3 | 1 | 48 |  | 7 | 6.5147 | 3.4126 | 9.9273 | 95% | 1 | 68.4 | 9.0117 | 4.9685 | 4.8493 | 0.11924 | 2.4% | 11.4693 | 0.6 | 0.6 | 0.6 | 41.04 | 5.407 | 2.9811 | 2.9811 | 0 | 0% | 789.5 | 68.4 | 0 | 721.1 | 789.5 | 41.04 | 0 | 748.46 | Winter | 0 | FALSE | 0 | 0 | 0 | 0 | 0 | 0 | 1 | 1
1990-04-22 | 4 | 22 | 4:00 | 8.9 | 4 | 1 | 48 |  | 7 | 6.5147 | 3.1501 | 9.6648 | 95% | 1 | 68.4 | 9.0117 | 4.9685 | 4.8493 | 0.11924 | 2.4% | 9.152 | 0.6 | 0.6 | 0.6 | 41.04 | 5.407 | 2.9811 | 2.9811 | 0 | 0% | 631 | 68.4 | 0 | 562.6 | 631 | 41.04 | 0 | 589.96 | Winter | 0 | FALSE | 0 | 0 | 0 | 0 | 0 | 0 | 1 | 1
1990-04-22 | 4 | 22 | 5:00 | 8.3 | 5 | 1 | 47 |  | 8 | 7.4453 | 3.1501 | 10.5955 | 95% | 1 | 68.4 | 9.0117 | 4.9685 | 4.8493 | 0.11924 | 2.4% | 8.9803 | 0.6 | 0.6 | 0.6 | 41.04 | 5.407 | 2.9811 | 2.9811 | 0 | 0% | 619.25 | 68.4 | 0 | 550.85 | 619.25 | 41.04 | 0 | 578.21 | Winter | 0 | FALSE | 0 | 0 | 0 | 0 | 0 | 0 | 1 | 1
1990-04-22 | 4 | 22 | 6:00 | 8.9 | 6 | 1 | 48 |  | 7 | 6.5147 | 3.9376 | 10.4523 | 95% | 1 | 68.4 | 9.0117 | 4.9685 | 4.8493 | 0.11924 | 2.4% | 9.0789 | 0.6 | 0.6 | 0.6 | 41.04 | 5.407 | 2.9811 | 2.9811 | 0 | 0% | 626 | 68.4 | 0 | 557.6 | 626 | 41.04 | 0 | 584.96 | Winter | 0 | FALSE | 0 | 0 | 0 | 0 | 0 | 0 | 1 | 1
1990-04-22 | 4 | 22 | 7:00 | 10 | 7 | 1 | 50 |  | 5 | 4.6533 | 4.7252 | 9.3785 | 95% | 1 | 68.4 | 9.0117 | 4.9685 | 4.8493 | 0.11924 | 2.4% | 9.9671 | 0.6 | 0.6 | 0.6 | 41.04 | 5.407 | 2.9811 | 2.9811 | 0 | 0% | 686.75 | 68.4 | 0 | 618.35 | 686.75 | 41.04 | 0 | 645.71 | Winter | 0 | FALSE | 0 | 0 | 0 | 0 | 0 | 0 | 1 | 1
1990-04-22 | 4 | 22 | 8:00 | 10.6 | 8 | 1 | 51 |  | 4 | 3.7227 | 7.6128 | 11.3355 | 95% | 1 | 68.4 | 9.0117 | 4.9685 | 4.8493 | 0.11924 | 2.4% | 13.6294 | 0.6 | 0.6 | 0.6 | 41.04 | 5.407 | 2.9811 | 2.9811 | 0 | 0% | 937.25 | 68.4 | 0 | 868.85 | 937.25 | 41.04 | 0 | 896.21 | Winter | 0 | FALSE | 0 | 0 | 0 | 0 | 0 | 0 | 1 | 1
1990-04-22 | 4 | 22 | 9:00 | 11.1 | 9 | 1 | 52 |  | 3 | 2.792 | 6.5627 | 9.3547 | 95% | 1 | 68.4 | 9.0117 | 4.9685 | 4.8493 | 0.11924 | 2.4% | 14.2873 | 0.6 | 0.6 | 0.6 | 41.04 | 5.407 | 2.9811 | 2.9811 | 0 | 0% | 982.25 | 68.4 | 0 | 913.85 | 982.25 | 41.04 | 0 | 941.21 | Winter | 0 | FALSE | 0 | 0 | 0 | 0 | 0 | 0 | 1 | 1
1990-04-22 | 4 | 22 | 10:00 | 11.7 | 10 | 1 | 53 |  | 2 | 1.8613 | 6.0377 | 7.8991 | 95% | 1 | 68.4 | 9.0117 | 4.9685 | 4.8493 | 0.11924 | 2.4% | 14.7807 | 0.6 | 0.6 | 0.6 | 41.04 | 5.407 | 2.9811 | 2.9811 | 0 | 0% | 1016 | 68.4 | 0 | 947.6 | 1016 | 41.04 | 0 | 974.96 | Winter | 0 | FALSE | 0 | 0 | 0 | 0 | 0 | 0 | 1 | 1
1990-04-22 | 4 | 22 | 11:00 | 12.2 | 11 | 1 | 54 |  | 1 | 0.93067 | 5.2502 | 6.1809 | 95% | 0.88636 | 60.6268 | 7.9876 | 4.4039 | 4.2982 | 0.10569 | 2.4% | 14.8355 | 0.6 | 0.6 | 0.6 | 41.04 | 5.407 | 2.9811 | 2.9811 | 0 | 0% | 1019.75 | 60.6268 | 0 | 959.1232 | 1019.75 | 41.04 | 0 | 978.71 | Winter | 0 | FALSE | 0 | 0 | 0 | 0 | 0 | 1 | 0 | 1
1990-04-22 | 4 | 22 | 12:00 | 10.6 | 12 | 1 | 51 |  | 4 | 3.7227 | 5.2502 | 8.9729 | 95% | 1 | 68.4 | 9.0117 | 4.9685 | 4.8493 | 0.11924 | 2.4% | 15.5811 | 0.6 | 0.6 | 0.6 | 41.04 | 5.407 | 2.9811 | 2.9811 | 0 | 0% | 1070.75 | 68.4 | 0 | 1002.35 | 1070.75 | 41.04 | 0 | 1029.71 | Winter | 0 | FALSE | 0 | 0 | 0 | 0 | 0 | 0 | 1 | 1
1990-04-22 | 4 | 22 | 13:00 | 11.7 | 13 | 1 | 53 |  | 2 | 1.8613 | 4.7252 | 6.5865 | 95% | 0.94453 | 64.6057 | 8.5118 | 4.6929 | 4.5803 | 0.11263 | 2.4% | 15.3143 | 0.6 | 0.6 | 0.6 | 41.04 | 5.407 | 2.9811 | 2.9811 | 0 | 0% | 1052.5 | 64.6057 | 0 | 987.8943 | 1052.5 | 41.04 | 0 | 1011.46 | Winter | 0 | FALSE | 0 | 0 | 0 | 0 | 0 | 1 | 0 | 1
1990-04-22 | 4 | 22 | 14:00 | 11.1 | 14 | 1 | 52 |  | 3 | 2.792 | 3.9376 | 6.7296 | 95% | 0.96505 | 66.0097 | 8.6968 | 4.7949 | 4.6798 | 0.11508 | 2.4% | 15.5117 | 0.6 | 0.6 | 0.6 | 41.04 | 5.407 | 2.9811 | 2.9811 | 0 | 0% | 1066 | 66.0097 | 0 | 999.9903 | 1066 | 41.04 | 0 | 1024.96 | Winter | 0 | FALSE | 0 | 0 | 0 | 0 | 0 | 1 | 0 | 1
1990-04-22 | 4 | 22 | 15:00 | 11.7 | 15 | 1 | 53 |  | 2 | 1.8613 | 3.6751 | 5.5365 | 95% | 0.79395 | 54.3061 | 7.1548 | 3.9447 | 3.8501 | 0.094674 | 2.4% | 16.0782 | 0.6 | 0.6 | 0.6 | 41.04 | 5.407 | 2.9811 | 2.9811 | 0 | 0% | 1104.75 | 54.3061 | 0 | 1050.4439 | 1104.75 | 41.04 | 0 | 1063.71 | Winter | 0 | FALSE | 0 | 0 | 0 | 0 | 0 | 1 | 0 | 1
1990-04-22 | 4 | 22 | 16:00 | 10.6 | 16 | 1 | 51 |  | 4 | 3.7227 | 3.6751 | 7.3978 | 95% | 1 | 68.4 | 9.0117 | 4.9685 | 4.8493 | 0.11924 | 2.4% | 16.0673 | 0.6 | 0.6 | 0.6 | 41.04 | 5.407 | 2.9811 | 2.9811 | 0 | 0% | 1104 | 68.4 | 0 | 1035.6 | 1104 | 41.04 | 0 | 1062.96 | Winter | 0 | FALSE | 0 | 0 | 0 | 0 | 0 | 0 | 1 | 1
1990-04-22 | 4 | 22 | 17:00 | 10.6 | 17 | 1 | 51 |  | 4 | 3.7227 | 4.7252 | 8.4478 | 95% | 1 | 68.4 | 9.0117 | 4.9685 | 4.8493 | 0.11924 | 2.4% | 16.3012 | 0.6 | 0.6 | 0.6 | 41.04 | 5.407 | 2.9811 | 2.9811 | 0 | 0% | 1120 | 68.4 | 0 | 1051.6 | 1120 | 41.04 | 0 | 1078.96 | Winter | 1 | FALSE | 1 | 68.4 | 41.04 | 0 | 0 | 0 | 1 | 1
1990-04-22 | 4 | 22 | 18:00 | 10 | 18 | 1 | 50 |  | 5 | 4.6533 | 6.0377 | 10.6911 | 95% | 1 | 68.4 | 9.0117 | 4.9685 | 4.8493 | 0.11924 | 2.4% | 15.4898 | 0.6 | 0.6 | 0.6 | 41.04 | 5.407 | 2.9811 | 2.9811 | 0 | 0% | 1064.5 | 68.4 | 0 | 996.1 | 1064.5 | 41.04 | 0 | 1023.46 | Winter | 1 | FALSE | 1 | 68.4 | 41.04 | 0 | 0 | 0 | 1 | 1
1990-04-22 | 4 | 22 | 19:00 | 10.6 | 19 | 1 | 51 |  | 4 | 3.7227 | 6.5627 | 10.2854 | 95% | 1 | 68.4 | 9.0117 | 4.9685 | 4.8493 | 0.11924 | 2.4% | 14.3677 | 0.6 | 0.6 | 0.6 | 41.04 | 5.407 | 2.9811 | 2.9811 | 0 | 0% | 987.75 | 68.4 | 0 | 919.35 | 987.75 | 41.04 | 0 | 946.71 | Winter | 0 | FALSE | 0 | 0 | 0 | 0 | 0 | 0 | 1 | 1
1990-04-22 | 4 | 22 | 20:00 | 10.6 | 20 | 1 | 51 |  | 4 | 3.7227 | 5.7752 | 9.4979 | 95% | 1 | 68.4 | 9.0117 | 4.9685 | 4.8493 | 0.11924 | 2.4% | 13.8999 | 0.6 | 0.6 | 0.6 | 41.04 | 5.407 | 2.9811 | 2.9811 | 0 | 0% | 955.75 | 68.4 | 0 | 887.35 | 955.75 | 41.04 | 0 | 914.71 | Winter | 0 | FALSE | 0 | 0 | 0 | 0 | 0 | 0 | 1 | 1
1990-04-22 | 4 | 22 | 21:00 | 10.6 | 21 | 1 | 51 |  | 4 | 3.7227 | 4.7252 | 8.4478 | 95% | 1 | 68.4 | 9.0117 | 4.9685 | 4.8493 | 0.11924 | 2.4% | 13.8194 | 0.6 | 0.6 | 0.6 | 41.04 | 5.407 | 2.9811 | 2.9811 | 0 | 0% | 950.25 | 68.4 | 0 | 881.85 | 950.25 | 41.04 | 0 | 909.21 | Winter | 0 | FALSE | 0 | 0 | 0 | 0 | 0 | 0 | 1 | 1
1990-04-22 | 4 | 22 | 22:00 | 10.6 | 22 | 1 | 51 |  | 4 | 3.7227 | 4.2002 | 7.9228 | 95% | 1 | 68.4 | 9.0117 | 4.9685 | 4.8493 | 0.11924 | 2.4% | 13.3187 | 0.6 | 0.6 | 0.6 | 41.04 | 5.407 | 2.9811 | 2.9811 | 0 | 0% | 916 | 68.4 | 0 | 847.6 | 916 | 41.04 | 0 | 874.96 | Winter | 0 | FALSE | 0 | 0 | 0 | 0 | 0 | 0 | 1 | 1
1990-04-22 | 4 | 22 | 23:00 | 10.6 | 23 | 1 | 51 |  | 4 | 3.7227 | 5.2502 | 8.9729 | 95% | 1 | 68.4 | 9.0117 | 4.9685 | 4.8493 | 0.11924 | 2.4% | 11.6192 | 0.6 | 0.6 | 0.6 | 41.04 | 5.407 | 2.9811 | 2.9811 | 0 | 0% | 799.75 | 68.4 | 0 | 731.35 | 799.75 | 41.04 | 0 | 758.71 | Winter | 0 | FALSE | 0 | 0 | 0 | 0 | 0 | 0 | 1 | 1
1990-04-22 | 4 | 22 | 24:00 | 10 | 0 | 1 | 50 |  | 5 | 4.6533 | 4.2002 | 8.8535 | 95% | 1 | 68.4 | 9.0117 | 4.9685 | 4.8493 | 0.11924 | 2.4% | 12.9788 | 0.6 | 0.6 | 0.6 | 41.04 | 5.407 | 2.9811 | 2.9811 | 0 | 0% | 892.75 | 68.4 | 0 | 824.35 | 892.75 | 41.04 | 0 | 851.71 | Winter | 0 | FALSE | 0 | 0 | 0 | 0 | 0 | 0 | 1 | 1
1990-04-23 | 4 | 23 | 1:00 | 9.4 | 1 | 1 | 49 |  | 6 | 5.584 | 3.9376 | 9.5217 | 95% | 1 | 68.4 | 9.0117 | 4.9685 | 4.8493 | 0.11924 | 2.4% | 12.3209 | 0.6 | 0.6 | 0.6 | 41.04 | 5.407 | 2.9811 | 2.9811 | 0 | 0% | 847.75 | 68.4 | 0 | 779.35 | 847.75 | 41.04 | 0 | 806.71 | Winter | 0 | FALSE | 0 | 0 | 0 | 0 | 0 | 0 | 1 | 1
1990-04-23 | 4 | 23 | 2:00 | 8.9 | 2 | 1 | 48 |  | 7 | 6.5147 | 3.1501 | 9.6648 | 95% | 1 | 68.4 | 9.0117 | 4.9685 | 4.8493 | 0.11924 | 2.4% | 10.4642 | 0.6 | 0.6 | 0.6 | 41.04 | 5.407 | 2.9811 | 2.9811 | 0 | 0% | 720.75 | 68.4 | 0 | 652.35 | 720.75 | 41.04 | 0 | 679.71 | Winter | 0 | FALSE | 0 | 0 | 0 | 0 | 0 | 0 | 1 | 1
1990-04-23 | 4 | 23 | 3:00 | 10.6 | 3 | 1 | 51 |  | 4 | 3.7227 | 3.4126 | 7.1353 | 95% | 1 | 68.4 | 9.0117 | 4.9685 | 4.8493 | 0.11924 | 2.4% | 9.0424 | 0.6 | 0.6 | 0.6 | 41.04 | 5.407 | 2.9811 | 2.9811 | 0 | 0% | 623.5 | 68.4 | 0 | 555.1 | 623.5 | 41.04 | 0 | 582.46 | Winter | 0 | FALSE | 0 | 0 | 0 | 0 | 0 | 0 | 1 | 1
1990-04-23 | 4 | 23 | 4:00 | 10.6 | 4 | 1 | 51 |  | 4 | 3.7227 | 3.1501 | 6.8728 | 95% | 0.98558 | 67.4138 | 8.8818 | 4.8969 | 4.7793 | 0.11752 | 2.4% | 9.4627 | 0.6 | 0.6 | 0.6 | 41.04 | 5.407 | 2.9811 | 2.9811 | 0 | 0% | 652.25 | 67.4138 | 0 | 584.8362 | 652.25 | 41.04 | 0 | 611.21 | Winter | 0 | FALSE | 0 | 0 | 0 | 0 | 0 | 1 | 0 | 1
1990-04-23 | 4 | 23 | 5:00 | 11.7 | 5 | 1 | 53 |  | 2 | 1.8613 | 3.1501 | 5.0115 | 95% | 0.71866 | 49.1563 | 6.4763 | 3.5707 | 3.485 | 0.085696 | 2.4% | 9.0022 | 0.6 | 0.6 | 0.6 | 41.04 | 5.407 | 2.9811 | 2.9811 | 0 | 0% | 620.75 | 49.1563 | 0 | 571.5937 | 620.75 | 41.04 | 0 | 579.71 | Winter | 0 | FALSE | 0 | 0 | 0 | 0 | 0 | 1 | 0 | 1
1990-04-23 | 4 | 23 | 6:00 | 10.6 | 6 | 1 | 51 |  | 4 | 3.7227 | 3.9376 | 7.6603 | 95% | 1 | 68.4 | 9.0117 | 4.9685 | 4.8493 | 0.11924 | 2.4% | 9.5833 | 0.6 | 0.6 | 0.6 | 41.04 | 5.407 | 2.9811 | 2.9811 | 0 | 0% | 660.5 | 68.4 | 0 | 592.1 | 660.5 | 41.04 | 0 | 619.46 | Winter | 0 | FALSE | 0 | 0 | 0 | 0 | 0 | 0 | 1 | 1
1990-04-23 | 4 | 23 | 7:00 | 11.7 | 7 | 1 | 53 |  | 2 | 1.8613 | 4.7252 | 6.5865 | 95% | 0.94453 | 64.6057 | 8.5118 | 4.6929 | 4.5803 | 0.11263 | 2.4% | 10.1023 | 0.6 | 0.6 | 0.6 | 41.04 | 5.407 | 2.9811 | 2.9811 | 0 | 0% | 696 | 64.6057 | 0 | 631.3943 | 696 | 41.04 | 0 | 654.96 | Winter | 0 | FALSE | 0 | 0 | 0 | 0 | 0 | 1 | 0 | 1
1990-04-23 | 4 | 23 | 8:00 | 11.1 | 8 | 1 | 52 |  | 3 | 2.792 | 7.6128 | 10.4048 | 95% | 1 | 68.4 | 9.0117 | 4.9685 | 4.8493 | 0.11924 | 2.4% | 10.5811 | 0.6 | 0.6 | 0.6 | 41.04 | 5.407 | 2.9811 | 2.9811 | 0 | 0% | 728.75 | 68.4 | 0 | 660.35 | 728.75 | 41.04 | 0 | 687.71 | Winter | 0 | FALSE | 0 | 0 | 0 | 0 | 0 | 0 | 1 | 1
1990-04-23 | 4 | 23 | 9:00 | 13.3 | 9 | 1 | 56 |  | 0 | 0 | 6.5627 | 6.5627 | 95% | 0.94112 | 64.3726 | 8.4811 | 4.676 | 4.5637 | 0.11222 | 2.4% | 11.0015 | 0.6 | 0.6 | 0.6 | 41.04 | 5.407 | 2.9811 | 2.9811 | 0 | 0% | 757.5 | 64.3726 | 0 | 693.1274 | 757.5 | 41.04 | 0 | 716.46 | Winter | 0 | FALSE | 0 | 0 | 0 | 0 | 0 | 1 | 0 | 1
1990-04-23 | 4 | 23 | 10:00 | 13.3 | 10 | 1 | 56 |  | 0 | 0 | 6.0377 | 6.0377 | 95% | 0.86583 | 59.2228 | 7.8026 | 4.3019 | 4.1986 | 0.10325 | 2.4% | 11.5387 | 0.6 | 0.6 | 0.6 | 41.04 | 5.407 | 2.9811 | 2.9811 | 0 | 0% | 794.25 | 59.2228 | 0 | 735.0272 | 794.25 | 41.04 | 0 | 753.21 | Winter | 0 | FALSE | 0 | 0 | 0 | 0 | 0 | 1 | 0 | 1
1990-04-23 | 4 | 23 | 11:00 | 14.4 | 11 | 1 | 58 |  | 0 | 0 | 5.2502 | 5.2502 | 95% | 0.7529 | 51.4981 | 6.7849 | 3.7408 | 3.651 | 0.089778 | 2.4% | 11.758 | 0.6 | 0.6 | 0.6 | 41.04 | 5.407 | 2.9811 | 2.9811 | 0 | 0% | 809.25 | 51.4981 | 0 | 757.7519 | 809.25 | 41.04 | 0 | 768.21 | Winter | 0 | FALSE | 0 | 0 | 0 | 0 | 0 | 1 | 0 | 1
1990-04-23 | 4 | 23 | 12:00 | 13.3 | 12 | 1 | 56 |  | 0 | 0 | 5.2502 | 5.2502 | 95% | 0.7529 | 51.4981 | 6.7849 | 3.7408 | 3.651 | 0.089778 | 2.4% | 11.4656 | 0.6 | 0.6 | 0.6 | 41.04 | 5.407 | 2.9811 | 2.9811 | 0 | 0% | 789.25 | 51.4981 | 0 | 737.7519 | 789.25 | 41.04 | 0 | 748.21 | Winter | 0 | FALSE | 0 | 0 | 0 | 0 | 0 | 1 | 0 | 1
1990-04-23 | 4 | 23 | 13:00 | 11.7 | 13 | 1 | 53 |  | 2 | 1.8613 | 4.7252 | 6.5865 | 95% | 0.94453 | 64.6057 | 8.5118 | 4.6929 | 4.5803 | 0.11263 | 2.4% | 11.4474 | 0.6 | 0.6 | 0.6 | 41.04 | 5.407 | 2.9811 | 2.9811 | 0 | 0% | 788 | 64.6057 | 0 | 723.3943 | 788 | 41.04 | 0 | 746.96 | Winter | 0 | FALSE | 0 | 0 | 0 | 0 | 0 | 1 | 0 | 1
1990-04-23 | 4 | 23 | 14:00 | 11.7 | 14 | 1 | 53 |  | 2 | 1.8613 | 3.9376 | 5.799 | 95% | 0.83159 | 56.881 | 7.4941 | 4.1318 | 4.0326 | 0.099163 | 2.4% | 11.5497 | 0.6 | 0.6 | 0.6 | 41.04 | 5.407 | 2.9811 | 2.9811 | 0 | 0% | 795 | 56.881 | 0 | 738.119 | 795 | 41.04 | 0 | 753.96 | Winter | 0 | FALSE | 0 | 0 | 0 | 0 | 0 | 1 | 0 | 1
1990-04-23 | 4 | 23 | 15:00 | 11.1 | 15 | 1 | 52 |  | 3 | 2.792 | 3.6751 | 6.4671 | 95% | 0.92741 | 63.4348 | 8.3575 | 4.6078 | 4.4972 | 0.11059 | 2.4% | 11.2061 | 0.6 | 0.6 | 0.6 | 41.04 | 5.407 | 2.9811 | 2.9811 | 0 | 0% | 771.5 | 63.4348 | 0 | 708.0652 | 771.5 | 41.04 | 0 | 730.46 | Winter | 0 | FALSE | 0 | 0 | 0 | 0 | 0 | 1 | 0 | 1
1990-04-23 | 4 | 23 | 16:00 | 10.6 | 16 | 1 | 51 |  | 4 | 3.7227 | 3.6751 | 7.3978 | 95% | 1 | 68.4 | 9.0117 | 4.9685 | 4.8493 | 0.11924 | 2.4% | 11.3304 | 0.6 | 0.6 | 0.6 | 41.04 | 5.407 | 2.9811 | 2.9811 | 0 | 0% | 780 | 68.4 | 0 | 711.6 | 780 | 41.04 | 0 | 738.96 | Winter | 0 | FALSE | 0 | 0 | 0 | 0 | 0 | 0 | 1 | 1
1990-04-23 | 4 | 23 | 17:00 | 9.4 | 17 | 1 | 49 |  | 6 | 5.584 | 4.7252 | 10.3092 | 95% | 1 | 68.4 | 9.0117 | 4.9685 | 4.8493 | 0.11924 | 2.4% | 11.0819 | 0.6 | 0.6 | 0.6 | 41.04 | 5.407 | 2.9811 | 2.9811 | 0 | 0% | 763 | 68.4 | 0 | 694.6 | 763 | 41.04 | 0 | 721.96 | Winter | 1 | FALSE | 1 | 68.4 | 41.04 | 0 | 0 | 0 | 1 | 1
1990-04-23 | 4 | 23 | 18:00 | 8.3 | 18 | 1 | 47 |  | 8 | 7.4453 | 6.0377 | 13.4831 | 95% | 1 | 68.4 | 9.0117 | 4.9685 | 4.8493 | 0.11924 | 2.4% | 10.3509 | 0.6 | 0.6 | 0.6 | 41.04 | 5.407 | 2.9811 | 2.9811 | 0 | 0% | 713 | 68.4 | 0 | 644.6 | 713 | 41.04 | 0 | 671.96 | Winter | 1 | FALSE | 1 | 68.4 | 41.04 | 0 | 0 | 0 | 1 | 1
1990-04-23 | 4 | 23 | 19:00 | 7.8 | 19 | 1 | 46 |  | 9 | 8.376 | 6.5627 | 14.9388 | 95% | 1 | 68.4 | 9.0117 | 4.9685 | 4.8493 | 0.11924 | 2.4% | 10.0183 | 0.6 | 0.6 | 0.6 | 41.04 | 5.407 | 2.9811 | 2.9811 | 0 | 0% | 690.25 | 68.4 | 0 | 621.85 | 690.25 | 41.04 | 0 | 649.21 | Winter | 0 | FALSE | 0 | 0 | 0 | 0 | 0 | 0 | 1 | 1
1990-04-23 | 4 | 23 | 20:00 | 7.8 | 20 | 1 | 46 |  | 9 | 8.376 | 5.7752 | 14.1512 | 95% | 1 | 68.4 | 9.0117 | 4.9685 | 4.8493 | 0.11924 | 2.4% | 10.1645 | 0.6 | 0.6 | 0.6 | 41.04 | 5.407 | 2.9811 | 2.9811 | 0 | 0% | 700.25 | 68.4 | 0 | 631.85 | 700.25 | 41.04 | 0 | 659.21 | Winter | 0 | FALSE | 0 | 0 | 0 | 0 | 0 | 0 | 1 | 1
1990-04-23 | 4 | 23 | 21:00 | 8.3 | 21 | 1 | 47 |  | 8 | 7.4453 | 4.7252 | 12.1705 | 95% | 1 | 68.4 | 9.0117 | 4.9685 | 4.8493 | 0.11924 | 2.4% | 9.6637 | 0.6 | 0.6 | 0.6 | 41.04 | 5.407 | 2.9811 | 2.9811 | 0 | 0% | 666 | 68.4 | 0 | 597.6 | 666 | 41.04 | 0 | 624.96 | Winter | 0 | FALSE | 0 | 0 | 0 | 0 | 0 | 0 | 1 | 1
1990-04-23 | 4 | 23 | 22:00 | 8.3 | 22 | 1 | 47 |  | 8 | 7.4453 | 4.2002 | 11.6455 | 95% | 1 | 68.4 | 9.0117 | 4.9685 | 4.8493 | 0.11924 | 2.4% | 9.682 | 0.6 | 0.6 | 0.6 | 41.04 | 5.407 | 2.9811 | 2.9811 | 0 | 0% | 667.25 | 68.4 | 0 | 598.85 | 667.25 | 41.04 | 0 | 626.21 | Winter | 0 | FALSE | 0 | 0 | 0 | 0 | 0 | 0 | 1 | 1
1990-04-23 | 4 | 23 | 23:00 | 9.4 | 23 | 1 | 49 |  | 6 | 5.584 | 5.2502 | 10.8342 | 95% | 1 | 68.4 | 9.0117 | 4.9685 | 4.8493 | 0.11924 | 2.4% | 9.4773 | 0.6 | 0.6 | 0.6 | 41.04 | 5.407 | 2.9811 | 2.9811 | 0 | 0% | 653.25 | 68.4 | 0 | 584.85 | 653.25 | 41.04 | 0 | 612.21 | Winter | 0 | FALSE | 0 | 0 | 0 | 0 | 0 | 0 | 1 | 1
1990-04-23 | 4 | 23 | 24:00 | 8.9 | 0 | 1 | 48 |  | 7 | 6.5147 | 4.2002 | 10.7148 | 95% | 1 | 68.4 | 9.0117 | 4.9685 | 4.8493 | 0.11924 | 2.4% | 9.4298 | 0.6 | 0.6 | 0.6 | 41.04 | 5.407 | 2.9811 | 2.9811 | 0 | 0% | 650 | 68.4 | 0 | 581.6 | 650 | 41.04 | 0 | 608.96 | Winter | 0 | FALSE | 0 | 0 | 0 | 0 | 0 | 0 | 1 | 1
1990-04-24 | 4 | 24 | 1:00 | 8.3 | 1 | 1 | 47 |  | 8 | 7.4453 | 3.9376 | 11.383 | 95% | 1 | 68.4 | 9.0117 | 4.9685 | 4.8493 | 0.11924 | 2.4% | 9.1447 | 0.6 | 0.6 | 0.6 | 41.04 | 5.407 | 2.9811 | 2.9811 | 0 | 0% | 630.5 | 68.4 | 0 | 562.1 | 630.5 | 41.04 | 0 | 589.46 | Winter | 0 | FALSE | 0 | 0 | 0 | 0 | 0 | 0 | 1 | 1
1990-04-24 | 4 | 24 | 2:00 | 8.3 | 2 | 1 | 47 |  | 8 | 7.4453 | 3.1501 | 10.5955 | 95% | 1 | 68.4 | 9.0117 | 4.9685 | 4.8493 | 0.11924 | 2.4% | 9.4335 | 0.6 | 0.6 | 0.6 | 41.04 | 5.407 | 2.9811 | 2.9811 | 0 | 0% | 650.25 | 68.4 | 0 | 581.85 | 650.25 | 41.04 | 0 | 609.21 | Winter | 0 | FALSE | 0 | 0 | 0 | 0 | 0 | 0 | 1 | 1
1990-04-24 | 4 | 24 | 3:00 | 7.8 | 3 | 1 | 46 |  | 9 | 8.376 | 3.4126 | 11.7886 | 95% | 1 | 68.4 | 9.0117 | 4.9685 | 4.8493 | 0.11924 | 2.4% | 9.2288 | 0.6 | 0.6 | 0.6 | 41.04 | 5.407 | 2.9811 | 2.9811 | 0 | 0% | 636.25 | 68.4 | 0 | 567.85 | 636.25 | 41.04 | 0 | 595.21 | Winter | 0 | FALSE | 0 | 0 | 0 | 0 | 0 | 0 | 1 | 1
1990-04-24 | 4 | 24 | 4:00 | 7.8 | 4 | 1 | 46 |  | 9 | 8.376 | 3.1501 | 11.5261 | 95% | 1 | 68.4 | 9.0117 | 4.9685 | 4.8493 | 0.11924 | 2.4% | 9.3677 | 0.6 | 0.6 | 0.6 | 41.04 | 5.407 | 2.9811 | 2.9811 | 0 | 0% | 645.75 | 68.4 | 0 | 577.35 | 645.75 | 41.04 | 0 | 604.71 | Winter | 0 | FALSE | 0 | 0 | 0 | 0 | 0 | 0 | 1 | 1
1990-04-24 | 4 | 24 | 5:00 | 5.6 | 5 | 1 | 42 |  | 13 | 12.0987 | 3.1501 | 15.2488 | 95% | 1 | 68.4 | 9.0117 | 4.9685 | 4.8493 | 0.11924 | 2.4% | 9.4883 | 0.6 | 0.6 | 0.6 | 41.04 | 5.407 | 2.9811 | 2.9811 | 0 | 0% | 654 | 68.4 | 0 | 585.6 | 654 | 41.04 | 0 | 612.96 | Winter | 0 | FALSE | 0 | 0 | 0 | 0 | 0 | 0 | 1 | 1
1990-04-24 | 4 | 24 | 6:00 | 7.8 | 6 | 1 | 46 |  | 9 | 8.376 | 3.9376 | 12.3137 | 95% | 1 | 68.4 | 9.0117 | 4.9685 | 4.8493 | 0.11924 | 2.4% | 9.9452 | 0.6 | 0.6 | 0.6 | 41.04 | 5.407 | 2.9811 | 2.9811 | 0 | 0% | 685.25 | 68.4 | 0 | 616.85 | 685.25 | 41.04 | 0 | 644.21 | Winter | 0 | FALSE | 0 | 0 | 0 | 0 | 0 | 0 | 1 | 1
1990-04-24 | 4 | 24 | 7:00 | 9.4 | 7 | 1 | 49 |  | 6 | 5.584 | 4.7252 | 10.3092 | 95% | 1 | 68.4 | 9.0117 | 4.9685 | 4.8493 | 0.11924 | 2.4% | 10.5958 | 0.6 | 0.6 | 0.6 | 41.04 | 5.407 | 2.9811 | 2.9811 | 0 | 0% | 729.75 | 68.4 | 0 | 661.35 | 729.75 | 41.04 | 0 | 688.71 | Winter | 0 | FALSE | 0 | 0 | 0 | 0 | 0 | 0 | 1 | 1
1990-04-24 | 4 | 24 | 8:00 | 10.6 | 8 | 1 | 51 |  | 4 | 3.7227 | 7.6128 | 11.3355 | 95% | 1 | 68.4 | 9.0117 | 4.9685 | 4.8493 | 0.11924 | 2.4% | 10.6031 | 0.6 | 0.6 | 0.6 | 41.04 | 5.407 | 2.9811 | 2.9811 | 0 | 0% | 730.25 | 68.4 | 0 | 661.85 | 730.25 | 41.04 | 0 | 689.21 | Winter | 0 | FALSE | 0 | 0 | 0 | 0 | 0 | 0 | 1 | 1
1990-04-24 | 4 | 24 | 9:00 | 10.6 | 9 | 1 | 51 |  | 4 | 3.7227 | 6.5627 | 10.2854 | 95% | 1 | 68.4 | 9.0117 | 4.9685 | 4.8493 | 0.11924 | 2.4% | 11.0563 | 0.6 | 0.6 | 0.6 | 41.04 | 5.407 | 2.9811 | 2.9811 | 0 | 0% | 761.25 | 68.4 | 0 | 692.85 | 761.25 | 41.04 | 0 | 720.21 | Winter | 0 | FALSE | 0 | 0 | 0 | 0 | 0 | 0 | 1 | 1
1990-04-24 | 4 | 24 | 10:00 | 10 | 10 | 1 | 50 |  | 5 | 4.6533 | 6.0377 | 10.6911 | 95% | 1 | 68.4 | 9.0117 | 4.9685 | 4.8493 | 0.11924 | 2.4% | 11.4656 | 0.6 | 0.6 | 0.6 | 41.04 | 5.407 | 2.9811 | 2.9811 | 0 | 0% | 789.25 | 68.4 | 0 | 720.85 | 789.25 | 41.04 | 0 | 748.21 | Winter | 0 | FALSE | 0 | 0 | 0 | 0 | 0 | 0 | 1 | 1
1990-04-24 | 4 | 24 | 11:00 | 9.4 | 11 | 1 | 49 |  | 6 | 5.584 | 5.2502 | 10.8342 | 95% | 1 | 68.4 | 9.0117 | 4.9685 | 4.8493 | 0.11924 | 2.4% | 11.5789 | 0.6 | 0.6 | 0.6 | 41.04 | 5.407 | 2.9811 | 2.9811 | 0 | 0% | 797 | 68.4 | 0 | 728.6 | 797 | 41.04 | 0 | 755.96 | Winter | 0 | FALSE | 0 | 0 | 0 | 0 | 0 | 0 | 1 | 1
1990-04-24 | 4 | 24 | 12:00 | 9.4 | 12 | 1 | 49 |  | 6 | 5.584 | 5.2502 | 10.8342 | 95% | 1 | 68.4 | 9.0117 | 4.9685 | 4.8493 | 0.11924 | 2.4% | 11.5278 | 0.6 | 0.6 | 0.6 | 41.04 | 5.407 | 2.9811 | 2.9811 | 0 | 0% | 793.5 | 68.4 | 0 | 725.1 | 793.5 | 41.04 | 0 | 752.46 | Winter | 0 | FALSE | 0 | 0 | 0 | 0 | 0 | 0 | 1 | 1
1990-04-24 | 4 | 24 | 13:00 | 9.4 | 13 | 1 | 49 |  | 6 | 5.584 | 4.7252 | 10.3092 | 95% | 1 | 68.4 | 9.0117 | 4.9685 | 4.8493 | 0.11924 | 2.4% | 11.4693 | 0.6 | 0.6 | 0.6 | 41.04 | 5.407 | 2.9811 | 2.9811 | 0 | 0% | 789.5 | 68.4 | 0 | 721.1 | 789.5 | 41.04 | 0 | 748.46 | Winter | 0 | FALSE | 0 | 0 | 0 | 0 | 0 | 0 | 1 | 1
1990-04-24 | 4 | 24 | 14:00 | 9.4 | 14 | 1 | 49 |  | 6 | 5.584 | 3.9376 | 9.5217 | 95% | 1 | 68.4 | 9.0117 | 4.9685 | 4.8493 | 0.11924 | 2.4% | 11.6886 | 0.6 | 0.6 | 0.6 | 41.04 | 5.407 | 2.9811 | 2.9811 | 0 | 0% | 804.5 | 68.4 | 0 | 736.1 | 804.5 | 41.04 | 0 | 763.46 | Winter | 0 | FALSE | 0 | 0 | 0 | 0 | 0 | 0 | 1 | 1
1990-04-24 | 4 | 24 | 15:00 | 8.3 | 15 | 1 | 47 |  | 8 | 7.4453 | 3.6751 | 11.1205 | 95% | 1 | 68.4 | 9.0117 | 4.9685 | 4.8493 | 0.11924 | 2.4% | 11.5168 | 0.6 | 0.6 | 0.6 | 41.04 | 5.407 | 2.9811 | 2.9811 | 0 | 0% | 792.75 | 68.4 | 0 | 724.35 | 792.75 | 41.04 | 0 | 751.71 | Winter | 0 | FALSE | 0 | 0 | 0 | 0 | 0 | 0 | 1 | 1
1990-04-24 | 4 | 24 | 16:00 | 8.9 | 16 | 1 | 48 |  | 7 | 6.5147 | 3.6751 | 10.1898 | 95% | 1 | 68.4 | 9.0117 | 4.9685 | 4.8493 | 0.11924 | 2.4% | 11.1477 | 0.6 | 0.6 | 0.6 | 41.04 | 5.407 | 2.9811 | 2.9811 | 0 | 0% | 767.5 | 68.4 | 0 | 699.1 | 767.5 | 41.04 | 0 | 726.46 | Winter | 0 | FALSE | 0 | 0 | 0 | 0 | 0 | 0 | 1 | 1
1990-04-24 | 4 | 24 | 17:00 | 8.9 | 17 | 1 | 48 |  | 7 | 6.5147 | 4.7252 | 11.2398 | 95% | 1 | 68.4 | 9.0117 | 4.9685 | 4.8493 | 0.11924 | 2.4% | 11.451 | 0.6 | 0.6 | 0.6 | 41.04 | 5.407 | 2.9811 | 2.9811 | 0 | 0% | 788.25 | 68.4 | 0 | 719.85 | 788.25 | 41.04 | 0 | 747.21 | Winter | 1 | FALSE | 1 | 68.4 | 41.04 | 0 | 0 | 0 | 1 | 1
1990-04-24 | 4 | 24 | 18:00 | 8.9 | 18 | 1 | 48 |  | 7 | 6.5147 | 6.0377 | 12.5524 | 95% | 1 | 68.4 | 9.0117 | 4.9685 | 4.8493 | 0.11924 | 2.4% | 10.3509 | 0.6 | 0.6 | 0.6 | 41.04 | 5.407 | 2.9811 | 2.9811 | 0 | 0% | 713 | 68.4 | 0 | 644.6 | 713 | 41.04 | 0 | 671.96 | Winter | 1 | FALSE | 1 | 68.4 | 41.04 | 0 | 0 | 0 | 1 | 1
1990-04-24 | 4 | 24 | 19:00 | 9.4 | 19 | 1 | 49 |  | 6 | 5.584 | 6.5627 | 12.1467 | 95% | 1 | 68.4 | 9.0117 | 4.9685 | 4.8493 | 0.11924 | 2.4% | 10.4532 | 0.6 | 0.6 | 0.6 | 41.04 | 5.407 | 2.9811 | 2.9811 | 0 | 0% | 720 | 68.4 | 0 | 651.6 | 720 | 41.04 | 0 | 678.96 | Winter | 0 | FALSE | 0 | 0 | 0 | 0 | 0 | 0 | 1 | 1
1990-04-24 | 4 | 24 | 20:00 | 8.9 | 20 | 1 | 48 |  | 7 | 6.5147 | 5.7752 | 12.2899 | 95% | 1 | 68.4 | 9.0117 | 4.9685 | 4.8493 | 0.11924 | 2.4% | 10.2083 | 0.6 | 0.6 | 0.6 | 41.04 | 5.407 | 2.9811 | 2.9811 | 0 | 0% | 703.25 | 68.4 | 0 | 634.85 | 703.25 | 41.04 | 0 | 662.21 | Winter | 0 | FALSE | 0 | 0 | 0 | 0 | 0 | 0 | 1 | 1
1990-04-24 | 4 | 24 | 21:00 | 8.9 | 21 | 1 | 48 |  | 7 | 6.5147 | 4.7252 | 11.2398 | 95% | 1 | 68.4 | 9.0117 | 4.9685 | 4.8493 | 0.11924 | 2.4% | 9.8794 | 0.6 | 0.6 | 0.6 | 41.04 | 5.407 | 2.9811 | 2.9811 | 0 | 0% | 680.75 | 68.4 | 0 | 612.35 | 680.75 | 41.04 | 0 | 639.71 | Winter | 0 | FALSE | 0 | 0 | 0 | 0 | 0 | 0 | 1 | 1
1990-04-24 | 4 | 24 | 22:00 | 8.3 | 22 | 1 | 47 |  | 8 | 7.4453 | 4.2002 | 11.6455 | 95% | 1 | 68.4 | 9.0117 | 4.9685 | 4.8493 | 0.11924 | 2.4% | 9.2032 | 0.6 | 0.6 | 0.6 | 41.04 | 5.407 | 2.9811 | 2.9811 | 0 | 0% | 634.5 | 68.4 | 0 | 566.1 | 634.5 | 41.04 | 0 | 593.46 | Winter | 0 | FALSE | 0 | 0 | 0 | 0 | 0 | 0 | 1 | 1
1990-04-24 | 4 | 24 | 23:00 | 8.3 | 23 | 1 | 47 |  | 8 | 7.4453 | 5.2502 | 12.6955 | 95% | 1 | 68.4 | 9.0117 | 4.9685 | 4.8493 | 0.11924 | 2.4% | 9.2727 | 0.6 | 0.6 | 0.6 | 41.04 | 5.407 | 2.9811 | 2.9811 | 0 | 0% | 639.25 | 68.4 | 0 | 570.85 | 639.25 | 41.04 | 0 | 598.21 | Winter | 0 | FALSE | 0 | 0 | 0 | 0 | 0 | 0 | 1 | 1
1990-04-24 | 4 | 24 | 24:00 | 7.8 | 0 | 1 | 46 |  | 9 | 8.376 | 4.2002 | 12.5762 | 95% | 1 | 68.4 | 9.0117 | 4.9685 | 4.8493 | 0.11924 | 2.4% | 9.2654 | 0.6 | 0.6 | 0.6 | 41.04 | 5.407 | 2.9811 | 2.9811 | 0 | 0% | 638.75 | 68.4 | 0 | 570.35 | 638.75 | 41.04 | 0 | 597.71 | Winter | 0 | FALSE | 0 | 0 | 0 | 0 | 0 | 0 | 1 | 1
1990-04-25 | 4 | 25 | 1:00 | 7.8 | 1 | 1 | 46 |  | 9 | 8.376 | 3.9376 | 12.3137 | 95% | 1 | 68.4 | 9.0117 | 4.9685 | 4.8493 | 0.11924 | 2.4% | 9.2617 | 0.6 | 0.6 | 0.6 | 41.04 | 5.407 | 2.9811 | 2.9811 | 0 | 0% | 638.5 | 68.4 | 0 | 570.1 | 638.5 | 41.04 | 0 | 597.46 | Winter | 0 | FALSE | 0 | 0 | 0 | 0 | 0 | 0 | 1 | 1
1990-04-25 | 4 | 25 | 2:00 | 7.2 | 2 | 1 | 45 |  | 10 | 9.3067 | 3.1501 | 12.4568 | 95% | 1 | 68.4 | 9.0117 | 4.9685 | 4.8493 | 0.11924 | 2.4% | 9.5102 | 0.6 | 0.6 | 0.6 | 41.04 | 5.407 | 2.9811 | 2.9811 | 0 | 0% | 655.5 | 68.4 | 0 | 587.1 | 655.5 | 41.04 | 0 | 614.46 | Winter | 0 | FALSE | 0 | 0 | 0 | 0 | 0 | 0 | 1 | 1
1990-04-25 | 4 | 25 | 3:00 | 7.2 | 3 | 1 | 45 |  | 10 | 9.3067 | 3.4126 | 12.7193 | 95% | 1 | 68.4 | 9.0117 | 4.9685 | 4.8493 | 0.11924 | 2.4% | 9.2434 | 0.6 | 0.6 | 0.6 | 41.04 | 5.407 | 2.9811 | 2.9811 | 0 | 0% | 637.25 | 68.4 | 0 | 568.85 | 637.25 | 41.04 | 0 | 596.21 | Winter | 0 | FALSE | 0 | 0 | 0 | 0 | 0 | 0 | 1 | 1
1990-04-25 | 4 | 25 | 4:00 | 7.2 | 4 | 1 | 45 |  | 10 | 9.3067 | 3.1501 | 12.4568 | 95% | 1 | 68.4 | 9.0117 | 4.9685 | 4.8493 | 0.11924 | 2.4% | 9.5906 | 0.6 | 0.6 | 0.6 | 41.04 | 5.407 | 2.9811 | 2.9811 | 0 | 0% | 661 | 68.4 | 0 | 592.6 | 661 | 41.04 | 0 | 619.96 | Winter | 0 | FALSE | 0 | 0 | 0 | 0 | 0 | 0 | 1 | 1
1990-04-25 | 4 | 25 | 5:00 | 7.2 | 5 | 1 | 45 |  | 10 | 9.3067 | 3.1501 | 12.4568 | 95% | 1 | 68.4 | 9.0117 | 4.9685 | 4.8493 | 0.11924 | 2.4% | 9.3238 | 0.6 | 0.6 | 0.6 | 41.04 | 5.407 | 2.9811 | 2.9811 | 0 | 0% | 642.75 | 68.4 | 0 | 574.35 | 642.75 | 41.04 | 0 | 601.71 | Winter | 0 | FALSE | 0 | 0 | 0 | 0 | 0 | 0 | 1 | 1
1990-04-25 | 4 | 25 | 6:00 | 7.8 | 6 | 1 | 46 |  | 9 | 8.376 | 3.9376 | 12.3137 | 95% | 1 | 68.4 | 9.0117 | 4.9685 | 4.8493 | 0.11924 | 2.4% | 9.4225 | 0.6 | 0.6 | 0.6 | 41.04 | 5.407 | 2.9811 | 2.9811 | 0 | 0% | 649.5 | 68.4 | 0 | 581.1 | 649.5 | 41.04 | 0 | 608.46 | Winter | 0 | FALSE | 0 | 0 | 0 | 0 | 0 | 0 | 1 | 1
1990-04-25 | 4 | 25 | 7:00 | 8.3 | 7 | 1 | 47 |  | 8 | 7.4453 | 4.7252 | 12.1705 | 95% | 1 | 68.4 | 9.0117 | 4.9685 | 4.8493 | 0.11924 | 2.4% | 9.7003 | 0.6 | 0.6 | 0.6 | 41.04 | 5.407 | 2.9811 | 2.9811 | 0 | 0% | 668.5 | 68.4 | 0 | 600.1 | 668.5 | 41.04 | 0 | 627.46 | Winter | 0 | FALSE | 0 | 0 | 0 | 0 | 0 | 0 | 1 | 1
1990-04-25 | 4 | 25 | 8:00 | 9.4 | 8 | 1 | 49 |  | 6 | 5.584 | 7.6128 | 13.1968 | 95% | 1 | 68.4 | 9.0117 | 4.9685 | 4.8493 | 0.11924 | 2.4% | 9.7624 | 0.6 | 0.6 | 0.6 | 41.04 | 5.407 | 2.9811 | 2.9811 | 0 | 0% | 672.75 | 68.4 | 0 | 604.35 | 672.75 | 41.04 | 0 | 631.71 | Winter | 0 | FALSE | 0 | 0 | 0 | 0 | 0 | 0 | 1 | 1
1990-04-25 | 4 | 25 | 9:00 | 10 | 9 | 1 | 50 |  | 5 | 4.6533 | 6.5627 | 11.2161 | 95% | 1 | 68.4 | 9.0117 | 4.9685 | 4.8493 | 0.11924 | 2.4% | 10.1718 | 0.6 | 0.6 | 0.6 | 41.04 | 5.407 | 2.9811 | 2.9811 | 0 | 0% | 700.75 | 68.4 | 0 | 632.35 | 700.75 | 41.04 | 0 | 659.71 | Winter | 0 | FALSE | 0 | 0 | 0 | 0 | 0 | 0 | 1 | 1
1990-04-25 | 4 | 25 | 10:00 | 10.6 | 10 | 1 | 51 |  | 4 | 3.7227 | 6.0377 | 9.7604 | 95% | 1 | 68.4 | 9.0117 | 4.9685 | 4.8493 | 0.11924 | 2.4% | 10.223 | 0.6 | 0.6 | 0.6 | 41.04 | 5.407 | 2.9811 | 2.9811 | 0 | 0% | 704.25 | 68.4 | 0 | 635.85 | 704.25 | 41.04 | 0 | 663.21 | Winter | 0 | FALSE | 0 | 0 | 0 | 0 | 0 | 0 | 1 | 1
1990-04-25 | 4 | 25 | 11:00 | 10.6 | 11 | 1 | 51 |  | 4 | 3.7227 | 5.2502 | 8.9729 | 95% | 1 | 68.4 | 9.0117 | 4.9685 | 4.8493 | 0.11924 | 2.4% | 10.0402 | 0.6 | 0.6 | 0.6 | 41.04 | 5.407 | 2.9811 | 2.9811 | 0 | 0% | 691.75 | 68.4 | 0 | 623.35 | 691.75 | 41.04 | 0 | 650.71 | Winter | 0 | FALSE | 0 | 0 | 0 | 0 | 0 | 0 | 1 | 1
1990-04-25 | 4 | 25 | 12:00 | 10.6 | 12 | 1 | 51 |  | 4 | 3.7227 | 5.2502 | 8.9729 | 95% | 1 | 68.4 | 9.0117 | 4.9685 | 4.8493 | 0.11924 | 2.4% | 10.3289 | 0.6 | 0.6 | 0.6 | 41.04 | 5.407 | 2.9811 | 2.9811 | 0 | 0% | 711.5 | 68.4 | 0 | 643.1 | 711.5 | 41.04 | 0 | 670.46 | Winter | 0 | FALSE | 0 | 0 | 0 | 0 | 0 | 0 | 1 | 1
1990-04-25 | 4 | 25 | 13:00 | 9.4 | 13 | 1 | 49 |  | 6 | 5.584 | 4.7252 | 10.3092 | 95% | 1 | 68.4 | 9.0117 | 4.9685 | 4.8493 | 0.11924 | 2.4% | 11.7398 | 0.6 | 0.6 | 0.6 | 41.04 | 5.407 | 2.9811 | 2.9811 | 0 | 0% | 808 | 68.4 | 0 | 739.6 | 808 | 41.04 | 0 | 766.96 | Winter | 0 | FALSE | 0 | 0 | 0 | 0 | 0 | 0 | 1 | 1
1990-04-25 | 4 | 25 | 14:00 | 9.4 | 14 | 1 | 49 |  | 6 | 5.584 | 3.9376 | 9.5217 | 95% | 1 | 68.4 | 9.0117 | 4.9685 | 4.8493 | 0.11924 | 2.4% | 14.3129 | 0.6 | 0.6 | 0.6 | 41.04 | 5.407 | 2.9811 | 2.9811 | 0 | 0% | 984 | 68.4 | 0 | 915.6 | 984 | 41.04 | 0 | 942.96 | Winter | 0 | FALSE | 0 | 0 | 0 | 0 | 0 | 0 | 1 | 1
1990-04-25 | 4 | 25 | 15:00 | 8.3 | 15 | 1 | 47 |  | 8 | 7.4453 | 3.6751 | 11.1205 | 95% | 1 | 68.4 | 9.0117 | 4.9685 | 4.8493 | 0.11924 | 2.4% | 13.6732 | 0.6 | 0.6 | 0.6 | 41.04 | 5.407 | 2.9811 | 2.9811 | 0 | 0% | 940.25 | 68.4 | 0 | 871.85 | 940.25 | 41.04 | 0 | 899.21 | Winter | 0 | FALSE | 0 | 0 | 0 | 0 | 0 | 0 | 1 | 1
1990-04-25 | 4 | 25 | 16:00 | 8.3 | 16 | 1 | 47 |  | 8 | 7.4453 | 3.6751 | 11.1205 | 95% | 1 | 68.4 | 9.0117 | 4.9685 | 4.8493 | 0.11924 | 2.4% | 13.973 | 0.6 | 0.6 | 0.6 | 41.04 | 5.407 | 2.9811 | 2.9811 | 0 | 0% | 960.75 | 68.4 | 0 | 892.35 | 960.75 | 41.04 | 0 | 919.71 | Winter | 0 | FALSE | 0 | 0 | 0 | 0 | 0 | 0 | 1 | 1
1990-04-25 | 4 | 25 | 17:00 | 8.3 | 17 | 1 | 47 |  | 8 | 7.4453 | 4.7252 | 12.1705 | 95% | 1 | 68.4 | 9.0117 | 4.9685 | 4.8493 | 0.11924 | 2.4% | 13.7646 | 0.6 | 0.6 | 0.6 | 41.04 | 5.407 | 2.9811 | 2.9811 | 0 | 0% | 946.5 | 68.4 | 0 | 878.1 | 946.5 | 41.04 | 0 | 905.46 | Winter | 1 | FALSE | 1 | 68.4 | 41.04 | 0 | 0 | 0 | 1 | 1
1990-04-25 | 4 | 25 | 18:00 | 8.3 | 18 | 1 | 47 |  | 8 | 7.4453 | 6.0377 | 13.4831 | 95% | 1 | 68.4 | 9.0117 | 4.9685 | 4.8493 | 0.11924 | 2.4% | 12.076 | 0.6 | 0.6 | 0.6 | 41.04 | 5.407 | 2.9811 | 2.9811 | 0 | 0% | 831 | 68.4 | 0 | 762.6 | 831 | 41.04 | 0 | 789.96 | Winter | 1 | FALSE | 1 | 68.4 | 41.04 | 0 | 0 | 0 | 1 | 1
1990-04-25 | 4 | 25 | 19:00 | 8.3 | 19 | 1 | 47 |  | 8 | 7.4453 | 6.5627 | 14.0081 | 95% | 1 | 68.4 | 9.0117 | 4.9685 | 4.8493 | 0.11924 | 2.4% | 13.2968 | 0.6 | 0.6 | 0.6 | 41.04 | 5.407 | 2.9811 | 2.9811 | 0 | 0% | 914.5 | 68.4 | 0 | 846.1 | 914.5 | 41.04 | 0 | 873.46 | Winter | 0 | FALSE | 0 | 0 | 0 | 0 | 0 | 0 | 1 | 1
1990-04-25 | 4 | 25 | 20:00 | 8.3 | 20 | 1 | 47 |  | 8 | 7.4453 | 5.7752 | 13.2206 | 95% | 1 | 68.4 | 9.0117 | 4.9685 | 4.8493 | 0.11924 | 2.4% | 10.2376 | 0.6 | 0.6 | 0.6 | 41.04 | 5.407 | 2.9811 | 2.9811 | 0 | 0% | 705.25 | 68.4 | 0 | 636.85 | 705.25 | 41.04 | 0 | 664.21 | Winter | 0 | FALSE | 0 | 0 | 0 | 0 | 0 | 0 | 1 | 1
1990-04-25 | 4 | 25 | 21:00 | 8.3 | 21 | 1 | 47 |  | 8 | 7.4453 | 4.7252 | 12.1705 | 95% | 1 | 68.4 | 9.0117 | 4.9685 | 4.8493 | 0.11924 | 2.4% | 9.5395 | 0.6 | 0.6 | 0.6 | 41.04 | 5.407 | 2.9811 | 2.9811 | 0 | 0% | 657.5 | 68.4 | 0 | 589.1 | 657.5 | 41.04 | 0 | 616.46 | Winter | 0 | FALSE | 0 | 0 | 0 | 0 | 0 | 0 | 1 | 1
1990-04-25 | 4 | 25 | 22:00 | 8.9 | 22 | 1 | 48 |  | 7 | 6.5147 | 4.2002 | 10.7148 | 95% | 1 | 68.4 | 9.0117 | 4.9685 | 4.8493 | 0.11924 | 2.4% | 9.1996 | 0.6 | 0.6 | 0.6 | 41.04 | 5.407 | 2.9811 | 2.9811 | 0 | 0% | 634.25 | 68.4 | 0 | 565.85 | 634.25 | 41.04 | 0 | 593.21 | Winter | 0 | FALSE | 0 | 0 | 0 | 0 | 0 | 0 | 1 | 1
1990-04-25 | 4 | 25 | 23:00 | 8.3 | 23 | 1 | 47 |  | 8 | 7.4453 | 5.2502 | 12.6955 | 95% | 1 | 68.4 | 9.0117 | 4.9685 | 4.8493 | 0.11924 | 2.4% | 9.5358 | 0.6 | 0.6 | 0.6 | 41.04 | 5.407 | 2.9811 | 2.9811 | 0 | 0% | 657.25 | 68.4 | 0 | 588.85 | 657.25 | 41.04 | 0 | 616.21 | Winter | 0 | FALSE | 0 | 0 | 0 | 0 | 0 | 0 | 1 | 1
1990-04-25 | 4 | 25 | 24:00 | 8.3 | 0 | 1 | 47 |  | 8 | 7.4453 | 4.2002 | 11.6455 | 95% | 1 | 68.4 | 9.0117 | 4.9685 | 4.8493 | 0.11924 | 2.4% | 9.4737 | 0.6 | 0.6 | 0.6 | 41.04 | 5.407 | 2.9811 | 2.9811 | 0 | 0% | 653 | 68.4 | 0 | 584.6 | 653 | 41.04 | 0 | 611.96 | Winter | 0 | FALSE | 0 | 0 | 0 | 0 | 0 | 0 | 1 | 1
1990-04-26 | 4 | 26 | 1:00 | 8.3 | 1 | 2 | 47 |  | 8 | 7.4453 | 3.9376 | 11.383 | 95% | 1 | 68.4 | 9.0117 | 4.9685 | 4.8493 | 0.11924 | 2.4% | 9.5687 | 0.6 | 0.6 | 0.6 | 41.04 | 5.407 | 2.9811 | 2.9811 | 0 | 0% | 659.5 | 68.4 | 0 | 591.1 | 659.5 | 41.04 | 0 | 618.46 | Winter | 0 | 0 | 0 | 0 | 0 | 0 | 0 | 0 | 1 | 1
1990-04-26 | 4 | 26 | 2:00 | 8.3 | 2 | 2 | 47 |  | 8 | 7.4453 | 3.1501 | 10.5955 | 95% | 1 | 68.4 | 9.0117 | 4.9685 | 4.8493 | 0.11924 | 2.4% | 9.1959 | 0.6 | 0.6 | 0.6 | 41.04 | 5.407 | 2.9811 | 2.9811 | 0 | 0% | 634 | 68.4 | 0 | 565.6 | 634 | 41.04 | 0 | 592.96 | Winter | 0 | 0 | 0 | 0 | 0 | 0 | 0 | 0 | 1 | 1
1990-04-26 | 4 | 26 | 3:00 | 8.3 | 3 | 2 | 47 |  | 8 | 7.4453 | 3.4126 | 10.858 | 95% | 1 | 68.4 | 9.0117 | 4.9685 | 4.8493 | 0.11924 | 2.4% | 9.3348 | 0.6 | 0.6 | 0.6 | 41.04 | 5.407 | 2.9811 | 2.9811 | 0 | 0% | 643.5 | 68.4 | 0 | 575.1 | 643.5 | 41.04 | 0 | 602.46 | Winter | 0 | 0 | 0 | 0 | 0 | 0 | 0 | 0 | 1 | 1
1990-04-26 | 4 | 26 | 4:00 | 9.4 | 4 | 2 | 49 |  | 6 | 5.584 | 3.1501 | 8.7341 | 95% | 1 | 68.4 | 9.0117 | 4.9685 | 4.8493 | 0.11924 | 2.4% | 9.576 | 0.6 | 0.6 | 0.6 | 41.04 | 5.407 | 2.9811 | 2.9811 | 0 | 0% | 660 | 68.4 | 0 | 591.6 | 660 | 41.04 | 0 | 618.96 | Winter | 0 | 0 | 0 | 0 | 0 | 0 | 0 | 0 | 1 | 1
1990-04-26 | 4 | 26 | 5:00 | 8.9 | 5 | 2 | 48 |  | 7 | 6.5147 | 3.1501 | 9.6648 | 95% | 1 | 68.4 | 9.0117 | 4.9685 | 4.8493 | 0.11924 | 2.4% | 9.1265 | 0.6 | 0.6 | 0.6 | 41.04 | 5.407 | 2.9811 | 2.9811 | 0 | 0% | 629.25 | 68.4 | 0 | 560.85 | 629.25 | 41.04 | 0 | 588.21 | Winter | 0 | 0 | 0 | 0 | 0 | 0 | 0 | 0 | 1 | 1
1990-04-26 | 4 | 26 | 6:00 | 8.3 | 6 | 2 | 47 |  | 8 | 7.4453 | 3.9376 | 11.383 | 95% | 1 | 68.4 | 9.0117 | 4.9685 | 4.8493 | 0.11924 | 2.4% | 9.3129 | 0.6 | 0.6 | 0.6 | 41.04 | 5.407 | 2.9811 | 2.9811 | 0 | 0% | 642 | 68.4 | 0 | 573.6 | 642 | 41.04 | 0 | 600.96 | Winter | 0 | 0 | 0 | 0 | 0 | 0 | 0 | 0 | 1 | 1
1990-04-26 | 4 | 26 | 7:00 | 9.4 | 7 | 2 | 49 |  | 6 | 5.584 | 4.7252 | 10.3092 | 95% | 1 | 68.4 | 9.0117 | 4.9685 | 4.8493 | 0.11924 | 2.4% | 9.6564 | 0.6 | 0.6 | 0.6 | 41.04 | 5.407 | 2.9811 | 2.9811 | 0 | 0% | 665.5 | 68.4 | 0 | 597.1 | 665.5 | 41.04 | 0 | 624.46 | Winter | 0 | 0 | 0 | 0 | 0 | 0 | 0 | 0 | 1 | 1
1990-04-26 | 4 | 26 | 8:00 | 9.4 | 8 | 2 | 49 |  | 6 | 5.584 | 7.6128 | 13.1968 | 95% | 1 | 68.4 | 9.0117 | 4.9685 | 4.8493 | 0.11924 | 2.4% | 9.4262 | 0.6 | 0.6 | 0.6 | 41.04 | 5.407 | 2.9811 | 2.9811 | 0 | 0% | 649.75 | 68.4 | 0 | 581.35 | 649.75 | 41.04 | 0 | 608.71 | Winter | 0 | 0 | 0 | 0 | 0 | 0 | 0 | 0 | 1 | 1
1990-04-26 | 4 | 26 | 9:00 | 10 | 9 | 2 | 50 |  | 5 | 4.6533 | 6.5627 | 11.2161 | 95% | 1 | 68.4 | 9.0117 | 4.9685 | 4.8493 | 0.11924 | 2.4% | 9.2727 | 0.6 | 0.6 | 0.6 | 41.04 | 5.407 | 2.9811 | 2.9811 | 0 | 0% | 639.25 | 68.4 | 0 | 570.85 | 639.25 | 41.04 | 0 | 598.21 | Winter | 0 | 0 | 0 | 0 | 0 | 0 | 0 | 0 | 1 | 1
1990-04-26 | 4 | 26 | 10:00 | 11.1 | 10 | 2 | 52 |  | 3 | 2.792 | 6.0377 | 8.8297 | 95% | 1 | 68.4 | 9.0117 | 4.9685 | 4.8493 | 0.11924 | 2.4% | 9.8319 | 0.6 | 0.6 | 0.6 | 41.04 | 5.407 | 2.9811 | 2.9811 | 0 | 0% | 677.5 | 68.4 | 0 | 609.1 | 677.5 | 41.04 | 0 | 636.46 | Winter | 0 | 0 | 0 | 0 | 0 | 0 | 0 | 0 | 1 | 1
1990-04-26 | 4 | 26 | 11:00 | 12.2 | 11 | 2 | 54 |  | 1 | 0.93067 | 5.2502 | 6.1809 | 95% | 0.88636 | 60.6268 | 7.9876 | 4.4039 | 4.2982 | 0.10569 | 2.4% | 11.9371 | 0.6 | 0.6 | 0.6 | 41.04 | 5.407 | 2.9811 | 2.9811 | 0 | 0% | 821.5 | 60.6268 | 0 | 760.8732 | 821.5 | 41.04 | 0 | 780.46 | Winter | 0 | 0 | 0 | 0 | 0 | 0 | 0 | 1 | 0 | 1
1990-04-26 | 4 | 26 | 12:00 | 14.4 | 12 | 2 | 58 |  | 0 | 0 | 5.2502 | 5.2502 | 95% | 0.7529 | 51.4981 | 6.7849 | 3.7408 | 3.651 | 0.089778 | 2.4% | 13.03 | 0.6 | 0.6 | 0.6 | 41.04 | 5.407 | 2.9811 | 2.9811 | 0 | 0% | 896.25 | 51.4981 | 0 | 844.7519 | 896.25 | 41.04 | 0 | 855.21 | Winter | 0 | 0 | 0 | 0 | 0 | 0 | 0 | 1 | 0 | 1
1990-04-26 | 4 | 26 | 13:00 | 13.3 | 13 | 2 | 56 |  | 0 | 0 | 4.7252 | 4.7252 | 95% | 0.67761 | 46.3483 | 6.1064 | 3.3667 | 3.2859 | 0.0808 | 2.4% | 13.8779 | 0.6 | 0.6 | 0.6 | 41.04 | 5.407 | 2.9811 | 2.9811 | 0 | 0% | 954.25 | 46.3483 | 0 | 907.9017 | 954.25 | 41.04 | 0 | 913.21 | Winter | 0 | 0 | 0 | 0 | 0 | 0 | 0 | 1 | 0 | 1
1990-04-26 | 4 | 26 | 14:00 | 13.9 | 14 | 2 | 57 |  | 0 | 0 | 3.9376 | 3.9376 | 95% | 0.56467 | 38.6235 | 5.0887 | 2.8056 | 2.7382 | 0.067334 | 2.4% | 13.845 | 0.6 | 0.6 | 0.6 | 41.04 | 5.407 | 2.9811 | 2.9532 | 0.027867 | 0.9348% | 952 | 38.6235 | 0 | 913.3765 | 952 | 41.04 | 0 | 910.96 | Winter | 0 | 0 | 0 | 0 | 0 | 0 | 0 | 1 | 0 | 1
1990-04-26 | 4 | 26 | 15:00 | 12.2 | 15 | 2 | 54 |  | 1 | 0.93067 | 3.6751 | 4.6058 | 95% | 0.66049 | 45.1774 | 5.9521 | 3.2816 | 3.2029 | 0.078759 | 2.4% | 13.9437 | 0.6 | 0.6 | 0.6 | 41.04 | 5.407 | 2.9811 | 2.9811 | 0 | 0% | 958.75 | 45.1774 | 0 | 913.5726 | 958.75 | 41.04 | 0 | 917.71 | Winter | 0 | 0 | 0 | 0 | 0 | 0 | 0 | 1 | 0 | 1
1990-04-26 | 4 | 26 | 16:00 | 12.2 | 16 | 2 | 54 |  | 1 | 0.93067 | 3.6751 | 4.6058 | 95% | 0.66049 | 45.1774 | 5.9521 | 3.2816 | 3.2029 | 0.078759 | 2.4% | 13.4649 | 0.6 | 0.6 | 0.6 | 41.04 | 5.407 | 2.9811 | 2.9811 | 0 | 0% | 926 | 45.1774 | 0 | 880.8226 | 926 | 41.04 | 0 | 884.96 | Winter | 0 | 0 | 0 | 0 | 0 | 0 | 0 | 1 | 0 | 1
1990-04-26 | 4 | 26 | 17:00 | 12.2 | 17 | 2 | 54 |  | 1 | 0.93067 | 4.7252 | 5.6558 | 95% | 0.81107 | 55.477 | 7.3091 | 4.0298 | 3.9331 | 0.096715 | 2.4% | 13.5599 | 0.6 | 0.6 | 0.6 | 41.04 | 5.407 | 2.9811 | 2.9811 | 0 | 0% | 932.5 | 55.477 | 0 | 877.023 | 932.5 | 41.04 | 0 | 891.46 | Winter | 0 | 0 | 0 | 0 | 0 | 0 | 0 | 1 | 0 | 1
1990-04-26 | 4 | 26 | 18:00 | 13.9 | 18 | 2 | 57 |  | 0 | 0 | 6.0377 | 6.0377 | 95% | 0.86583 | 59.2228 | 7.8026 | 4.3019 | 4.1986 | 0.10325 | 2.4% | 13.7317 | 0.6 | 0.6 | 0.6 | 41.04 | 5.407 | 2.9811 | 2.9811 | 0 | 0% | 944.25 | 59.2228 | 0 | 885.0272 | 944.25 | 41.04 | 0 | 903.21 | Winter | 0 | 0 | 0 | 0 | 0 | 0 | 0 | 1 | 0 | 1
1990-04-26 | 4 | 26 | 19:00 | 12.2 | 19 | 2 | 54 |  | 1 | 0.93067 | 6.5627 | 7.4934 | 95% | 1 | 68.4 | 9.0117 | 4.9685 | 4.8493 | 0.11924 | 2.4% | 13.1469 | 0.6 | 0.6 | 0.6 | 41.04 | 5.407 | 2.9811 | 2.9811 | 0 | 0% | 904.25 | 68.4 | 0 | 835.85 | 904.25 | 41.04 | 0 | 863.21 | Winter | 0 | 0 | 0 | 0 | 0 | 0 | 0 | 0 | 1 | 1
1990-04-26 | 4 | 26 | 20:00 | 15.6 | 20 | 2 | 60 |  | 0 | 0 | 5.7752 | 5.7752 | 95% | 0.82819 | 56.6479 | 7.4634 | 4.1148 | 4.0161 | 0.098756 | 2.4% | 13.0373 | 0.6 | 0.6 | 0.6 | 41.04 | 5.407 | 2.9811 | 2.9811 | 0 | 0% | 896.75 | 56.6479 | 0 | 840.1021 | 896.75 | 41.04 | 0 | 855.71 | Winter | 0 | 0 | 0 | 0 | 0 | 0 | 0 | 1 | 0 | 1
1990-04-26 | 4 | 26 | 21:00 | 13.9 | 21 | 2 | 57 |  | 0 | 0 | 4.7252 | 4.7252 | 95% | 0.67761 | 46.3483 | 6.1064 | 3.3667 | 3.2859 | 0.0808 | 2.4% | 13.2383 | 0.6 | 0.6 | 0.6 | 41.04 | 5.407 | 2.9811 | 2.9811 | 0 | 0% | 910.5 | 46.3483 | 0 | 864.1517 | 910.5 | 41.04 | 0 | 869.46 | Winter | 0 | 0 | 0 | 0 | 0 | 0 | 0 | 1 | 0 | 1
1990-04-26 | 4 | 26 | 22:00 | 12.8 | 22 | 2 | 55 |  | 0 | 0 | 4.2002 | 4.2002 | 95% | 0.60232 | 41.1985 | 5.4279 | 2.9926 | 2.9208 | 0.071823 | 2.4% | 12.9971 | 0.6 | 0.6 | 0.6 | 41.04 | 5.407 | 2.9811 | 2.9811 | 0 | 0% | 894 | 41.1985 | 0 | 852.8015 | 894 | 41.04 | 0 | 852.96 | Winter | 0 | 0 | 0 | 0 | 0 | 0 | 0 | 1 | 0 | 1
1990-04-26 | 4 | 26 | 23:00 | 11.7 | 23 | 2 | 53 |  | 2 | 1.8613 | 5.2502 | 7.1115 | 95% | 1 | 68.4 | 9.0117 | 4.9685 | 4.8493 | 0.11924 | 2.4% | 12.4744 | 0.6 | 0.6 | 0.6 | 41.04 | 5.407 | 2.9811 | 2.9811 | 0 | 0% | 858.25 | 68.4 | 0 | 789.85 | 858.25 | 41.04 | 0 | 817.21 | Winter | 0 | 0 | 0 | 0 | 0 | 0 | 0 | 0 | 1 | 1
1990-04-26 | 4 | 26 | 24:00 | 11.1 | 0 | 2 | 52 |  | 3 | 2.792 | 4.2002 | 6.9922 | 95% | 1 | 68.4 | 9.0117 | 4.9685 | 4.8493 | 0.11924 | 2.4% | 12.7887 | 0.6 | 0.6 | 0.6 | 41.04 | 5.407 | 2.9811 | 2.9811 | 0 | 0% | 879.75 | 68.4 | 0 | 811.35 | 879.75 | 41.04 | 0 | 838.71 | Winter | 0 | 0 | 0 | 0 | 0 | 0 | 0 | 0 | 1 | 1
1990-04-27 | 4 | 27 | 1:00 | 11.1 | 1 | 2 | 52 |  | 3 | 2.792 | 3.9376 | 6.7296 | 95% | 0.96505 | 66.0097 | 8.6968 | 4.7949 | 4.6798 | 0.11508 | 2.4% | 12.3757 | 0.6 | 0.6 | 0.6 | 41.04 | 5.407 | 2.9811 | 2.9811 | 0 | 0% | 851.5 | 66.0097 | 0 | 785.4903 | 851.5 | 41.04 | 0 | 810.46 | Winter | 0 | 0 | 0 | 0 | 0 | 0 | 0 | 1 | 0 | 1
1990-04-27 | 4 | 27 | 2:00 | 11.1 | 2 | 2 | 52 |  | 3 | 2.792 | 3.1501 | 5.9421 | 95% | 0.85212 | 58.285 | 7.6791 | 4.2338 | 4.1321 | 0.10161 | 2.4% | 12.9678 | 0.6 | 0.6 | 0.6 | 41.04 | 5.407 | 2.9811 | 2.9811 | 0 | 0% | 892 | 58.285 | 0 | 833.715 | 892 | 41.04 | 0 | 850.96 | Winter | 0 | 0 | 0 | 0 | 0 | 0 | 0 | 1 | 0 | 1
1990-04-27 | 4 | 27 | 3:00 | 10 | 3 | 2 | 50 |  | 5 | 4.6533 | 3.4126 | 8.066 | 95% | 1 | 68.4 | 9.0117 | 4.9685 | 4.8493 | 0.11924 | 2.4% | 12.1857 | 0.6 | 0.6 | 0.6 | 41.04 | 5.407 | 2.9811 | 2.9811 | 0 | 0% | 838.5 | 68.4 | 0 | 770.1 | 838.5 | 41.04 | 0 | 797.46 | Winter | 0 | 0 | 0 | 0 | 0 | 0 | 0 | 0 | 1 | 1
1990-04-27 | 4 | 27 | 4:00 | 11.1 | 4 | 2 | 52 |  | 3 | 2.792 | 3.1501 | 5.9421 | 95% | 0.85212 | 58.285 | 7.6791 | 4.2338 | 4.1321 | 0.10161 | 2.4% | 9.0534 | 0.6 | 0.6 | 0.6 | 41.04 | 5.407 | 2.9811 | 2.9811 | 0 | 0% | 624.25 | 58.285 | 0 | 565.965 | 624.25 | 41.04 | 0 | 583.21 | Winter | 0 | 0 | 0 | 0 | 0 | 0 | 0 | 1 | 0 | 1
1990-04-27 | 4 | 27 | 5:00 | 11.1 | 5 | 2 | 52 |  | 3 | 2.792 | 3.1501 | 5.9421 | 95% | 0.85212 | 58.285 | 7.6791 | 4.2338 | 4.1321 | 0.10161 | 2.4% | 8.9839 | 0.6 | 0.6 | 0.6 | 41.04 | 5.407 | 2.9811 | 2.9811 | 0 | 0% | 619.5 | 58.285 | 0 | 561.215 | 619.5 | 41.04 | 0 | 578.46 | Winter | 0 | 0 | 0 | 0 | 0 | 0 | 0 | 1 | 0 | 1
1990-04-27 | 4 | 27 | 6:00 | 12.2 | 6 | 2 | 54 |  | 1 | 0.93067 | 3.9376 | 4.8683 | 95% | 0.69813 | 47.7523 | 6.2914 | 3.4687 | 3.3854 | 0.083248 | 2.4% | 9.2836 | 0.6 | 0.6 | 0.6 | 41.04 | 5.407 | 2.9811 | 2.9811 | 0 | 0% | 640 | 47.7523 | 0 | 592.2477 | 640 | 41.04 | 0 | 598.96 | Winter | 0 | 0 | 0 | 0 | 0 | 0 | 0 | 1 | 0 | 1
1990-04-27 | 4 | 27 | 7:00 | 15 | 7 | 2 | 59 |  | 0 | 0 | 4.7252 | 4.7252 | 95% | 0.67761 | 46.3483 | 6.1064 | 3.3667 | 3.2859 | 0.0808 | 2.4% | 10.1462 | 0.6 | 0.6 | 0.6 | 41.04 | 5.407 | 2.9811 | 2.9811 | 0 | 0% | 699 | 46.3483 | 0 | 652.6517 | 699 | 41.04 | 0 | 657.96 | Winter | 0 | 0 | 0 | 0 | 0 | 0 | 0 | 1 | 0 | 1
1990-04-27 | 4 | 27 | 8:00 | 18.3 | 8 | 2 | 65 |  | 0 | 0 | 7.6128 | 7.6128 | 95% | 1 | 68.4 | 9.0117 | 4.9685 | 4.8493 | 0.11924 | 2.4% | 10.2266 | 0.6 | 0.6 | 0.6 | 41.04 | 5.407 | 2.9811 | 2.9811 | 0 | 0% | 704.5 | 68.4 | 0 | 636.1 | 704.5 | 41.04 | 0 | 663.46 | Winter | 0 | 0 | 0 | 0 | 0 | 0 | 0 | 0 | 1 | 1
1990-04-27 | 4 | 27 | 9:00 | 22.8 | 9 | 2 | 73 |  | 0 | 0 | 6.5627 | 6.5627 | 95% | 0.94112 | 64.3726 | 8.4811 | 4.676 | 4.5637 | 0.11222 | 2.4% | 10.636 | 0.6 | 0.6 | 0.6 | 41.04 | 5.407 | 2.9811 | 2.9811 | 0 | 0% | 732.5 | 64.3726 | 0 | 668.1274 | 732.5 | 41.04 | 0 | 691.46 | Winter | 0 | 0 | 0 | 0 | 0 | 0 | 0 | 1 | 0 | 1
1990-04-27 | 4 | 27 | 10:00 | 26.7 | 10 | 2 | 80 |  | 0 | 0 | 6.0377 | 6.0377 | 95% | 0.86583 | 59.2228 | 7.8026 | 4.3019 | 4.1986 | 0.10325 | 2.4% | 13.1579 | 0.6 | 0.6 | 0.6 | 41.04 | 5.407 | 2.9811 | 2.9811 | 0 | 0% | 905 | 59.2228 | 0 | 845.7772 | 905 | 41.04 | 0 | 863.96 | Winter | 0 | 0 | 0 | 0 | 0 | 0 | 0 | 1 | 0 | 1
1990-04-27 | 4 | 27 | 11:00 | 30 | 11 | 2 | 86 |  | 0 | 0 | 5.2502 | 5.2502 | 95% | 0.7529 | 51.4981 | 6.7849 | 3.7408 | 3.651 | 0.089778 | 2.4% | 13.9693 | 0.6 | 0.6 | 0.6 | 41.04 | 5.407 | 2.9811 | 2.9811 | 0 | 0% | 960.5 | 51.4981 | 0 | 909.0019 | 960.5 | 41.04 | 0 | 919.46 | Winter | 0 | 0 | 0 | 0 | 0 | 0 | 0 | 1 | 0 | 1
1990-04-27 | 4 | 27 | 12:00 | 31.7 | 12 | 2 | 89 |  | 0 | 0 | 5.2502 | 5.2502 | 95% | 0.7529 | 51.4981 | 6.7849 | 3.7408 | 3.651 | 0.089778 | 2.4% | 13.8633 | 0.6 | 0.6 | 0.6 | 41.04 | 5.407 | 2.9811 | 2.9811 | 0 | 0% | 953.25 | 51.4981 | 0 | 901.7519 | 953.25 | 41.04 | 0 | 912.21 | Winter | 0 | 0 | 0 | 0 | 0 | 0 | 0 | 1 | 0 | 1
1990-04-27 | 4 | 27 | 13:00 | 31.7 | 13 | 2 | 89 |  | 0 | 0 | 4.7252 | 4.7252 | 95% | 0.67761 | 46.3483 | 6.1064 | 3.3667 | 3.2859 | 0.0808 | 2.4% | 14.3275 | 0.6 | 0.6 | 0.6 | 41.04 | 5.407 | 2.9811 | 2.9811 | 0 | 0% | 985 | 46.3483 | 0 | 938.6517 | 985 | 41.04 | 0 | 943.96 | Winter | 0 | 0 | 0 | 0 | 0 | 0 | 0 | 1 | 0 | 1
1990-04-27 | 4 | 27 | 14:00 | 27.8 | 14 | 2 | 82 |  | 0 | 0 | 3.9376 | 3.9376 | 95% | 0.56467 | 38.6235 | 5.0887 | 2.8056 | 2.7382 | 0.067334 | 2.4% | 14.1484 | 0.6 | 0.6 | 0.6 | 41.04 | 5.407 | 2.9811 | 2.9532 | 0.027867 | 0.9348% | 972.75 | 38.6235 | 0 | 934.1265 | 972.75 | 41.04 | 0 | 931.71 | Winter | 0 | 0 | 0 | 0 | 0 | 0 | 0 | 1 | 0 | 1
1990-04-27 | 4 | 27 | 15:00 | 31.1 | 15 | 2 | 88 |  | 0 | 0 | 3.6751 | 3.6751 | 95% | 0.52703 | 36.0486 | 4.7494 | 2.6185 | 2.5557 | 0.062845 | 2.4% | 13.9949 | 0.6 | 0.6 | 0.6 | 41.04 | 5.407 | 2.9811 | 2.7564 | 0.22475 | 7.539% | 962.25 | 36.0486 | 0 | 926.2014 | 962.25 | 41.04 | 0 | 921.21 | Winter | 0 | 0 | 0 | 0 | 0 | 0 | 0 | 1 | 0 | 1
1990-04-27 | 4 | 27 | 16:00 | 32.2 | 16 | 2 | 90 |  | 0 | 0 | 3.6751 | 3.6751 | 95% | 0.52703 | 36.0486 | 4.7494 | 2.6185 | 2.5557 | 0.062845 | 2.4% | 14.0461 | 0.6 | 0.6 | 0.6 | 41.04 | 5.407 | 2.9811 | 2.7564 | 0.22475 | 7.539% | 965.75 | 36.0486 | 0 | 929.7014 | 965.75 | 41.04 | 0 | 924.71 | Winter | 0 | 0 | 0 | 0 | 0 | 0 | 0 | 1 | 0 | 1
1990-04-27 | 4 | 27 | 17:00 | 32.8 | 17 | 2 | 91 |  | 0 | 0 | 4.7252 | 4.7252 | 95% | 0.67761 | 46.3483 | 6.1064 | 3.3667 | 3.2859 | 0.0808 | 2.4% | 13.7135 | 0.6 | 0.6 | 0.6 | 41.04 | 5.407 | 2.9811 | 2.9811 | 0 | 0% | 943 | 46.3483 | 0 | 896.6517 | 943 | 41.04 | 0 | 901.96 | Winter | 0 | 0 | 0 | 0 | 0 | 0 | 0 | 1 | 0 | 1
1990-04-27 | 4 | 27 | 18:00 | 31.7 | 18 | 2 | 89 |  | 0 | 0 | 6.0377 | 6.0377 | 95% | 0.86583 | 59.2228 | 7.8026 | 4.3019 | 4.1986 | 0.10325 | 2.4% | 13.1104 | 0.6 | 0.6 | 0.6 | 41.04 | 5.407 | 2.9811 | 2.9811 | 0 | 0% | 901.75 | 59.2228 | 0 | 842.5272 | 901.75 | 41.04 | 0 | 860.71 | Winter | 0 | 0 | 0 | 0 | 0 | 0 | 0 | 1 | 0 | 1
1990-04-27 | 4 | 27 | 19:00 | 30 | 19 | 2 | 86 |  | 0 | 0 | 6.5627 | 6.5627 | 95% | 0.94112 | 64.3726 | 8.4811 | 4.676 | 4.5637 | 0.11222 | 2.4% | 12.818 | 0.6 | 0.6 | 0.6 | 41.04 | 5.407 | 2.9811 | 2.9811 | 0 | 0% | 881.75 | 64.3726 | 0 | 817.3774 | 881.75 | 41.04 | 0 | 840.71 | Winter | 0 | 0 | 0 | 0 | 0 | 0 | 0 | 1 | 0 | 1
1990-04-27 | 4 | 27 | 20:00 | 29.4 | 20 | 2 | 85 |  | 0 | 0 | 5.7752 | 5.7752 | 95% | 0.82819 | 56.6479 | 7.4634 | 4.1148 | 4.0161 | 0.098756 | 2.4% | 12.5219 | 0.6 | 0.6 | 0.6 | 41.04 | 5.407 | 2.9811 | 2.9811 | 0 | 0% | 861.5 | 56.6479 | 0 | 804.8521 | 861.5 | 41.04 | 0 | 820.46 | Winter | 0 | 0 | 0 | 0 | 0 | 0 | 0 | 1 | 0 | 1
1990-04-27 | 4 | 27 | 21:00 | 28.3 | 21 | 2 | 83 |  | 0 | 0 | 4.7252 | 4.7252 | 95% | 0.67761 | 46.3483 | 6.1064 | 3.3667 | 3.2859 | 0.0808 | 2.4% | 12.5365 | 0.6 | 0.6 | 0.6 | 41.04 | 5.407 | 2.9811 | 2.9811 | 0 | 0% | 862.5 | 46.3483 | 0 | 816.1517 | 862.5 | 41.04 | 0 | 821.46 | Winter | 0 | 0 | 0 | 0 | 0 | 0 | 0 | 1 | 0 | 1
1990-04-27 | 4 | 27 | 22:00 | 27.2 | 22 | 2 | 81 |  | 0 | 0 | 4.2002 | 4.2002 | 95% | 0.60232 | 41.1985 | 5.4279 | 2.9926 | 2.9208 | 0.071823 | 2.4% | 11.9189 | 0.6 | 0.6 | 0.6 | 41.04 | 5.407 | 2.9811 | 2.9811 | 0 | 0% | 820.25 | 41.1985 | 0 | 779.0515 | 820.25 | 41.04 | 0 | 779.21 | Winter | 0 | 0 | 0 | 0 | 0 | 0 | 0 | 1 | 0 | 1
1990-04-27 | 4 | 27 | 23:00 | 24.4 | 23 | 2 | 76 |  | 0 | 0 | 5.2502 | 5.2502 | 95% | 0.7529 | 51.4981 | 6.7849 | 3.7408 | 3.651 | 0.089778 | 2.4% | 9.7259 | 0.6 | 0.6 | 0.6 | 41.04 | 5.407 | 2.9811 | 2.9811 | 0 | 0% | 670.25 | 51.4981 | 0 | 618.7519 | 670.25 | 41.04 | 0 | 629.21 | Winter | 0 | 0 | 0 | 0 | 0 | 0 | 0 | 1 | 0 | 1
1990-04-27 | 4 | 27 | 24:00 | 22.8 | 0 | 2 | 73 |  | 0 | 0 | 4.2002 | 4.2002 | 95% | 0.60232 | 41.1985 | 5.4279 | 2.9926 | 2.9208 | 0.071823 | 2.4% | 9.1594 | 0.6 | 0.6 | 0.6 | 41.04 | 5.407 | 2.9811 | 2.9811 | 0 | 0% | 631.5 | 41.1985 | 0 | 590.3015 | 631.5 | 41.04 | 0 | 590.46 | Winter | 0 | 0 | 0 | 0 | 0 | 0 | 0 | 1 | 0 | 1
1990-04-28 | 4 | 28 | 1:00 | 25 | 1 | 1 | 77 |  | 0 | 0 | 3.9376 | 3.9376 | 95% | 0.56467 | 38.6235 | 5.0887 | 2.8056 | 2.7382 | 0.067334 | 2.4% | 9.1923 | 0.6 | 0.6 | 0.6 | 41.04 | 5.407 | 2.9811 | 2.9532 | 0.027867 | 0.9348% | 633.75 | 38.6235 | 0 | 595.1265 | 633.75 | 41.04 | 0 | 592.71 | Winter | 0 | FALSE | 0 | 0 | 0 | 0 | 0 | 1 | 0 | 1
1990-04-28 | 4 | 28 | 2:00 | 24.4 | 2 | 1 | 76 |  | 0 | 0 | 3.1501 | 3.1501 | 95% | 0 | 0 | 0 | 0 | 0 | 0 | 2.4% | 9.2909 | 0.6 | 0.6 | 0.6 | 41.04 | 5.407 | 2.9811 | 2.3626 | 0.61851 | 20.75% | 640.5 | 0 | 0 | 640.5 | 640.5 | 41.04 | 0 | 599.46 | Winter | 0 | FALSE | 0 | 0 | 0 | 1 | 0 | 1 | 0 | 0
1990-04-28 | 4 | 28 | 3:00 | 20 | 3 | 1 | 68 |  | 0 | 0 | 3.4126 | 3.4126 | 95% | 0 | 0 | 0 | 0 | 0 | 0 | 2.4% | 9.1045 | 0.6 | 0.6 | 0.6 | 41.04 | 5.407 | 2.9811 | 2.5595 | 0.42163 | 14.14% | 627.75 | 0 | 0 | 627.75 | 627.75 | 41.04 | 0 | 586.71 | Winter | 0 | FALSE | 0 | 0 | 0 | 1 | 0 | 1 | 0 | 0
1990-04-28 | 4 | 28 | 4:00 | 21.1 | 4 | 1 | 70 |  | 0 | 0 | 3.1501 | 3.1501 | 95% | 0 | 0 | 0 | 0 | 0 | 0 | 2.4% | 9.2873 | 0.6 | 0.6 | 0.6 | 41.04 | 5.407 | 2.9811 | 2.3626 | 0.61851 | 20.75% | 640.25 | 0 | 0 | 640.25 | 640.25 | 41.04 | 0 | 599.21 | Winter | 0 | FALSE | 0 | 0 | 0 | 1 | 0 | 1 | 0 | 0
1990-04-28 | 4 | 28 | 5:00 | 17.2 | 5 | 1 | 63 |  | 0 | 0 | 3.1501 | 3.1501 | 95% | 0 | 0 | 0 | 0 | 0 | 0 | 2.4% | 9.1082 | 0.6 | 0.6 | 0.6 | 41.04 | 5.407 | 2.9811 | 2.3626 | 0.61851 | 20.75% | 628 | 0 | 0 | 628 | 628 | 41.04 | 0 | 586.96 | Winter | 0 | FALSE | 0 | 0 | 0 | 1 | 0 | 1 | 0 | 0
1990-04-28 | 4 | 28 | 6:00 | 22.2 | 6 | 1 | 72 |  | 0 | 0 | 3.9376 | 3.9376 | 95% | 0.56467 | 38.6235 | 5.0887 | 2.8056 | 2.7382 | 0.067334 | 2.4% | 9.4079 | 0.6 | 0.6 | 0.6 | 41.04 | 5.407 | 2.9811 | 2.9532 | 0.027867 | 0.9348% | 648.5 | 38.6235 | 0 | 609.8765 | 648.5 | 41.04 | 0 | 607.46 | Winter | 0 | FALSE | 0 | 0 | 0 | 0 | 0 | 1 | 0 | 1
1990-04-28 | 4 | 28 | 7:00 | 23.9 | 7 | 1 | 75 |  | 0 | 0 | 4.7252 | 4.7252 | 95% | 0.67761 | 46.3483 | 6.1064 | 3.3667 | 3.2859 | 0.0808 | 2.4% | 10.2997 | 0.6 | 0.6 | 0.6 | 41.04 | 5.407 | 2.9811 | 2.9811 | 0 | 0% | 709.5 | 46.3483 | 0 | 663.1517 | 709.5 | 41.04 | 0 | 668.46 | Winter | 0 | FALSE | 0 | 0 | 0 | 0 | 0 | 1 | 0 | 1
1990-04-28 | 4 | 28 | 8:00 | 26.1 | 8 | 1 | 79 |  | 0 | 0 | 7.6128 | 7.6128 | 95% | 1 | 68.4 | 9.0117 | 4.9685 | 4.8493 | 0.11924 | 2.4% | 10.3618 | 0.6 | 0.6 | 0.6 | 41.04 | 5.407 | 2.9811 | 2.9811 | 0 | 0% | 713.75 | 68.4 | 0 | 645.35 | 713.75 | 41.04 | 0 | 672.71 | Winter | 0 | FALSE | 0 | 0 | 0 | 0 | 0 | 0 | 1 | 1
1990-04-28 | 4 | 28 | 9:00 | 29.4 | 9 | 1 | 85 |  | 0 | 0 | 6.5627 | 6.5627 | 95% | 0.94112 | 64.3726 | 8.4811 | 4.676 | 4.5637 | 0.11222 | 2.4% | 10.6652 | 0.6 | 0.6 | 0.6 | 41.04 | 5.407 | 2.9811 | 2.9811 | 0 | 0% | 734.5 | 64.3726 | 0 | 670.1274 | 734.5 | 41.04 | 0 | 693.46 | Winter | 0 | FALSE | 0 | 0 | 0 | 0 | 0 | 1 | 0 | 1
1990-04-28 | 4 | 28 | 10:00 | 31.1 | 10 | 1 | 88 |  | 0 | 0 | 6.0377 | 6.0377 | 95% | 0.86583 | 59.2228 | 7.8026 | 4.3019 | 4.1986 | 0.10325 | 2.4% | 11.345 | 0.6 | 0.6 | 0.6 | 41.04 | 5.407 | 2.9811 | 2.9811 | 0 | 0% | 781 | 59.2228 | 0 | 721.7772 | 781 | 41.04 | 0 | 739.96 | Winter | 0 | FALSE | 0 | 0 | 0 | 0 | 0 | 1 | 0 | 1
1990-04-28 | 4 | 28 | 11:00 | 32.2 | 11 | 1 | 90 |  | 0 | 0 | 5.2502 | 5.2502 | 95% | 0.7529 | 51.4981 | 6.7849 | 3.7408 | 3.651 | 0.089778 | 2.4% | 11.3816 | 0.6 | 0.6 | 0.6 | 41.04 | 5.407 | 2.9811 | 2.9811 | 0 | 0% | 783.5 | 51.4981 | 0 | 732.0019 | 783.5 | 41.04 | 0 | 742.46 | Winter | 0 | FALSE | 0 | 0 | 0 | 0 | 0 | 1 | 0 | 1
1990-04-28 | 4 | 28 | 12:00 | 28.9 | 12 | 1 | 84 |  | 0 | 0 | 5.2502 | 5.2502 | 95% | 0.7529 | 51.4981 | 6.7849 | 3.7408 | 3.651 | 0.089778 | 2.4% | 11.8713 | 0.6 | 0.6 | 0.6 | 41.04 | 5.407 | 2.9811 | 2.9811 | 0 | 0% | 817 | 51.4981 | 0 | 765.5019 | 817 | 41.04 | 0 | 775.96 | Winter | 0 | FALSE | 0 | 0 | 0 | 0 | 0 | 1 | 0 | 1
1990-04-28 | 4 | 28 | 13:00 | 21.7 | 13 | 1 | 71 |  | 0 | 0 | 4.7252 | 4.7252 | 95% | 0.67761 | 46.3483 | 6.1064 | 3.3667 | 3.2859 | 0.0808 | 2.4% | 14.8794 | 0.6 | 0.6 | 0.6 | 41.04 | 5.407 | 2.9811 | 2.9811 | 0 | 0% | 1022.75 | 46.3483 | 0 | 976.4017 | 1022.75 | 41.04 | 0 | 981.71 | Winter | 0 | FALSE | 0 | 0 | 0 | 0 | 0 | 1 | 0 | 1
1990-04-28 | 4 | 28 | 14:00 | 16.1 | 14 | 1 | 61 |  | 0 | 0 | 3.9376 | 3.9376 | 95% | 0.56467 | 38.6235 | 5.0887 | 2.8056 | 2.7382 | 0.067334 | 2.4% | 14.3238 | 0.6 | 0.6 | 0.6 | 41.04 | 5.407 | 2.9811 | 2.9532 | 0.027867 | 0.9348% | 984.75 | 38.6235 | 0 | 946.1265 | 984.75 | 41.04 | 0 | 943.71 | Winter | 0 | FALSE | 0 | 0 | 0 | 0 | 0 | 1 | 0 | 1
1990-04-28 | 4 | 28 | 15:00 | 13.3 | 15 | 1 | 56 |  | 0 | 0 | 3.6751 | 3.6751 | 95% | 0.52703 | 36.0486 | 4.7494 | 2.6185 | 2.5557 | 0.062845 | 2.4% | 14.3933 | 0.6 | 0.6 | 0.6 | 41.04 | 5.407 | 2.9811 | 2.7564 | 0.22475 | 7.539% | 989.5 | 36.0486 | 0 | 953.4514 | 989.5 | 41.04 | 0 | 948.46 | Winter | 0 | FALSE | 0 | 0 | 0 | 0 | 0 | 1 | 0 | 1
1990-04-28 | 4 | 28 | 16:00 | 11.1 | 16 | 1 | 52 |  | 3 | 2.792 | 3.6751 | 6.4671 | 95% | 0.92741 | 63.4348 | 8.3575 | 4.6078 | 4.4972 | 0.11059 | 2.4% | 15.3984 | 0.6 | 0.6 | 0.6 | 41.04 | 5.407 | 2.9811 | 2.9811 | 0 | 0% | 1058.25 | 63.4348 | 0 | 994.8152 | 1058.25 | 41.04 | 0 | 1017.21 | Winter | 0 | FALSE | 0 | 0 | 0 | 0 | 0 | 1 | 0 | 1
1990-04-28 | 4 | 28 | 17:00 | 10.6 | 17 | 1 | 51 |  | 4 | 3.7227 | 4.7252 | 8.4478 | 95% | 1 | 68.4 | 9.0117 | 4.9685 | 4.8493 | 0.11924 | 2.4% | 14.5102 | 0.6 | 0.6 | 0.6 | 41.04 | 5.407 | 2.9811 | 2.9811 | 0 | 0% | 997.5 | 68.4 | 0 | 929.1 | 997.5 | 41.04 | 0 | 956.46 | Winter | 1 | FALSE | 1 | 68.4 | 41.04 | 0 | 0 | 0 | 1 | 1
1990-04-28 | 4 | 28 | 18:00 | 10 | 18 | 1 | 50 |  | 5 | 4.6533 | 6.0377 | 10.6911 | 95% | 1 | 68.4 | 9.0117 | 4.9685 | 4.8493 | 0.11924 | 2.4% | 13.7171 | 0.6 | 0.6 | 0.6 | 41.04 | 5.407 | 2.9811 | 2.9811 | 0 | 0% | 943.25 | 68.4 | 0 | 874.85 | 943.25 | 41.04 | 0 | 902.21 | Winter | 1 | FALSE | 1 | 68.4 | 41.04 | 0 | 0 | 0 | 1 | 1
1990-04-28 | 4 | 28 | 19:00 | 9.4 | 19 | 1 | 49 |  | 6 | 5.584 | 6.5627 | 12.1467 | 95% | 1 | 68.4 | 9.0117 | 4.9685 | 4.8493 | 0.11924 | 2.4% | 13.5928 | 0.6 | 0.6 | 0.6 | 41.04 | 5.407 | 2.9811 | 2.9811 | 0 | 0% | 934.75 | 68.4 | 0 | 866.35 | 934.75 | 41.04 | 0 | 893.71 | Winter | 0 | FALSE | 0 | 0 | 0 | 0 | 0 | 0 | 1 | 1
1990-04-28 | 4 | 28 | 20:00 | 8.9 | 20 | 1 | 48 |  | 7 | 6.5147 | 5.7752 | 12.2899 | 95% | 1 | 68.4 | 9.0117 | 4.9685 | 4.8493 | 0.11924 | 2.4% | 12.7924 | 0.6 | 0.6 | 0.6 | 41.04 | 5.407 | 2.9811 | 2.9811 | 0 | 0% | 880 | 68.4 | 0 | 811.6 | 880 | 41.04 | 0 | 838.96 | Winter | 0 | FALSE | 0 | 0 | 0 | 0 | 0 | 0 | 1 | 1
1990-04-28 | 4 | 28 | 21:00 | 8.9 | 21 | 1 | 48 |  | 7 | 6.5147 | 4.7252 | 11.2398 | 95% | 1 | 68.4 | 9.0117 | 4.9685 | 4.8493 | 0.11924 | 2.4% | 12.8472 | 0.6 | 0.6 | 0.6 | 41.04 | 5.407 | 2.9811 | 2.9811 | 0 | 0% | 883.75 | 68.4 | 0 | 815.35 | 883.75 | 41.04 | 0 | 842.71 | Winter | 0 | FALSE | 0 | 0 | 0 | 0 | 0 | 0 | 1 | 1
1990-04-28 | 4 | 28 | 22:00 | 8.3 | 22 | 1 | 47 |  | 8 | 7.4453 | 4.2002 | 11.6455 | 95% | 1 | 68.4 | 9.0117 | 4.9685 | 4.8493 | 0.11924 | 2.4% | 12.0175 | 0.6 | 0.6 | 0.6 | 41.04 | 5.407 | 2.9811 | 2.9811 | 0 | 0% | 827 | 68.4 | 0 | 758.6 | 827 | 41.04 | 0 | 785.96 | Winter | 0 | FALSE | 0 | 0 | 0 | 0 | 0 | 0 | 1 | 1
1990-04-28 | 4 | 28 | 23:00 | 8.3 | 23 | 1 | 47 |  | 8 | 7.4453 | 5.2502 | 12.6955 | 95% | 1 | 68.4 | 9.0117 | 4.9685 | 4.8493 | 0.11924 | 2.4% | 12.1016 | 0.6 | 0.6 | 0.6 | 41.04 | 5.407 | 2.9811 | 2.9811 | 0 | 0% | 832.75 | 68.4 | 0 | 764.35 | 832.75 | 41.04 | 0 | 791.71 | Winter | 0 | FALSE | 0 | 0 | 0 | 0 | 0 | 0 | 1 | 1
1990-04-28 | 4 | 28 | 24:00 | 8.3 | 0 | 1 | 47 |  | 8 | 7.4453 | 4.2002 | 11.6455 | 95% | 1 | 68.4 | 9.0117 | 4.9685 | 4.8493 | 0.11924 | 2.4% | 11.0673 | 0.6 | 0.6 | 0.6 | 41.04 | 5.407 | 2.9811 | 2.9811 | 0 | 0% | 762 | 68.4 | 0 | 693.6 | 762 | 41.04 | 0 | 720.96 | Winter | 0 | FALSE | 0 | 0 | 0 | 0 | 0 | 0 | 1 | 1
1990-04-29 | 4 | 29 | 1:00 | 8.3 | 1 | 1 | 47 |  | 8 | 7.4453 | 3.9376 | 11.383 | 95% | 1 | 68.4 | 9.0117 | 4.9685 | 4.8493 | 0.11924 | 2.4% | 10.0365 | 0.6 | 0.6 | 0.6 | 41.04 | 5.407 | 2.9811 | 2.9811 | 0 | 0% | 691.5 | 68.4 | 0 | 623.1 | 691.5 | 41.04 | 0 | 650.46 | Winter | 0 | FALSE | 0 | 0 | 0 | 0 | 0 | 0 | 1 | 1
1990-04-29 | 4 | 29 | 2:00 | 7.8 | 2 | 1 | 46 |  | 9 | 8.376 | 3.1501 | 11.5261 | 95% | 1 | 68.4 | 9.0117 | 4.9685 | 4.8493 | 0.11924 | 2.4% | 10.1352 | 0.6 | 0.6 | 0.6 | 41.04 | 5.407 | 2.9811 | 2.9811 | 0 | 0% | 698.25 | 68.4 | 0 | 629.85 | 698.25 | 41.04 | 0 | 657.21 | Winter | 0 | FALSE | 0 | 0 | 0 | 0 | 0 | 0 | 1 | 1
1990-04-29 | 4 | 29 | 3:00 | 7.8 | 3 | 1 | 46 |  | 9 | 8.376 | 3.4126 | 11.7886 | 95% | 1 | 68.4 | 9.0117 | 4.9685 | 4.8493 | 0.11924 | 2.4% | 10.4386 | 0.6 | 0.6 | 0.6 | 41.04 | 5.407 | 2.9811 | 2.9811 | 0 | 0% | 719 | 68.4 | 0 | 650.6 | 719 | 41.04 | 0 | 677.96 | Winter | 0 | FALSE | 0 | 0 | 0 | 0 | 0 | 0 | 1 | 1
1990-04-29 | 4 | 29 | 4:00 | 7.2 | 4 | 1 | 45 |  | 10 | 9.3067 | 3.1501 | 12.4568 | 95% | 1 | 68.4 | 9.0117 | 4.9685 | 4.8493 | 0.11924 | 2.4% | 10.9174 | 0.6 | 0.6 | 0.6 | 41.04 | 5.407 | 2.9811 | 2.9811 | 0 | 0% | 751.75 | 68.4 | 0 | 683.35 | 751.75 | 41.04 | 0 | 710.71 | Winter | 0 | FALSE | 0 | 0 | 0 | 0 | 0 | 0 | 1 | 1
1990-04-29 | 4 | 29 | 5:00 | 6.7 | 5 | 1 | 44 |  | 11 | 10.2373 | 3.1501 | 13.3875 | 95% | 1 | 68.4 | 9.0117 | 4.9685 | 4.8493 | 0.11924 | 2.4% | 10.2741 | 0.6 | 0.6 | 0.6 | 41.04 | 5.407 | 2.9811 | 2.9811 | 0 | 0% | 707.75 | 68.4 | 0 | 639.35 | 707.75 | 41.04 | 0 | 666.71 | Winter | 0 | FALSE | 0 | 0 | 0 | 0 | 0 | 0 | 1 | 1
1990-04-29 | 4 | 29 | 6:00 | 6.1 | 6 | 1 | 43 |  | 12 | 11.168 | 3.9376 | 15.1057 | 95% | 1 | 68.4 | 9.0117 | 4.9685 | 4.8493 | 0.11924 | 2.4% | 10.7054 | 0.6 | 0.6 | 0.6 | 41.04 | 5.407 | 2.9811 | 2.9811 | 0 | 0% | 737.25 | 68.4 | 0 | 668.85 | 737.25 | 41.04 | 0 | 696.21 | Winter | 0 | FALSE | 0 | 0 | 0 | 0 | 0 | 0 | 1 | 1
1990-04-29 | 4 | 29 | 7:00 | 6.1 | 7 | 1 | 43 |  | 12 | 11.168 | 4.7252 | 15.8932 | 95% | 1 | 68.4 | 9.0117 | 4.9685 | 4.8493 | 0.11924 | 2.4% | 13.2346 | 0.6 | 0.6 | 0.6 | 41.04 | 5.407 | 2.9811 | 2.9811 | 0 | 0% | 910.25 | 68.4 | 0 | 841.85 | 910.25 | 41.04 | 0 | 869.21 | Winter | 0 | FALSE | 0 | 0 | 0 | 0 | 0 | 0 | 1 | 1
1990-04-29 | 4 | 29 | 8:00 | 6.1 | 8 | 1 | 43 |  | 12 | 11.168 | 7.6128 | 18.7808 | 95% | 1 | 68.4 | 9.0117 | 4.9685 | 4.8493 | 0.11924 | 2.4% | 14.0278 | 0.6 | 0.6 | 0.6 | 41.04 | 5.407 | 2.9811 | 2.9811 | 0 | 0% | 964.5 | 68.4 | 0 | 896.1 | 964.5 | 41.04 | 0 | 923.46 | Winter | 0 | FALSE | 0 | 0 | 0 | 0 | 0 | 0 | 1 | 1
1990-04-29 | 4 | 29 | 9:00 | 6.7 | 9 | 1 | 44 |  | 11 | 10.2373 | 6.5627 | 16.8001 | 95% | 1 | 68.4 | 9.0117 | 4.9685 | 4.8493 | 0.11924 | 2.4% | 15.2522 | 0.6 | 0.6 | 0.6 | 41.04 | 5.407 | 2.9811 | 2.9811 | 0 | 0% | 1048.25 | 68.4 | 0 | 979.85 | 1048.25 | 41.04 | 0 | 1007.21 | Winter | 0 | FALSE | 0 | 0 | 0 | 0 | 0 | 0 | 1 | 1
1990-04-29 | 4 | 29 | 10:00 | 6.7 | 10 | 1 | 44 |  | 11 | 10.2373 | 6.0377 | 16.2751 | 95% | 1 | 68.4 | 9.0117 | 4.9685 | 4.8493 | 0.11924 | 2.4% | 15.1572 | 0.6 | 0.6 | 0.6 | 41.04 | 5.407 | 2.9811 | 2.9811 | 0 | 0% | 1041.75 | 68.4 | 0 | 973.35 | 1041.75 | 41.04 | 0 | 1000.71 | Winter | 0 | FALSE | 0 | 0 | 0 | 0 | 0 | 0 | 1 | 1
1990-04-29 | 4 | 29 | 11:00 | 6.7 | 11 | 1 | 44 |  | 11 | 10.2373 | 5.2502 | 15.4875 | 95% | 1 | 68.4 | 9.0117 | 4.9685 | 4.8493 | 0.11924 | 2.4% | 14.788 | 0.6 | 0.6 | 0.6 | 41.04 | 5.407 | 2.9811 | 2.9811 | 0 | 0% | 1016.5 | 68.4 | 0 | 948.1 | 1016.5 | 41.04 | 0 | 975.46 | Winter | 0 | FALSE | 0 | 0 | 0 | 0 | 0 | 0 | 1 | 1
1990-04-29 | 4 | 29 | 12:00 | 6.7 | 12 | 1 | 44 |  | 11 | 10.2373 | 5.2502 | 15.4875 | 95% | 1 | 68.4 | 9.0117 | 4.9685 | 4.8493 | 0.11924 | 2.4% | 15.7018 | 0.6 | 0.6 | 0.6 | 41.04 | 5.407 | 2.9811 | 2.9811 | 0 | 0% | 1079 | 68.4 | 0 | 1010.6 | 1079 | 41.04 | 0 | 1037.96 | Winter | 0 | FALSE | 0 | 0 | 0 | 0 | 0 | 0 | 1 | 1
1990-04-29 | 4 | 29 | 13:00 | 6.7 | 13 | 1 | 44 |  | 11 | 10.2373 | 4.7252 | 14.9625 | 95% | 1 | 68.4 | 9.0117 | 4.9685 | 4.8493 | 0.11924 | 2.4% | 13.6659 | 0.6 | 0.6 | 0.6 | 41.04 | 5.407 | 2.9811 | 2.9811 | 0 | 0% | 939.75 | 68.4 | 0 | 871.35 | 939.75 | 41.04 | 0 | 898.71 | Winter | 0 | FALSE | 0 | 0 | 0 | 0 | 0 | 0 | 1 | 1
1990-04-29 | 4 | 29 | 14:00 | 6.7 | 14 | 1 | 44 |  | 11 | 10.2373 | 3.9376 | 14.175 | 95% | 1 | 68.4 | 9.0117 | 4.9685 | 4.8493 | 0.11924 | 2.4% | 11.2683 | 0.6 | 0.6 | 0.6 | 41.04 | 5.407 | 2.9811 | 2.9811 | 0 | 0% | 775.75 | 68.4 | 0 | 707.35 | 775.75 | 41.04 | 0 | 734.71 | Winter | 0 | FALSE | 0 | 0 | 0 | 0 | 0 | 0 | 1 | 1
1990-04-29 | 4 | 29 | 15:00 | 6.7 | 15 | 1 | 44 |  | 11 | 10.2373 | 3.6751 | 13.9125 | 95% | 1 | 68.4 | 9.0117 | 4.9685 | 4.8493 | 0.11924 | 2.4% | 11.3852 | 0.6 | 0.6 | 0.6 | 41.04 | 5.407 | 2.9811 | 2.9811 | 0 | 0% | 783.75 | 68.4 | 0 | 715.35 | 783.75 | 41.04 | 0 | 742.71 | Winter | 0 | FALSE | 0 | 0 | 0 | 0 | 0 | 0 | 1 | 1
1990-04-29 | 4 | 29 | 16:00 | 6.7 | 16 | 1 | 44 |  | 11 | 10.2373 | 3.6751 | 13.9125 | 95% | 1 | 68.4 | 9.0117 | 4.9685 | 4.8493 | 0.11924 | 2.4% | 14.5468 | 0.6 | 0.6 | 0.6 | 41.04 | 5.407 | 2.9811 | 2.9811 | 0 | 0% | 1000 | 68.4 | 0 | 931.6 | 1000 | 41.04 | 0 | 958.96 | Winter | 0 | FALSE | 0 | 0 | 0 | 0 | 0 | 0 | 1 | 1
1990-04-29 | 4 | 29 | 17:00 | 6.7 | 17 | 1 | 44 |  | 11 | 10.2373 | 4.7252 | 14.9625 | 95% | 1 | 68.4 | 9.0117 | 4.9685 | 4.8493 | 0.11924 | 2.4% | 15.3545 | 0.6 | 0.6 | 0.6 | 41.04 | 5.407 | 2.9811 | 2.9811 | 0 | 0% | 1055.25 | 68.4 | 0 | 986.85 | 1055.25 | 41.04 | 0 | 1014.21 | Winter | 1 | FALSE | 1 | 68.4 | 41.04 | 0 | 0 | 0 | 1 | 1
1990-04-29 | 4 | 29 | 18:00 | 6.7 | 18 | 1 | 44 |  | 11 | 10.2373 | 6.0377 | 16.2751 | 95% | 1 | 68.4 | 9.0117 | 4.9685 | 4.8493 | 0.11924 | 2.4% | 13.75 | 0.6 | 0.6 | 0.6 | 41.04 | 5.407 | 2.9811 | 2.9811 | 0 | 0% | 945.5 | 68.4 | 0 | 877.1 | 945.5 | 41.04 | 0 | 904.46 | Winter | 1 | FALSE | 1 | 68.4 | 41.04 | 0 | 0 | 0 | 1 | 1
1990-04-29 | 4 | 29 | 19:00 | 6.1 | 19 | 1 | 43 |  | 12 | 11.168 | 6.5627 | 17.7308 | 95% | 1 | 68.4 | 9.0117 | 4.9685 | 4.8493 | 0.11924 | 2.4% | 13.6075 | 0.6 | 0.6 | 0.6 | 41.04 | 5.407 | 2.9811 | 2.9811 | 0 | 0% | 935.75 | 68.4 | 0 | 867.35 | 935.75 | 41.04 | 0 | 894.71 | Winter | 0 | FALSE | 0 | 0 | 0 | 0 | 0 | 0 | 1 | 1
1990-04-29 | 4 | 29 | 20:00 | 6.7 | 20 | 1 | 44 |  | 11 | 10.2373 | 5.7752 | 16.0126 | 95% | 1 | 68.4 | 9.0117 | 4.9685 | 4.8493 | 0.11924 | 2.4% | 13.6732 | 0.6 | 0.6 | 0.6 | 41.04 | 5.407 | 2.9811 | 2.9811 | 0 | 0% | 940.25 | 68.4 | 0 | 871.85 | 940.25 | 41.04 | 0 | 899.21 | Winter | 0 | FALSE | 0 | 0 | 0 | 0 | 0 | 0 | 1 | 1
1990-04-29 | 4 | 29 | 21:00 | 6.7 | 21 | 1 | 44 |  | 11 | 10.2373 | 4.7252 | 14.9625 | 95% | 1 | 68.4 | 9.0117 | 4.9685 | 4.8493 | 0.11924 | 2.4% | 12.6974 | 0.6 | 0.6 | 0.6 | 41.04 | 5.407 | 2.9811 | 2.9811 | 0 | 0% | 873.5 | 68.4 | 0 | 805.1 | 873.5 | 41.04 | 0 | 832.46 | Winter | 0 | FALSE | 0 | 0 | 0 | 0 | 0 | 0 | 1 | 1
1990-04-29 | 4 | 29 | 22:00 | 6.7 | 22 | 1 | 44 |  | 11 | 10.2373 | 4.2002 | 14.4375 | 95% | 1 | 68.4 | 9.0117 | 4.9685 | 4.8493 | 0.11924 | 2.4% | 12.9678 | 0.6 | 0.6 | 0.6 | 41.04 | 5.407 | 2.9811 | 2.9811 | 0 | 0% | 892 | 68.4 | 0 | 823.6 | 892 | 41.04 | 0 | 850.96 | Winter | 0 | FALSE | 0 | 0 | 0 | 0 | 0 | 0 | 1 | 1
1990-04-29 | 4 | 29 | 23:00 | 6.7 | 23 | 1 | 44 |  | 11 | 10.2373 | 5.2502 | 15.4875 | 95% | 1 | 68.4 | 9.0117 | 4.9685 | 4.8493 | 0.11924 | 2.4% | 12.5037 | 0.6 | 0.6 | 0.6 | 41.04 | 5.407 | 2.9811 | 2.9811 | 0 | 0% | 860.25 | 68.4 | 0 | 791.85 | 860.25 | 41.04 | 0 | 819.21 | Winter | 0 | FALSE | 0 | 0 | 0 | 0 | 0 | 0 | 1 | 1
1990-04-29 | 4 | 29 | 24:00 | 6.7 | 0 | 1 | 44 |  | 11 | 10.2373 | 4.2002 | 14.4375 | 95% | 1 | 68.4 | 9.0117 | 4.9685 | 4.8493 | 0.11924 | 2.4% | 12.6389 | 0.6 | 0.6 | 0.6 | 41.04 | 5.407 | 2.9811 | 2.9811 | 0 | 0% | 869.5 | 68.4 | 0 | 801.1 | 869.5 | 41.04 | 0 | 828.46 | Winter | 0 | FALSE | 0 | 0 | 0 | 0 | 0 | 0 | 1 | 1
1990-04-30 | 4 | 30 | 1:00 | 6.7 | 1 | 1 | 44 |  | 11 | 10.2373 | 3.9376 | 14.175 | 95% | 1 | 68.4 | 9.0117 | 4.9685 | 4.8493 | 0.11924 | 2.4% | 13.337 | 0.6 | 0.6 | 0.6 | 41.04 | 5.407 | 2.9811 | 2.9811 | 0 | 0% | 917.25 | 68.4 | 0 | 848.85 | 917.25 | 41.04 | 0 | 876.21 | Winter | 0 | FALSE | 0 | 0 | 0 | 0 | 0 | 0 | 1 | 1
1990-04-30 | 4 | 30 | 2:00 | 6.7 | 2 | 1 | 44 |  | 11 | 10.2373 | 3.1501 | 13.3875 | 95% | 1 | 68.4 | 9.0117 | 4.9685 | 4.8493 | 0.11924 | 2.4% | 13.0665 | 0.6 | 0.6 | 0.6 | 41.04 | 5.407 | 2.9811 | 2.9811 | 0 | 0% | 898.75 | 68.4 | 0 | 830.35 | 898.75 | 41.04 | 0 | 857.71 | Winter | 0 | FALSE | 0 | 0 | 0 | 0 | 0 | 0 | 1 | 1
1990-04-30 | 4 | 30 | 3:00 | 6.7 | 3 | 1 | 44 |  | 11 | 10.2373 | 3.4126 | 13.65 | 95% | 1 | 68.4 | 9.0117 | 4.9685 | 4.8493 | 0.11924 | 2.4% | 12.8765 | 0.6 | 0.6 | 0.6 | 41.04 | 5.407 | 2.9811 | 2.9811 | 0 | 0% | 885.75 | 68.4 | 0 | 817.35 | 885.75 | 41.04 | 0 | 844.71 | Winter | 0 | FALSE | 0 | 0 | 0 | 0 | 0 | 0 | 1 | 1
1990-04-30 | 4 | 30 | 4:00 | 6.7 | 4 | 1 | 44 |  | 11 | 10.2373 | 3.1501 | 13.3875 | 95% | 1 | 68.4 | 9.0117 | 4.9685 | 4.8493 | 0.11924 | 2.4% | 12.8728 | 0.6 | 0.6 | 0.6 | 41.04 | 5.407 | 2.9811 | 2.9811 | 0 | 0% | 885.5 | 68.4 | 0 | 817.1 | 885.5 | 41.04 | 0 | 844.46 | Winter | 0 | FALSE | 0 | 0 | 0 | 0 | 0 | 0 | 1 | 1
1990-04-30 | 4 | 30 | 5:00 | 6.7 | 5 | 1 | 44 |  | 11 | 10.2373 | 3.1501 | 13.3875 | 95% | 1 | 68.4 | 9.0117 | 4.9685 | 4.8493 | 0.11924 | 2.4% | 12.193 | 0.6 | 0.6 | 0.6 | 41.04 | 5.407 | 2.9811 | 2.9811 | 0 | 0% | 839 | 68.4 | 0 | 770.6 | 839 | 41.04 | 0 | 797.96 | Winter | 0 | FALSE | 0 | 0 | 0 | 0 | 0 | 0 | 1 | 1
1990-04-30 | 4 | 30 | 6:00 | 7.2 | 6 | 1 | 45 |  | 10 | 9.3067 | 3.9376 | 13.2443 | 95% | 1 | 68.4 | 9.0117 | 4.9685 | 4.8493 | 0.11924 | 2.4% | 10.9466 | 0.6 | 0.6 | 0.6 | 41.04 | 5.407 | 2.9811 | 2.9811 | 0 | 0% | 753.75 | 68.4 | 0 | 685.35 | 753.75 | 41.04 | 0 | 712.71 | Winter | 0 | FALSE | 0 | 0 | 0 | 0 | 0 | 0 | 1 | 1
1990-04-30 | 4 | 30 | 7:00 | 7.2 | 7 | 1 | 45 |  | 10 | 9.3067 | 4.7252 | 14.0319 | 95% | 1 | 68.4 | 9.0117 | 4.9685 | 4.8493 | 0.11924 | 2.4% | 10.1937 | 0.6 | 0.6 | 0.6 | 41.04 | 5.407 | 2.9811 | 2.9811 | 0 | 0% | 702.25 | 68.4 | 0 | 633.85 | 702.25 | 41.04 | 0 | 661.21 | Winter | 0 | FALSE | 0 | 0 | 0 | 0 | 0 | 0 | 1 | 1
1990-04-30 | 4 | 30 | 8:00 | 7.2 | 8 | 1 | 45 |  | 10 | 9.3067 | 7.6128 | 16.9195 | 95% | 1 | 68.4 | 9.0117 | 4.9685 | 4.8493 | 0.11924 | 2.4% | 10.413 | 0.6 | 0.6 | 0.6 | 41.04 | 5.407 | 2.9811 | 2.9811 | 0 | 0% | 717.25 | 68.4 | 0 | 648.85 | 717.25 | 41.04 | 0 | 676.21 | Winter | 0 | FALSE | 0 | 0 | 0 | 0 | 0 | 0 | 1 | 1
1990-04-30 | 4 | 30 | 9:00 | 7.2 | 9 | 1 | 45 |  | 10 | 9.3067 | 6.5627 | 15.8694 | 95% | 1 | 68.4 | 9.0117 | 4.9685 | 4.8493 | 0.11924 | 2.4% | 11.0636 | 0.6 | 0.6 | 0.6 | 41.04 | 5.407 | 2.9811 | 2.9811 | 0 | 0% | 761.75 | 68.4 | 0 | 693.35 | 761.75 | 41.04 | 0 | 720.71 | Winter | 0 | FALSE | 0 | 0 | 0 | 0 | 0 | 0 | 1 | 1
1990-04-30 | 4 | 30 | 10:00 | 8.3 | 10 | 1 | 47 |  | 8 | 7.4453 | 6.0377 | 13.4831 | 95% | 1 | 68.4 | 9.0117 | 4.9685 | 4.8493 | 0.11924 | 2.4% | 12.4598 | 0.6 | 0.6 | 0.6 | 41.04 | 5.407 | 2.9811 | 2.9811 | 0 | 0% | 857.25 | 68.4 | 0 | 788.85 | 857.25 | 41.04 | 0 | 816.21 | Winter | 0 | FALSE | 0 | 0 | 0 | 0 | 0 | 0 | 1 | 1
1990-04-30 | 4 | 30 | 11:00 | 8.3 | 11 | 1 | 47 |  | 8 | 7.4453 | 5.2502 | 12.6955 | 95% | 1 | 68.4 | 9.0117 | 4.9685 | 4.8493 | 0.11924 | 2.4% | 14.2398 | 0.6 | 0.6 | 0.6 | 41.04 | 5.407 | 2.9811 | 2.9811 | 0 | 0% | 979 | 68.4 | 0 | 910.6 | 979 | 41.04 | 0 | 937.96 | Winter | 0 | FALSE | 0 | 0 | 0 | 0 | 0 | 0 | 1 | 1
1990-04-30 | 4 | 30 | 12:00 | 8.9 | 12 | 1 | 48 |  | 7 | 6.5147 | 5.2502 | 11.7649 | 95% | 1 | 68.4 | 9.0117 | 4.9685 | 4.8493 | 0.11924 | 2.4% | 14.9269 | 0.6 | 0.6 | 0.6 | 41.04 | 5.407 | 2.9811 | 2.9811 | 0 | 0% | 1026 | 68.4 | 0 | 957.6 | 1026 | 41.04 | 0 | 984.96 | Winter | 0 | FALSE | 0 | 0 | 0 | 0 | 0 | 0 | 1 | 1
1990-04-30 | 4 | 30 | 13:00 | 8.9 | 13 | 1 | 48 |  | 7 | 6.5147 | 4.7252 | 11.2398 | 95% | 1 | 68.4 | 9.0117 | 4.9685 | 4.8493 | 0.11924 | 2.4% | 13.973 | 0.6 | 0.6 | 0.6 | 41.04 | 5.407 | 2.9811 | 2.9811 | 0 | 0% | 960.75 | 68.4 | 0 | 892.35 | 960.75 | 41.04 | 0 | 919.71 | Winter | 0 | FALSE | 0 | 0 | 0 | 0 | 0 | 0 | 1 | 1
1990-04-30 | 4 | 30 | 14:00 | 8.3 | 14 | 1 | 47 |  | 8 | 7.4453 | 3.9376 | 11.383 | 95% | 1 | 68.4 | 9.0117 | 4.9685 | 4.8493 | 0.11924 | 2.4% | 14.3969 | 0.6 | 0.6 | 0.6 | 41.04 | 5.407 | 2.9811 | 2.9811 | 0 | 0% | 989.75 | 68.4 | 0 | 921.35 | 989.75 | 41.04 | 0 | 948.71 | Winter | 0 | FALSE | 0 | 0 | 0 | 0 | 0 | 0 | 1 | 1
1990-04-30 | 4 | 30 | 15:00 | 8.3 | 15 | 1 | 47 |  | 8 | 7.4453 | 3.6751 | 11.1205 | 95% | 1 | 68.4 | 9.0117 | 4.9685 | 4.8493 | 0.11924 | 2.4% | 14.3421 | 0.6 | 0.6 | 0.6 | 41.04 | 5.407 | 2.9811 | 2.9811 | 0 | 0% | 986 | 68.4 | 0 | 917.6 | 986 | 41.04 | 0 | 944.96 | Winter | 0 | FALSE | 0 | 0 | 0 | 0 | 0 | 0 | 1 | 1
1990-04-30 | 4 | 30 | 16:00 | 8.3 | 16 | 1 | 47 |  | 8 | 7.4453 | 3.6751 | 11.1205 | 95% | 1 | 68.4 | 9.0117 | 4.9685 | 4.8493 | 0.11924 | 2.4% | 13.7792 | 0.6 | 0.6 | 0.6 | 41.04 | 5.407 | 2.9811 | 2.9811 | 0 | 0% | 947.5 | 68.4 | 0 | 879.1 | 947.5 | 41.04 | 0 | 906.46 | Winter | 0 | FALSE | 0 | 0 | 0 | 0 | 0 | 0 | 1 | 1
1990-04-30 | 4 | 30 | 17:00 | 8.3 | 17 | 1 | 47 |  | 8 | 7.4453 | 4.7252 | 12.1705 | 95% | 1 | 68.4 | 9.0117 | 4.9685 | 4.8493 | 0.11924 | 2.4% | 13.7061 | 0.6 | 0.6 | 0.6 | 41.04 | 5.407 | 2.9811 | 2.9811 | 0 | 0% | 942.5 | 68.4 | 0 | 874.1 | 942.5 | 41.04 | 0 | 901.46 | Winter | 1 | FALSE | 1 | 68.4 | 41.04 | 0 | 0 | 0 | 1 | 1
1990-04-30 | 4 | 30 | 18:00 | 7.8 | 18 | 1 | 46 |  | 9 | 8.376 | 6.0377 | 14.4137 | 95% | 1 | 68.4 | 9.0117 | 4.9685 | 4.8493 | 0.11924 | 2.4% | 12.8545 | 0.6 | 0.6 | 0.6 | 41.04 | 5.407 | 2.9811 | 2.9811 | 0 | 0% | 884.25 | 68.4 | 0 | 815.85 | 884.25 | 41.04 | 0 | 843.21 | Winter | 1 | FALSE | 1 | 68.4 | 41.04 | 0 | 0 | 0 | 1 | 1
1990-04-30 | 4 | 30 | 19:00 | 7.2 | 19 | 1 | 45 |  | 10 | 9.3067 | 6.5627 | 15.8694 | 95% | 1 | 68.4 | 9.0117 | 4.9685 | 4.8493 | 0.11924 | 2.4% | 12.6718 | 0.6 | 0.6 | 0.6 | 41.04 | 5.407 | 2.9811 | 2.9811 | 0 | 0% | 871.75 | 68.4 | 0 | 803.35 | 871.75 | 41.04 | 0 | 830.71 | Winter | 0 | FALSE | 0 | 0 | 0 | 0 | 0 | 0 | 1 | 1
1990-04-30 | 4 | 30 | 20:00 | 7.2 | 20 | 1 | 45 |  | 10 | 9.3067 | 5.7752 | 15.0819 | 95% | 1 | 68.4 | 9.0117 | 4.9685 | 4.8493 | 0.11924 | 2.4% | 10.3436 | 0.6 | 0.6 | 0.6 | 41.04 | 5.407 | 2.9811 | 2.9811 | 0 | 0% | 712.5 | 68.4 | 0 | 644.1 | 712.5 | 41.04 | 0 | 671.46 | Winter | 0 | FALSE | 0 | 0 | 0 | 0 | 0 | 0 | 1 | 1
1990-04-30 | 4 | 30 | 21:00 | 7.2 | 21 | 1 | 45 |  | 10 | 9.3067 | 4.7252 | 14.0319 | 95% | 1 | 68.4 | 9.0117 | 4.9685 | 4.8493 | 0.11924 | 2.4% | 9.481 | 0.6 | 0.6 | 0.6 | 41.04 | 5.407 | 2.9811 | 2.9811 | 0 | 0% | 653.5 | 68.4 | 0 | 585.1 | 653.5 | 41.04 | 0 | 612.46 | Winter | 0 | FALSE | 0 | 0 | 0 | 0 | 0 | 0 | 1 | 1
1990-04-30 | 4 | 30 | 22:00 | 6.6 | 22 | 1 | 44 |  | 11 | 10.2373 | 4.2002 | 14.4375 | 95% | 1 | 68.4 | 9.0117 | 4.9685 | 4.8493 | 0.11924 | 2.4% | 9.3202 | 0.6 | 0.6 | 0.6 | 41.04 | 5.407 | 2.9811 | 2.9811 | 0 | 0% | 642.5 | 68.4 | 0 | 574.1 | 642.5 | 41.04 | 0 | 601.46 | Winter | 0 | FALSE | 0 | 0 | 0 | 0 | 0 | 0 | 1 | 1
1990-04-30 | 4 | 30 | 23:00 | 6.1 | 23 | 1 | 43 |  | 12 | 11.168 | 5.2502 | 16.4182 | 95% | 1 | 68.4 | 9.0117 | 4.9685 | 4.8493 | 0.11924 | 2.4% | 9.057 | 0.6 | 0.6 | 0.6 | 41.04 | 5.407 | 2.9811 | 2.9811 | 0 | 0% | 624.5 | 68.4 | 0 | 556.1 | 624.5 | 41.04 | 0 | 583.46 | Winter | 0 | FALSE | 0 | 0 | 0 | 0 | 0 | 0 | 1 | 1
1990-04-30 | 4 | 30 | 24:00 | 5.5 | 0 | 1 | 42 |  | 13 | 12.0987 | 4.2002 | 16.2988 | 95% | 1 | 68.4 | 9.0117 | 4.9685 | 4.8493 | 0.11924 | 2.4% | 8.9474 | 0.6 | 0.6 | 0.6 | 41.04 | 5.407 | 2.9811 | 2.9811 | 0 | 0% | 617 | 68.4 | 0 | 548.6 | 617 | 41.04 | 0 | 575.96 | Winter | 0 | FALSE | 0 | 0 | 0 | 0 | 0 | 0 | 1 | 1
1978-05-01 | 5 | 1 | 1:00 | 5 | 1 | 1 | 41 |  | 14 | 9.5445 | 3.9376 | 13.4821 | 95% | 1 | 68.4 | 9.0117 | 4.9685 | 4.8493 | 0.11924 | 2.4% | 9.0497 | 0.6 | 0.6 | 0.6 | 41.04 | 5.407 | 2.9811 | 2.9811 | 0 | 0% | 624 | 68.4 | 0 | 555.6 | 624 | 41.04 | 0 | 582.96 | Winter | 0 | FALSE | 0 | 0 | 0 | 0 | 0 | 0 | 1 | 1
1978-05-01 | 5 | 1 | 2:00 | 4.4 | 2 | 1 | 40 |  | 15 | 10.2263 | 3.1501 | 13.3764 | 95% | 1 | 68.4 | 9.0117 | 4.9685 | 4.8493 | 0.11924 | 2.4% | 8.856 | 0.6 | 0.6 | 0.6 | 41.04 | 5.407 | 2.9811 | 2.9811 | 0 | 0% | 610.75 | 68.4 | 0 | 542.35 | 610.75 | 41.04 | 0 | 569.71 | Winter | 0 | FALSE | 0 | 0 | 0 | 0 | 0 | 0 | 1 | 1
1978-05-01 | 5 | 1 | 3:00 | 3.9 | 3 | 1 | 39 |  | 16 | 10.908 | 3.4126 | 14.3206 | 95% | 1 | 68.4 | 9.0117 | 4.9685 | 4.8493 | 0.11924 | 2.4% | 8.9291 | 0.6 | 0.6 | 0.6 | 41.04 | 5.407 | 2.9811 | 2.9811 | 0 | 0% | 615.75 | 68.4 | 0 | 547.35 | 615.75 | 41.04 | 0 | 574.71 | Winter | 0 | FALSE | 0 | 0 | 0 | 0 | 0 | 0 | 1 | 1
1978-05-01 | 5 | 1 | 4:00 | 3.3 | 4 | 1 | 38 |  | 17 | 11.5898 | 3.1501 | 14.7399 | 95% | 1 | 68.4 | 9.0117 | 4.9685 | 4.8493 | 0.11924 | 2.4% | 9.3238 | 0.6 | 0.6 | 0.6 | 41.04 | 5.407 | 2.9811 | 2.9811 | 0 | 0% | 642.75 | 68.4 | 0 | 574.35 | 642.75 | 41.04 | 0 | 601.71 | Winter | 0 | FALSE | 0 | 0 | 0 | 0 | 0 | 0 | 1 | 1
1978-05-01 | 5 | 1 | 5:00 | 2.8 | 5 | 1 | 37 |  | 18 | 12.2715 | 3.1501 | 15.4216 | 95% | 1 | 68.4 | 9.0117 | 4.9685 | 4.8493 | 0.11924 | 2.4% | 8.856 | 0.6 | 0.6 | 0.6 | 41.04 | 5.407 | 2.9811 | 2.9811 | 0 | 0% | 610.75 | 68.4 | 0 | 542.35 | 610.75 | 41.04 | 0 | 569.71 | Winter | 0 | FALSE | 0 | 0 | 0 | 0 | 0 | 0 | 1 | 1
1978-05-01 | 5 | 1 | 6:00 | 2.8 | 6 | 1 | 37 |  | 18 | 12.2715 | 3.9376 | 16.2091 | 95% | 1 | 68.4 | 9.0117 | 4.9685 | 4.8493 | 0.11924 | 2.4% | 9.2617 | 0.6 | 0.6 | 0.6 | 41.04 | 5.407 | 2.9811 | 2.9811 | 0 | 0% | 638.5 | 68.4 | 0 | 570.1 | 638.5 | 41.04 | 0 | 597.46 | Winter | 0 | FALSE | 0 | 0 | 0 | 0 | 0 | 0 | 1 | 1
1978-05-01 | 5 | 1 | 7:00 | 5 | 7 | 1 | 41 |  | 14 | 9.5445 | 4.7252 | 14.2697 | 95% | 1 | 68.4 | 9.0117 | 4.9685 | 4.8493 | 0.11924 | 2.4% | 10.2595 | 0.6 | 0.6 | 0.6 | 41.04 | 5.407 | 2.9811 | 2.9811 | 0 | 0% | 706.75 | 68.4 | 0 | 638.35 | 706.75 | 41.04 | 0 | 665.71 | Winter | 0 | FALSE | 0 | 0 | 0 | 0 | 0 | 0 | 1 | 1
1978-05-01 | 5 | 1 | 8:00 | 6.7 | 8 | 1 | 44 |  | 11 | 7.4993 | 7.6128 | 15.112 | 95% | 1 | 68.4 | 9.0117 | 4.9685 | 4.8493 | 0.11924 | 2.4% | 10.8516 | 0.6 | 0.6 | 0.6 | 41.04 | 5.407 | 2.9811 | 2.9811 | 0 | 0% | 747.25 | 68.4 | 0 | 678.85 | 747.25 | 41.04 | 0 | 706.21 | Winter | 0 | FALSE | 0 | 0 | 0 | 0 | 0 | 0 | 1 | 1
1978-05-01 | 5 | 1 | 9:00 | 8.3 | 9 | 1 | 47 |  | 8 | 5.454 | 6.5627 | 12.0167 | 95% | 1 | 68.4 | 9.0117 | 4.9685 | 4.8493 | 0.11924 | 2.4% | 12.9751 | 0.6 | 0.6 | 0.6 | 41.04 | 5.407 | 2.9811 | 2.9811 | 0 | 0% | 892.5 | 68.4 | 0 | 824.1 | 892.5 | 41.04 | 0 | 851.46 | Winter | 0 | FALSE | 0 | 0 | 0 | 0 | 0 | 0 | 1 | 1
1978-05-01 | 5 | 1 | 10:00 | 9.4 | 10 | 1 | 49 |  | 6 | 4.0905 | 6.0377 | 10.1282 | 95% | 1 | 68.4 | 9.0117 | 4.9685 | 4.8493 | 0.11924 | 2.4% | 13.136 | 0.6 | 0.6 | 0.6 | 41.04 | 5.407 | 2.9811 | 2.9811 | 0 | 0% | 903.5 | 68.4 | 0 | 835.1 | 903.5 | 41.04 | 0 | 862.46 | Winter | 0 | FALSE | 0 | 0 | 0 | 0 | 0 | 0 | 1 | 1
1978-05-01 | 5 | 1 | 11:00 | 11.1 | 11 | 1 | 52 |  | 3 | 2.0453 | 5.2502 | 7.2954 | 95% | 1 | 68.4 | 9.0117 | 4.9685 | 4.8493 | 0.11924 | 2.4% | 13.9181 | 0.6 | 0.6 | 0.6 | 41.04 | 5.407 | 2.9811 | 2.9811 | 0 | 0% | 957 | 68.4 | 0 | 888.6 | 957 | 41.04 | 0 | 915.96 | Winter | 0 | FALSE | 0 | 0 | 0 | 0 | 0 | 0 | 1 | 1
1978-05-01 | 5 | 1 | 12:00 | 12.2 | 12 | 1 | 54 |  | 1 | 0.68175 | 5.2502 | 5.9319 | 95% | 0.85066 | 58.1852 | 7.6659 | 4.2265 | 4.1251 | 0.10144 | 2.4% | 13.6111 | 0.6 | 0.6 | 0.6 | 41.04 | 5.407 | 2.9811 | 2.9811 | 0 | 0% | 936 | 58.1852 | 0 | 877.8148 | 936 | 41.04 | 0 | 894.96 | Winter | 0 | FALSE | 0 | 0 | 0 | 0 | 0 | 1 | 0 | 1
1978-05-01 | 5 | 1 | 13:00 | 13.3 | 13 | 1 | 56 |  | 0 | 0 | 4.7252 | 4.7252 | 95% | 0.67761 | 46.3483 | 6.1064 | 3.3667 | 3.2859 | 0.0808 | 2.4% | 13.7573 | 0.6 | 0.6 | 0.6 | 41.04 | 5.407 | 2.9811 | 2.9811 | 0 | 0% | 946 | 46.3483 | 0 | 899.6517 | 946 | 41.04 | 0 | 904.96 | Winter | 0 | FALSE | 0 | 0 | 0 | 0 | 0 | 1 | 0 | 1
1978-05-01 | 5 | 1 | 14:00 | 12.8 | 14 | 1 | 55 |  | 0 | 0 | 3.9376 | 3.9376 | 95% | 0.56467 | 38.6235 | 5.0887 | 2.8056 | 2.7382 | 0.067334 | 2.4% | 13.6915 | 0.6 | 0.6 | 0.6 | 41.04 | 5.407 | 2.9811 | 2.9532 | 0.027867 | 0.9348% | 941.5 | 38.6235 | 0 | 902.8765 | 941.5 | 41.04 | 0 | 900.46 | Winter | 0 | FALSE | 0 | 0 | 0 | 0 | 0 | 1 | 0 | 1
1978-05-01 | 5 | 1 | 15:00 | 11.7 | 15 | 1 | 53 |  | 2 | 1.3635 | 3.6751 | 5.0386 | 95% | 0.72256 | 49.4229 | 6.5115 | 3.59 | 3.5039 | 0.086161 | 2.4% | 12.9496 | 0.6 | 0.6 | 0.6 | 41.04 | 5.407 | 2.9811 | 2.9811 | 0 | 0% | 890.75 | 49.4229 | 0 | 841.3271 | 890.75 | 41.04 | 0 | 849.71 | Winter | 0 | FALSE | 0 | 0 | 0 | 0 | 0 | 1 | 0 | 1
1978-05-01 | 5 | 1 | 16:00 | 11.7 | 16 | 1 | 53 |  | 2 | 1.3635 | 3.6751 | 5.0386 | 95% | 0.72256 | 49.4229 | 6.5115 | 3.59 | 3.5039 | 0.086161 | 2.4% | 10.8772 | 0.6 | 0.6 | 0.6 | 41.04 | 5.407 | 2.9811 | 2.9811 | 0 | 0% | 749 | 49.4229 | 0 | 699.5771 | 749 | 41.04 | 0 | 707.96 | Winter | 0 | FALSE | 0 | 0 | 0 | 0 | 0 | 1 | 0 | 1
1978-05-01 | 5 | 1 | 17:00 | 10 | 17 | 1 | 50 |  | 5 | 3.4088 | 4.7252 | 8.1339 | 95% | 1 | 68.4 | 9.0117 | 4.9685 | 4.8493 | 0.11924 | 2.4% | 10.6944 | 0.6 | 0.6 | 0.6 | 41.04 | 5.407 | 2.9811 | 2.9811 | 0 | 0% | 736.5 | 68.4 | 0 | 668.1 | 736.5 | 41.04 | 0 | 695.46 | Winter | 1 | FALSE | 1 | 68.4 | 41.04 | 0 | 0 | 0 | 1 | 1
1978-05-01 | 5 | 1 | 18:00 | 9.4 | 18 | 1 | 49 |  | 6 | 4.0905 | 6.0377 | 10.1282 | 95% | 1 | 68.4 | 9.0117 | 4.9685 | 4.8493 | 0.11924 | 2.4% | 10.4276 | 0.6 | 0.6 | 0.6 | 41.04 | 5.407 | 2.9811 | 2.9811 | 0 | 0% | 718.25 | 68.4 | 0 | 649.85 | 718.25 | 41.04 | 0 | 677.21 | Winter | 1 | FALSE | 1 | 68.4 | 41.04 | 0 | 0 | 0 | 1 | 1
1978-05-01 | 5 | 1 | 19:00 | 8.3 | 19 | 1 | 47 |  | 8 | 5.454 | 6.5627 | 12.0167 | 95% | 1 | 68.4 | 9.0117 | 4.9685 | 4.8493 | 0.11924 | 2.4% | 10.0585 | 0.6 | 0.6 | 0.6 | 41.04 | 5.407 | 2.9811 | 2.9811 | 0 | 0% | 693 | 68.4 | 0 | 624.6 | 693 | 41.04 | 0 | 651.96 | Winter | 0 | FALSE | 0 | 0 | 0 | 0 | 0 | 0 | 1 | 1
1978-05-01 | 5 | 1 | 20:00 | 6.7 | 20 | 1 | 44 |  | 11 | 7.4993 | 5.7752 | 13.2745 | 95% | 1 | 68.4 | 9.0117 | 4.9685 | 4.8493 | 0.11924 | 2.4% | 10.1023 | 0.6 | 0.6 | 0.6 | 41.04 | 5.407 | 2.9811 | 2.9811 | 0 | 0% | 696 | 68.4 | 0 | 627.6 | 696 | 41.04 | 0 | 654.96 | Winter | 0 | FALSE | 0 | 0 | 0 | 0 | 0 | 0 | 1 | 1
1978-05-01 | 5 | 1 | 21:00 | 6.7 | 21 | 1 | 44 |  | 11 | 7.4993 | 4.7252 | 12.2244 | 95% | 1 | 68.4 | 9.0117 | 4.9685 | 4.8493 | 0.11924 | 2.4% | 9.4371 | 0.6 | 0.6 | 0.6 | 41.04 | 5.407 | 2.9811 | 2.9811 | 0 | 0% | 650.5 | 68.4 | 0 | 582.1 | 650.5 | 41.04 | 0 | 609.46 | Winter | 0 | FALSE | 0 | 0 | 0 | 0 | 0 | 0 | 1 | 1
1978-05-01 | 5 | 1 | 22:00 | 6.1 | 22 | 1 | 43 |  | 12 | 8.181 | 4.2002 | 12.3812 | 95% | 1 | 68.4 | 9.0117 | 4.9685 | 4.8493 | 0.11924 | 2.4% | 9.1667 | 0.6 | 0.6 | 0.6 | 41.04 | 5.407 | 2.9811 | 2.9811 | 0 | 0% | 632 | 68.4 | 0 | 563.6 | 632 | 41.04 | 0 | 590.96 | Winter | 0 | FALSE | 0 | 0 | 0 | 0 | 0 | 0 | 1 | 1
1978-05-01 | 5 | 1 | 23:00 | 5.6 | 23 | 1 | 42 |  | 13 | 8.8628 | 5.2502 | 14.1129 | 95% | 1 | 68.4 | 9.0117 | 4.9685 | 4.8493 | 0.11924 | 2.4% | 8.9985 | 0.6 | 0.6 | 0.6 | 41.04 | 5.407 | 2.9811 | 2.9811 | 0 | 0% | 620.5 | 68.4 | 0 | 552.1 | 620.5 | 41.04 | 0 | 579.46 | Winter | 0 | FALSE | 0 | 0 | 0 | 0 | 0 | 0 | 1 | 1
1978-05-01 | 5 | 1 | 24:00 | 5.6 | 0 | 1 | 42 |  | 13 | 8.8628 | 4.2002 | 13.0629 | 95% | 1 | 68.4 | 9.0117 | 4.9685 | 4.8493 | 0.11924 | 2.4% | 8.9108 | 0.6 | 0.6 | 0.6 | 41.04 | 5.407 | 2.9811 | 2.9811 | 0 | 0% | 614.5 | 68.4 | 0 | 546.1 | 614.5 | 41.04 | 0 | 573.46 | Winter | 0 | FALSE | 0 | 0 | 0 | 0 | 0 | 0 | 1 | 1
1978-05-02 | 5 | 2 | 1:00 | 5.6 | 1 | 1 | 42 |  | 13 | 8.8628 | 3.9376 | 12.8004 | 95% | 1 | 68.4 | 9.0117 | 4.9685 | 4.8493 | 0.11924 | 2.4% | 9.0899 | 0.6 | 0.6 | 0.6 | 41.04 | 5.407 | 2.9811 | 2.9811 | 0 | 0% | 626.75 | 68.4 | 0 | 558.35 | 626.75 | 41.04 | 0 | 585.71 | Winter | 0 | FALSE | 0 | 0 | 0 | 0 | 0 | 0 | 1 | 1
1978-05-02 | 5 | 2 | 2:00 | 5 | 2 | 1 | 41 |  | 14 | 9.5445 | 3.1501 | 12.6946 | 95% | 1 | 68.4 | 9.0117 | 4.9685 | 4.8493 | 0.11924 | 2.4% | 9.0168 | 0.6 | 0.6 | 0.6 | 41.04 | 5.407 | 2.9811 | 2.9811 | 0 | 0% | 621.75 | 68.4 | 0 | 553.35 | 621.75 | 41.04 | 0 | 580.71 | Winter | 0 | FALSE | 0 | 0 | 0 | 0 | 0 | 0 | 1 | 1
1978-05-02 | 5 | 2 | 3:00 | 5 | 3 | 1 | 41 |  | 14 | 9.5445 | 3.4126 | 12.9571 | 95% | 1 | 68.4 | 9.0117 | 4.9685 | 4.8493 | 0.11924 | 2.4% | 8.8633 | 0.6 | 0.6 | 0.6 | 41.04 | 5.407 | 2.9811 | 2.9811 | 0 | 0% | 611.25 | 68.4 | 0 | 542.85 | 611.25 | 41.04 | 0 | 570.21 | Winter | 0 | FALSE | 0 | 0 | 0 | 0 | 0 | 0 | 1 | 1
1978-05-02 | 5 | 2 | 4:00 | 4.4 | 4 | 1 | 40 |  | 15 | 10.2263 | 3.1501 | 13.3764 | 95% | 1 | 68.4 | 9.0117 | 4.9685 | 4.8493 | 0.11924 | 2.4% | 8.9803 | 0.6 | 0.6 | 0.6 | 41.04 | 5.407 | 2.9811 | 2.9811 | 0 | 0% | 619.25 | 68.4 | 0 | 550.85 | 619.25 | 41.04 | 0 | 578.21 | Winter | 0 | FALSE | 0 | 0 | 0 | 0 | 0 | 0 | 1 | 1
1978-05-02 | 5 | 2 | 5:00 | 4.4 | 5 | 1 | 40 |  | 15 | 10.2263 | 3.1501 | 13.3764 | 95% | 1 | 68.4 | 9.0117 | 4.9685 | 4.8493 | 0.11924 | 2.4% | 8.9547 | 0.6 | 0.6 | 0.6 | 41.04 | 5.407 | 2.9811 | 2.9811 | 0 | 0% | 617.5 | 68.4 | 0 | 549.1 | 617.5 | 41.04 | 0 | 576.46 | Winter | 0 | FALSE | 0 | 0 | 0 | 0 | 0 | 0 | 1 | 1
1978-05-02 | 5 | 2 | 6:00 | 5 | 6 | 1 | 41 |  | 14 | 9.5445 | 3.9376 | 13.4821 | 95% | 1 | 68.4 | 9.0117 | 4.9685 | 4.8493 | 0.11924 | 2.4% | 9.1228 | 0.6 | 0.6 | 0.6 | 41.04 | 5.407 | 2.9811 | 2.9811 | 0 | 0% | 629 | 68.4 | 0 | 560.6 | 629 | 41.04 | 0 | 587.96 | Winter | 0 | FALSE | 0 | 0 | 0 | 0 | 0 | 0 | 1 | 1
1978-05-02 | 5 | 2 | 7:00 | 6.1 | 7 | 1 | 43 |  | 12 | 8.181 | 4.7252 | 12.9062 | 95% | 1 | 68.4 | 9.0117 | 4.9685 | 4.8493 | 0.11924 | 2.4% | 9.2654 | 0.6 | 0.6 | 0.6 | 41.04 | 5.407 | 2.9811 | 2.9811 | 0 | 0% | 638.75 | 68.4 | 0 | 570.35 | 638.75 | 41.04 | 0 | 597.71 | Winter | 0 | FALSE | 0 | 0 | 0 | 0 | 0 | 0 | 1 | 1
1978-05-02 | 5 | 2 | 8:00 | 7.2 | 8 | 1 | 45 |  | 10 | 6.8175 | 7.6128 | 14.4303 | 95% | 1 | 68.4 | 9.0117 | 4.9685 | 4.8493 | 0.11924 | 2.4% | 9.7697 | 0.6 | 0.6 | 0.6 | 41.04 | 5.407 | 2.9811 | 2.9811 | 0 | 0% | 673.25 | 68.4 | 0 | 604.85 | 673.25 | 41.04 | 0 | 632.21 | Winter | 0 | FALSE | 0 | 0 | 0 | 0 | 0 | 0 | 1 | 1
1978-05-02 | 5 | 2 | 9:00 | 8.9 | 9 | 1 | 48 |  | 7 | 4.7723 | 6.5627 | 11.335 | 95% | 1 | 68.4 | 9.0117 | 4.9685 | 4.8493 | 0.11924 | 2.4% | 9.8794 | 0.6 | 0.6 | 0.6 | 41.04 | 5.407 | 2.9811 | 2.9811 | 0 | 0% | 680.75 | 68.4 | 0 | 612.35 | 680.75 | 41.04 | 0 | 639.71 | Winter | 0 | FALSE | 0 | 0 | 0 | 0 | 0 | 0 | 1 | 1
1978-05-02 | 5 | 2 | 10:00 | 10.6 | 10 | 1 | 51 |  | 4 | 2.727 | 6.0377 | 8.7647 | 95% | 1 | 68.4 | 9.0117 | 4.9685 | 4.8493 | 0.11924 | 2.4% | 10.0402 | 0.6 | 0.6 | 0.6 | 41.04 | 5.407 | 2.9811 | 2.9811 | 0 | 0% | 691.75 | 68.4 | 0 | 623.35 | 691.75 | 41.04 | 0 | 650.71 | Winter | 0 | FALSE | 0 | 0 | 0 | 0 | 0 | 0 | 1 | 1
1978-05-02 | 5 | 2 | 11:00 | 12.2 | 11 | 1 | 54 |  | 1 | 0.68175 | 5.2502 | 5.9319 | 95% | 0.85066 | 58.1852 | 7.6659 | 4.2265 | 4.1251 | 0.10144 | 2.4% | 10.2595 | 0.6 | 0.6 | 0.6 | 41.04 | 5.407 | 2.9811 | 2.9811 | 0 | 0% | 706.75 | 58.1852 | 0 | 648.5648 | 706.75 | 41.04 | 0 | 665.71 | Winter | 0 | FALSE | 0 | 0 | 0 | 0 | 0 | 1 | 0 | 1
1978-05-02 | 5 | 2 | 12:00 | 13.3 | 12 | 1 | 56 |  | 0 | 0 | 5.2502 | 5.2502 | 95% | 0.7529 | 51.4981 | 6.7849 | 3.7408 | 3.651 | 0.089778 | 2.4% | 9.6747 | 0.6 | 0.6 | 0.6 | 41.04 | 5.407 | 2.9811 | 2.9811 | 0 | 0% | 666.75 | 51.4981 | 0 | 615.2519 | 666.75 | 41.04 | 0 | 625.71 | Winter | 0 | FALSE | 0 | 0 | 0 | 0 | 0 | 1 | 0 | 1
1978-05-02 | 5 | 2 | 13:00 | 14.4 | 13 | 1 | 58 |  | 0 | 0 | 4.7252 | 4.7252 | 95% | 0.67761 | 46.3483 | 6.1064 | 3.3667 | 3.2859 | 0.0808 | 2.4% | 9.5322 | 0.6 | 0.6 | 0.6 | 41.04 | 5.407 | 2.9811 | 2.9811 | 0 | 0% | 657 | 46.3483 | 0 | 610.6517 | 657 | 41.04 | 0 | 615.96 | Winter | 0 | FALSE | 0 | 0 | 0 | 0 | 0 | 1 | 0 | 1
1978-05-02 | 5 | 2 | 14:00 | 16.1 | 14 | 1 | 61 |  | 0 | 0 | 3.9376 | 3.9376 | 95% | 0.56467 | 38.6235 | 5.0887 | 2.8056 | 2.7382 | 0.067334 | 2.4% | 10.011 | 0.6 | 0.6 | 0.6 | 41.04 | 5.407 | 2.9811 | 2.9532 | 0.027867 | 0.9348% | 689.75 | 38.6235 | 0 | 651.1265 | 689.75 | 41.04 | 0 | 648.71 | Winter | 0 | FALSE | 0 | 0 | 0 | 0 | 0 | 1 | 0 | 1
1978-05-02 | 5 | 2 | 15:00 | 16.7 | 15 | 1 | 62 |  | 0 | 0 | 3.6751 | 3.6751 | 95% | 0.52703 | 36.0486 | 4.7494 | 2.6185 | 2.5557 | 0.062845 | 2.4% | 12.5073 | 0.6 | 0.6 | 0.6 | 41.04 | 5.407 | 2.9811 | 2.7564 | 0.22475 | 7.539% | 860.5 | 36.0486 | 0 | 824.4514 | 860.5 | 41.04 | 0 | 819.46 | Winter | 0 | FALSE | 0 | 0 | 0 | 0 | 0 | 1 | 0 | 1
1978-05-02 | 5 | 2 | 16:00 | 17.2 | 16 | 1 | 63 |  | 0 | 0 | 3.6751 | 3.6751 | 95% | 0.52703 | 36.0486 | 4.7494 | 2.6185 | 2.5557 | 0.062845 | 2.4% | 11.8129 | 0.6 | 0.6 | 0.6 | 41.04 | 5.407 | 2.9811 | 2.7564 | 0.22475 | 7.539% | 813 | 36.0486 | 0 | 776.9514 | 813 | 41.04 | 0 | 771.96 | Winter | 0 | FALSE | 0 | 0 | 0 | 0 | 0 | 1 | 0 | 1
1978-05-02 | 5 | 2 | 17:00 | 16.1 | 17 | 1 | 61 |  | 0 | 0 | 4.7252 | 4.7252 | 95% | 0.67761 | 46.3483 | 6.1064 | 3.3667 | 3.2859 | 0.0808 | 2.4% | 11.4327 | 0.6 | 0.6 | 0.6 | 41.04 | 5.407 | 2.9811 | 2.9811 | 0 | 0% | 787 | 46.3483 | 0 | 740.6517 | 787 | 41.04 | 0 | 745.96 | Winter | 1 | FALSE | 1 | 46.3483 | 41.04 | 0 | 0 | 1 | 0 | 1
1978-05-02 | 5 | 2 | 18:00 | 15.6 | 18 | 1 | 60 |  | 0 | 0 | 6.0377 | 6.0377 | 95% | 0.86583 | 59.2228 | 7.8026 | 4.3019 | 4.1986 | 0.10325 | 2.4% | 11.462 | 0.6 | 0.6 | 0.6 | 41.04 | 5.407 | 2.9811 | 2.9811 | 0 | 0% | 789 | 59.2228 | 0 | 729.7772 | 789 | 41.04 | 0 | 747.96 | Winter | 1 | FALSE | 1 | 59.2228 | 41.04 | 0 | 0 | 1 | 0 | 1
1978-05-02 | 5 | 2 | 19:00 | 13.3 | 19 | 1 | 56 |  | 0 | 0 | 6.5627 | 6.5627 | 95% | 0.94112 | 64.3726 | 8.4811 | 4.676 | 4.5637 | 0.11222 | 2.4% | 11.3377 | 0.6 | 0.6 | 0.6 | 41.04 | 5.407 | 2.9811 | 2.9811 | 0 | 0% | 780.5 | 64.3726 | 0 | 716.1274 | 780.5 | 41.04 | 0 | 739.46 | Winter | 0 | FALSE | 0 | 0 | 0 | 0 | 0 | 1 | 0 | 1
1978-05-02 | 5 | 2 | 20:00 | 12.2 | 20 | 1 | 54 |  | 1 | 0.68175 | 5.7752 | 6.457 | 95% | 0.92595 | 63.335 | 8.3444 | 4.6006 | 4.4902 | 0.11041 | 2.4% | 11.3852 | 0.6 | 0.6 | 0.6 | 41.04 | 5.407 | 2.9811 | 2.9811 | 0 | 0% | 783.75 | 63.335 | 0 | 720.415 | 783.75 | 41.04 | 0 | 742.71 | Winter | 0 | FALSE | 0 | 0 | 0 | 0 | 0 | 1 | 0 | 1
1978-05-02 | 5 | 2 | 21:00 | 11.7 | 21 | 1 | 53 |  | 2 | 1.3635 | 4.7252 | 6.0887 | 95% | 0.87314 | 59.7226 | 7.8684 | 4.3382 | 4.2341 | 0.10412 | 2.4% | 10.8772 | 0.6 | 0.6 | 0.6 | 41.04 | 5.407 | 2.9811 | 2.9811 | 0 | 0% | 749 | 59.7226 | 0 | 689.2774 | 749 | 41.04 | 0 | 707.96 | Winter | 0 | FALSE | 0 | 0 | 0 | 0 | 0 | 1 | 0 | 1
1978-05-02 | 5 | 2 | 22:00 | 10.6 | 22 | 1 | 51 |  | 4 | 2.727 | 4.2002 | 6.9272 | 95% | 0.99338 | 67.947 | 8.952 | 4.9356 | 4.8171 | 0.11845 | 2.4% | 10.9576 | 0.6 | 0.6 | 0.6 | 41.04 | 5.407 | 2.9811 | 2.9811 | 0 | 0% | 754.5 | 67.947 | 0 | 686.553 | 754.5 | 41.04 | 0 | 713.46 | Winter | 0 | FALSE | 0 | 0 | 0 | 0 | 0 | 1 | 0 | 1
1978-05-02 | 5 | 2 | 23:00 | 9.4 | 23 | 1 | 49 |  | 6 | 4.0905 | 5.2502 | 9.3407 | 95% | 1 | 68.4 | 9.0117 | 4.9685 | 4.8493 | 0.11924 | 2.4% | 10.9211 | 0.6 | 0.6 | 0.6 | 41.04 | 5.407 | 2.9811 | 2.9811 | 0 | 0% | 752 | 68.4 | 0 | 683.6 | 752 | 41.04 | 0 | 710.96 | Winter | 0 | FALSE | 0 | 0 | 0 | 0 | 0 | 0 | 1 | 1
1978-05-02 | 5 | 2 | 24:00 | 7.8 | 0 | 1 | 46 |  | 9 | 6.1358 | 4.2002 | 10.3359 | 95% | 1 | 68.4 | 9.0117 | 4.9685 | 4.8493 | 0.11924 | 2.4% | 10.9795 | 0.6 | 0.6 | 0.6 | 41.04 | 5.407 | 2.9811 | 2.9811 | 0 | 0% | 756 | 68.4 | 0 | 687.6 | 756 | 41.04 | 0 | 714.96 | Winter | 0 | FALSE | 0 | 0 | 0 | 0 | 0 | 0 | 1 | 1
1978-05-03 | 5 | 3 | 1:00 | 7.8 | 1 | 2 | 46 |  | 9 | 6.1358 | 3.9376 | 10.0734 | 95% | 1 | 68.4 | 9.0117 | 4.9685 | 4.8493 | 0.11924 | 2.4% | 11.1659 | 0.6 | 0.6 | 0.6 | 41.04 | 5.407 | 2.9811 | 2.9811 | 0 | 0% | 768.75 | 68.4 | 0 | 700.35 | 768.75 | 41.04 | 0 | 727.71 | Winter | 0 | 0 | 0 | 0 | 0 | 0 | 0 | 0 | 1 | 1
1978-05-03 | 5 | 3 | 2:00 | 7.8 | 2 | 2 | 46 |  | 9 | 6.1358 | 3.1501 | 9.2859 | 95% | 1 | 68.4 | 9.0117 | 4.9685 | 4.8493 | 0.11924 | 2.4% | 8.549 | 0.6 | 0.6 | 0.6 | 41.04 | 5.407 | 2.9811 | 2.9811 | 0 | 0% | 589.75 | 68.4 | 0 | 521.35 | 589.75 | 41.04 | 0 | 548.71 | Winter | 0 | 0 | 0 | 0 | 0 | 0 | 0 | 0 | 1 | 1
1978-05-03 | 5 | 3 | 3:00 | 8.3 | 3 | 2 | 47 |  | 8 | 5.454 | 3.4126 | 8.8666 | 95% | 1 | 68.4 | 9.0117 | 4.9685 | 4.8493 | 0.11924 | 2.4% | 8.136 | 0.6 | 0.6 | 0.6 | 41.04 | 5.407 | 2.9811 | 2.9811 | 0 | 0% | 561.5 | 68.4 | 0 | 493.1 | 561.5 | 41.04 | 0 | 520.46 | Winter | 0 | 0 | 0 | 0 | 0 | 0 | 0 | 0 | 1 | 1
1978-05-03 | 5 | 3 | 4:00 | 8.3 | 4 | 2 | 47 |  | 8 | 5.454 | 3.1501 | 8.6041 | 95% | 1 | 68.4 | 9.0117 | 4.9685 | 4.8493 | 0.11924 | 2.4% | 8.644 | 0.6 | 0.6 | 0.6 | 41.04 | 5.407 | 2.9811 | 2.9811 | 0 | 0% | 596.25 | 68.4 | 0 | 527.85 | 596.25 | 41.04 | 0 | 555.21 | Winter | 0 | 0 | 0 | 0 | 0 | 0 | 0 | 0 | 1 | 1
1978-05-03 | 5 | 3 | 5:00 | 8.3 | 5 | 2 | 47 |  | 8 | 5.454 | 3.1501 | 8.6041 | 95% | 1 | 68.4 | 9.0117 | 4.9685 | 4.8493 | 0.11924 | 2.4% | 8.3041 | 0.6 | 0.6 | 0.6 | 41.04 | 5.407 | 2.9811 | 2.9811 | 0 | 0% | 573 | 68.4 | 0 | 504.6 | 573 | 41.04 | 0 | 531.96 | Winter | 0 | 0 | 0 | 0 | 0 | 0 | 0 | 0 | 1 | 1
1978-05-03 | 5 | 3 | 6:00 | 8.3 | 6 | 2 | 47 |  | 8 | 5.454 | 3.9376 | 9.3916 | 95% | 1 | 68.4 | 9.0117 | 4.9685 | 4.8493 | 0.11924 | 2.4% | 8.3589 | 0.6 | 0.6 | 0.6 | 41.04 | 5.407 | 2.9811 | 2.9811 | 0 | 0% | 576.75 | 68.4 | 0 | 508.35 | 576.75 | 41.04 | 0 | 535.71 | Winter | 0 | 0 | 0 | 0 | 0 | 0 | 0 | 0 | 1 | 1
1978-05-03 | 5 | 3 | 7:00 | 8.9 | 7 | 2 | 48 |  | 7 | 4.7723 | 4.7252 | 9.4974 | 95% | 1 | 68.4 | 9.0117 | 4.9685 | 4.8493 | 0.11924 | 2.4% | 8.7135 | 0.6 | 0.6 | 0.6 | 41.04 | 5.407 | 2.9811 | 2.9811 | 0 | 0% | 601 | 68.4 | 0 | 532.6 | 601 | 41.04 | 0 | 559.96 | Winter | 0 | 0 | 0 | 0 | 0 | 0 | 0 | 0 | 1 | 1
1978-05-03 | 5 | 3 | 8:00 | 10 | 8 | 2 | 50 |  | 5 | 3.4088 | 7.6128 | 11.0215 | 95% | 1 | 68.4 | 9.0117 | 4.9685 | 4.8493 | 0.11924 | 2.4% | 9.1009 | 0.6 | 0.6 | 0.6 | 41.04 | 5.407 | 2.9811 | 2.9811 | 0 | 0% | 627.5 | 68.4 | 0 | 559.1 | 627.5 | 41.04 | 0 | 586.46 | Winter | 0 | 0 | 0 | 0 | 0 | 0 | 0 | 0 | 1 | 1
1978-05-03 | 5 | 3 | 9:00 | 11.7 | 9 | 2 | 53 |  | 2 | 1.3635 | 6.5627 | 7.9262 | 95% | 1 | 68.4 | 9.0117 | 4.9685 | 4.8493 | 0.11924 | 2.4% | 10.5738 | 0.6 | 0.6 | 0.6 | 41.04 | 5.407 | 2.9811 | 2.9811 | 0 | 0% | 728.25 | 68.4 | 0 | 659.85 | 728.25 | 41.04 | 0 | 687.21 | Winter | 0 | 0 | 0 | 0 | 0 | 0 | 0 | 0 | 1 | 1
1978-05-03 | 5 | 3 | 10:00 | 12.2 | 10 | 2 | 54 |  | 1 | 0.68175 | 6.0377 | 6.7195 | 95% | 0.9636 | 65.9099 | 8.6836 | 4.7876 | 4.6727 | 0.1149 | 2.4% | 10.5775 | 0.6 | 0.6 | 0.6 | 41.04 | 5.407 | 2.9811 | 2.9811 | 0 | 0% | 728.5 | 65.9099 | 0 | 662.5901 | 728.5 | 41.04 | 0 | 687.46 | Winter | 0 | 0 | 0 | 0 | 0 | 0 | 0 | 1 | 0 | 1
1978-05-03 | 5 | 3 | 11:00 | 13.3 | 11 | 2 | 56 |  | 0 | 0 | 5.2502 | 5.2502 | 95% | 0.7529 | 51.4981 | 6.7849 | 3.7408 | 3.651 | 0.089778 | 2.4% | 11.144 | 0.6 | 0.6 | 0.6 | 41.04 | 5.407 | 2.9811 | 2.9811 | 0 | 0% | 767.25 | 51.4981 | 0 | 715.7519 | 767.25 | 41.04 | 0 | 726.21 | Winter | 0 | 0 | 0 | 0 | 0 | 0 | 0 | 1 | 0 | 1
1978-05-03 | 5 | 3 | 12:00 | 14.4 | 12 | 2 | 58 |  | 0 | 0 | 5.2502 | 5.2502 | 95% | 0.7529 | 51.4981 | 6.7849 | 3.7408 | 3.651 | 0.089778 | 2.4% | 11.3487 | 0.6 | 0.6 | 0.6 | 41.04 | 5.407 | 2.9811 | 2.9811 | 0 | 0% | 781.25 | 51.4981 | 0 | 729.7519 | 781.25 | 41.04 | 0 | 740.21 | Winter | 0 | 0 | 0 | 0 | 0 | 0 | 0 | 1 | 0 | 1
1978-05-03 | 5 | 3 | 13:00 | 15.6 | 13 | 2 | 60 |  | 0 | 0 | 4.7252 | 4.7252 | 95% | 0.67761 | 46.3483 | 6.1064 | 3.3667 | 3.2859 | 0.0808 | 2.4% | 11.4108 | 0.6 | 0.6 | 0.6 | 41.04 | 5.407 | 2.9811 | 2.9811 | 0 | 0% | 785.5 | 46.3483 | 0 | 739.1517 | 785.5 | 41.04 | 0 | 744.46 | Winter | 0 | 0 | 0 | 0 | 0 | 0 | 0 | 1 | 0 | 1
1978-05-03 | 5 | 3 | 14:00 | 14.4 | 14 | 2 | 58 |  | 0 | 0 | 3.9376 | 3.9376 | 95% | 0.56467 | 38.6235 | 5.0887 | 2.8056 | 2.7382 | 0.067334 | 2.4% | 11.5826 | 0.6 | 0.6 | 0.6 | 41.04 | 5.407 | 2.9811 | 2.9532 | 0.027867 | 0.9348% | 797.25 | 38.6235 | 0 | 758.6265 | 797.25 | 41.04 | 0 | 756.21 | Winter | 0 | 0 | 0 | 0 | 0 | 0 | 0 | 1 | 0 | 1
1978-05-03 | 5 | 3 | 15:00 | 13.3 | 15 | 2 | 56 |  | 0 | 0 | 3.6751 | 3.6751 | 95% | 0.52703 | 36.0486 | 4.7494 | 2.6185 | 2.5557 | 0.062845 | 2.4% | 11.7105 | 0.6 | 0.6 | 0.6 | 41.04 | 5.407 | 2.9811 | 2.7564 | 0.22475 | 7.539% | 806 | 36.0486 | 0 | 769.9514 | 806 | 41.04 | 0 | 764.96 | Winter | 0 | 0 | 0 | 0 | 0 | 0 | 0 | 1 | 0 | 1
1978-05-03 | 5 | 3 | 16:00 | 11.7 | 16 | 2 | 53 |  | 2 | 1.3635 | 3.6751 | 5.0386 | 95% | 0.72256 | 49.4229 | 6.5115 | 3.59 | 3.5039 | 0.086161 | 2.4% | 10.932 | 0.6 | 0.6 | 0.6 | 41.04 | 5.407 | 2.9811 | 2.9811 | 0 | 0% | 752.75 | 49.4229 | 0 | 703.3271 | 752.75 | 41.04 | 0 | 711.71 | Winter | 0 | 0 | 0 | 0 | 0 | 0 | 0 | 1 | 0 | 1
1978-05-03 | 5 | 3 | 17:00 | 11.1 | 17 | 2 | 52 |  | 3 | 2.0453 | 4.7252 | 6.7704 | 95% | 0.9709 | 66.4097 | 8.7495 | 4.8239 | 4.7082 | 0.11577 | 2.4% | 11.027 | 0.6 | 0.6 | 0.6 | 41.04 | 5.407 | 2.9811 | 2.9811 | 0 | 0% | 759.25 | 66.4097 | 0 | 692.8403 | 759.25 | 41.04 | 0 | 718.21 | Winter | 0 | 0 | 0 | 0 | 0 | 0 | 0 | 1 | 0 | 1
1978-05-03 | 5 | 3 | 18:00 | 11.1 | 18 | 2 | 52 |  | 3 | 2.0453 | 6.0377 | 8.083 | 95% | 1 | 68.4 | 9.0117 | 4.9685 | 4.8493 | 0.11924 | 2.4% | 11.0965 | 0.6 | 0.6 | 0.6 | 41.04 | 5.407 | 2.9811 | 2.9811 | 0 | 0% | 764 | 68.4 | 0 | 695.6 | 764 | 41.04 | 0 | 722.96 | Winter | 0 | 0 | 0 | 0 | 0 | 0 | 0 | 0 | 1 | 1
1978-05-03 | 5 | 3 | 19:00 | 11.1 | 19 | 2 | 52 |  | 3 | 2.0453 | 6.5627 | 8.608 | 95% | 1 | 68.4 | 9.0117 | 4.9685 | 4.8493 | 0.11924 | 2.4% | 10.943 | 0.6 | 0.6 | 0.6 | 41.04 | 5.407 | 2.9811 | 2.9811 | 0 | 0% | 753.5 | 68.4 | 0 | 685.1 | 753.5 | 41.04 | 0 | 712.46 | Winter | 0 | 0 | 0 | 0 | 0 | 0 | 0 | 0 | 1 | 1
1978-05-03 | 5 | 3 | 20:00 | 10.6 | 20 | 2 | 51 |  | 4 | 2.727 | 5.7752 | 8.5022 | 95% | 1 | 68.4 | 9.0117 | 4.9685 | 4.8493 | 0.11924 | 2.4% | 10.7346 | 0.6 | 0.6 | 0.6 | 41.04 | 5.407 | 2.9811 | 2.9811 | 0 | 0% | 739.25 | 68.4 | 0 | 670.85 | 739.25 | 41.04 | 0 | 698.21 | Winter | 0 | 0 | 0 | 0 | 0 | 0 | 0 | 0 | 1 | 1
1978-05-03 | 5 | 3 | 21:00 | 9.4 | 21 | 2 | 49 |  | 6 | 4.0905 | 4.7252 | 8.8157 | 95% | 1 | 68.4 | 9.0117 | 4.9685 | 4.8493 | 0.11924 | 2.4% | 10.72 | 0.6 | 0.6 | 0.6 | 41.04 | 5.407 | 2.9811 | 2.9811 | 0 | 0% | 738.25 | 68.4 | 0 | 669.85 | 738.25 | 41.04 | 0 | 697.21 | Winter | 0 | 0 | 0 | 0 | 0 | 0 | 0 | 0 | 1 | 1
1978-05-03 | 5 | 3 | 22:00 | 8.9 | 22 | 2 | 48 |  | 7 | 4.7723 | 4.2002 | 8.9724 | 95% | 1 | 68.4 | 9.0117 | 4.9685 | 4.8493 | 0.11924 | 2.4% | 10.1279 | 0.6 | 0.6 | 0.6 | 41.04 | 5.407 | 2.9811 | 2.9811 | 0 | 0% | 697.75 | 68.4 | 0 | 629.35 | 697.75 | 41.04 | 0 | 656.71 | Winter | 0 | 0 | 0 | 0 | 0 | 0 | 0 | 0 | 1 | 1
1978-05-03 | 5 | 3 | 23:00 | 9.4 | 23 | 2 | 49 |  | 6 | 4.0905 | 5.2502 | 9.3407 | 95% | 1 | 68.4 | 9.0117 | 4.9685 | 4.8493 | 0.11924 | 2.4% | 9.693 | 0.6 | 0.6 | 0.6 | 41.04 | 5.407 | 2.9811 | 2.9811 | 0 | 0% | 668 | 68.4 | 0 | 599.6 | 668 | 41.04 | 0 | 626.96 | Winter | 0 | 0 | 0 | 0 | 0 | 0 | 0 | 0 | 1 | 1
1978-05-03 | 5 | 3 | 24:00 | 9.4 | 0 | 2 | 49 |  | 6 | 4.0905 | 4.2002 | 8.2907 | 95% | 1 | 68.4 | 9.0117 | 4.9685 | 4.8493 | 0.11924 | 2.4% | 9.7003 | 0.6 | 0.6 | 0.6 | 41.04 | 5.407 | 2.9811 | 2.9811 | 0 | 0% | 668.5 | 68.4 | 0 | 600.1 | 668.5 | 41.04 | 0 | 627.46 | Winter | 0 | 0 | 0 | 0 | 0 | 0 | 0 | 0 | 1 | 1
1978-05-04 | 5 | 4 | 1:00 | 8.9 | 1 | 2 | 48 |  | 7 | 4.7723 | 3.9376 | 8.7099 | 95% | 1 | 68.4 | 9.0117 | 4.9685 | 4.8493 | 0.11924 | 2.4% | 9.5285 | 0.6 | 0.6 | 0.6 | 41.04 | 5.407 | 2.9811 | 2.9811 | 0 | 0% | 656.75 | 68.4 | 0 | 588.35 | 656.75 | 41.04 | 0 | 615.71 | Winter | 0 | 0 | 0 | 0 | 0 | 0 | 0 | 0 | 1 | 1
1978-05-04 | 5 | 4 | 2:00 | 7.2 | 2 | 2 | 45 |  | 10 | 6.8175 | 3.1501 | 9.9676 | 95% | 1 | 68.4 | 9.0117 | 4.9685 | 4.8493 | 0.11924 | 2.4% | 10.4313 | 0.6 | 0.6 | 0.6 | 41.04 | 5.407 | 2.9811 | 2.9811 | 0 | 0% | 718.5 | 68.4 | 0 | 650.1 | 718.5 | 41.04 | 0 | 677.46 | Winter | 0 | 0 | 0 | 0 | 0 | 0 | 0 | 0 | 1 | 1
1978-05-04 | 5 | 4 | 3:00 | 6.1 | 3 | 2 | 43 |  | 12 | 8.181 | 3.4126 | 11.5936 | 95% | 1 | 68.4 | 9.0117 | 4.9685 | 4.8493 | 0.11924 | 2.4% | 9.5431 | 0.6 | 0.6 | 0.6 | 41.04 | 5.407 | 2.9811 | 2.9811 | 0 | 0% | 657.75 | 68.4 | 0 | 589.35 | 657.75 | 41.04 | 0 | 616.71 | Winter | 0 | 0 | 0 | 0 | 0 | 0 | 0 | 0 | 1 | 1
1978-05-04 | 5 | 4 | 4:00 | 6.1 | 4 | 2 | 43 |  | 12 | 8.181 | 3.1501 | 11.3311 | 95% | 1 | 68.4 | 9.0117 | 4.9685 | 4.8493 | 0.11924 | 2.4% | 9.6784 | 0.6 | 0.6 | 0.6 | 41.04 | 5.407 | 2.9811 | 2.9811 | 0 | 0% | 667 | 68.4 | 0 | 598.6 | 667 | 41.04 | 0 | 625.96 | Winter | 0 | 0 | 0 | 0 | 0 | 0 | 0 | 0 | 1 | 1
1978-05-04 | 5 | 4 | 5:00 | 5.6 | 5 | 2 | 42 |  | 13 | 8.8628 | 3.1501 | 12.0129 | 95% | 1 | 68.4 | 9.0117 | 4.9685 | 4.8493 | 0.11924 | 2.4% | 9.4627 | 0.6 | 0.6 | 0.6 | 41.04 | 5.407 | 2.9811 | 2.9811 | 0 | 0% | 652.25 | 68.4 | 0 | 583.85 | 652.25 | 41.04 | 0 | 611.21 | Winter | 0 | 0 | 0 | 0 | 0 | 0 | 0 | 0 | 1 | 1
1978-05-04 | 5 | 4 | 6:00 | 6.1 | 6 | 2 | 43 |  | 12 | 8.181 | 3.9376 | 12.1186 | 95% | 1 | 68.4 | 9.0117 | 4.9685 | 4.8493 | 0.11924 | 2.4% | 9.4298 | 0.6 | 0.6 | 0.6 | 41.04 | 5.407 | 2.9811 | 2.9811 | 0 | 0% | 650 | 68.4 | 0 | 581.6 | 650 | 41.04 | 0 | 608.96 | Winter | 0 | 0 | 0 | 0 | 0 | 0 | 0 | 0 | 1 | 1
1978-05-04 | 5 | 4 | 7:00 | 7.2 | 7 | 2 | 45 |  | 10 | 6.8175 | 4.7252 | 11.5427 | 95% | 1 | 68.4 | 9.0117 | 4.9685 | 4.8493 | 0.11924 | 2.4% | 12.6791 | 0.6 | 0.6 | 0.6 | 41.04 | 5.407 | 2.9811 | 2.9811 | 0 | 0% | 872.25 | 68.4 | 0 | 803.85 | 872.25 | 41.04 | 0 | 831.21 | Winter | 0 | 0 | 0 | 0 | 0 | 0 | 0 | 0 | 1 | 1
1978-05-04 | 5 | 4 | 8:00 | 8.9 | 8 | 2 | 48 |  | 7 | 4.7723 | 7.6128 | 12.385 | 95% | 1 | 68.4 | 9.0117 | 4.9685 | 4.8493 | 0.11924 | 2.4% | 12.6608 | 0.6 | 0.6 | 0.6 | 41.04 | 5.407 | 2.9811 | 2.9811 | 0 | 0% | 871 | 68.4 | 0 | 802.6 | 871 | 41.04 | 0 | 829.96 | Winter | 0 | 0 | 0 | 0 | 0 | 0 | 0 | 0 | 1 | 1
1978-05-04 | 5 | 4 | 9:00 | 10 | 9 | 2 | 50 |  | 5 | 3.4088 | 6.5627 | 9.9715 | 95% | 1 | 68.4 | 9.0117 | 4.9685 | 4.8493 | 0.11924 | 2.4% | 14.8575 | 0.6 | 0.6 | 0.6 | 41.04 | 5.407 | 2.9811 | 2.9811 | 0 | 0% | 1021.25 | 68.4 | 0 | 952.85 | 1021.25 | 41.04 | 0 | 980.21 | Winter | 0 | 0 | 0 | 0 | 0 | 0 | 0 | 0 | 1 | 1
1978-05-04 | 5 | 4 | 10:00 | 11.7 | 10 | 2 | 53 |  | 2 | 1.3635 | 6.0377 | 7.4012 | 95% | 1 | 68.4 | 9.0117 | 4.9685 | 4.8493 | 0.11924 | 2.4% | 16.1184 | 0.6 | 0.6 | 0.6 | 41.04 | 5.407 | 2.9811 | 2.9811 | 0 | 0% | 1107.5 | 68.4 | 0 | 1039.1 | 1107.5 | 41.04 | 0 | 1066.46 | Winter | 0 | 0 | 0 | 0 | 0 | 0 | 0 | 0 | 1 | 1
1978-05-04 | 5 | 4 | 11:00 | 11.7 | 11 | 2 | 53 |  | 2 | 1.3635 | 5.2502 | 6.6137 | 95% | 0.94843 | 64.8724 | 8.5469 | 4.7123 | 4.5992 | 0.11309 | 2.4% | 16.1659 | 0.6 | 0.6 | 0.6 | 41.04 | 5.407 | 2.9811 | 2.9811 | 0 | 0% | 1110.75 | 64.8724 | 0 | 1045.8776 | 1110.75 | 41.04 | 0 | 1069.71 | Winter | 0 | 0 | 0 | 0 | 0 | 0 | 0 | 1 | 0 | 1
1978-05-04 | 5 | 4 | 12:00 | 11.7 | 12 | 2 | 53 |  | 2 | 1.3635 | 5.2502 | 6.6137 | 95% | 0.94843 | 64.8724 | 8.5469 | 4.7123 | 4.5992 | 0.11309 | 2.4% | 16.4839 | 0.6 | 0.6 | 0.6 | 41.04 | 5.407 | 2.9811 | 2.9811 | 0 | 0% | 1132.5 | 64.8724 | 0 | 1067.6276 | 1132.5 | 41.04 | 0 | 1091.46 | Winter | 0 | 0 | 0 | 0 | 0 | 0 | 0 | 1 | 0 | 1
1978-05-04 | 5 | 4 | 13:00 | 12.2 | 13 | 2 | 54 |  | 1 | 0.68175 | 4.7252 | 5.4069 | 95% | 0.77537 | 53.0354 | 6.9874 | 3.8524 | 3.76 | 0.092458 | 2.4% | 16.7544 | 0.6 | 0.6 | 0.6 | 41.04 | 5.407 | 2.9811 | 2.9811 | 0 | 0% | 1151 | 53.0354 | 0 | 1097.9646 | 1151 | 41.04 | 0 | 1109.96 | Winter | 0 | 0 | 0 | 0 | 0 | 0 | 0 | 1 | 0 | 1
1978-05-04 | 5 | 4 | 14:00 | 12.2 | 14 | 2 | 54 |  | 1 | 0.68175 | 3.9376 | 4.6194 | 95% | 0.66244 | 45.3107 | 5.9697 | 3.2913 | 3.2123 | 0.078992 | 2.4% | 16.1952 | 0.6 | 0.6 | 0.6 | 41.04 | 5.407 | 2.9811 | 2.9811 | 0 | 0% | 1112.75 | 45.3107 | 0 | 1067.4393 | 1112.75 | 41.04 | 0 | 1071.71 | Winter | 0 | 0 | 0 | 0 | 0 | 0 | 0 | 1 | 0 | 1
1978-05-04 | 5 | 4 | 15:00 | 12.2 | 15 | 2 | 54 |  | 1 | 0.68175 | 3.6751 | 4.3569 | 95% | 0.62479 | 42.7358 | 5.6304 | 3.1043 | 3.0298 | 0.074503 | 2.4% | 17.2551 | 0.6 | 0.6 | 0.6 | 41.04 | 5.407 | 2.9811 | 2.9811 | 0 | 0% | 1185.25 | 42.7358 | 0 | 1142.5142 | 1185.25 | 41.04 | 0 | 1144.21 | Winter | 0 | 0 | 0 | 0 | 0 | 0 | 0 | 1 | 0 | 1
1978-05-04 | 5 | 4 | 16:00 | 12.2 | 16 | 2 | 54 |  | 1 | 0.68175 | 3.6751 | 4.3569 | 95% | 0.62479 | 42.7358 | 5.6304 | 3.1043 | 3.0298 | 0.074503 | 2.4% | 16.6009 | 0.6 | 0.6 | 0.6 | 41.04 | 5.407 | 2.9811 | 2.9811 | 0 | 0% | 1140.5 | 42.7358 | 0 | 1097.7642 | 1140.5 | 41.04 | 0 | 1099.46 | Winter | 0 | 0 | 0 | 0 | 0 | 0 | 0 | 1 | 0 | 1
1978-05-04 | 5 | 4 | 17:00 | 11.7 | 17 | 2 | 53 |  | 2 | 1.3635 | 4.7252 | 6.0887 | 95% | 0.87314 | 59.7226 | 7.8684 | 4.3382 | 4.2341 | 0.10412 | 2.4% | 16.1294 | 0.6 | 0.6 | 0.6 | 41.04 | 5.407 | 2.9811 | 2.9811 | 0 | 0% | 1108.25 | 59.7226 | 0 | 1048.5274 | 1108.25 | 41.04 | 0 | 1067.21 | Winter | 0 | 0 | 0 | 0 | 0 | 0 | 0 | 1 | 0 | 1
1978-05-04 | 5 | 4 | 18:00 | 11.7 | 18 | 2 | 53 |  | 2 | 1.3635 | 6.0377 | 7.4012 | 95% | 1 | 68.4 | 9.0117 | 4.9685 | 4.8493 | 0.11924 | 2.4% | 15.3289 | 0.6 | 0.6 | 0.6 | 41.04 | 5.407 | 2.9811 | 2.9811 | 0 | 0% | 1053.5 | 68.4 | 0 | 985.1 | 1053.5 | 41.04 | 0 | 1012.46 | Winter | 0 | 0 | 0 | 0 | 0 | 0 | 0 | 0 | 1 | 1
1978-05-04 | 5 | 4 | 19:00 | 11.7 | 19 | 2 | 53 |  | 2 | 1.3635 | 6.5627 | 7.9262 | 95% | 1 | 68.4 | 9.0117 | 4.9685 | 4.8493 | 0.11924 | 2.4% | 14.4006 | 0.6 | 0.6 | 0.6 | 41.04 | 5.407 | 2.9811 | 2.9811 | 0 | 0% | 990 | 68.4 | 0 | 921.6 | 990 | 41.04 | 0 | 948.96 | Winter | 0 | 0 | 0 | 0 | 0 | 0 | 0 | 0 | 1 | 1
1978-05-04 | 5 | 4 | 20:00 | 11.1 | 20 | 2 | 52 |  | 3 | 2.0453 | 5.7752 | 7.8205 | 95% | 1 | 68.4 | 9.0117 | 4.9685 | 4.8493 | 0.11924 | 2.4% | 14.1411 | 0.6 | 0.6 | 0.6 | 41.04 | 5.407 | 2.9811 | 2.9811 | 0 | 0% | 972.25 | 68.4 | 0 | 903.85 | 972.25 | 41.04 | 0 | 931.21 | Winter | 0 | 0 | 0 | 0 | 0 | 0 | 0 | 0 | 1 | 1
1978-05-04 | 5 | 4 | 21:00 | 10.6 | 21 | 2 | 51 |  | 4 | 2.727 | 4.7252 | 7.4522 | 95% | 1 | 68.4 | 9.0117 | 4.9685 | 4.8493 | 0.11924 | 2.4% | 13.2164 | 0.6 | 0.6 | 0.6 | 41.04 | 5.407 | 2.9811 | 2.9811 | 0 | 0% | 909 | 68.4 | 0 | 840.6 | 909 | 41.04 | 0 | 867.96 | Winter | 0 | 0 | 0 | 0 | 0 | 0 | 0 | 0 | 1 | 1
1978-05-04 | 5 | 4 | 22:00 | 10.6 | 22 | 2 | 51 |  | 4 | 2.727 | 4.2002 | 6.9272 | 95% | 0.99338 | 67.947 | 8.952 | 4.9356 | 4.8171 | 0.11845 | 2.4% | 13.7317 | 0.6 | 0.6 | 0.6 | 41.04 | 5.407 | 2.9811 | 2.9811 | 0 | 0% | 944.25 | 67.947 | 0 | 876.303 | 944.25 | 41.04 | 0 | 903.21 | Winter | 0 | 0 | 0 | 0 | 0 | 0 | 0 | 1 | 0 | 1
1978-05-04 | 5 | 4 | 23:00 | 10 | 23 | 2 | 50 |  | 5 | 3.4088 | 5.2502 | 8.6589 | 95% | 1 | 68.4 | 9.0117 | 4.9685 | 4.8493 | 0.11924 | 2.4% | 12.9825 | 0.6 | 0.6 | 0.6 | 41.04 | 5.407 | 2.9811 | 2.9811 | 0 | 0% | 893 | 68.4 | 0 | 824.6 | 893 | 41.04 | 0 | 851.96 | Winter | 0 | 0 | 0 | 0 | 0 | 0 | 0 | 0 | 1 | 1
1978-05-04 | 5 | 4 | 24:00 | 9.4 | 0 | 2 | 49 |  | 6 | 4.0905 | 4.2002 | 8.2907 | 95% | 1 | 68.4 | 9.0117 | 4.9685 | 4.8493 | 0.11924 | 2.4% | 12.8728 | 0.6 | 0.6 | 0.6 | 41.04 | 5.407 | 2.9811 | 2.9811 | 0 | 0% | 885.5 | 68.4 | 0 | 817.1 | 885.5 | 41.04 | 0 | 844.46 | Winter | 0 | 0 | 0 | 0 | 0 | 0 | 0 | 0 | 1 | 1
1978-05-05 | 5 | 5 | 1:00 | 8.9 | 1 | 1 | 48 |  | 7 | 4.7723 | 3.9376 | 8.7099 | 95% | 1 | 68.4 | 9.0117 | 4.9685 | 4.8493 | 0.11924 | 2.4% | 12.3611 | 0.6 | 0.6 | 0.6 | 41.04 | 5.407 | 2.9811 | 2.9811 | 0 | 0% | 850.5 | 68.4 | 0 | 782.1 | 850.5 | 41.04 | 0 | 809.46 | Winter | 0 | FALSE | 0 | 0 | 0 | 0 | 0 | 0 | 1 | 1
1978-05-05 | 5 | 5 | 2:00 | 8.9 | 2 | 1 | 48 |  | 7 | 4.7723 | 3.1501 | 7.9224 | 95% | 1 | 68.4 | 9.0117 | 4.9685 | 4.8493 | 0.11924 | 2.4% | 12.7997 | 0.6 | 0.6 | 0.6 | 41.04 | 5.407 | 2.9811 | 2.9811 | 0 | 0% | 880.5 | 68.4 | 0 | 812.1 | 880.5 | 41.04 | 0 | 839.46 | Winter | 0 | FALSE | 0 | 0 | 0 | 0 | 0 | 0 | 1 | 1
1978-05-05 | 5 | 5 | 3:00 | 8.9 | 3 | 1 | 48 |  | 7 | 4.7723 | 3.4126 | 8.1849 | 95% | 1 | 68.4 | 9.0117 | 4.9685 | 4.8493 | 0.11924 | 2.4% | 12.4561 | 0.6 | 0.6 | 0.6 | 41.04 | 5.407 | 2.9811 | 2.9811 | 0 | 0% | 857 | 68.4 | 0 | 788.6 | 857 | 41.04 | 0 | 815.96 | Winter | 0 | FALSE | 0 | 0 | 0 | 0 | 0 | 0 | 1 | 1
1978-05-05 | 5 | 5 | 4:00 | 8.9 | 4 | 1 | 48 |  | 7 | 4.7723 | 3.1501 | 7.9224 | 95% | 1 | 68.4 | 9.0117 | 4.9685 | 4.8493 | 0.11924 | 2.4% | 12.8034 | 0.6 | 0.6 | 0.6 | 41.04 | 5.407 | 2.9811 | 2.9811 | 0 | 0% | 880.75 | 68.4 | 0 | 812.35 | 880.75 | 41.04 | 0 | 839.71 | Winter | 0 | FALSE | 0 | 0 | 0 | 0 | 0 | 0 | 1 | 1
1978-05-05 | 5 | 5 | 5:00 | 8.3 | 5 | 1 | 47 |  | 8 | 5.454 | 3.1501 | 8.6041 | 95% | 1 | 68.4 | 9.0117 | 4.9685 | 4.8493 | 0.11924 | 2.4% | 12.4415 | 0.6 | 0.6 | 0.6 | 41.04 | 5.407 | 2.9811 | 2.9811 | 0 | 0% | 856 | 68.4 | 0 | 787.6 | 856 | 41.04 | 0 | 814.96 | Winter | 0 | FALSE | 0 | 0 | 0 | 0 | 0 | 0 | 1 | 1
1978-05-05 | 5 | 5 | 6:00 | 8.3 | 6 | 1 | 47 |  | 8 | 5.454 | 3.9376 | 9.3916 | 95% | 1 | 68.4 | 9.0117 | 4.9685 | 4.8493 | 0.11924 | 2.4% | 13.0592 | 0.6 | 0.6 | 0.6 | 41.04 | 5.407 | 2.9811 | 2.9811 | 0 | 0% | 898.25 | 68.4 | 0 | 829.85 | 898.25 | 41.04 | 0 | 857.21 | Winter | 0 | FALSE | 0 | 0 | 0 | 0 | 0 | 0 | 1 | 1
1978-05-05 | 5 | 5 | 7:00 | 7.8 | 7 | 1 | 46 |  | 9 | 6.1358 | 4.7252 | 10.8609 | 95% | 1 | 68.4 | 9.0117 | 4.9685 | 4.8493 | 0.11924 | 2.4% | 14.2398 | 0.6 | 0.6 | 0.6 | 41.04 | 5.407 | 2.9811 | 2.9811 | 0 | 0% | 979 | 68.4 | 0 | 910.6 | 979 | 41.04 | 0 | 937.96 | Winter | 0 | FALSE | 0 | 0 | 0 | 0 | 0 | 0 | 1 | 1
1978-05-05 | 5 | 5 | 8:00 | 7.8 | 8 | 1 | 46 |  | 9 | 6.1358 | 7.6128 | 13.7485 | 95% | 1 | 68.4 | 9.0117 | 4.9685 | 4.8493 | 0.11924 | 2.4% | 14.5395 | 0.6 | 0.6 | 0.6 | 41.04 | 5.407 | 2.9811 | 2.9811 | 0 | 0% | 999.5 | 68.4 | 0 | 931.1 | 999.5 | 41.04 | 0 | 958.46 | Winter | 0 | FALSE | 0 | 0 | 0 | 0 | 0 | 0 | 1 | 1
1978-05-05 | 5 | 5 | 9:00 | 7.8 | 9 | 1 | 46 |  | 9 | 6.1358 | 6.5627 | 12.6985 | 95% | 1 | 68.4 | 9.0117 | 4.9685 | 4.8493 | 0.11924 | 2.4% | 14.9123 | 0.6 | 0.6 | 0.6 | 41.04 | 5.407 | 2.9811 | 2.9811 | 0 | 0% | 1025 | 68.4 | 0 | 956.6 | 1025 | 41.04 | 0 | 983.96 | Winter | 0 | FALSE | 0 | 0 | 0 | 0 | 0 | 0 | 1 | 1
1978-05-05 | 5 | 5 | 10:00 | 7.2 | 10 | 1 | 45 |  | 10 | 6.8175 | 6.0377 | 12.8552 | 95% | 1 | 68.4 | 9.0117 | 4.9685 | 4.8493 | 0.11924 | 2.4% | 15.5263 | 0.6 | 0.6 | 0.6 | 41.04 | 5.407 | 2.9811 | 2.9811 | 0 | 0% | 1067 | 68.4 | 0 | 998.6 | 1067 | 41.04 | 0 | 1025.96 | Winter | 0 | FALSE | 0 | 0 | 0 | 0 | 0 | 0 | 1 | 1
1978-05-05 | 5 | 5 | 11:00 | 7.2 | 11 | 1 | 45 |  | 10 | 6.8175 | 5.2502 | 12.0677 | 95% | 1 | 68.4 | 9.0117 | 4.9685 | 4.8493 | 0.11924 | 2.4% | 15.7383 | 0.6 | 0.6 | 0.6 | 41.04 | 5.407 | 2.9811 | 2.9811 | 0 | 0% | 1081.5 | 68.4 | 0 | 1013.1 | 1081.5 | 41.04 | 0 | 1040.46 | Winter | 0 | FALSE | 0 | 0 | 0 | 0 | 0 | 0 | 1 | 1
1978-05-05 | 5 | 5 | 12:00 | 7.2 | 12 | 1 | 45 |  | 10 | 6.8175 | 5.2502 | 12.0677 | 95% | 1 | 68.4 | 9.0117 | 4.9685 | 4.8493 | 0.11924 | 2.4% | 16.2975 | 0.6 | 0.6 | 0.6 | 41.04 | 5.407 | 2.9811 | 2.9811 | 0 | 0% | 1119.75 | 68.4 | 0 | 1051.35 | 1119.75 | 41.04 | 0 | 1078.71 | Winter | 0 | FALSE | 0 | 0 | 0 | 0 | 0 | 0 | 1 | 1
1978-05-05 | 5 | 5 | 13:00 | 7.2 | 13 | 1 | 45 |  | 10 | 6.8175 | 4.7252 | 11.5427 | 95% | 1 | 68.4 | 9.0117 | 4.9685 | 4.8493 | 0.11924 | 2.4% | 16.1915 | 0.6 | 0.6 | 0.6 | 41.04 | 5.407 | 2.9811 | 2.9811 | 0 | 0% | 1112.5 | 68.4 | 0 | 1044.1 | 1112.5 | 41.04 | 0 | 1071.46 | Winter | 0 | FALSE | 0 | 0 | 0 | 0 | 0 | 0 | 1 | 1
1978-05-05 | 5 | 5 | 14:00 | 7.8 | 14 | 1 | 46 |  | 9 | 6.1358 | 3.9376 | 10.0734 | 95% | 1 | 68.4 | 9.0117 | 4.9685 | 4.8493 | 0.11924 | 2.4% | 16.4583 | 0.6 | 0.6 | 0.6 | 41.04 | 5.407 | 2.9811 | 2.9811 | 0 | 0% | 1130.75 | 68.4 | 0 | 1062.35 | 1130.75 | 41.04 | 0 | 1089.71 | Winter | 0 | FALSE | 0 | 0 | 0 | 0 | 0 | 0 | 1 | 1
1978-05-05 | 5 | 5 | 15:00 | 8.3 | 15 | 1 | 47 |  | 8 | 5.454 | 3.6751 | 9.1291 | 95% | 1 | 68.4 | 9.0117 | 4.9685 | 4.8493 | 0.11924 | 2.4% | 16.2719 | 0.6 | 0.6 | 0.6 | 41.04 | 5.407 | 2.9811 | 2.9811 | 0 | 0% | 1118 | 68.4 | 0 | 1049.6 | 1118 | 41.04 | 0 | 1076.96 | Winter | 0 | FALSE | 0 | 0 | 0 | 0 | 0 | 0 | 1 | 1
1978-05-05 | 5 | 5 | 16:00 | 8.3 | 16 | 1 | 47 |  | 8 | 5.454 | 3.6751 | 9.1291 | 95% | 1 | 68.4 | 9.0117 | 4.9685 | 4.8493 | 0.11924 | 2.4% | 16.1294 | 0.6 | 0.6 | 0.6 | 41.04 | 5.407 | 2.9811 | 2.9811 | 0 | 0% | 1108.25 | 68.4 | 0 | 1039.85 | 1108.25 | 41.04 | 0 | 1067.21 | Winter | 0 | FALSE | 0 | 0 | 0 | 0 | 0 | 0 | 1 | 1
1978-05-05 | 5 | 5 | 17:00 | 7.8 | 17 | 1 | 46 |  | 9 | 6.1358 | 4.7252 | 10.8609 | 95% | 1 | 68.4 | 9.0117 | 4.9685 | 4.8493 | 0.11924 | 2.4% | 15.7383 | 0.6 | 0.6 | 0.6 | 41.04 | 5.407 | 2.9811 | 2.9811 | 0 | 0% | 1081.5 | 68.4 | 0 | 1013.1 | 1081.5 | 41.04 | 0 | 1040.46 | Winter | 1 | FALSE | 1 | 68.4 | 41.04 | 0 | 0 | 0 | 1 | 1
1978-05-05 | 5 | 5 | 18:00 | 7.8 | 18 | 1 | 46 |  | 9 | 6.1358 | 6.0377 | 12.1735 | 95% | 1 | 68.4 | 9.0117 | 4.9685 | 4.8493 | 0.11924 | 2.4% | 14.7149 | 0.6 | 0.6 | 0.6 | 41.04 | 5.407 | 2.9811 | 2.9811 | 0 | 0% | 1011.5 | 68.4 | 0 | 943.1 | 1011.5 | 41.04 | 0 | 970.46 | Winter | 1 | FALSE | 1 | 68.4 | 41.04 | 0 | 0 | 0 | 1 | 1
1978-05-05 | 5 | 5 | 19:00 | 7.8 | 19 | 1 | 46 |  | 9 | 6.1358 | 6.5627 | 12.6985 | 95% | 1 | 68.4 | 9.0117 | 4.9685 | 4.8493 | 0.11924 | 2.4% | 13.9949 | 0.6 | 0.6 | 0.6 | 41.04 | 5.407 | 2.9811 | 2.9811 | 0 | 0% | 962.25 | 68.4 | 0 | 893.85 | 962.25 | 41.04 | 0 | 921.21 | Winter | 0 | FALSE | 0 | 0 | 0 | 0 | 0 | 0 | 1 | 1
1978-05-05 | 5 | 5 | 20:00 | 7.8 | 20 | 1 | 46 |  | 9 | 6.1358 | 5.7752 | 11.911 | 95% | 1 | 68.4 | 9.0117 | 4.9685 | 4.8493 | 0.11924 | 2.4% | 13.5746 | 0.6 | 0.6 | 0.6 | 41.04 | 5.407 | 2.9811 | 2.9811 | 0 | 0% | 933.5 | 68.4 | 0 | 865.1 | 933.5 | 41.04 | 0 | 892.46 | Winter | 0 | FALSE | 0 | 0 | 0 | 0 | 0 | 0 | 1 | 1
1978-05-05 | 5 | 5 | 21:00 | 7.8 | 21 | 1 | 46 |  | 9 | 6.1358 | 4.7252 | 10.8609 | 95% | 1 | 68.4 | 9.0117 | 4.9685 | 4.8493 | 0.11924 | 2.4% | 13.1908 | 0.6 | 0.6 | 0.6 | 41.04 | 5.407 | 2.9811 | 2.9811 | 0 | 0% | 907.25 | 68.4 | 0 | 838.85 | 907.25 | 41.04 | 0 | 866.21 | Winter | 0 | FALSE | 0 | 0 | 0 | 0 | 0 | 0 | 1 | 1
1978-05-05 | 5 | 5 | 22:00 | 7.8 | 22 | 1 | 46 |  | 9 | 6.1358 | 4.2002 | 10.3359 | 95% | 1 | 68.4 | 9.0117 | 4.9685 | 4.8493 | 0.11924 | 2.4% | 12.9459 | 0.6 | 0.6 | 0.6 | 41.04 | 5.407 | 2.9811 | 2.9811 | 0 | 0% | 890.5 | 68.4 | 0 | 822.1 | 890.5 | 41.04 | 0 | 849.46 | Winter | 0 | FALSE | 0 | 0 | 0 | 0 | 0 | 0 | 1 | 1
1978-05-05 | 5 | 5 | 23:00 | 7.8 | 23 | 1 | 46 |  | 9 | 6.1358 | 5.2502 | 11.3859 | 95% | 1 | 68.4 | 9.0117 | 4.9685 | 4.8493 | 0.11924 | 2.4% | 12.8034 | 0.6 | 0.6 | 0.6 | 41.04 | 5.407 | 2.9811 | 2.9811 | 0 | 0% | 880.75 | 68.4 | 0 | 812.35 | 880.75 | 41.04 | 0 | 839.71 | Winter | 0 | FALSE | 0 | 0 | 0 | 0 | 0 | 0 | 1 | 1
1978-05-05 | 5 | 5 | 24:00 | 7.8 | 0 | 1 | 46 |  | 9 | 6.1358 | 4.2002 | 10.3359 | 95% | 1 | 68.4 | 9.0117 | 4.9685 | 4.8493 | 0.11924 | 2.4% | 13.0117 | 0.6 | 0.6 | 0.6 | 41.04 | 5.407 | 2.9811 | 2.9811 | 0 | 0% | 895 | 68.4 | 0 | 826.6 | 895 | 41.04 | 0 | 853.96 | Winter | 0 | FALSE | 0 | 0 | 0 | 0 | 0 | 0 | 1 | 1
1978-05-06 | 5 | 6 | 1:00 | 7.8 | 1 | 1 | 46 |  | 9 | 6.1358 | 3.9376 | 10.0734 | 95% | 1 | 68.4 | 9.0117 | 4.9685 | 4.8493 | 0.11924 | 2.4% | 12.7193 | 0.6 | 0.6 | 0.6 | 41.04 | 5.407 | 2.9811 | 2.9811 | 0 | 0% | 875 | 68.4 | 0 | 806.6 | 875 | 41.04 | 0 | 833.96 | Winter | 0 | FALSE | 0 | 0 | 0 | 0 | 0 | 0 | 1 | 1
1978-05-06 | 5 | 6 | 2:00 | 7.8 | 2 | 1 | 46 |  | 9 | 6.1358 | 3.1501 | 9.2859 | 95% | 1 | 68.4 | 9.0117 | 4.9685 | 4.8493 | 0.11924 | 2.4% | 12.7705 | 0.6 | 0.6 | 0.6 | 41.04 | 5.407 | 2.9811 | 2.9811 | 0 | 0% | 878.5 | 68.4 | 0 | 810.1 | 878.5 | 41.04 | 0 | 837.46 | Winter | 0 | FALSE | 0 | 0 | 0 | 0 | 0 | 0 | 1 | 1
1978-05-06 | 5 | 6 | 3:00 | 7.8 | 3 | 1 | 46 |  | 9 | 6.1358 | 3.4126 | 9.5484 | 95% | 1 | 68.4 | 9.0117 | 4.9685 | 4.8493 | 0.11924 | 2.4% | 12.6096 | 0.6 | 0.6 | 0.6 | 41.04 | 5.407 | 2.9811 | 2.9811 | 0 | 0% | 867.5 | 68.4 | 0 | 799.1 | 867.5 | 41.04 | 0 | 826.46 | Winter | 0 | FALSE | 0 | 0 | 0 | 0 | 0 | 0 | 1 | 1
1978-05-06 | 5 | 6 | 4:00 | 7.8 | 4 | 1 | 46 |  | 9 | 6.1358 | 3.1501 | 9.2859 | 95% | 1 | 68.4 | 9.0117 | 4.9685 | 4.8493 | 0.11924 | 2.4% | 12.0358 | 0.6 | 0.6 | 0.6 | 41.04 | 5.407 | 2.9811 | 2.9811 | 0 | 0% | 828.25 | 68.4 | 0 | 759.85 | 828.25 | 41.04 | 0 | 787.21 | Winter | 0 | FALSE | 0 | 0 | 0 | 0 | 0 | 0 | 1 | 1
1978-05-06 | 5 | 6 | 5:00 | 7.8 | 5 | 1 | 46 |  | 9 | 6.1358 | 3.1501 | 9.2859 | 95% | 1 | 68.4 | 9.0117 | 4.9685 | 4.8493 | 0.11924 | 2.4% | 11.6228 | 0.6 | 0.6 | 0.6 | 41.04 | 5.407 | 2.9811 | 2.9811 | 0 | 0% | 800 | 68.4 | 0 | 731.6 | 800 | 41.04 | 0 | 758.96 | Winter | 0 | FALSE | 0 | 0 | 0 | 0 | 0 | 0 | 1 | 1
1978-05-06 | 5 | 6 | 6:00 | 8.3 | 6 | 1 | 47 |  | 8 | 5.454 | 3.9376 | 9.3916 | 95% | 1 | 68.4 | 9.0117 | 4.9685 | 4.8493 | 0.11924 | 2.4% | 13.1323 | 0.6 | 0.6 | 0.6 | 41.04 | 5.407 | 2.9811 | 2.9811 | 0 | 0% | 903.25 | 68.4 | 0 | 834.85 | 903.25 | 41.04 | 0 | 862.21 | Winter | 0 | FALSE | 0 | 0 | 0 | 0 | 0 | 0 | 1 | 1
1978-05-06 | 5 | 6 | 7:00 | 9.4 | 7 | 1 | 49 |  | 6 | 4.0905 | 4.7252 | 8.8157 | 95% | 1 | 68.4 | 9.0117 | 4.9685 | 4.8493 | 0.11924 | 2.4% | 13.1762 | 0.6 | 0.6 | 0.6 | 41.04 | 5.407 | 2.9811 | 2.9811 | 0 | 0% | 906.25 | 68.4 | 0 | 837.85 | 906.25 | 41.04 | 0 | 865.21 | Winter | 0 | FALSE | 0 | 0 | 0 | 0 | 0 | 0 | 1 | 1
1978-05-06 | 5 | 6 | 8:00 | 11.1 | 8 | 1 | 52 |  | 3 | 2.0453 | 7.6128 | 9.658 | 95% | 1 | 68.4 | 9.0117 | 4.9685 | 4.8493 | 0.11924 | 2.4% | 13.8268 | 0.6 | 0.6 | 0.6 | 41.04 | 5.407 | 2.9811 | 2.9811 | 0 | 0% | 950.75 | 68.4 | 0 | 882.35 | 950.75 | 41.04 | 0 | 909.71 | Winter | 0 | FALSE | 0 | 0 | 0 | 0 | 0 | 0 | 1 | 1
1978-05-06 | 5 | 6 | 9:00 | 13.9 | 9 | 1 | 57 |  | 0 | 0 | 6.5627 | 6.5627 | 95% | 0.94112 | 64.3726 | 8.4811 | 4.676 | 4.5637 | 0.11222 | 2.4% | 14.1082 | 0.6 | 0.6 | 0.6 | 41.04 | 5.407 | 2.9811 | 2.9811 | 0 | 0% | 970 | 64.3726 | 0 | 905.6274 | 970 | 41.04 | 0 | 928.96 | Winter | 0 | FALSE | 0 | 0 | 0 | 0 | 0 | 1 | 0 | 1
1978-05-06 | 5 | 6 | 10:00 | 14.4 | 10 | 1 | 58 |  | 0 | 0 | 6.0377 | 6.0377 | 95% | 0.86583 | 59.2228 | 7.8026 | 4.3019 | 4.1986 | 0.10325 | 2.4% | 14.5797 | 0.6 | 0.6 | 0.6 | 41.04 | 5.407 | 2.9811 | 2.9811 | 0 | 0% | 1002.25 | 59.2228 | 0 | 943.0272 | 1002.25 | 41.04 | 0 | 961.21 | Winter | 0 | FALSE | 0 | 0 | 0 | 0 | 0 | 1 | 0 | 1
1978-05-06 | 5 | 6 | 11:00 | 15 | 11 | 1 | 59 |  | 0 | 0 | 5.2502 | 5.2502 | 95% | 0.7529 | 51.4981 | 6.7849 | 3.7408 | 3.651 | 0.089778 | 2.4% | 14.7222 | 0.6 | 0.6 | 0.6 | 41.04 | 5.407 | 2.9811 | 2.9811 | 0 | 0% | 1012 | 51.4981 | 0 | 960.5019 | 1012 | 41.04 | 0 | 970.96 | Winter | 0 | FALSE | 0 | 0 | 0 | 0 | 0 | 1 | 0 | 1
1978-05-06 | 5 | 6 | 12:00 | 15.6 | 12 | 1 | 60 |  | 0 | 0 | 5.2502 | 5.2502 | 95% | 0.7529 | 51.4981 | 6.7849 | 3.7408 | 3.651 | 0.089778 | 2.4% | 14.7076 | 0.6 | 0.6 | 0.6 | 41.04 | 5.407 | 2.9811 | 2.9811 | 0 | 0% | 1011 | 51.4981 | 0 | 959.5019 | 1011 | 41.04 | 0 | 969.96 | Winter | 0 | FALSE | 0 | 0 | 0 | 0 | 0 | 1 | 0 | 1
1978-05-06 | 5 | 6 | 13:00 | 16.1 | 13 | 1 | 61 |  | 0 | 0 | 4.7252 | 4.7252 | 95% | 0.67761 | 46.3483 | 6.1064 | 3.3667 | 3.2859 | 0.0808 | 2.4% | 14.587 | 0.6 | 0.6 | 0.6 | 41.04 | 5.407 | 2.9811 | 2.9811 | 0 | 0% | 1002.75 | 46.3483 | 0 | 956.4017 | 1002.75 | 41.04 | 0 | 961.71 | Winter | 0 | FALSE | 0 | 0 | 0 | 0 | 0 | 1 | 0 | 1
1978-05-06 | 5 | 6 | 14:00 | 16.1 | 14 | 1 | 61 |  | 0 | 0 | 3.9376 | 3.9376 | 95% | 0.56467 | 38.6235 | 5.0887 | 2.8056 | 2.7382 | 0.067334 | 2.4% | 14.5212 | 0.6 | 0.6 | 0.6 | 41.04 | 5.407 | 2.9811 | 2.9532 | 0.027867 | 0.9348% | 998.25 | 38.6235 | 0 | 959.6265 | 998.25 | 41.04 | 0 | 957.21 | Winter | 0 | FALSE | 0 | 0 | 0 | 0 | 0 | 1 | 0 | 1
1978-05-06 | 5 | 6 | 15:00 | 15.6 | 15 | 1 | 60 |  | 0 | 0 | 3.6751 | 3.6751 | 95% | 0.52703 | 36.0486 | 4.7494 | 2.6185 | 2.5557 | 0.062845 | 2.4% | 14.9708 | 0.6 | 0.6 | 0.6 | 41.04 | 5.407 | 2.9811 | 2.7564 | 0.22475 | 7.539% | 1029 | 36.0486 | 0 | 992.9514 | 1029 | 41.04 | 0 | 987.96 | Winter | 0 | FALSE | 0 | 0 | 0 | 0 | 0 | 1 | 0 | 1
1978-05-06 | 5 | 6 | 16:00 | 15.6 | 16 | 1 | 60 |  | 0 | 0 | 3.6751 | 3.6751 | 95% | 0.52703 | 36.0486 | 4.7494 | 2.6185 | 2.5557 | 0.062845 | 2.4% | 14.7515 | 0.6 | 0.6 | 0.6 | 41.04 | 5.407 | 2.9811 | 2.7564 | 0.22475 | 7.539% | 1014 | 36.0486 | 0 | 977.9514 | 1014 | 41.04 | 0 | 972.96 | Winter | 0 | FALSE | 0 | 0 | 0 | 0 | 0 | 1 | 0 | 1
1978-05-06 | 5 | 6 | 17:00 | 15.6 | 17 | 1 | 60 |  | 0 | 0 | 4.7252 | 4.7252 | 95% | 0.67761 | 46.3483 | 6.1064 | 3.3667 | 3.2859 | 0.0808 | 2.4% | 14.7186 | 0.6 | 0.6 | 0.6 | 41.04 | 5.407 | 2.9811 | 2.9811 | 0 | 0% | 1011.75 | 46.3483 | 0 | 965.4017 | 1011.75 | 41.04 | 0 | 970.71 | Winter | 1 | FALSE | 1 | 46.3483 | 41.04 | 0 | 0 | 1 | 0 | 1
1978-05-06 | 5 | 6 | 18:00 | 14.4 | 18 | 1 | 58 |  | 0 | 0 | 6.0377 | 6.0377 | 95% | 0.86583 | 59.2228 | 7.8026 | 4.3019 | 4.1986 | 0.10325 | 2.4% | 14.0424 | 0.6 | 0.6 | 0.6 | 41.04 | 5.407 | 2.9811 | 2.9811 | 0 | 0% | 965.5 | 59.2228 | 0 | 906.2772 | 965.5 | 41.04 | 0 | 924.46 | Winter | 1 | FALSE | 1 | 59.2228 | 41.04 | 0 | 0 | 1 | 0 | 1
1978-05-06 | 5 | 6 | 19:00 | 14.4 | 19 | 1 | 58 |  | 0 | 0 | 6.5627 | 6.5627 | 95% | 0.94112 | 64.3726 | 8.4811 | 4.676 | 4.5637 | 0.11222 | 2.4% | 13.75 | 0.6 | 0.6 | 0.6 | 41.04 | 5.407 | 2.9811 | 2.9811 | 0 | 0% | 945.5 | 64.3726 | 0 | 881.1274 | 945.5 | 41.04 | 0 | 904.46 | Winter | 0 | FALSE | 0 | 0 | 0 | 0 | 0 | 1 | 0 | 1
1978-05-06 | 5 | 6 | 20:00 | 13.3 | 20 | 1 | 56 |  | 0 | 0 | 5.7752 | 5.7752 | 95% | 0.82819 | 56.6479 | 7.4634 | 4.1148 | 4.0161 | 0.098756 | 2.4% | 12.924 | 0.6 | 0.6 | 0.6 | 41.04 | 5.407 | 2.9811 | 2.9811 | 0 | 0% | 889 | 56.6479 | 0 | 832.3521 | 889 | 41.04 | 0 | 847.96 | Winter | 0 | FALSE | 0 | 0 | 0 | 0 | 0 | 1 | 0 | 1
1978-05-06 | 5 | 6 | 21:00 | 12.8 | 21 | 1 | 55 |  | 0 | 0 | 4.7252 | 4.7252 | 95% | 0.67761 | 46.3483 | 6.1064 | 3.3667 | 3.2859 | 0.0808 | 2.4% | 12.299 | 0.6 | 0.6 | 0.6 | 41.04 | 5.407 | 2.9811 | 2.9811 | 0 | 0% | 846.25 | 46.3483 | 0 | 799.9017 | 846.25 | 41.04 | 0 | 805.21 | Winter | 0 | FALSE | 0 | 0 | 0 | 0 | 0 | 1 | 0 | 1
1978-05-06 | 5 | 6 | 22:00 | 12.8 | 22 | 1 | 55 |  | 0 | 0 | 4.2002 | 4.2002 | 95% | 0.60232 | 41.1985 | 5.4279 | 2.9926 | 2.9208 | 0.071823 | 2.4% | 11.674 | 0.6 | 0.6 | 0.6 | 41.04 | 5.407 | 2.9811 | 2.9811 | 0 | 0% | 803.5 | 41.1985 | 0 | 762.3015 | 803.5 | 41.04 | 0 | 762.46 | Winter | 0 | FALSE | 0 | 0 | 0 | 0 | 0 | 1 | 0 | 1
1978-05-06 | 5 | 6 | 23:00 | 12.8 | 23 | 1 | 55 |  | 0 | 0 | 5.2502 | 5.2502 | 95% | 0.7529 | 51.4981 | 6.7849 | 3.7408 | 3.651 | 0.089778 | 2.4% | 11.7982 | 0.6 | 0.6 | 0.6 | 41.04 | 5.407 | 2.9811 | 2.9811 | 0 | 0% | 812 | 51.4981 | 0 | 760.5019 | 812 | 41.04 | 0 | 770.96 | Winter | 0 | FALSE | 0 | 0 | 0 | 0 | 0 | 1 | 0 | 1
1978-05-06 | 5 | 6 | 24:00 | 12.2 | 0 | 1 | 54 |  | 1 | 0.68175 | 4.2002 | 4.8819 | 95% | 0.70008 | 47.8856 | 6.3089 | 3.4784 | 3.3949 | 0.083481 | 2.4% | 11.6484 | 0.6 | 0.6 | 0.6 | 41.04 | 5.407 | 2.9811 | 2.9811 | 0 | 0% | 801.75 | 47.8856 | 0 | 753.8644 | 801.75 | 41.04 | 0 | 760.71 | Winter | 0 | FALSE | 0 | 0 | 0 | 0 | 0 | 1 | 0 | 1
1978-05-07 | 5 | 7 | 1:00 | 12.2 | 1 | 1 | 54 |  | 1 | 0.68175 | 3.9376 | 4.6194 | 95% | 0.66244 | 45.3107 | 5.9697 | 3.2913 | 3.2123 | 0.078992 | 2.4% | 11.5789 | 0.6 | 0.6 | 0.6 | 41.04 | 5.407 | 2.9811 | 2.9811 | 0 | 0% | 797 | 45.3107 | 0 | 751.6893 | 797 | 41.04 | 0 | 755.96 | Winter | 0 | FALSE | 0 | 0 | 0 | 0 | 0 | 1 | 0 | 1
1978-05-07 | 5 | 7 | 2:00 | 12.2 | 2 | 1 | 54 |  | 1 | 0.68175 | 3.1501 | 3.8319 | 95% | 0.5495 | 37.586 | 4.952 | 2.7302 | 2.6647 | 0.065525 | 2.4% | 11.4839 | 0.6 | 0.6 | 0.6 | 41.04 | 5.407 | 2.9811 | 2.8739 | 0.1072 | 3.596% | 790.5 | 37.586 | 0 | 752.914 | 790.5 | 41.04 | 0 | 749.46 | Winter | 0 | FALSE | 0 | 0 | 0 | 0 | 0 | 1 | 0 | 1
1978-05-07 | 5 | 7 | 3:00 | 12.2 | 3 | 1 | 54 |  | 1 | 0.68175 | 3.4126 | 4.0944 | 95% | 0.58715 | 40.1609 | 5.2912 | 2.9172 | 2.8472 | 0.070014 | 2.4% | 11.4291 | 0.6 | 0.6 | 0.6 | 41.04 | 5.407 | 2.9811 | 2.9811 | 0 | 0% | 786.75 | 40.1609 | 0 | 746.5891 | 786.75 | 41.04 | 0 | 745.71 | Winter | 0 | FALSE | 0 | 0 | 0 | 0 | 0 | 1 | 0 | 1
1978-05-07 | 5 | 7 | 4:00 | 12.2 | 4 | 1 | 54 |  | 1 | 0.68175 | 3.1501 | 3.8319 | 95% | 0.5495 | 37.586 | 4.952 | 2.7302 | 2.6647 | 0.065525 | 2.4% | 11.6996 | 0.6 | 0.6 | 0.6 | 41.04 | 5.407 | 2.9811 | 2.8739 | 0.1072 | 3.596% | 805.25 | 37.586 | 0 | 767.664 | 805.25 | 41.04 | 0 | 764.21 | Winter | 0 | FALSE | 0 | 0 | 0 | 0 | 0 | 1 | 0 | 1
1978-05-07 | 5 | 7 | 5:00 | 12.2 | 5 | 1 | 54 |  | 1 | 0.68175 | 3.1501 | 3.8319 | 95% | 0.5495 | 37.586 | 4.952 | 2.7302 | 2.6647 | 0.065525 | 2.4% | 11.4254 | 0.6 | 0.6 | 0.6 | 41.04 | 5.407 | 2.9811 | 2.8739 | 0.1072 | 3.596% | 786.5 | 37.586 | 0 | 748.914 | 786.5 | 41.04 | 0 | 745.46 | Winter | 0 | FALSE | 0 | 0 | 0 | 0 | 0 | 1 | 0 | 1
1978-05-07 | 5 | 7 | 6:00 | 12.8 | 6 | 1 | 55 |  | 0 | 0 | 3.9376 | 3.9376 | 95% | 0.56467 | 38.6235 | 5.0887 | 2.8056 | 2.7382 | 0.067334 | 2.4% | 12.1857 | 0.6 | 0.6 | 0.6 | 41.04 | 5.407 | 2.9811 | 2.9532 | 0.027867 | 0.9348% | 838.5 | 38.6235 | 0 | 799.8765 | 838.5 | 41.04 | 0 | 797.46 | Winter | 0 | FALSE | 0 | 0 | 0 | 0 | 0 | 1 | 0 | 1
1978-05-07 | 5 | 7 | 7:00 | 13.3 | 7 | 1 | 56 |  | 0 | 0 | 4.7252 | 4.7252 | 95% | 0.67761 | 46.3483 | 6.1064 | 3.3667 | 3.2859 | 0.0808 | 2.4% | 13.6221 | 0.6 | 0.6 | 0.6 | 41.04 | 5.407 | 2.9811 | 2.9811 | 0 | 0% | 936.75 | 46.3483 | 0 | 890.4017 | 936.75 | 41.04 | 0 | 895.71 | Winter | 0 | FALSE | 0 | 0 | 0 | 0 | 0 | 1 | 0 | 1
1978-05-07 | 5 | 7 | 8:00 | 15 | 8 | 1 | 59 |  | 0 | 0 | 7.6128 | 7.6128 | 95% | 1 | 68.4 | 9.0117 | 4.9685 | 4.8493 | 0.11924 | 2.4% | 15.0621 | 0.6 | 0.6 | 0.6 | 41.04 | 5.407 | 2.9811 | 2.9811 | 0 | 0% | 1035.25 | 68.4 | 0 | 966.85 | 1035.25 | 41.04 | 0 | 994.21 | Winter | 0 | FALSE | 0 | 0 | 0 | 0 | 0 | 0 | 1 | 1
1978-05-07 | 5 | 7 | 9:00 | 16.7 | 9 | 1 | 62 |  | 0 | 0 | 6.5627 | 6.5627 | 95% | 0.94112 | 64.3726 | 8.4811 | 4.676 | 4.5637 | 0.11222 | 2.4% | 15.1864 | 0.6 | 0.6 | 0.6 | 41.04 | 5.407 | 2.9811 | 2.9811 | 0 | 0% | 1043.75 | 64.3726 | 0 | 979.3774 | 1043.75 | 41.04 | 0 | 1002.71 | Winter | 0 | FALSE | 0 | 0 | 0 | 0 | 0 | 1 | 0 | 1
1978-05-07 | 5 | 7 | 10:00 | 17.8 | 10 | 1 | 64 |  | 0 | 0 | 6.0377 | 6.0377 | 95% | 0.86583 | 59.2228 | 7.8026 | 4.3019 | 4.1986 | 0.10325 | 2.4% | 15.5592 | 0.6 | 0.6 | 0.6 | 41.04 | 5.407 | 2.9811 | 2.9811 | 0 | 0% | 1069.25 | 59.2228 | 0 | 1010.0272 | 1069.25 | 41.04 | 0 | 1028.21 | Winter | 0 | FALSE | 0 | 0 | 0 | 0 | 0 | 1 | 0 | 1
1978-05-07 | 5 | 7 | 11:00 | 17.2 | 11 | 1 | 63 |  | 0 | 0 | 5.2502 | 5.2502 | 95% | 0.7529 | 51.4981 | 6.7849 | 3.7408 | 3.651 | 0.089778 | 2.4% | 15.848 | 0.6 | 0.6 | 0.6 | 41.04 | 5.407 | 2.9811 | 2.9811 | 0 | 0% | 1089 | 51.4981 | 0 | 1037.5019 | 1089 | 41.04 | 0 | 1047.96 | Winter | 0 | FALSE | 0 | 0 | 0 | 0 | 0 | 1 | 0 | 1
1978-05-07 | 5 | 7 | 12:00 | 16.1 | 12 | 1 | 61 |  | 0 | 0 | 5.2502 | 5.2502 | 95% | 0.7529 | 51.4981 | 6.7849 | 3.7408 | 3.651 | 0.089778 | 2.4% | 16.3816 | 0.6 | 0.6 | 0.6 | 41.04 | 5.407 | 2.9811 | 2.9811 | 0 | 0% | 1125.5 | 51.4981 | 0 | 1074.0019 | 1125.5 | 41.04 | 0 | 1084.46 | Winter | 0 | FALSE | 0 | 0 | 0 | 0 | 0 | 1 | 0 | 1
1978-05-07 | 5 | 7 | 13:00 | 16.7 | 13 | 1 | 62 |  | 0 | 0 | 4.7252 | 4.7252 | 95% | 0.67761 | 46.3483 | 6.1064 | 3.3667 | 3.2859 | 0.0808 | 2.4% | 16.3523 | 0.6 | 0.6 | 0.6 | 41.04 | 5.407 | 2.9811 | 2.9811 | 0 | 0% | 1123.5 | 46.3483 | 0 | 1077.1517 | 1123.5 | 41.04 | 0 | 1082.46 | Winter | 0 | FALSE | 0 | 0 | 0 | 0 | 0 | 1 | 0 | 1
1978-05-07 | 5 | 7 | 14:00 | 16.1 | 14 | 1 | 61 |  | 0 | 0 | 3.9376 | 3.9376 | 95% | 0.56467 | 38.6235 | 5.0887 | 2.8056 | 2.7382 | 0.067334 | 2.4% | 16.7361 | 0.6 | 0.6 | 0.6 | 41.04 | 5.407 | 2.9811 | 2.9532 | 0.027867 | 0.9348% | 1149.75 | 38.6235 | 0 | 1111.1265 | 1149.75 | 41.04 | 0 | 1108.71 | Winter | 0 | FALSE | 0 | 0 | 0 | 0 | 0 | 1 | 0 | 1
1978-05-07 | 5 | 7 | 15:00 | 17.2 | 15 | 1 | 63 |  | 0 | 0 | 3.6751 | 3.6751 | 95% | 0.52703 | 36.0486 | 4.7494 | 2.6185 | 2.5557 | 0.062845 | 2.4% | 16.2683 | 0.6 | 0.6 | 0.6 | 41.04 | 5.407 | 2.9811 | 2.7564 | 0.22475 | 7.539% | 1117.75 | 36.0486 | 0 | 1081.7014 | 1117.75 | 41.04 | 0 | 1076.71 | Winter | 0 | FALSE | 0 | 0 | 0 | 0 | 0 | 1 | 0 | 1
1978-05-07 | 5 | 7 | 16:00 | 18.3 | 16 | 1 | 65 |  | 0 | 0 | 3.6751 | 3.6751 | 95% | 0.52703 | 36.0486 | 4.7494 | 2.6185 | 2.5557 | 0.062845 | 2.4% | 16.5351 | 0.6 | 0.6 | 0.6 | 41.04 | 5.407 | 2.9811 | 2.7564 | 0.22475 | 7.539% | 1136 | 36.0486 | 0 | 1099.9514 | 1136 | 41.04 | 0 | 1094.96 | Winter | 0 | FALSE | 0 | 0 | 0 | 0 | 0 | 1 | 0 | 1
1978-05-07 | 5 | 7 | 17:00 | 17.2 | 17 | 1 | 63 |  | 0 | 0 | 4.7252 | 4.7252 | 95% | 0.67761 | 46.3483 | 6.1064 | 3.3667 | 3.2859 | 0.0808 | 2.4% | 16.2975 | 0.6 | 0.6 | 0.6 | 41.04 | 5.407 | 2.9811 | 2.9811 | 0 | 0% | 1119.75 | 46.3483 | 0 | 1073.4017 | 1119.75 | 41.04 | 0 | 1078.71 | Winter | 1 | FALSE | 1 | 46.3483 | 41.04 | 0 | 0 | 1 | 0 | 1
1978-05-07 | 5 | 7 | 18:00 | 15.6 | 18 | 1 | 60 |  | 0 | 0 | 6.0377 | 6.0377 | 95% | 0.86583 | 59.2228 | 7.8026 | 4.3019 | 4.1986 | 0.10325 | 2.4% | 15.2887 | 0.6 | 0.6 | 0.6 | 41.04 | 5.407 | 2.9811 | 2.9811 | 0 | 0% | 1050.75 | 59.2228 | 0 | 991.5272 | 1050.75 | 41.04 | 0 | 1009.71 | Winter | 1 | FALSE | 1 | 59.2228 | 41.04 | 0 | 0 | 1 | 0 | 1
1978-05-07 | 5 | 7 | 19:00 | 14.4 | 19 | 1 | 58 |  | 0 | 0 | 6.5627 | 6.5627 | 95% | 0.94112 | 64.3726 | 8.4811 | 4.676 | 4.5637 | 0.11222 | 2.4% | 15.2047 | 0.6 | 0.6 | 0.6 | 41.04 | 5.407 | 2.9811 | 2.9811 | 0 | 0% | 1045 | 64.3726 | 0 | 980.6274 | 1045 | 41.04 | 0 | 1003.96 | Winter | 0 | FALSE | 0 | 0 | 0 | 0 | 0 | 1 | 0 | 1
1978-05-07 | 5 | 7 | 20:00 | 13.3 | 20 | 1 | 56 |  | 0 | 0 | 5.7752 | 5.7752 | 95% | 0.82819 | 56.6479 | 7.4634 | 4.1148 | 4.0161 | 0.098756 | 2.4% | 14.4152 | 0.6 | 0.6 | 0.6 | 41.04 | 5.407 | 2.9811 | 2.9811 | 0 | 0% | 991 | 56.6479 | 0 | 934.3521 | 991 | 41.04 | 0 | 949.96 | Winter | 0 | FALSE | 0 | 0 | 0 | 0 | 0 | 1 | 0 | 1
1978-05-07 | 5 | 7 | 21:00 | 13.3 | 21 | 1 | 56 |  | 0 | 0 | 4.7252 | 4.7252 | 95% | 0.67761 | 46.3483 | 6.1064 | 3.3667 | 3.2859 | 0.0808 | 2.4% | 13.3991 | 0.6 | 0.6 | 0.6 | 41.04 | 5.407 | 2.9811 | 2.9811 | 0 | 0% | 921.5 | 46.3483 | 0 | 875.1517 | 921.5 | 41.04 | 0 | 880.46 | Winter | 0 | FALSE | 0 | 0 | 0 | 0 | 0 | 1 | 0 | 1
1978-05-07 | 5 | 7 | 22:00 | 14.4 | 22 | 1 | 58 |  | 0 | 0 | 4.2002 | 4.2002 | 95% | 0.60232 | 41.1985 | 5.4279 | 2.9926 | 2.9208 | 0.071823 | 2.4% | 13.3297 | 0.6 | 0.6 | 0.6 | 41.04 | 5.407 | 2.9811 | 2.9811 | 0 | 0% | 916.75 | 41.1985 | 0 | 875.5515 | 916.75 | 41.04 | 0 | 875.71 | Winter | 0 | FALSE | 0 | 0 | 0 | 0 | 0 | 1 | 0 | 1
1978-05-07 | 5 | 7 | 23:00 | 13.9 | 23 | 1 | 57 |  | 0 | 0 | 5.2502 | 5.2502 | 95% | 0.7529 | 51.4981 | 6.7849 | 3.7408 | 3.651 | 0.089778 | 2.4% | 12.902 | 0.6 | 0.6 | 0.6 | 41.04 | 5.407 | 2.9811 | 2.9811 | 0 | 0% | 887.5 | 51.4981 | 0 | 836.0019 | 887.5 | 41.04 | 0 | 846.46 | Winter | 0 | FALSE | 0 | 0 | 0 | 0 | 0 | 1 | 0 | 1
1978-05-07 | 5 | 7 | 24:00 | 13.3 | 0 | 1 | 56 |  | 0 | 0 | 4.2002 | 4.2002 | 95% | 0.60232 | 41.1985 | 5.4279 | 2.9926 | 2.9208 | 0.071823 | 2.4% | 11.4912 | 0.6 | 0.6 | 0.6 | 41.04 | 5.407 | 2.9811 | 2.9811 | 0 | 0% | 791 | 41.1985 | 0 | 749.8015 | 791 | 41.04 | 0 | 749.96 | Winter | 0 | FALSE | 0 | 0 | 0 | 0 | 0 | 1 | 0 | 1
1978-05-08 | 5 | 8 | 1:00 | 12.8 | 1 | 1 | 55 |  | 0 | 0 | 3.9376 | 3.9376 | 95% | 0.56467 | 38.6235 | 5.0887 | 2.8056 | 2.7382 | 0.067334 | 2.4% | 11.367 | 0.6 | 0.6 | 0.6 | 41.04 | 5.407 | 2.9811 | 2.9532 | 0.027867 | 0.9348% | 782.5 | 38.6235 | 0 | 743.8765 | 782.5 | 41.04 | 0 | 741.46 | Winter | 0 | FALSE | 0 | 0 | 0 | 0 | 0 | 1 | 0 | 1
1978-05-08 | 5 | 8 | 2:00 | 12.8 | 2 | 1 | 55 |  | 0 | 0 | 3.1501 | 3.1501 | 95% | 0 | 0 | 0 | 0 | 0 | 0 | 2.4% | 10.413 | 0.6 | 0.6 | 0.6 | 41.04 | 5.407 | 2.9811 | 2.3626 | 0.61851 | 20.75% | 717.25 | 0 | 0 | 717.25 | 717.25 | 41.04 | 0 | 676.21 | Winter | 0 | FALSE | 0 | 0 | 0 | 1 | 0 | 1 | 0 | 0
1978-05-08 | 5 | 8 | 3:00 | 11.7 | 3 | 1 | 53 |  | 2 | 1.3635 | 3.4126 | 4.7761 | 95% | 0.68491 | 46.848 | 6.1722 | 3.403 | 3.3213 | 0.081672 | 2.4% | 11.1404 | 0.6 | 0.6 | 0.6 | 41.04 | 5.407 | 2.9811 | 2.9811 | 0 | 0% | 767 | 46.848 | 0 | 720.152 | 767 | 41.04 | 0 | 725.96 | Winter | 0 | FALSE | 0 | 0 | 0 | 0 | 0 | 1 | 0 | 1
1978-05-08 | 5 | 8 | 4:00 | 11.7 | 4 | 1 | 53 |  | 2 | 1.3635 | 3.1501 | 4.5136 | 95% | 0.64727 | 44.2731 | 5.833 | 3.216 | 3.1388 | 0.077183 | 2.4% | 11.2646 | 0.6 | 0.6 | 0.6 | 41.04 | 5.407 | 2.9811 | 2.9811 | 0 | 0% | 775.5 | 44.2731 | 0 | 731.2269 | 775.5 | 41.04 | 0 | 734.46 | Winter | 0 | FALSE | 0 | 0 | 0 | 0 | 0 | 1 | 0 | 1
1978-05-08 | 5 | 8 | 5:00 | 11.1 | 5 | 1 | 52 |  | 3 | 2.0453 | 3.1501 | 5.1954 | 95% | 0.74503 | 50.9603 | 6.714 | 3.7017 | 3.6129 | 0.088841 | 2.4% | 11.9883 | 0.6 | 0.6 | 0.6 | 41.04 | 5.407 | 2.9811 | 2.9811 | 0 | 0% | 825 | 50.9603 | 0 | 774.0397 | 825 | 41.04 | 0 | 783.96 | Winter | 0 | FALSE | 0 | 0 | 0 | 0 | 0 | 1 | 0 | 1
1978-05-08 | 5 | 8 | 6:00 | 11.7 | 6 | 1 | 53 |  | 2 | 1.3635 | 3.9376 | 5.3011 | 95% | 0.7602 | 51.9978 | 6.8507 | 3.7771 | 3.6864 | 0.09065 | 2.4% | 12.1893 | 0.6 | 0.6 | 0.6 | 41.04 | 5.407 | 2.9811 | 2.9811 | 0 | 0% | 838.75 | 51.9978 | 0 | 786.7522 | 838.75 | 41.04 | 0 | 797.71 | Winter | 0 | FALSE | 0 | 0 | 0 | 0 | 0 | 1 | 0 | 1
1978-05-08 | 5 | 8 | 7:00 | 13.3 | 7 | 1 | 56 |  | 0 | 0 | 4.7252 | 4.7252 | 95% | 0.67761 | 46.3483 | 6.1064 | 3.3667 | 3.2859 | 0.0808 | 2.4% | 14.1703 | 0.6 | 0.6 | 0.6 | 41.04 | 5.407 | 2.9811 | 2.9811 | 0 | 0% | 974.25 | 46.3483 | 0 | 927.9017 | 974.25 | 41.04 | 0 | 933.21 | Winter | 0 | FALSE | 0 | 0 | 0 | 0 | 0 | 1 | 0 | 1
1978-05-08 | 5 | 8 | 8:00 | 15 | 8 | 1 | 59 |  | 0 | 0 | 7.6128 | 7.6128 | 95% | 1 | 68.4 | 9.0117 | 4.9685 | 4.8493 | 0.11924 | 2.4% | 14.7222 | 0.6 | 0.6 | 0.6 | 41.04 | 5.407 | 2.9811 | 2.9811 | 0 | 0% | 1012 | 68.4 | 0 | 943.6 | 1012 | 41.04 | 0 | 970.96 | Winter | 0 | FALSE | 0 | 0 | 0 | 0 | 0 | 0 | 1 | 1
1978-05-08 | 5 | 8 | 9:00 | 17.2 | 9 | 1 | 63 |  | 0 | 0 | 6.5627 | 6.5627 | 95% | 0.94112 | 64.3726 | 8.4811 | 4.676 | 4.5637 | 0.11222 | 2.4% | 15.9393 | 0.6 | 0.6 | 0.6 | 41.04 | 5.407 | 2.9811 | 2.9811 | 0 | 0% | 1095.25 | 64.3726 | 0 | 1030.8774 | 1095.25 | 41.04 | 0 | 1054.21 | Winter | 0 | FALSE | 0 | 0 | 0 | 0 | 0 | 1 | 0 | 1
1978-05-08 | 5 | 8 | 10:00 | 18.3 | 10 | 1 | 65 |  | 0 | 0 | 6.0377 | 6.0377 | 95% | 0.86583 | 59.2228 | 7.8026 | 4.3019 | 4.1986 | 0.10325 | 2.4% | 15.5519 | 0.6 | 0.6 | 0.6 | 41.04 | 5.407 | 2.9811 | 2.9811 | 0 | 0% | 1068.75 | 59.2228 | 0 | 1009.5272 | 1068.75 | 41.04 | 0 | 1027.71 | Winter | 0 | FALSE | 0 | 0 | 0 | 0 | 0 | 1 | 0 | 1
1978-05-08 | 5 | 8 | 11:00 | 18.9 | 11 | 1 | 66 |  | 0 | 0 | 5.2502 | 5.2502 | 95% | 0.7529 | 51.4981 | 6.7849 | 3.7408 | 3.651 | 0.089778 | 2.4% | 15.2156 | 0.6 | 0.6 | 0.6 | 41.04 | 5.407 | 2.9811 | 2.9811 | 0 | 0% | 1045.75 | 51.4981 | 0 | 994.2519 | 1045.75 | 41.04 | 0 | 1004.71 | Winter | 0 | FALSE | 0 | 0 | 0 | 0 | 0 | 1 | 0 | 1
1978-05-08 | 5 | 8 | 12:00 | 18.9 | 12 | 1 | 66 |  | 0 | 0 | 5.2502 | 5.2502 | 95% | 0.7529 | 51.4981 | 6.7849 | 3.7408 | 3.651 | 0.089778 | 2.4% | 15.1133 | 0.6 | 0.6 | 0.6 | 41.04 | 5.407 | 2.9811 | 2.9811 | 0 | 0% | 1038.75 | 51.4981 | 0 | 987.2519 | 1038.75 | 41.04 | 0 | 997.71 | Winter | 0 | FALSE | 0 | 0 | 0 | 0 | 0 | 1 | 0 | 1
1978-05-08 | 5 | 8 | 13:00 | 19.4 | 13 | 1 | 67 |  | 0 | 0 | 4.7252 | 4.7252 | 95% | 0.67761 | 46.3483 | 6.1064 | 3.3667 | 3.2859 | 0.0808 | 2.4% | 14.9708 | 0.6 | 0.6 | 0.6 | 41.04 | 5.407 | 2.9811 | 2.9811 | 0 | 0% | 1029 | 46.3483 | 0 | 982.6517 | 1029 | 41.04 | 0 | 987.96 | Winter | 0 | FALSE | 0 | 0 | 0 | 0 | 0 | 1 | 0 | 1
1978-05-08 | 5 | 8 | 14:00 | 19.4 | 14 | 1 | 67 |  | 0 | 0 | 3.9376 | 3.9376 | 95% | 0.56467 | 38.6235 | 5.0887 | 2.8056 | 2.7382 | 0.067334 | 2.4% | 14.9196 | 0.6 | 0.6 | 0.6 | 41.04 | 5.407 | 2.9811 | 2.9532 | 0.027867 | 0.9348% | 1025.5 | 38.6235 | 0 | 986.8765 | 1025.5 | 41.04 | 0 | 984.46 | Winter | 0 | FALSE | 0 | 0 | 0 | 0 | 0 | 1 | 0 | 1
1978-05-08 | 5 | 8 | 15:00 | 21.1 | 15 | 1 | 70 |  | 0 | 0 | 3.6751 | 3.6751 | 95% | 0.52703 | 36.0486 | 4.7494 | 2.6185 | 2.5557 | 0.062845 | 2.4% | 14.9671 | 0.6 | 0.6 | 0.6 | 41.04 | 5.407 | 2.9811 | 2.7564 | 0.22475 | 7.539% | 1028.75 | 36.0486 | 0 | 992.7014 | 1028.75 | 41.04 | 0 | 987.71 | Winter | 0 | FALSE | 0 | 0 | 0 | 0 | 0 | 1 | 0 | 1
1978-05-08 | 5 | 8 | 16:00 | 20.6 | 16 | 1 | 69 |  | 0 | 0 | 3.6751 | 3.6751 | 95% | 0.52703 | 36.0486 | 4.7494 | 2.6185 | 2.5557 | 0.062845 | 2.4% | 14.8355 | 0.6 | 0.6 | 0.6 | 41.04 | 5.407 | 2.9811 | 2.7564 | 0.22475 | 7.539% | 1019.75 | 36.0486 | 0 | 983.7014 | 1019.75 | 41.04 | 0 | 978.71 | Winter | 0 | FALSE | 0 | 0 | 0 | 0 | 0 | 1 | 0 | 1
1978-05-08 | 5 | 8 | 17:00 | 18.9 | 17 | 1 | 66 |  | 0 | 0 | 4.7252 | 4.7252 | 95% | 0.67761 | 46.3483 | 6.1064 | 3.3667 | 3.2859 | 0.0808 | 2.4% | 14.364 | 0.6 | 0.6 | 0.6 | 41.04 | 5.407 | 2.9811 | 2.9811 | 0 | 0% | 987.5 | 46.3483 | 0 | 941.1517 | 987.5 | 41.04 | 0 | 946.46 | Winter | 1 | FALSE | 1 | 46.3483 | 41.04 | 0 | 0 | 1 | 0 | 1
1978-05-08 | 5 | 8 | 18:00 | 16.7 | 18 | 1 | 62 |  | 0 | 0 | 6.0377 | 6.0377 | 95% | 0.86583 | 59.2228 | 7.8026 | 4.3019 | 4.1986 | 0.10325 | 2.4% | 13.2493 | 0.6 | 0.6 | 0.6 | 41.04 | 5.407 | 2.9811 | 2.9811 | 0 | 0% | 911.25 | 59.2228 | 0 | 852.0272 | 911.25 | 41.04 | 0 | 870.21 | Winter | 1 | FALSE | 1 | 59.2228 | 41.04 | 0 | 0 | 1 | 0 | 1
1978-05-08 | 5 | 8 | 19:00 | 15.6 | 19 | 1 | 60 |  | 0 | 0 | 6.5627 | 6.5627 | 95% | 0.94112 | 64.3726 | 8.4811 | 4.676 | 4.5637 | 0.11222 | 2.4% | 12.9496 | 0.6 | 0.6 | 0.6 | 41.04 | 5.407 | 2.9811 | 2.9811 | 0 | 0% | 890.75 | 64.3726 | 0 | 826.3774 | 890.75 | 41.04 | 0 | 849.71 | Winter | 0 | FALSE | 0 | 0 | 0 | 0 | 0 | 1 | 0 | 1
1978-05-08 | 5 | 8 | 20:00 | 14.4 | 20 | 1 | 58 |  | 0 | 0 | 5.7752 | 5.7752 | 95% | 0.82819 | 56.6479 | 7.4634 | 4.1148 | 4.0161 | 0.098756 | 2.4% | 9.3896 | 0.6 | 0.6 | 0.6 | 41.04 | 5.407 | 2.9811 | 2.9811 | 0 | 0% | 647.25 | 56.6479 | 0 | 590.6021 | 647.25 | 41.04 | 0 | 606.21 | Winter | 0 | FALSE | 0 | 0 | 0 | 0 | 0 | 1 | 0 | 1
1978-05-08 | 5 | 8 | 21:00 | 13.3 | 21 | 1 | 56 |  | 0 | 0 | 4.7252 | 4.7252 | 95% | 0.67761 | 46.3483 | 6.1064 | 3.3667 | 3.2859 | 0.0808 | 2.4% | 9.1338 | 0.6 | 0.6 | 0.6 | 41.04 | 5.407 | 2.9811 | 2.9811 | 0 | 0% | 629.75 | 46.3483 | 0 | 583.4017 | 629.75 | 41.04 | 0 | 588.71 | Winter | 0 | FALSE | 0 | 0 | 0 | 0 | 0 | 1 | 0 | 1
1978-05-08 | 5 | 8 | 22:00 | 13.3 | 22 | 1 | 56 |  | 0 | 0 | 4.2002 | 4.2002 | 95% | 0.60232 | 41.1985 | 5.4279 | 2.9926 | 2.9208 | 0.071823 | 2.4% | 8.8121 | 0.6 | 0.6 | 0.6 | 41.04 | 5.407 | 2.9811 | 2.9811 | 0 | 0% | 607.75 | 41.1985 | 0 | 566.5515 | 607.75 | 41.04 | 0 | 566.71 | Winter | 0 | FALSE | 0 | 0 | 0 | 0 | 0 | 1 | 0 | 1
1978-05-08 | 5 | 8 | 23:00 | 13.3 | 23 | 1 | 56 |  | 0 | 0 | 5.2502 | 5.2502 | 95% | 0.7529 | 51.4981 | 6.7849 | 3.7408 | 3.651 | 0.089778 | 2.4% | 8.8048 | 0.6 | 0.6 | 0.6 | 41.04 | 5.407 | 2.9811 | 2.9811 | 0 | 0% | 607.25 | 51.4981 | 0 | 555.7519 | 607.25 | 41.04 | 0 | 566.21 | Winter | 0 | FALSE | 0 | 0 | 0 | 0 | 0 | 1 | 0 | 1
1978-05-08 | 5 | 8 | 24:00 | 13.3 | 0 | 1 | 56 |  | 0 | 0 | 4.2002 | 4.2002 | 95% | 0.60232 | 41.1985 | 5.4279 | 2.9926 | 2.9208 | 0.071823 | 2.4% | 8.9803 | 0.6 | 0.6 | 0.6 | 41.04 | 5.407 | 2.9811 | 2.9811 | 0 | 0% | 619.25 | 41.1985 | 0 | 578.0515 | 619.25 | 41.04 | 0 | 578.21 | Winter | 0 | FALSE | 0 | 0 | 0 | 0 | 0 | 1 | 0 | 1
1978-05-09 | 5 | 9 | 1:00 | 13.9 | 1 | 1 | 57 |  | 0 | 0 | 3.9376 | 3.9376 | 95% | 0.56467 | 38.6235 | 5.0887 | 2.8056 | 2.7382 | 0.067334 | 2.4% | 8.7354 | 0.6 | 0.6 | 0.6 | 41.04 | 5.407 | 2.9811 | 2.9532 | 0.027867 | 0.9348% | 602.5 | 38.6235 | 0 | 563.8765 | 602.5 | 41.04 | 0 | 561.46 | Winter | 0 | FALSE | 0 | 0 | 0 | 0 | 0 | 1 | 0 | 1
1978-05-09 | 5 | 9 | 2:00 | 15 | 2 | 1 | 59 |  | 0 | 0 | 3.1501 | 3.1501 | 95% | 0 | 0 | 0 | 0 | 0 | 0 | 2.4% | 8.655 | 0.6 | 0.6 | 0.6 | 41.04 | 5.407 | 2.9811 | 2.3626 | 0.61851 | 20.75% | 597 | 0 | 0 | 597 | 597 | 41.04 | 0 | 555.96 | Winter | 0 | FALSE | 0 | 0 | 0 | 1 | 0 | 1 | 0 | 0
1978-05-09 | 5 | 9 | 3:00 | 15.6 | 3 | 1 | 60 |  | 0 | 0 | 3.4126 | 3.4126 | 95% | 0 | 0 | 0 | 0 | 0 | 0 | 2.4% | 8.6879 | 0.6 | 0.6 | 0.6 | 41.04 | 5.407 | 2.9811 | 2.5595 | 0.42163 | 14.14% | 599.25 | 0 | 0 | 599.25 | 599.25 | 41.04 | 0 | 558.21 | Winter | 0 | FALSE | 0 | 0 | 0 | 1 | 0 | 1 | 0 | 0
1978-05-09 | 5 | 9 | 4:00 | 13.9 | 4 | 1 | 57 |  | 0 | 0 | 3.1501 | 3.1501 | 95% | 0 | 0 | 0 | 0 | 0 | 0 | 2.4% | 8.9401 | 0.6 | 0.6 | 0.6 | 41.04 | 5.407 | 2.9811 | 2.3626 | 0.61851 | 20.75% | 616.5 | 0 | 0 | 616.5 | 616.5 | 41.04 | 0 | 575.46 | Winter | 0 | FALSE | 0 | 0 | 0 | 1 | 0 | 1 | 0 | 0
1978-05-09 | 5 | 9 | 5:00 | 13.3 | 5 | 1 | 56 |  | 0 | 0 | 3.1501 | 3.1501 | 95% | 0 | 0 | 0 | 0 | 0 | 0 | 2.4% | 8.8085 | 0.6 | 0.6 | 0.6 | 41.04 | 5.407 | 2.9811 | 2.3626 | 0.61851 | 20.75% | 607.5 | 0 | 0 | 607.5 | 607.5 | 41.04 | 0 | 566.46 | Winter | 0 | FALSE | 0 | 0 | 0 | 1 | 0 | 1 | 0 | 0
1978-05-09 | 5 | 9 | 6:00 | 13.3 | 6 | 1 | 56 |  | 0 | 0 | 3.9376 | 3.9376 | 95% | 0.56467 | 38.6235 | 5.0887 | 2.8056 | 2.7382 | 0.067334 | 2.4% | 9.1265 | 0.6 | 0.6 | 0.6 | 41.04 | 5.407 | 2.9811 | 2.9532 | 0.027867 | 0.9348% | 629.25 | 38.6235 | 0 | 590.6265 | 629.25 | 41.04 | 0 | 588.21 | Winter | 0 | FALSE | 0 | 0 | 0 | 0 | 0 | 1 | 0 | 1
1978-05-09 | 5 | 9 | 7:00 | 13.9 | 7 | 1 | 57 |  | 0 | 0 | 4.7252 | 4.7252 | 95% | 0.67761 | 46.3483 | 6.1064 | 3.3667 | 3.2859 | 0.0808 | 2.4% | 9.1228 | 0.6 | 0.6 | 0.6 | 41.04 | 5.407 | 2.9811 | 2.9811 | 0 | 0% | 629 | 46.3483 | 0 | 582.6517 | 629 | 41.04 | 0 | 587.96 | Winter | 0 | FALSE | 0 | 0 | 0 | 0 | 0 | 1 | 0 | 1
1978-05-09 | 5 | 9 | 8:00 | 14.4 | 8 | 1 | 58 |  | 0 | 0 | 7.6128 | 7.6128 | 95% | 1 | 68.4 | 9.0117 | 4.9685 | 4.8493 | 0.11924 | 2.4% | 9.3019 | 0.6 | 0.6 | 0.6 | 41.04 | 5.407 | 2.9811 | 2.9811 | 0 | 0% | 641.25 | 68.4 | 0 | 572.85 | 641.25 | 41.04 | 0 | 600.21 | Winter | 0 | FALSE | 0 | 0 | 0 | 0 | 0 | 0 | 1 | 1
1978-05-09 | 5 | 9 | 9:00 | 15 | 9 | 1 | 59 |  | 0 | 0 | 6.5627 | 6.5627 | 95% | 0.94112 | 64.3726 | 8.4811 | 4.676 | 4.5637 | 0.11222 | 2.4% | 12.8034 | 0.6 | 0.6 | 0.6 | 41.04 | 5.407 | 2.9811 | 2.9811 | 0 | 0% | 880.75 | 64.3726 | 0 | 816.3774 | 880.75 | 41.04 | 0 | 839.71 | Winter | 0 | FALSE | 0 | 0 | 0 | 0 | 0 | 1 | 0 | 1
1978-05-09 | 5 | 9 | 10:00 | 15.6 | 10 | 1 | 60 |  | 0 | 0 | 6.0377 | 6.0377 | 95% | 0.86583 | 59.2228 | 7.8026 | 4.3019 | 4.1986 | 0.10325 | 2.4% | 14.2215 | 0.6 | 0.6 | 0.6 | 41.04 | 5.407 | 2.9811 | 2.9811 | 0 | 0% | 977.75 | 59.2228 | 0 | 918.5272 | 977.75 | 41.04 | 0 | 936.71 | Winter | 0 | FALSE | 0 | 0 | 0 | 0 | 0 | 1 | 0 | 1
1978-05-09 | 5 | 9 | 11:00 | 15 | 11 | 1 | 59 |  | 0 | 0 | 5.2502 | 5.2502 | 95% | 0.7529 | 51.4981 | 6.7849 | 3.7408 | 3.651 | 0.089778 | 2.4% | 14.1374 | 0.6 | 0.6 | 0.6 | 41.04 | 5.407 | 2.9811 | 2.9811 | 0 | 0% | 972 | 51.4981 | 0 | 920.5019 | 972 | 41.04 | 0 | 930.96 | Winter | 0 | FALSE | 0 | 0 | 0 | 0 | 0 | 1 | 0 | 1
1978-05-09 | 5 | 9 | 12:00 | 15.6 | 12 | 1 | 60 |  | 0 | 0 | 5.2502 | 5.2502 | 95% | 0.7529 | 51.4981 | 6.7849 | 3.7408 | 3.651 | 0.089778 | 2.4% | 14.7515 | 0.6 | 0.6 | 0.6 | 41.04 | 5.407 | 2.9811 | 2.9811 | 0 | 0% | 1014 | 51.4981 | 0 | 962.5019 | 1014 | 41.04 | 0 | 972.96 | Winter | 0 | FALSE | 0 | 0 | 0 | 0 | 0 | 1 | 0 | 1
1978-05-09 | 5 | 9 | 13:00 | 15.6 | 13 | 1 | 60 |  | 0 | 0 | 4.7252 | 4.7252 | 95% | 0.67761 | 46.3483 | 6.1064 | 3.3667 | 3.2859 | 0.0808 | 2.4% | 14.4773 | 0.6 | 0.6 | 0.6 | 41.04 | 5.407 | 2.9811 | 2.9811 | 0 | 0% | 995.25 | 46.3483 | 0 | 948.9017 | 995.25 | 41.04 | 0 | 954.21 | Winter | 0 | FALSE | 0 | 0 | 0 | 0 | 0 | 1 | 0 | 1
1978-05-09 | 5 | 9 | 14:00 | 16.1 | 14 | 1 | 61 |  | 0 | 0 | 3.9376 | 3.9376 | 95% | 0.56467 | 38.6235 | 5.0887 | 2.8056 | 2.7382 | 0.067334 | 2.4% | 14.2836 | 0.6 | 0.6 | 0.6 | 41.04 | 5.407 | 2.9811 | 2.9532 | 0.027867 | 0.9348% | 982 | 38.6235 | 0 | 943.3765 | 982 | 41.04 | 0 | 940.96 | Winter | 0 | FALSE | 0 | 0 | 0 | 0 | 0 | 1 | 0 | 1
1978-05-09 | 5 | 9 | 15:00 | 15.6 | 15 | 1 | 60 |  | 0 | 0 | 3.6751 | 3.6751 | 95% | 0.52703 | 36.0486 | 4.7494 | 2.6185 | 2.5557 | 0.062845 | 2.4% | 14.1594 | 0.6 | 0.6 | 0.6 | 41.04 | 5.407 | 2.9811 | 2.7564 | 0.22475 | 7.539% | 973.5 | 36.0486 | 0 | 937.4514 | 973.5 | 41.04 | 0 | 932.46 | Winter | 0 | FALSE | 0 | 0 | 0 | 0 | 0 | 1 | 0 | 1
1978-05-09 | 5 | 9 | 16:00 | 15.6 | 16 | 1 | 60 |  | 0 | 0 | 3.6751 | 3.6751 | 95% | 0.52703 | 36.0486 | 4.7494 | 2.6185 | 2.5557 | 0.062845 | 2.4% | 14.0607 | 0.6 | 0.6 | 0.6 | 41.04 | 5.407 | 2.9811 | 2.7564 | 0.22475 | 7.539% | 966.75 | 36.0486 | 0 | 930.7014 | 966.75 | 41.04 | 0 | 925.71 | Winter | 0 | FALSE | 0 | 0 | 0 | 0 | 0 | 1 | 0 | 1
1978-05-09 | 5 | 9 | 17:00 | 15.6 | 17 | 1 | 60 |  | 0 | 0 | 4.7252 | 4.7252 | 95% | 0.67761 | 46.3483 | 6.1064 | 3.3667 | 3.2859 | 0.0808 | 2.4% | 14.9927 | 0.6 | 0.6 | 0.6 | 41.04 | 5.407 | 2.9811 | 2.9811 | 0 | 0% | 1030.5 | 46.3483 | 0 | 984.1517 | 1030.5 | 41.04 | 0 | 989.46 | Winter | 1 | FALSE | 1 | 46.3483 | 41.04 | 0 | 0 | 1 | 0 | 1
1978-05-09 | 5 | 9 | 18:00 | 15 | 18 | 1 | 59 |  | 0 | 0 | 6.0377 | 6.0377 | 95% | 0.86583 | 59.2228 | 7.8026 | 4.3019 | 4.1986 | 0.10325 | 2.4% | 14.8063 | 0.6 | 0.6 | 0.6 | 41.04 | 5.407 | 2.9811 | 2.9811 | 0 | 0% | 1017.75 | 59.2228 | 0 | 958.5272 | 1017.75 | 41.04 | 0 | 976.71 | Winter | 1 | FALSE | 1 | 59.2228 | 41.04 | 0 | 0 | 1 | 0 | 1
1978-05-09 | 5 | 9 | 19:00 | 14.4 | 19 | 1 | 58 |  | 0 | 0 | 6.5627 | 6.5627 | 95% | 0.94112 | 64.3726 | 8.4811 | 4.676 | 4.5637 | 0.11222 | 2.4% | 14.7734 | 0.6 | 0.6 | 0.6 | 41.04 | 5.407 | 2.9811 | 2.9811 | 0 | 0% | 1015.5 | 64.3726 | 0 | 951.1274 | 1015.5 | 41.04 | 0 | 974.46 | Winter | 0 | FALSE | 0 | 0 | 0 | 0 | 0 | 1 | 0 | 1
1978-05-09 | 5 | 9 | 20:00 | 14.4 | 20 | 1 | 58 |  | 0 | 0 | 5.7752 | 5.7752 | 95% | 0.82819 | 56.6479 | 7.4634 | 4.1148 | 4.0161 | 0.098756 | 2.4% | 14.068 | 0.6 | 0.6 | 0.6 | 41.04 | 5.407 | 2.9811 | 2.9811 | 0 | 0% | 967.25 | 56.6479 | 0 | 910.6021 | 967.25 | 41.04 | 0 | 926.21 | Winter | 0 | FALSE | 0 | 0 | 0 | 0 | 0 | 1 | 0 | 1
1978-05-09 | 5 | 9 | 21:00 | 13.9 | 21 | 1 | 57 |  | 0 | 0 | 4.7252 | 4.7252 | 95% | 0.67761 | 46.3483 | 6.1064 | 3.3667 | 3.2859 | 0.0808 | 2.4% | 14.1118 | 0.6 | 0.6 | 0.6 | 41.04 | 5.407 | 2.9811 | 2.9811 | 0 | 0% | 970.25 | 46.3483 | 0 | 923.9017 | 970.25 | 41.04 | 0 | 929.21 | Winter | 0 | FALSE | 0 | 0 | 0 | 0 | 0 | 1 | 0 | 1
1978-05-09 | 5 | 9 | 22:00 | 14.4 | 22 | 1 | 58 |  | 0 | 0 | 4.2002 | 4.2002 | 95% | 0.60232 | 41.1985 | 5.4279 | 2.9926 | 2.9208 | 0.071823 | 2.4% | 13.7427 | 0.6 | 0.6 | 0.6 | 41.04 | 5.407 | 2.9811 | 2.9811 | 0 | 0% | 945 | 41.1985 | 0 | 903.8015 | 945 | 41.04 | 0 | 903.96 | Winter | 0 | FALSE | 0 | 0 | 0 | 0 | 0 | 1 | 0 | 1
1978-05-09 | 5 | 9 | 23:00 | 15 | 23 | 1 | 59 |  | 0 | 0 | 5.2502 | 5.2502 | 95% | 0.7529 | 51.4981 | 6.7849 | 3.7408 | 3.651 | 0.089778 | 2.4% | 13.5599 | 0.6 | 0.6 | 0.6 | 41.04 | 5.407 | 2.9811 | 2.9811 | 0 | 0% | 932.5 | 51.4981 | 0 | 881.0019 | 932.5 | 41.04 | 0 | 891.46 | Winter | 0 | FALSE | 0 | 0 | 0 | 0 | 0 | 1 | 0 | 1
1978-05-09 | 5 | 9 | 24:00 | 14.4 | 0 | 1 | 58 |  | 0 | 0 | 4.2002 | 4.2002 | 95% | 0.60232 | 41.1985 | 5.4279 | 2.9926 | 2.9208 | 0.071823 | 2.4% | 13.6586 | 0.6 | 0.6 | 0.6 | 41.04 | 5.407 | 2.9811 | 2.9811 | 0 | 0% | 939.25 | 41.1985 | 0 | 898.0515 | 939.25 | 41.04 | 0 | 898.21 | Winter | 0 | FALSE | 0 | 0 | 0 | 0 | 0 | 1 | 0 | 1
1978-05-10 | 5 | 10 | 1:00 | 14.4 | 1 | 2 | 58 |  | 0 | 0 | 3.9376 | 3.9376 | 95% | 0.56467 | 38.6235 | 5.0887 | 2.8056 | 2.7382 | 0.067334 | 2.4% | 13.6075 | 0.6 | 0.6 | 0.6 | 41.04 | 5.407 | 2.9811 | 2.9532 | 0.027867 | 0.9348% | 935.75 | 38.6235 | 0 | 897.1265 | 935.75 | 41.04 | 0 | 894.71 | Winter | 0 | 0 | 0 | 0 | 0 | 0 | 0 | 1 | 0 | 1
1978-05-10 | 5 | 10 | 2:00 | 14.4 | 2 | 2 | 58 |  | 0 | 0 | 3.1501 | 3.1501 | 95% | 0 | 0 | 0 | 0 | 0 | 0 | 2.4% | 13.6513 | 0.6 | 0.6 | 0.6 | 41.04 | 5.407 | 2.9811 | 2.3626 | 0.61851 | 20.75% | 938.75 | 0 | 0 | 938.75 | 938.75 | 41.04 | 0 | 897.71 | Winter | 0 | 0 | 0 | 0 | 0 | 1 | 0 | 1 | 0 | 0
1978-05-10 | 5 | 10 | 3:00 | 13.3 | 3 | 2 | 56 |  | 0 | 0 | 3.4126 | 3.4126 | 95% | 0 | 0 | 0 | 0 | 0 | 0 | 2.4% | 13.4028 | 0.6 | 0.6 | 0.6 | 41.04 | 5.407 | 2.9811 | 2.5595 | 0.42163 | 14.14% | 921.75 | 0 | 0 | 921.75 | 921.75 | 41.04 | 0 | 880.71 | Winter | 0 | 0 | 0 | 0 | 0 | 1 | 0 | 1 | 0 | 0
1978-05-10 | 5 | 10 | 4:00 | 12.8 | 4 | 2 | 55 |  | 0 | 0 | 3.1501 | 3.1501 | 95% | 0 | 0 | 0 | 0 | 0 | 0 | 2.4% | 13.9401 | 0.6 | 0.6 | 0.6 | 41.04 | 5.407 | 2.9811 | 2.3626 | 0.61851 | 20.75% | 958.5 | 0 | 0 | 958.5 | 958.5 | 41.04 | 0 | 917.46 | Winter | 0 | 0 | 0 | 0 | 0 | 1 | 0 | 1 | 0 | 0
1978-05-10 | 5 | 10 | 5:00 | 13.3 | 5 | 2 | 56 |  | 0 | 0 | 3.1501 | 3.1501 | 95% | 0 | 0 | 0 | 0 | 0 | 0 | 2.4% | 13.7427 | 0.6 | 0.6 | 0.6 | 41.04 | 5.407 | 2.9811 | 2.3626 | 0.61851 | 20.75% | 945 | 0 | 0 | 945 | 945 | 41.04 | 0 | 903.96 | Winter | 0 | 0 | 0 | 0 | 0 | 1 | 0 | 1 | 0 | 0
1978-05-10 | 5 | 10 | 6:00 | 14.4 | 6 | 2 | 58 |  | 0 | 0 | 3.9376 | 3.9376 | 95% | 0.56467 | 38.6235 | 5.0887 | 2.8056 | 2.7382 | 0.067334 | 2.4% | 14.3311 | 0.6 | 0.6 | 0.6 | 41.04 | 5.407 | 2.9811 | 2.9532 | 0.027867 | 0.9348% | 985.25 | 38.6235 | 0 | 946.6265 | 985.25 | 41.04 | 0 | 944.21 | Winter | 0 | 0 | 0 | 0 | 0 | 0 | 0 | 1 | 0 | 1
1978-05-10 | 5 | 10 | 7:00 | 16.1 | 7 | 2 | 61 |  | 0 | 0 | 4.7252 | 4.7252 | 95% | 0.67761 | 46.3483 | 6.1064 | 3.3667 | 3.2859 | 0.0808 | 2.4% | 14.7222 | 0.6 | 0.6 | 0.6 | 41.04 | 5.407 | 2.9811 | 2.9811 | 0 | 0% | 1012 | 46.3483 | 0 | 965.6517 | 1012 | 41.04 | 0 | 970.96 | Winter | 0 | 0 | 0 | 0 | 0 | 0 | 0 | 1 | 0 | 1
1978-05-10 | 5 | 10 | 8:00 | 17.2 | 8 | 2 | 63 |  | 0 | 0 | 7.6128 | 7.6128 | 95% | 1 | 68.4 | 9.0117 | 4.9685 | 4.8493 | 0.11924 | 2.4% | 14.9635 | 0.6 | 0.6 | 0.6 | 41.04 | 5.407 | 2.9811 | 2.9811 | 0 | 0% | 1028.5 | 68.4 | 0 | 960.1 | 1028.5 | 41.04 | 0 | 987.46 | Winter | 0 | 0 | 0 | 0 | 0 | 0 | 0 | 0 | 1 | 1
1978-05-10 | 5 | 10 | 9:00 | 18.3 | 9 | 2 | 65 |  | 0 | 0 | 6.5627 | 6.5627 | 95% | 0.94112 | 64.3726 | 8.4811 | 4.676 | 4.5637 | 0.11222 | 2.4% | 15.614 | 0.6 | 0.6 | 0.6 | 41.04 | 5.407 | 2.9811 | 2.9811 | 0 | 0% | 1073 | 64.3726 | 0 | 1008.6274 | 1073 | 41.04 | 0 | 1031.96 | Winter | 0 | 0 | 0 | 0 | 0 | 0 | 0 | 1 | 0 | 1
1978-05-10 | 5 | 10 | 10:00 | 18.9 | 10 | 2 | 66 |  | 0 | 0 | 6.0377 | 6.0377 | 95% | 0.86583 | 59.2228 | 7.8026 | 4.3019 | 4.1986 | 0.10325 | 2.4% | 15.9211 | 0.6 | 0.6 | 0.6 | 41.04 | 5.407 | 2.9811 | 2.9811 | 0 | 0% | 1094 | 59.2228 | 0 | 1034.7772 | 1094 | 41.04 | 0 | 1052.96 | Winter | 0 | 0 | 0 | 0 | 0 | 0 | 0 | 1 | 0 | 1
1978-05-10 | 5 | 10 | 11:00 | 19.4 | 11 | 2 | 67 |  | 0 | 0 | 5.2502 | 5.2502 | 95% | 0.7529 | 51.4981 | 6.7849 | 3.7408 | 3.651 | 0.089778 | 2.4% | 16.1988 | 0.6 | 0.6 | 0.6 | 41.04 | 5.407 | 2.9811 | 2.9811 | 0 | 0% | 1113 | 51.4981 | 0 | 1061.5019 | 1113 | 41.04 | 0 | 1071.96 | Winter | 0 | 0 | 0 | 0 | 0 | 0 | 0 | 1 | 0 | 1
1978-05-10 | 5 | 10 | 12:00 | 19.4 | 12 | 2 | 67 |  | 0 | 0 | 5.2502 | 5.2502 | 95% | 0.7529 | 51.4981 | 6.7849 | 3.7408 | 3.651 | 0.089778 | 2.4% | 16.3633 | 0.6 | 0.6 | 0.6 | 41.04 | 5.407 | 2.9811 | 2.9811 | 0 | 0% | 1124.25 | 51.4981 | 0 | 1072.7519 | 1124.25 | 41.04 | 0 | 1083.21 | Winter | 0 | 0 | 0 | 0 | 0 | 0 | 0 | 1 | 0 | 1
1978-05-10 | 5 | 10 | 13:00 | 20.6 | 13 | 2 | 69 |  | 0 | 0 | 4.7252 | 4.7252 | 95% | 0.67761 | 46.3483 | 6.1064 | 3.3667 | 3.2859 | 0.0808 | 2.4% | 16.5461 | 0.6 | 0.6 | 0.6 | 41.04 | 5.407 | 2.9811 | 2.9811 | 0 | 0% | 1136.75 | 46.3483 | 0 | 1090.4017 | 1136.75 | 41.04 | 0 | 1095.71 | Winter | 0 | 0 | 0 | 0 | 0 | 0 | 0 | 1 | 0 | 1
1978-05-10 | 5 | 10 | 14:00 | 20 | 14 | 2 | 68 |  | 0 | 0 | 3.9376 | 3.9376 | 95% | 0.56467 | 38.6235 | 5.0887 | 2.8056 | 2.7382 | 0.067334 | 2.4% | 16.6228 | 0.6 | 0.6 | 0.6 | 41.04 | 5.407 | 2.9811 | 2.9532 | 0.027867 | 0.9348% | 1142 | 38.6235 | 0 | 1103.3765 | 1142 | 41.04 | 0 | 1100.96 | Winter | 0 | 0 | 0 | 0 | 0 | 0 | 0 | 1 | 0 | 1
1978-05-10 | 5 | 10 | 15:00 | 20.6 | 15 | 2 | 69 |  | 0 | 0 | 3.6751 | 3.6751 | 95% | 0.52703 | 36.0486 | 4.7494 | 2.6185 | 2.5557 | 0.062845 | 2.4% | 16.3706 | 0.6 | 0.6 | 0.6 | 41.04 | 5.407 | 2.9811 | 2.7564 | 0.22475 | 7.539% | 1124.75 | 36.0486 | 0 | 1088.7014 | 1124.75 | 41.04 | 0 | 1083.71 | Winter | 0 | 0 | 0 | 0 | 0 | 0 | 0 | 1 | 0 | 1
1978-05-10 | 5 | 10 | 16:00 | 20.6 | 16 | 2 | 69 |  | 0 | 0 | 3.6751 | 3.6751 | 95% | 0.52703 | 36.0486 | 4.7494 | 2.6185 | 2.5557 | 0.062845 | 2.4% | 16.3596 | 0.6 | 0.6 | 0.6 | 41.04 | 5.407 | 2.9811 | 2.7564 | 0.22475 | 7.539% | 1124 | 36.0486 | 0 | 1087.9514 | 1124 | 41.04 | 0 | 1082.96 | Winter | 0 | 0 | 0 | 0 | 0 | 0 | 0 | 1 | 0 | 1
1978-05-10 | 5 | 10 | 17:00 | 20 | 17 | 2 | 68 |  | 0 | 0 | 4.7252 | 4.7252 | 95% | 0.67761 | 46.3483 | 6.1064 | 3.3667 | 3.2859 | 0.0808 | 2.4% | 16.1696 | 0.6 | 0.6 | 0.6 | 41.04 | 5.407 | 2.9811 | 2.9811 | 0 | 0% | 1111 | 46.3483 | 0 | 1064.6517 | 1111 | 41.04 | 0 | 1069.96 | Winter | 0 | 0 | 0 | 0 | 0 | 0 | 0 | 1 | 0 | 1
1978-05-10 | 5 | 10 | 18:00 | 18.3 | 18 | 2 | 65 |  | 0 | 0 | 6.0377 | 6.0377 | 95% | 0.86583 | 59.2228 | 7.8026 | 4.3019 | 4.1986 | 0.10325 | 2.4% | 15.6652 | 0.6 | 0.6 | 0.6 | 41.04 | 5.407 | 2.9811 | 2.9811 | 0 | 0% | 1076.5 | 59.2228 | 0 | 1017.2772 | 1076.5 | 41.04 | 0 | 1035.46 | Winter | 0 | 0 | 0 | 0 | 0 | 0 | 0 | 1 | 0 | 1
1978-05-10 | 5 | 10 | 19:00 | 17.8 | 19 | 2 | 64 |  | 0 | 0 | 6.5627 | 6.5627 | 95% | 0.94112 | 64.3726 | 8.4811 | 4.676 | 4.5637 | 0.11222 | 2.4% | 15.5702 | 0.6 | 0.6 | 0.6 | 41.04 | 5.407 | 2.9811 | 2.9811 | 0 | 0% | 1070 | 64.3726 | 0 | 1005.6274 | 1070 | 41.04 | 0 | 1028.96 | Winter | 0 | 0 | 0 | 0 | 0 | 0 | 0 | 1 | 0 | 1
1978-05-10 | 5 | 10 | 20:00 | 16.7 | 20 | 2 | 62 |  | 0 | 0 | 5.7752 | 5.7752 | 95% | 0.82819 | 56.6479 | 7.4634 | 4.1148 | 4.0161 | 0.098756 | 2.4% | 16.0746 | 0.6 | 0.6 | 0.6 | 41.04 | 5.407 | 2.9811 | 2.9811 | 0 | 0% | 1104.5 | 56.6479 | 0 | 1047.8521 | 1104.5 | 41.04 | 0 | 1063.46 | Winter | 0 | 0 | 0 | 0 | 0 | 0 | 0 | 1 | 0 | 1
1978-05-10 | 5 | 10 | 21:00 | 15.6 | 21 | 2 | 60 |  | 0 | 0 | 4.7252 | 4.7252 | 95% | 0.67761 | 46.3483 | 6.1064 | 3.3667 | 3.2859 | 0.0808 | 2.4% | 15.6506 | 0.6 | 0.6 | 0.6 | 41.04 | 5.407 | 2.9811 | 2.9811 | 0 | 0% | 1075.5 | 46.3483 | 0 | 1029.1517 | 1075.5 | 41.04 | 0 | 1034.46 | Winter | 0 | 0 | 0 | 0 | 0 | 0 | 0 | 1 | 0 | 1
1978-05-10 | 5 | 10 | 22:00 | 15 | 22 | 2 | 59 |  | 0 | 0 | 4.2002 | 4.2002 | 95% | 0.60232 | 41.1985 | 5.4279 | 2.9926 | 2.9208 | 0.071823 | 2.4% | 15.3143 | 0.6 | 0.6 | 0.6 | 41.04 | 5.407 | 2.9811 | 2.9811 | 0 | 0% | 1052.5 | 41.1985 | 0 | 1011.3015 | 1052.5 | 41.04 | 0 | 1011.46 | Winter | 0 | 0 | 0 | 0 | 0 | 0 | 0 | 1 | 0 | 1
1978-05-10 | 5 | 10 | 23:00 | 14.4 | 23 | 2 | 58 |  | 0 | 0 | 5.2502 | 5.2502 | 95% | 0.7529 | 51.4981 | 6.7849 | 3.7408 | 3.651 | 0.089778 | 2.4% | 15.2595 | 0.6 | 0.6 | 0.6 | 41.04 | 5.407 | 2.9811 | 2.9811 | 0 | 0% | 1048.75 | 51.4981 | 0 | 997.2519 | 1048.75 | 41.04 | 0 | 1007.71 | Winter | 0 | 0 | 0 | 0 | 0 | 0 | 0 | 1 | 0 | 1
1978-05-10 | 5 | 10 | 24:00 | 14.4 | 0 | 2 | 58 |  | 0 | 0 | 4.2002 | 4.2002 | 95% | 0.60232 | 41.1985 | 5.4279 | 2.9926 | 2.9208 | 0.071823 | 2.4% | 15.1681 | 0.6 | 0.6 | 0.6 | 41.04 | 5.407 | 2.9811 | 2.9811 | 0 | 0% | 1042.5 | 41.1985 | 0 | 1001.3015 | 1042.5 | 41.04 | 0 | 1001.46 | Winter | 0 | 0 | 0 | 0 | 0 | 0 | 0 | 1 | 0 | 1
1978-05-11 | 5 | 11 | 1:00 | 13.3 | 1 | 2 | 56 |  | 0 | 0 | 3.9376 | 3.9376 | 95% | 0.56467 | 38.6235 | 5.0887 | 2.8056 | 2.7382 | 0.067334 | 2.4% | 14.9927 | 0.6 | 0.6 | 0.6 | 41.04 | 5.407 | 2.9811 | 2.9532 | 0.027867 | 0.9348% | 1030.5 | 38.6235 | 0 | 991.8765 | 1030.5 | 41.04 | 0 | 989.46 | Winter | 0 | 0 | 0 | 0 | 0 | 0 | 0 | 1 | 0 | 1
1978-05-11 | 5 | 11 | 2:00 | 13.3 | 2 | 2 | 56 |  | 0 | 0 | 3.1501 | 3.1501 | 95% | 0 | 0 | 0 | 0 | 0 | 0 | 2.4% | 14.7661 | 0.6 | 0.6 | 0.6 | 41.04 | 5.407 | 2.9811 | 2.3626 | 0.61851 | 20.75% | 1015 | 0 | 0 | 1015 | 1015 | 41.04 | 0 | 973.96 | Winter | 0 | 0 | 0 | 0 | 0 | 1 | 0 | 1 | 0 | 0
1978-05-11 | 5 | 11 | 3:00 | 12.8 | 3 | 2 | 55 |  | 0 | 0 | 3.4126 | 3.4126 | 95% | 0 | 0 | 0 | 0 | 0 | 0 | 2.4% | 14.576 | 0.6 | 0.6 | 0.6 | 41.04 | 5.407 | 2.9811 | 2.5595 | 0.42163 | 14.14% | 1002 | 0 | 0 | 1002 | 1002 | 41.04 | 0 | 960.96 | Winter | 0 | 0 | 0 | 0 | 0 | 1 | 0 | 1 | 0 | 0
1978-05-11 | 5 | 11 | 4:00 | 12.2 | 4 | 2 | 54 |  | 1 | 0.68175 | 3.1501 | 3.8319 | 95% | 0.5495 | 37.586 | 4.952 | 2.7302 | 2.6647 | 0.065525 | 2.4% | 15.1901 | 0.6 | 0.6 | 0.6 | 41.04 | 5.407 | 2.9811 | 2.8739 | 0.1072 | 3.596% | 1044 | 37.586 | 0 | 1006.414 | 1044 | 41.04 | 0 | 1002.96 | Winter | 0 | 0 | 0 | 0 | 0 | 0 | 0 | 1 | 0 | 1
1978-05-11 | 5 | 11 | 5:00 | 11.7 | 5 | 2 | 53 |  | 2 | 1.3635 | 3.1501 | 4.5136 | 95% | 0.64727 | 44.2731 | 5.833 | 3.216 | 3.1388 | 0.077183 | 2.4% | 14.6272 | 0.6 | 0.6 | 0.6 | 41.04 | 5.407 | 2.9811 | 2.9811 | 0 | 0% | 1005.5 | 44.2731 | 0 | 961.2269 | 1005.5 | 41.04 | 0 | 964.46 | Winter | 0 | 0 | 0 | 0 | 0 | 0 | 0 | 1 | 0 | 1
1978-05-11 | 5 | 11 | 6:00 | 12.8 | 6 | 2 | 55 |  | 0 | 0 | 3.9376 | 3.9376 | 95% | 0.56467 | 38.6235 | 5.0887 | 2.8056 | 2.7382 | 0.067334 | 2.4% | 15.7675 | 0.6 | 0.6 | 0.6 | 41.04 | 5.407 | 2.9811 | 2.9532 | 0.027867 | 0.9348% | 1083.5 | 38.6235 | 0 | 1044.8765 | 1083.5 | 41.04 | 0 | 1042.46 | Winter | 0 | 0 | 0 | 0 | 0 | 0 | 0 | 1 | 0 | 1
1978-05-11 | 5 | 11 | 7:00 | 13.9 | 7 | 2 | 57 |  | 0 | 0 | 4.7252 | 4.7252 | 95% | 0.67761 | 46.3483 | 6.1064 | 3.3667 | 3.2859 | 0.0808 | 2.4% | 17.1711 | 0.6 | 0.6 | 0.6 | 41.04 | 5.407 | 2.9811 | 2.9811 | 0 | 0% | 1179.5 | 46.3483 | 0 | 1133.1517 | 1179.5 | 41.04 | 0 | 1138.46 | Winter | 0 | 0 | 0 | 0 | 0 | 0 | 0 | 1 | 0 | 1
1978-05-11 | 5 | 11 | 8:00 | 15 | 8 | 2 | 59 |  | 0 | 0 | 7.6128 | 7.6128 | 95% | 1 | 68.4 | 9.0117 | 4.9685 | 4.8493 | 0.11924 | 2.4% | 18.1213 | 0.6 | 0.6 | 0.6 | 41.04 | 5.407 | 2.9811 | 2.9811 | 0 | 0% | 1244.5 | 68.4 | 0 | 1176.1 | 1244.5 | 41.04 | 0 | 1203.46 | Winter | 0 | 0 | 0 | 0 | 0 | 0 | 0 | 0 | 1 | 1
1978-05-11 | 5 | 11 | 9:00 | 15.6 | 9 | 2 | 60 |  | 0 | 0 | 6.5627 | 6.5627 | 95% | 0.94112 | 64.3726 | 8.4811 | 4.676 | 4.5637 | 0.11222 | 2.4% | 19.0314 | 0.6 | 0.6 | 0.6 | 41.04 | 5.407 | 2.9811 | 2.9811 | 0 | 0% | 1306.75 | 64.3726 | 0 | 1242.3774 | 1306.75 | 41.04 | 0 | 1265.71 | Winter | 0 | 0 | 0 | 0 | 0 | 0 | 0 | 1 | 0 | 1
1978-05-11 | 5 | 11 | 10:00 | 16.7 | 10 | 2 | 62 |  | 0 | 0 | 6.0377 | 6.0377 | 95% | 0.86583 | 59.2228 | 7.8026 | 4.3019 | 4.1986 | 0.10325 | 2.4% | 19.8209 | 0.6 | 0.6 | 0.6 | 41.04 | 5.407 | 2.9811 | 2.9811 | 0 | 0% | 1360.75 | 59.2228 | 0 | 1301.5272 | 1360.75 | 41.04 | 0 | 1319.71 | Winter | 0 | 0 | 0 | 0 | 0 | 0 | 0 | 1 | 0 | 1
1978-05-11 | 5 | 11 | 11:00 | 15.6 | 11 | 2 | 60 |  | 0 | 0 | 5.2502 | 5.2502 | 95% | 0.7529 | 51.4981 | 6.7849 | 3.7408 | 3.651 | 0.089778 | 2.4% | 19.1301 | 0.6 | 0.6 | 0.6 | 41.04 | 5.407 | 2.9811 | 2.9811 | 0 | 0% | 1313.5 | 51.4981 | 0 | 1262.0019 | 1313.5 | 41.04 | 0 | 1272.46 | Winter | 0 | 0 | 0 | 0 | 0 | 0 | 0 | 1 | 0 | 1
1978-05-11 | 5 | 11 | 12:00 | 15.6 | 12 | 2 | 60 |  | 0 | 0 | 5.2502 | 5.2502 | 95% | 0.7529 | 51.4981 | 6.7849 | 3.7408 | 3.651 | 0.089778 | 2.4% | 17.3904 | 0.6 | 0.6 | 0.6 | 41.04 | 5.407 | 2.9811 | 2.9811 | 0 | 0% | 1194.5 | 51.4981 | 0 | 1143.0019 | 1194.5 | 41.04 | 0 | 1153.46 | Winter | 0 | 0 | 0 | 0 | 0 | 0 | 0 | 1 | 0 | 1
1978-05-11 | 5 | 11 | 13:00 | 16.7 | 13 | 2 | 62 |  | 0 | 0 | 4.7252 | 4.7252 | 95% | 0.67761 | 46.3483 | 6.1064 | 3.3667 | 3.2859 | 0.0808 | 2.4% | 16.5095 | 0.6 | 0.6 | 0.6 | 41.04 | 5.407 | 2.9811 | 2.9811 | 0 | 0% | 1134.25 | 46.3483 | 0 | 1087.9017 | 1134.25 | 41.04 | 0 | 1093.21 | Winter | 0 | 0 | 0 | 0 | 0 | 0 | 0 | 1 | 0 | 1
1978-05-11 | 5 | 11 | 14:00 | 17.8 | 14 | 2 | 64 |  | 0 | 0 | 3.9376 | 3.9376 | 95% | 0.56467 | 38.6235 | 5.0887 | 2.8056 | 2.7382 | 0.067334 | 2.4% | 15.8991 | 0.6 | 0.6 | 0.6 | 41.04 | 5.407 | 2.9811 | 2.9532 | 0.027867 | 0.9348% | 1092.5 | 38.6235 | 0 | 1053.8765 | 1092.5 | 41.04 | 0 | 1051.46 | Winter | 0 | 0 | 0 | 0 | 0 | 0 | 0 | 1 | 0 | 1
1978-05-11 | 5 | 11 | 15:00 | 17.8 | 15 | 2 | 64 |  | 0 | 0 | 3.6751 | 3.6751 | 95% | 0.52703 | 36.0486 | 4.7494 | 2.6185 | 2.5557 | 0.062845 | 2.4% | 15.9539 | 0.6 | 0.6 | 0.6 | 41.04 | 5.407 | 2.9811 | 2.7564 | 0.22475 | 7.539% | 1096.25 | 36.0486 | 0 | 1060.2014 | 1096.25 | 41.04 | 0 | 1055.21 | Winter | 0 | 0 | 0 | 0 | 0 | 0 | 0 | 1 | 0 | 1
1978-05-11 | 5 | 11 | 16:00 | 17.2 | 16 | 2 | 63 |  | 0 | 0 | 3.6751 | 3.6751 | 95% | 0.52703 | 36.0486 | 4.7494 | 2.6185 | 2.5557 | 0.062845 | 2.4% | 15.7675 | 0.6 | 0.6 | 0.6 | 41.04 | 5.407 | 2.9811 | 2.7564 | 0.22475 | 7.539% | 1083.5 | 36.0486 | 0 | 1047.4514 | 1083.5 | 41.04 | 0 | 1042.46 | Winter | 0 | 0 | 0 | 0 | 0 | 0 | 0 | 1 | 0 | 1
1978-05-11 | 5 | 11 | 17:00 | 17.8 | 17 | 2 | 64 |  | 0 | 0 | 4.7252 | 4.7252 | 95% | 0.67761 | 46.3483 | 6.1064 | 3.3667 | 3.2859 | 0.0808 | 2.4% | 14.8099 | 0.6 | 0.6 | 0.6 | 41.04 | 5.407 | 2.9811 | 2.9811 | 0 | 0% | 1018 | 46.3483 | 0 | 971.6517 | 1018 | 41.04 | 0 | 976.96 | Winter | 0 | 0 | 0 | 0 | 0 | 0 | 0 | 1 | 0 | 1
1978-05-11 | 5 | 11 | 18:00 | 17.8 | 18 | 2 | 64 |  | 0 | 0 | 6.0377 | 6.0377 | 95% | 0.86583 | 59.2228 | 7.8026 | 4.3019 | 4.1986 | 0.10325 | 2.4% | 14.1374 | 0.6 | 0.6 | 0.6 | 41.04 | 5.407 | 2.9811 | 2.9811 | 0 | 0% | 972 | 59.2228 | 0 | 912.7772 | 972 | 41.04 | 0 | 930.96 | Winter | 0 | 0 | 0 | 0 | 0 | 0 | 0 | 1 | 0 | 1
1978-05-11 | 5 | 11 | 19:00 | 17.2 | 19 | 2 | 63 |  | 0 | 0 | 6.5627 | 6.5627 | 95% | 0.94112 | 64.3726 | 8.4811 | 4.676 | 4.5637 | 0.11222 | 2.4% | 13.6148 | 0.6 | 0.6 | 0.6 | 41.04 | 5.407 | 2.9811 | 2.9811 | 0 | 0% | 936.25 | 64.3726 | 0 | 871.8774 | 936.25 | 41.04 | 0 | 895.21 | Winter | 0 | 0 | 0 | 0 | 0 | 0 | 0 | 1 | 0 | 1
1978-05-11 | 5 | 11 | 20:00 | 15.6 | 20 | 2 | 60 |  | 0 | 0 | 5.7752 | 5.7752 | 95% | 0.82819 | 56.6479 | 7.4634 | 4.1148 | 4.0161 | 0.098756 | 2.4% | 13.019 | 0.6 | 0.6 | 0.6 | 41.04 | 5.407 | 2.9811 | 2.9811 | 0 | 0% | 895.5 | 56.6479 | 0 | 838.8521 | 895.5 | 41.04 | 0 | 854.46 | Winter | 0 | 0 | 0 | 0 | 0 | 0 | 0 | 1 | 0 | 1
1978-05-11 | 5 | 11 | 21:00 | 14.4 | 21 | 2 | 58 |  | 0 | 0 | 4.7252 | 4.7252 | 95% | 0.67761 | 46.3483 | 6.1064 | 3.3667 | 3.2859 | 0.0808 | 2.4% | 13.1177 | 0.6 | 0.6 | 0.6 | 41.04 | 5.407 | 2.9811 | 2.9811 | 0 | 0% | 902.25 | 46.3483 | 0 | 855.9017 | 902.25 | 41.04 | 0 | 861.21 | Winter | 0 | 0 | 0 | 0 | 0 | 0 | 0 | 1 | 0 | 1
1978-05-11 | 5 | 11 | 22:00 | 13.3 | 22 | 2 | 56 |  | 0 | 0 | 4.2002 | 4.2002 | 95% | 0.60232 | 41.1985 | 5.4279 | 2.9926 | 2.9208 | 0.071823 | 2.4% | 12.6645 | 0.6 | 0.6 | 0.6 | 41.04 | 5.407 | 2.9811 | 2.9811 | 0 | 0% | 871.25 | 41.1985 | 0 | 830.0515 | 871.25 | 41.04 | 0 | 830.21 | Winter | 0 | 0 | 0 | 0 | 0 | 0 | 0 | 1 | 0 | 1
1978-05-11 | 5 | 11 | 23:00 | 12.8 | 23 | 2 | 55 |  | 0 | 0 | 5.2502 | 5.2502 | 95% | 0.7529 | 51.4981 | 6.7849 | 3.7408 | 3.651 | 0.089778 | 2.4% | 12.6243 | 0.6 | 0.6 | 0.6 | 41.04 | 5.407 | 2.9811 | 2.9811 | 0 | 0% | 868.5 | 51.4981 | 0 | 817.0019 | 868.5 | 41.04 | 0 | 827.46 | Winter | 0 | 0 | 0 | 0 | 0 | 0 | 0 | 1 | 0 | 1
1978-05-11 | 5 | 11 | 24:00 | 12.2 | 0 | 2 | 54 |  | 1 | 0.68175 | 4.2002 | 4.8819 | 95% | 0.70008 | 47.8856 | 6.3089 | 3.4784 | 3.3949 | 0.083481 | 2.4% | 12.8107 | 0.6 | 0.6 | 0.6 | 41.04 | 5.407 | 2.9811 | 2.9811 | 0 | 0% | 881.25 | 47.8856 | 0 | 833.3644 | 881.25 | 41.04 | 0 | 840.21 | Winter | 0 | 0 | 0 | 0 | 0 | 0 | 0 | 1 | 0 | 1
1978-05-12 | 5 | 12 | 1:00 | 11.1 | 1 | 1 | 52 |  | 3 | 2.0453 | 3.9376 | 5.9829 | 95% | 0.85797 | 58.685 | 7.7317 | 4.2628 | 4.1605 | 0.10231 | 2.4% | 12.7376 | 0.6 | 0.6 | 0.6 | 41.04 | 5.407 | 2.9811 | 2.9811 | 0 | 0% | 876.25 | 58.685 | 0 | 817.565 | 876.25 | 41.04 | 0 | 835.21 | Winter | 0 | FALSE | 0 | 0 | 0 | 0 | 0 | 1 | 0 | 1
1978-05-12 | 5 | 12 | 2:00 | 11.1 | 2 | 1 | 52 |  | 3 | 2.0453 | 3.1501 | 5.1954 | 95% | 0.74503 | 50.9603 | 6.714 | 3.7017 | 3.6129 | 0.088841 | 2.4% | 12.2697 | 0.6 | 0.6 | 0.6 | 41.04 | 5.407 | 2.9811 | 2.9811 | 0 | 0% | 844.25 | 50.9603 | 0 | 793.2897 | 844.25 | 41.04 | 0 | 803.21 | Winter | 0 | FALSE | 0 | 0 | 0 | 0 | 0 | 1 | 0 | 1
1978-05-12 | 5 | 12 | 3:00 | 10.6 | 3 | 1 | 51 |  | 4 | 2.727 | 3.4126 | 6.1396 | 95% | 0.88044 | 60.2223 | 7.9343 | 4.3745 | 4.2695 | 0.10499 | 2.4% | 12.5731 | 0.6 | 0.6 | 0.6 | 41.04 | 5.407 | 2.9811 | 2.9811 | 0 | 0% | 865 | 60.2223 | 0 | 804.7777 | 865 | 41.04 | 0 | 823.96 | Winter | 0 | FALSE | 0 | 0 | 0 | 0 | 0 | 1 | 0 | 1
1978-05-12 | 5 | 12 | 4:00 | 10 | 4 | 1 | 50 |  | 5 | 3.4088 | 3.1501 | 6.5589 | 95% | 0.94056 | 64.3346 | 8.4761 | 4.6732 | 4.561 | 0.11216 | 2.4% | 12.8326 | 0.6 | 0.6 | 0.6 | 41.04 | 5.407 | 2.9811 | 2.9811 | 0 | 0% | 882.75 | 64.3346 | 0 | 818.4154 | 882.75 | 41.04 | 0 | 841.71 | Winter | 0 | FALSE | 0 | 0 | 0 | 0 | 0 | 1 | 0 | 1
1978-05-12 | 5 | 12 | 5:00 | 10 | 5 | 1 | 50 |  | 5 | 3.4088 | 3.1501 | 6.5589 | 95% | 0.94056 | 64.3346 | 8.4761 | 4.6732 | 4.561 | 0.11216 | 2.4% | 12.6645 | 0.6 | 0.6 | 0.6 | 41.04 | 5.407 | 2.9811 | 2.9811 | 0 | 0% | 871.25 | 64.3346 | 0 | 806.9154 | 871.25 | 41.04 | 0 | 830.21 | Winter | 0 | FALSE | 0 | 0 | 0 | 0 | 0 | 1 | 0 | 1
1978-05-12 | 5 | 12 | 6:00 | 11.7 | 6 | 1 | 53 |  | 2 | 1.3635 | 3.9376 | 5.3011 | 95% | 0.7602 | 51.9978 | 6.8507 | 3.7771 | 3.6864 | 0.09065 | 2.4% | 13.5453 | 0.6 | 0.6 | 0.6 | 41.04 | 5.407 | 2.9811 | 2.9811 | 0 | 0% | 931.5 | 51.9978 | 0 | 879.5022 | 931.5 | 41.04 | 0 | 890.46 | Winter | 0 | FALSE | 0 | 0 | 0 | 0 | 0 | 1 | 0 | 1
1978-05-12 | 5 | 12 | 7:00 | 13.9 | 7 | 1 | 57 |  | 0 | 0 | 4.7252 | 4.7252 | 95% | 0.67761 | 46.3483 | 6.1064 | 3.3667 | 3.2859 | 0.0808 | 2.4% | 13.8706 | 0.6 | 0.6 | 0.6 | 41.04 | 5.407 | 2.9811 | 2.9811 | 0 | 0% | 953.75 | 46.3483 | 0 | 907.4017 | 953.75 | 41.04 | 0 | 912.71 | Winter | 0 | FALSE | 0 | 0 | 0 | 0 | 0 | 1 | 0 | 1
1978-05-12 | 5 | 12 | 8:00 | 15.6 | 8 | 1 | 60 |  | 0 | 0 | 7.6128 | 7.6128 | 95% | 1 | 68.4 | 9.0117 | 4.9685 | 4.8493 | 0.11924 | 2.4% | 13.2237 | 0.6 | 0.6 | 0.6 | 41.04 | 5.407 | 2.9811 | 2.9811 | 0 | 0% | 909.5 | 68.4 | 0 | 841.1 | 909.5 | 41.04 | 0 | 868.46 | Winter | 0 | FALSE | 0 | 0 | 0 | 0 | 0 | 0 | 1 | 1
1978-05-12 | 5 | 12 | 9:00 | 17.8 | 9 | 1 | 64 |  | 0 | 0 | 6.5627 | 6.5627 | 95% | 0.94112 | 64.3726 | 8.4811 | 4.676 | 4.5637 | 0.11222 | 2.4% | 14.9123 | 0.6 | 0.6 | 0.6 | 41.04 | 5.407 | 2.9811 | 2.9811 | 0 | 0% | 1025 | 64.3726 | 0 | 960.6274 | 1025 | 41.04 | 0 | 983.96 | Winter | 0 | FALSE | 0 | 0 | 0 | 0 | 0 | 1 | 0 | 1
1978-05-12 | 5 | 12 | 10:00 | 20 | 10 | 1 | 68 |  | 0 | 0 | 6.0377 | 6.0377 | 95% | 0.86583 | 59.2228 | 7.8026 | 4.3019 | 4.1986 | 0.10325 | 2.4% | 15.8224 | 0.6 | 0.6 | 0.6 | 41.04 | 5.407 | 2.9811 | 2.9811 | 0 | 0% | 1087.25 | 59.2228 | 0 | 1028.0272 | 1087.25 | 41.04 | 0 | 1046.21 | Winter | 0 | FALSE | 0 | 0 | 0 | 0 | 0 | 1 | 0 | 1
1978-05-12 | 5 | 12 | 11:00 | 19.4 | 11 | 1 | 67 |  | 0 | 0 | 5.2502 | 5.2502 | 95% | 0.7529 | 51.4981 | 6.7849 | 3.7408 | 3.651 | 0.089778 | 2.4% | 16.3194 | 0.6 | 0.6 | 0.6 | 41.04 | 5.407 | 2.9811 | 2.9811 | 0 | 0% | 1121.25 | 51.4981 | 0 | 1069.7519 | 1121.25 | 41.04 | 0 | 1080.21 | Winter | 0 | FALSE | 0 | 0 | 0 | 0 | 0 | 1 | 0 | 1
1978-05-12 | 5 | 12 | 12:00 | 18.3 | 12 | 1 | 65 |  | 0 | 0 | 5.2502 | 5.2502 | 95% | 0.7529 | 51.4981 | 6.7849 | 3.7408 | 3.651 | 0.089778 | 2.4% | 17.9861 | 0.6 | 0.6 | 0.6 | 41.04 | 5.407 | 2.9811 | 2.9811 | 0 | 0% | 1235.25 | 51.4981 | 0 | 1183.7519 | 1235.25 | 41.04 | 0 | 1194.21 | Winter | 0 | FALSE | 0 | 0 | 0 | 0 | 0 | 1 | 0 | 1
1978-05-12 | 5 | 12 | 13:00 | 20 | 13 | 1 | 68 |  | 0 | 0 | 4.7252 | 4.7252 | 95% | 0.67761 | 46.3483 | 6.1064 | 3.3667 | 3.2859 | 0.0808 | 2.4% | 18.5234 | 0.6 | 0.6 | 0.6 | 41.04 | 5.407 | 2.9811 | 2.9811 | 0 | 0% | 1272 | 46.3483 | 0 | 1225.6517 | 1272 | 41.04 | 0 | 1230.96 | Winter | 0 | FALSE | 0 | 0 | 0 | 0 | 0 | 1 | 0 | 1
1978-05-12 | 5 | 12 | 14:00 | 21.1 | 14 | 1 | 70 |  | 0 | 0 | 3.9376 | 3.9376 | 95% | 0.56467 | 38.6235 | 5.0887 | 2.8056 | 2.7382 | 0.067334 | 2.4% | 18.7463 | 0.6 | 0.6 | 0.6 | 41.04 | 5.407 | 2.9811 | 2.9532 | 0.027867 | 0.9348% | 1287.25 | 38.6235 | 0 | 1248.6265 | 1287.25 | 41.04 | 0 | 1246.21 | Winter | 0 | FALSE | 0 | 0 | 0 | 0 | 0 | 1 | 0 | 1
1978-05-12 | 5 | 12 | 15:00 | 22.8 | 15 | 1 | 73 |  | 0 | 0 | 3.6751 | 3.6751 | 95% | 0.52703 | 36.0486 | 4.7494 | 2.6185 | 2.5557 | 0.062845 | 2.4% | 18.6915 | 0.6 | 0.6 | 0.6 | 41.04 | 5.407 | 2.9811 | 2.7564 | 0.22475 | 7.539% | 1283.5 | 36.0486 | 0 | 1247.4514 | 1283.5 | 41.04 | 0 | 1242.46 | Winter | 0 | FALSE | 0 | 0 | 0 | 0 | 0 | 1 | 0 | 1
1978-05-12 | 5 | 12 | 16:00 | 24.4 | 16 | 1 | 76 |  | 0 | 0 | 3.6751 | 3.6751 | 95% | 0.52703 | 36.0486 | 4.7494 | 2.6185 | 2.5557 | 0.062845 | 2.4% | 18.3845 | 0.6 | 0.6 | 0.6 | 41.04 | 5.407 | 2.9811 | 2.7564 | 0.22475 | 7.539% | 1262.5 | 36.0486 | 0 | 1226.4514 | 1262.5 | 41.04 | 0 | 1221.46 | Winter | 0 | FALSE | 0 | 0 | 0 | 0 | 0 | 1 | 0 | 1
1978-05-12 | 5 | 12 | 17:00 | 22.2 | 17 | 1 | 72 |  | 0 | 0 | 4.7252 | 4.7252 | 95% | 0.67761 | 46.3483 | 6.1064 | 3.3667 | 3.2859 | 0.0808 | 2.4% | 17.5731 | 0.6 | 0.6 | 0.6 | 41.04 | 5.407 | 2.9811 | 2.9811 | 0 | 0% | 1207 | 46.3483 | 0 | 1160.6517 | 1207 | 41.04 | 0 | 1165.96 | Winter | 1 | FALSE | 1 | 46.3483 | 41.04 | 0 | 0 | 1 | 0 | 1
1978-05-12 | 5 | 12 | 18:00 | 20.6 | 18 | 1 | 69 |  | 0 | 0 | 6.0377 | 6.0377 | 95% | 0.86583 | 59.2228 | 7.8026 | 4.3019 | 4.1986 | 0.10325 | 2.4% | 16.9189 | 0.6 | 0.6 | 0.6 | 41.04 | 5.407 | 2.9811 | 2.9811 | 0 | 0% | 1162.25 | 59.2228 | 0 | 1103.0272 | 1162.25 | 41.04 | 0 | 1121.21 | Winter | 1 | FALSE | 1 | 59.2228 | 41.04 | 0 | 0 | 1 | 0 | 1
1978-05-12 | 5 | 12 | 19:00 | 18.9 | 19 | 1 | 66 |  | 0 | 0 | 6.5627 | 6.5627 | 95% | 0.94112 | 64.3726 | 8.4811 | 4.676 | 4.5637 | 0.11222 | 2.4% | 15.2632 | 0.6 | 0.6 | 0.6 | 41.04 | 5.407 | 2.9811 | 2.9811 | 0 | 0% | 1049 | 64.3726 | 0 | 984.6274 | 1049 | 41.04 | 0 | 1007.96 | Winter | 0 | FALSE | 0 | 0 | 0 | 0 | 0 | 1 | 0 | 1
1978-05-12 | 5 | 12 | 20:00 | 16.7 | 20 | 1 | 62 |  | 0 | 0 | 5.7752 | 5.7752 | 95% | 0.82819 | 56.6479 | 7.4634 | 4.1148 | 4.0161 | 0.098756 | 2.4% | 14.5504 | 0.6 | 0.6 | 0.6 | 41.04 | 5.407 | 2.9811 | 2.9811 | 0 | 0% | 1000.25 | 56.6479 | 0 | 943.6021 | 1000.25 | 41.04 | 0 | 959.21 | Winter | 0 | FALSE | 0 | 0 | 0 | 0 | 0 | 1 | 0 | 1
1978-05-12 | 5 | 12 | 21:00 | 15.6 | 21 | 1 | 60 |  | 0 | 0 | 4.7252 | 4.7252 | 95% | 0.67761 | 46.3483 | 6.1064 | 3.3667 | 3.2859 | 0.0808 | 2.4% | 13.8999 | 0.6 | 0.6 | 0.6 | 41.04 | 5.407 | 2.9811 | 2.9811 | 0 | 0% | 955.75 | 46.3483 | 0 | 909.4017 | 955.75 | 41.04 | 0 | 914.71 | Winter | 0 | FALSE | 0 | 0 | 0 | 0 | 0 | 1 | 0 | 1
1978-05-12 | 5 | 12 | 22:00 | 15 | 22 | 1 | 59 |  | 0 | 0 | 4.2002 | 4.2002 | 95% | 0.60232 | 41.1985 | 5.4279 | 2.9926 | 2.9208 | 0.071823 | 2.4% | 13.4101 | 0.6 | 0.6 | 0.6 | 41.04 | 5.407 | 2.9811 | 2.9811 | 0 | 0% | 922.25 | 41.1985 | 0 | 881.0515 | 922.25 | 41.04 | 0 | 881.21 | Winter | 0 | FALSE | 0 | 0 | 0 | 0 | 0 | 1 | 0 | 1
1978-05-12 | 5 | 12 | 23:00 | 13.9 | 23 | 1 | 57 |  | 0 | 0 | 5.2502 | 5.2502 | 95% | 0.7529 | 51.4981 | 6.7849 | 3.7408 | 3.651 | 0.089778 | 2.4% | 13.1177 | 0.6 | 0.6 | 0.6 | 41.04 | 5.407 | 2.9811 | 2.9811 | 0 | 0% | 902.25 | 51.4981 | 0 | 850.7519 | 902.25 | 41.04 | 0 | 861.21 | Winter | 0 | FALSE | 0 | 0 | 0 | 0 | 0 | 1 | 0 | 1
1978-05-12 | 5 | 12 | 24:00 | 13.3 | 0 | 1 | 56 |  | 0 | 0 | 4.2002 | 4.2002 | 95% | 0.60232 | 41.1985 | 5.4279 | 2.9926 | 2.9208 | 0.071823 | 2.4% | 12.8472 | 0.6 | 0.6 | 0.6 | 41.04 | 5.407 | 2.9811 | 2.9811 | 0 | 0% | 883.75 | 41.1985 | 0 | 842.5515 | 883.75 | 41.04 | 0 | 842.71 | Winter | 0 | FALSE | 0 | 0 | 0 | 0 | 0 | 1 | 0 | 1
1978-05-13 | 5 | 13 | 1:00 | 12.8 | 1 | 1 | 55 |  | 0 | 0 | 3.9376 | 3.9376 | 95% | 0.56467 | 38.6235 | 5.0887 | 2.8056 | 2.7382 | 0.067334 | 2.4% | 12.8655 | 0.6 | 0.6 | 0.6 | 41.04 | 5.407 | 2.9811 | 2.9532 | 0.027867 | 0.9348% | 885 | 38.6235 | 0 | 846.3765 | 885 | 41.04 | 0 | 843.96 | Winter | 0 | FALSE | 0 | 0 | 0 | 0 | 0 | 1 | 0 | 1
1978-05-13 | 5 | 13 | 2:00 | 12.8 | 2 | 1 | 55 |  | 0 | 0 | 3.1501 | 3.1501 | 95% | 0 | 0 | 0 | 0 | 0 | 0 | 2.4% | 12.8143 | 0.6 | 0.6 | 0.6 | 41.04 | 5.407 | 2.9811 | 2.3626 | 0.61851 | 20.75% | 881.5 | 0 | 0 | 881.5 | 881.5 | 41.04 | 0 | 840.46 | Winter | 0 | FALSE | 0 | 0 | 0 | 1 | 0 | 1 | 0 | 0
1978-05-13 | 5 | 13 | 3:00 | 12.8 | 3 | 1 | 55 |  | 0 | 0 | 3.4126 | 3.4126 | 95% | 0 | 0 | 0 | 0 | 0 | 0 | 2.4% | 12.4671 | 0.6 | 0.6 | 0.6 | 41.04 | 5.407 | 2.9811 | 2.5595 | 0.42163 | 14.14% | 857.75 | 0 | 0 | 857.75 | 857.75 | 41.04 | 0 | 816.71 | Winter | 0 | FALSE | 0 | 0 | 0 | 1 | 0 | 1 | 0 | 0
1978-05-13 | 5 | 13 | 4:00 | 11.7 | 4 | 1 | 53 |  | 2 | 1.3635 | 3.1501 | 4.5136 | 95% | 0.64727 | 44.2731 | 5.833 | 3.216 | 3.1388 | 0.077183 | 2.4% | 12.6864 | 0.6 | 0.6 | 0.6 | 41.04 | 5.407 | 2.9811 | 2.9811 | 0 | 0% | 872.75 | 44.2731 | 0 | 828.4769 | 872.75 | 41.04 | 0 | 831.71 | Winter | 0 | FALSE | 0 | 0 | 0 | 0 | 0 | 1 | 0 | 1
1978-05-13 | 5 | 13 | 5:00 | 11.1 | 5 | 1 | 52 |  | 3 | 2.0453 | 3.1501 | 5.1954 | 95% | 0.74503 | 50.9603 | 6.714 | 3.7017 | 3.6129 | 0.088841 | 2.4% | 12.299 | 0.6 | 0.6 | 0.6 | 41.04 | 5.407 | 2.9811 | 2.9811 | 0 | 0% | 846.25 | 50.9603 | 0 | 795.2897 | 846.25 | 41.04 | 0 | 805.21 | Winter | 0 | FALSE | 0 | 0 | 0 | 0 | 0 | 1 | 0 | 1
1978-05-13 | 5 | 13 | 6:00 | 11.1 | 6 | 1 | 52 |  | 3 | 2.0453 | 3.9376 | 5.9829 | 95% | 0.85797 | 58.685 | 7.7317 | 4.2628 | 4.1605 | 0.10231 | 2.4% | 12.9715 | 0.6 | 0.6 | 0.6 | 41.04 | 5.407 | 2.9811 | 2.9811 | 0 | 0% | 892.25 | 58.685 | 0 | 833.565 | 892.25 | 41.04 | 0 | 851.21 | Winter | 0 | FALSE | 0 | 0 | 0 | 0 | 0 | 1 | 0 | 1
1978-05-13 | 5 | 13 | 7:00 | 11.7 | 7 | 1 | 53 |  | 2 | 1.3635 | 4.7252 | 6.0887 | 95% | 0.87314 | 59.7226 | 7.8684 | 4.3382 | 4.2341 | 0.10412 | 2.4% | 13.9839 | 0.6 | 0.6 | 0.6 | 41.04 | 5.407 | 2.9811 | 2.9811 | 0 | 0% | 961.5 | 59.7226 | 0 | 901.7774 | 961.5 | 41.04 | 0 | 920.46 | Winter | 0 | FALSE | 0 | 0 | 0 | 0 | 0 | 1 | 0 | 1
1978-05-13 | 5 | 13 | 8:00 | 12.2 | 8 | 1 | 54 |  | 1 | 0.68175 | 7.6128 | 8.2945 | 95% | 1 | 68.4 | 9.0117 | 4.9685 | 4.8493 | 0.11924 | 2.4% | 14.4518 | 0.6 | 0.6 | 0.6 | 41.04 | 5.407 | 2.9811 | 2.9811 | 0 | 0% | 993.5 | 68.4 | 0 | 925.1 | 993.5 | 41.04 | 0 | 952.46 | Winter | 0 | FALSE | 0 | 0 | 0 | 0 | 0 | 0 | 1 | 1
1978-05-13 | 5 | 13 | 9:00 | 13.9 | 9 | 1 | 57 |  | 0 | 0 | 6.5627 | 6.5627 | 95% | 0.94112 | 64.3726 | 8.4811 | 4.676 | 4.5637 | 0.11222 | 2.4% | 14.8209 | 0.6 | 0.6 | 0.6 | 41.04 | 5.407 | 2.9811 | 2.9811 | 0 | 0% | 1018.75 | 64.3726 | 0 | 954.3774 | 1018.75 | 41.04 | 0 | 977.71 | Winter | 0 | FALSE | 0 | 0 | 0 | 0 | 0 | 1 | 0 | 1
1978-05-13 | 5 | 13 | 10:00 | 15 | 10 | 1 | 59 |  | 0 | 0 | 6.0377 | 6.0377 | 95% | 0.86583 | 59.2228 | 7.8026 | 4.3019 | 4.1986 | 0.10325 | 2.4% | 15.7091 | 0.6 | 0.6 | 0.6 | 41.04 | 5.407 | 2.9811 | 2.9811 | 0 | 0% | 1079.5 | 59.2228 | 0 | 1020.2772 | 1079.5 | 41.04 | 0 | 1038.46 | Winter | 0 | FALSE | 0 | 0 | 0 | 0 | 0 | 1 | 0 | 1
1978-05-13 | 5 | 13 | 11:00 | 15 | 11 | 1 | 59 |  | 0 | 0 | 5.2502 | 5.2502 | 95% | 0.7529 | 51.4981 | 6.7849 | 3.7408 | 3.651 | 0.089778 | 2.4% | 15.7383 | 0.6 | 0.6 | 0.6 | 41.04 | 5.407 | 2.9811 | 2.9811 | 0 | 0% | 1081.5 | 51.4981 | 0 | 1030.0019 | 1081.5 | 41.04 | 0 | 1040.46 | Winter | 0 | FALSE | 0 | 0 | 0 | 0 | 0 | 1 | 0 | 1
1978-05-13 | 5 | 13 | 12:00 | 16.1 | 12 | 1 | 61 |  | 0 | 0 | 5.2502 | 5.2502 | 95% | 0.7529 | 51.4981 | 6.7849 | 3.7408 | 3.651 | 0.089778 | 2.4% | 15.3216 | 0.6 | 0.6 | 0.6 | 41.04 | 5.407 | 2.9811 | 2.9811 | 0 | 0% | 1053 | 51.4981 | 0 | 1001.5019 | 1053 | 41.04 | 0 | 1011.96 | Winter | 0 | FALSE | 0 | 0 | 0 | 0 | 0 | 1 | 0 | 1
1978-05-13 | 5 | 13 | 13:00 | 16.1 | 13 | 1 | 61 |  | 0 | 0 | 4.7252 | 4.7252 | 95% | 0.67761 | 46.3483 | 6.1064 | 3.3667 | 3.2859 | 0.0808 | 2.4% | 15.3655 | 0.6 | 0.6 | 0.6 | 41.04 | 5.407 | 2.9811 | 2.9811 | 0 | 0% | 1056 | 46.3483 | 0 | 1009.6517 | 1056 | 41.04 | 0 | 1014.96 | Winter | 0 | FALSE | 0 | 0 | 0 | 0 | 0 | 1 | 0 | 1
1978-05-13 | 5 | 13 | 14:00 | 17.8 | 14 | 1 | 64 |  | 0 | 0 | 3.9376 | 3.9376 | 95% | 0.56467 | 38.6235 | 5.0887 | 2.8056 | 2.7382 | 0.067334 | 2.4% | 15.3984 | 0.6 | 0.6 | 0.6 | 41.04 | 5.407 | 2.9811 | 2.9532 | 0.027867 | 0.9348% | 1058.25 | 38.6235 | 0 | 1019.6265 | 1058.25 | 41.04 | 0 | 1017.21 | Winter | 0 | FALSE | 0 | 0 | 0 | 0 | 0 | 1 | 0 | 1
1978-05-13 | 5 | 13 | 15:00 | 20 | 15 | 1 | 68 |  | 0 | 0 | 3.6751 | 3.6751 | 95% | 0.52703 | 36.0486 | 4.7494 | 2.6185 | 2.5557 | 0.062845 | 2.4% | 15.5117 | 0.6 | 0.6 | 0.6 | 41.04 | 5.407 | 2.9811 | 2.7564 | 0.22475 | 7.539% | 1066 | 36.0486 | 0 | 1029.9514 | 1066 | 41.04 | 0 | 1024.96 | Winter | 0 | FALSE | 0 | 0 | 0 | 0 | 0 | 1 | 0 | 1
1978-05-13 | 5 | 13 | 16:00 | 20.6 | 16 | 1 | 69 |  | 0 | 0 | 3.6751 | 3.6751 | 95% | 0.52703 | 36.0486 | 4.7494 | 2.6185 | 2.5557 | 0.062845 | 2.4% | 15.0731 | 0.6 | 0.6 | 0.6 | 41.04 | 5.407 | 2.9811 | 2.7564 | 0.22475 | 7.539% | 1036 | 36.0486 | 0 | 999.9514 | 1036 | 41.04 | 0 | 994.96 | Winter | 0 | FALSE | 0 | 0 | 0 | 0 | 0 | 1 | 0 | 1
1978-05-13 | 5 | 13 | 17:00 | 20.6 | 17 | 1 | 69 |  | 0 | 0 | 4.7252 | 4.7252 | 95% | 0.67761 | 46.3483 | 6.1064 | 3.3667 | 3.2859 | 0.0808 | 2.4% | 14.6162 | 0.6 | 0.6 | 0.6 | 41.04 | 5.407 | 2.9811 | 2.9811 | 0 | 0% | 1004.75 | 46.3483 | 0 | 958.4017 | 1004.75 | 41.04 | 0 | 963.71 | Winter | 1 | FALSE | 1 | 46.3483 | 41.04 | 0 | 0 | 1 | 0 | 1
1978-05-13 | 5 | 13 | 18:00 | 18.3 | 18 | 1 | 65 |  | 0 | 0 | 6.0377 | 6.0377 | 95% | 0.86583 | 59.2228 | 7.8026 | 4.3019 | 4.1986 | 0.10325 | 2.4% | 14.4591 | 0.6 | 0.6 | 0.6 | 41.04 | 5.407 | 2.9811 | 2.9811 | 0 | 0% | 994 | 59.2228 | 0 | 934.7772 | 994 | 41.04 | 0 | 952.96 | Winter | 1 | FALSE | 1 | 59.2228 | 41.04 | 0 | 0 | 1 | 0 | 1
1978-05-13 | 5 | 13 | 19:00 | 16.7 | 19 | 1 | 62 |  | 0 | 0 | 6.5627 | 6.5627 | 95% | 0.94112 | 64.3726 | 8.4811 | 4.676 | 4.5637 | 0.11222 | 2.4% | 13.8706 | 0.6 | 0.6 | 0.6 | 41.04 | 5.407 | 2.9811 | 2.9811 | 0 | 0% | 953.75 | 64.3726 | 0 | 889.3774 | 953.75 | 41.04 | 0 | 912.71 | Winter | 0 | FALSE | 0 | 0 | 0 | 0 | 0 | 1 | 0 | 1
1978-05-13 | 5 | 13 | 20:00 | 16.1 | 20 | 1 | 61 |  | 0 | 0 | 5.7752 | 5.7752 | 95% | 0.82819 | 56.6479 | 7.4634 | 4.1148 | 4.0161 | 0.098756 | 2.4% | 12.4854 | 0.6 | 0.6 | 0.6 | 41.04 | 5.407 | 2.9811 | 2.9811 | 0 | 0% | 859 | 56.6479 | 0 | 802.3521 | 859 | 41.04 | 0 | 817.96 | Winter | 0 | FALSE | 0 | 0 | 0 | 0 | 0 | 1 | 0 | 1
1978-05-13 | 5 | 13 | 21:00 | 13.3 | 21 | 1 | 56 |  | 0 | 0 | 4.7252 | 4.7252 | 95% | 0.67761 | 46.3483 | 6.1064 | 3.3667 | 3.2859 | 0.0808 | 2.4% | 12.8436 | 0.6 | 0.6 | 0.6 | 41.04 | 5.407 | 2.9811 | 2.9811 | 0 | 0% | 883.5 | 46.3483 | 0 | 837.1517 | 883.5 | 41.04 | 0 | 842.46 | Winter | 0 | FALSE | 0 | 0 | 0 | 0 | 0 | 1 | 0 | 1
1978-05-13 | 5 | 13 | 22:00 | 12.8 | 22 | 1 | 55 |  | 0 | 0 | 4.2002 | 4.2002 | 95% | 0.60232 | 41.1985 | 5.4279 | 2.9926 | 2.9208 | 0.071823 | 2.4% | 12.2405 | 0.6 | 0.6 | 0.6 | 41.04 | 5.407 | 2.9811 | 2.9811 | 0 | 0% | 842.25 | 41.1985 | 0 | 801.0515 | 842.25 | 41.04 | 0 | 801.21 | Winter | 0 | FALSE | 0 | 0 | 0 | 0 | 0 | 1 | 0 | 1
1978-05-13 | 5 | 13 | 23:00 | 12.8 | 23 | 1 | 55 |  | 0 | 0 | 5.2502 | 5.2502 | 95% | 0.7529 | 51.4981 | 6.7849 | 3.7408 | 3.651 | 0.089778 | 2.4% | 11.9079 | 0.6 | 0.6 | 0.6 | 41.04 | 5.407 | 2.9811 | 2.9811 | 0 | 0% | 819.5 | 51.4981 | 0 | 768.0019 | 819.5 | 41.04 | 0 | 778.46 | Winter | 0 | FALSE | 0 | 0 | 0 | 0 | 0 | 1 | 0 | 1
1978-05-13 | 5 | 13 | 24:00 | 12.2 | 0 | 1 | 54 |  | 1 | 0.68175 | 4.2002 | 4.8819 | 95% | 0.70008 | 47.8856 | 6.3089 | 3.4784 | 3.3949 | 0.083481 | 2.4% | 12.0577 | 0.6 | 0.6 | 0.6 | 41.04 | 5.407 | 2.9811 | 2.9811 | 0 | 0% | 829.75 | 47.8856 | 0 | 781.8644 | 829.75 | 41.04 | 0 | 788.71 | Winter | 0 | FALSE | 0 | 0 | 0 | 0 | 0 | 1 | 0 | 1
1978-05-14 | 5 | 14 | 1:00 | 12.2 | 1 | 1 | 54 |  | 1 | 0.68175 | 3.9376 | 4.6194 | 95% | 0.66244 | 45.3107 | 5.9697 | 3.2913 | 3.2123 | 0.078992 | 2.4% | 11.462 | 0.6 | 0.6 | 0.6 | 41.04 | 5.407 | 2.9811 | 2.9811 | 0 | 0% | 789 | 45.3107 | 0 | 743.6893 | 789 | 41.04 | 0 | 747.96 | Winter | 0 | FALSE | 0 | 0 | 0 | 0 | 0 | 1 | 0 | 1
1978-05-14 | 5 | 14 | 2:00 | 11.7 | 2 | 1 | 53 |  | 2 | 1.3635 | 3.1501 | 4.5136 | 95% | 0.64727 | 44.2731 | 5.833 | 3.216 | 3.1388 | 0.077183 | 2.4% | 11.4912 | 0.6 | 0.6 | 0.6 | 41.04 | 5.407 | 2.9811 | 2.9811 | 0 | 0% | 791 | 44.2731 | 0 | 746.7269 | 791 | 41.04 | 0 | 749.96 | Winter | 0 | FALSE | 0 | 0 | 0 | 0 | 0 | 1 | 0 | 1
1978-05-14 | 5 | 14 | 3:00 | 11.7 | 3 | 1 | 53 |  | 2 | 1.3635 | 3.4126 | 4.7761 | 95% | 0.68491 | 46.848 | 6.1722 | 3.403 | 3.3213 | 0.081672 | 2.4% | 12.2405 | 0.6 | 0.6 | 0.6 | 41.04 | 5.407 | 2.9811 | 2.9811 | 0 | 0% | 842.25 | 46.848 | 0 | 795.402 | 842.25 | 41.04 | 0 | 801.21 | Winter | 0 | FALSE | 0 | 0 | 0 | 0 | 0 | 1 | 0 | 1
1978-05-14 | 5 | 14 | 4:00 | 11.7 | 4 | 1 | 53 |  | 2 | 1.3635 | 3.1501 | 4.5136 | 95% | 0.64727 | 44.2731 | 5.833 | 3.216 | 3.1388 | 0.077183 | 2.4% | 11.9846 | 0.6 | 0.6 | 0.6 | 41.04 | 5.407 | 2.9811 | 2.9811 | 0 | 0% | 824.75 | 44.2731 | 0 | 780.4769 | 824.75 | 41.04 | 0 | 783.71 | Winter | 0 | FALSE | 0 | 0 | 0 | 0 | 0 | 1 | 0 | 1
1978-05-14 | 5 | 14 | 5:00 | 11.1 | 5 | 1 | 52 |  | 3 | 2.0453 | 3.1501 | 5.1954 | 95% | 0.74503 | 50.9603 | 6.714 | 3.7017 | 3.6129 | 0.088841 | 2.4% | 11.1732 | 0.6 | 0.6 | 0.6 | 41.04 | 5.407 | 2.9811 | 2.9811 | 0 | 0% | 769.25 | 50.9603 | 0 | 718.2897 | 769.25 | 41.04 | 0 | 728.21 | Winter | 0 | FALSE | 0 | 0 | 0 | 0 | 0 | 1 | 0 | 1
1978-05-14 | 5 | 14 | 6:00 | 11.7 | 6 | 1 | 53 |  | 2 | 1.3635 | 3.9376 | 5.3011 | 95% | 0.7602 | 51.9978 | 6.8507 | 3.7771 | 3.6864 | 0.09065 | 2.4% | 11.6484 | 0.6 | 0.6 | 0.6 | 41.04 | 5.407 | 2.9811 | 2.9811 | 0 | 0% | 801.75 | 51.9978 | 0 | 749.7522 | 801.75 | 41.04 | 0 | 760.71 | Winter | 0 | FALSE | 0 | 0 | 0 | 0 | 0 | 1 | 0 | 1
1978-05-14 | 5 | 14 | 7:00 | 12.2 | 7 | 1 | 54 |  | 1 | 0.68175 | 4.7252 | 5.4069 | 95% | 0.77537 | 53.0354 | 6.9874 | 3.8524 | 3.76 | 0.092458 | 2.4% | 12.5658 | 0.6 | 0.6 | 0.6 | 41.04 | 5.407 | 2.9811 | 2.9811 | 0 | 0% | 864.5 | 53.0354 | 0 | 811.4646 | 864.5 | 41.04 | 0 | 823.46 | Winter | 0 | FALSE | 0 | 0 | 0 | 0 | 0 | 1 | 0 | 1
1978-05-14 | 5 | 14 | 8:00 | 13.3 | 8 | 1 | 56 |  | 0 | 0 | 7.6128 | 7.6128 | 95% | 1 | 68.4 | 9.0117 | 4.9685 | 4.8493 | 0.11924 | 2.4% | 13.136 | 0.6 | 0.6 | 0.6 | 41.04 | 5.407 | 2.9811 | 2.9811 | 0 | 0% | 903.5 | 68.4 | 0 | 835.1 | 903.5 | 41.04 | 0 | 862.46 | Winter | 0 | FALSE | 0 | 0 | 0 | 0 | 0 | 0 | 1 | 1
1978-05-14 | 5 | 14 | 9:00 | 13.9 | 9 | 1 | 57 |  | 0 | 0 | 6.5627 | 6.5627 | 95% | 0.94112 | 64.3726 | 8.4811 | 4.676 | 4.5637 | 0.11222 | 2.4% | 14.2434 | 0.6 | 0.6 | 0.6 | 41.04 | 5.407 | 2.9811 | 2.9811 | 0 | 0% | 979.25 | 64.3726 | 0 | 914.8774 | 979.25 | 41.04 | 0 | 938.21 | Winter | 0 | FALSE | 0 | 0 | 0 | 0 | 0 | 1 | 0 | 1
1978-05-14 | 5 | 14 | 10:00 | 14.4 | 10 | 1 | 58 |  | 0 | 0 | 6.0377 | 6.0377 | 95% | 0.86583 | 59.2228 | 7.8026 | 4.3019 | 4.1986 | 0.10325 | 2.4% | 15.4057 | 0.6 | 0.6 | 0.6 | 41.04 | 5.407 | 2.9811 | 2.9811 | 0 | 0% | 1058.75 | 59.2228 | 0 | 999.5272 | 1058.75 | 41.04 | 0 | 1017.71 | Winter | 0 | FALSE | 0 | 0 | 0 | 0 | 0 | 1 | 0 | 1
1978-05-14 | 5 | 14 | 11:00 | 14.4 | 11 | 1 | 58 |  | 0 | 0 | 5.2502 | 5.2502 | 95% | 0.7529 | 51.4981 | 6.7849 | 3.7408 | 3.651 | 0.089778 | 2.4% | 15.7529 | 0.6 | 0.6 | 0.6 | 41.04 | 5.407 | 2.9811 | 2.9811 | 0 | 0% | 1082.5 | 51.4981 | 0 | 1031.0019 | 1082.5 | 41.04 | 0 | 1041.46 | Winter | 0 | FALSE | 0 | 0 | 0 | 0 | 0 | 1 | 0 | 1
1978-05-14 | 5 | 14 | 12:00 | 14.4 | 12 | 1 | 58 |  | 0 | 0 | 5.2502 | 5.2502 | 95% | 0.7529 | 51.4981 | 6.7849 | 3.7408 | 3.651 | 0.089778 | 2.4% | 16.557 | 0.6 | 0.6 | 0.6 | 41.04 | 5.407 | 2.9811 | 2.9811 | 0 | 0% | 1137.5 | 51.4981 | 0 | 1086.0019 | 1137.5 | 41.04 | 0 | 1096.46 | Winter | 0 | FALSE | 0 | 0 | 0 | 0 | 0 | 1 | 0 | 1
1978-05-14 | 5 | 14 | 13:00 | 14.4 | 13 | 1 | 58 |  | 0 | 0 | 4.7252 | 4.7252 | 95% | 0.67761 | 46.3483 | 6.1064 | 3.3667 | 3.2859 | 0.0808 | 2.4% | 15.6104 | 0.6 | 0.6 | 0.6 | 41.04 | 5.407 | 2.9811 | 2.9811 | 0 | 0% | 1072.75 | 46.3483 | 0 | 1026.4017 | 1072.75 | 41.04 | 0 | 1031.71 | Winter | 0 | FALSE | 0 | 0 | 0 | 0 | 0 | 1 | 0 | 1
1978-05-14 | 5 | 14 | 14:00 | 13.9 | 14 | 1 | 57 |  | 0 | 0 | 3.9376 | 3.9376 | 95% | 0.56467 | 38.6235 | 5.0887 | 2.8056 | 2.7382 | 0.067334 | 2.4% | 15.742 | 0.6 | 0.6 | 0.6 | 41.04 | 5.407 | 2.9811 | 2.9532 | 0.027867 | 0.9348% | 1081.75 | 38.6235 | 0 | 1043.1265 | 1081.75 | 41.04 | 0 | 1040.71 | Winter | 0 | FALSE | 0 | 0 | 0 | 0 | 0 | 1 | 0 | 1
1978-05-14 | 5 | 14 | 15:00 | 13.3 | 15 | 1 | 56 |  | 0 | 0 | 3.6751 | 3.6751 | 95% | 0.52703 | 36.0486 | 4.7494 | 2.6185 | 2.5557 | 0.062845 | 2.4% | 15.8041 | 0.6 | 0.6 | 0.6 | 41.04 | 5.407 | 2.9811 | 2.7564 | 0.22475 | 7.539% | 1086 | 36.0486 | 0 | 1049.9514 | 1086 | 41.04 | 0 | 1044.96 | Winter | 0 | FALSE | 0 | 0 | 0 | 0 | 0 | 1 | 0 | 1
1978-05-14 | 5 | 14 | 16:00 | 12.8 | 16 | 1 | 55 |  | 0 | 0 | 3.6751 | 3.6751 | 95% | 0.52703 | 36.0486 | 4.7494 | 2.6185 | 2.5557 | 0.062845 | 2.4% | 15.5373 | 0.6 | 0.6 | 0.6 | 41.04 | 5.407 | 2.9811 | 2.7564 | 0.22475 | 7.539% | 1067.75 | 36.0486 | 0 | 1031.7014 | 1067.75 | 41.04 | 0 | 1026.71 | Winter | 0 | FALSE | 0 | 0 | 0 | 0 | 0 | 1 | 0 | 1
1978-05-14 | 5 | 14 | 17:00 | 12.2 | 17 | 1 | 54 |  | 1 | 0.68175 | 4.7252 | 5.4069 | 95% | 0.77537 | 53.0354 | 6.9874 | 3.8524 | 3.76 | 0.092458 | 2.4% | 15.2558 | 0.6 | 0.6 | 0.6 | 41.04 | 5.407 | 2.9811 | 2.9811 | 0 | 0% | 1048.5 | 53.0354 | 0 | 995.4646 | 1048.5 | 41.04 | 0 | 1007.46 | Winter | 1 | FALSE | 1 | 53.0354 | 41.04 | 0 | 0 | 1 | 0 | 1
1978-05-14 | 5 | 14 | 18:00 | 11.7 | 18 | 1 | 53 |  | 2 | 1.3635 | 6.0377 | 7.4012 | 95% | 1 | 68.4 | 9.0117 | 4.9685 | 4.8493 | 0.11924 | 2.4% | 14.5504 | 0.6 | 0.6 | 0.6 | 41.04 | 5.407 | 2.9811 | 2.9811 | 0 | 0% | 1000.25 | 68.4 | 0 | 931.85 | 1000.25 | 41.04 | 0 | 959.21 | Winter | 1 | FALSE | 1 | 68.4 | 41.04 | 0 | 0 | 0 | 1 | 1
1978-05-14 | 5 | 14 | 19:00 | 11.1 | 19 | 1 | 52 |  | 3 | 2.0453 | 6.5627 | 8.608 | 95% | 1 | 68.4 | 9.0117 | 4.9685 | 4.8493 | 0.11924 | 2.4% | 14.1374 | 0.6 | 0.6 | 0.6 | 41.04 | 5.407 | 2.9811 | 2.9811 | 0 | 0% | 972 | 68.4 | 0 | 903.6 | 972 | 41.04 | 0 | 930.96 | Winter | 0 | FALSE | 0 | 0 | 0 | 0 | 0 | 0 | 1 | 1
1978-05-14 | 5 | 14 | 20:00 | 11.1 | 20 | 1 | 52 |  | 3 | 2.0453 | 5.7752 | 7.8205 | 95% | 1 | 68.4 | 9.0117 | 4.9685 | 4.8493 | 0.11924 | 2.4% | 13.8596 | 0.6 | 0.6 | 0.6 | 41.04 | 5.407 | 2.9811 | 2.9811 | 0 | 0% | 953 | 68.4 | 0 | 884.6 | 953 | 41.04 | 0 | 911.96 | Winter | 0 | FALSE | 0 | 0 | 0 | 0 | 0 | 0 | 1 | 1
1978-05-14 | 5 | 14 | 21:00 | 10.6 | 21 | 1 | 51 |  | 4 | 2.727 | 4.7252 | 7.4522 | 95% | 1 | 68.4 | 9.0117 | 4.9685 | 4.8493 | 0.11924 | 2.4% | 13.2091 | 0.6 | 0.6 | 0.6 | 41.04 | 5.407 | 2.9811 | 2.9811 | 0 | 0% | 908.5 | 68.4 | 0 | 840.1 | 908.5 | 41.04 | 0 | 867.46 | Winter | 0 | FALSE | 0 | 0 | 0 | 0 | 0 | 0 | 1 | 1
1978-05-14 | 5 | 14 | 22:00 | 10.6 | 22 | 1 | 51 |  | 4 | 2.727 | 4.2002 | 6.9272 | 95% | 0.99338 | 67.947 | 8.952 | 4.9356 | 4.8171 | 0.11845 | 2.4% | 12.7193 | 0.6 | 0.6 | 0.6 | 41.04 | 5.407 | 2.9811 | 2.9811 | 0 | 0% | 875 | 67.947 | 0 | 807.053 | 875 | 41.04 | 0 | 833.96 | Winter | 0 | FALSE | 0 | 0 | 0 | 0 | 0 | 1 | 0 | 1
1978-05-14 | 5 | 14 | 23:00 | 10 | 23 | 1 | 50 |  | 5 | 3.4088 | 5.2502 | 8.6589 | 95% | 1 | 68.4 | 9.0117 | 4.9685 | 4.8493 | 0.11924 | 2.4% | 12.5768 | 0.6 | 0.6 | 0.6 | 41.04 | 5.407 | 2.9811 | 2.9811 | 0 | 0% | 865.25 | 68.4 | 0 | 796.85 | 865.25 | 41.04 | 0 | 824.21 | Winter | 0 | FALSE | 0 | 0 | 0 | 0 | 0 | 0 | 1 | 1
1978-05-14 | 5 | 14 | 24:00 | 10 | 0 | 1 | 50 |  | 5 | 3.4088 | 4.2002 | 7.6089 | 95% | 1 | 68.4 | 9.0117 | 4.9685 | 4.8493 | 0.11924 | 2.4% | 12.3173 | 0.6 | 0.6 | 0.6 | 41.04 | 5.407 | 2.9811 | 2.9811 | 0 | 0% | 847.5 | 68.4 | 0 | 779.1 | 847.5 | 41.04 | 0 | 806.46 | Winter | 0 | FALSE | 0 | 0 | 0 | 0 | 0 | 0 | 1 | 1
1978-05-15 | 5 | 15 | 1:00 | 10 | 1 | 1 | 50 |  | 5 | 3.4088 | 3.9376 | 7.3464 | 95% | 1 | 68.4 | 9.0117 | 4.9685 | 4.8493 | 0.11924 | 2.4% | 11.9481 | 0.6 | 0.6 | 0.6 | 41.04 | 5.407 | 2.9811 | 2.9811 | 0 | 0% | 822.25 | 68.4 | 0 | 753.85 | 822.25 | 41.04 | 0 | 781.21 | Winter | 0 | FALSE | 0 | 0 | 0 | 0 | 0 | 0 | 1 | 1
1978-05-15 | 5 | 15 | 2:00 | 10 | 2 | 1 | 50 |  | 5 | 3.4088 | 3.1501 | 6.5589 | 95% | 0.94056 | 64.3346 | 8.4761 | 4.6732 | 4.561 | 0.11216 | 2.4% | 11.4656 | 0.6 | 0.6 | 0.6 | 41.04 | 5.407 | 2.9811 | 2.9811 | 0 | 0% | 789.25 | 64.3346 | 0 | 724.9154 | 789.25 | 41.04 | 0 | 748.21 | Winter | 0 | FALSE | 0 | 0 | 0 | 0 | 0 | 1 | 0 | 1
1978-05-15 | 5 | 15 | 3:00 | 9.4 | 3 | 1 | 49 |  | 6 | 4.0905 | 3.4126 | 7.5031 | 95% | 1 | 68.4 | 9.0117 | 4.9685 | 4.8493 | 0.11924 | 2.4% | 11.6813 | 0.6 | 0.6 | 0.6 | 41.04 | 5.407 | 2.9811 | 2.9811 | 0 | 0% | 804 | 68.4 | 0 | 735.6 | 804 | 41.04 | 0 | 762.96 | Winter | 0 | FALSE | 0 | 0 | 0 | 0 | 0 | 0 | 1 | 1
1978-05-15 | 5 | 15 | 4:00 | 9.4 | 4 | 1 | 49 |  | 6 | 4.0905 | 3.1501 | 7.2406 | 95% | 1 | 68.4 | 9.0117 | 4.9685 | 4.8493 | 0.11924 | 2.4% | 11.7325 | 0.6 | 0.6 | 0.6 | 41.04 | 5.407 | 2.9811 | 2.9811 | 0 | 0% | 807.5 | 68.4 | 0 | 739.1 | 807.5 | 41.04 | 0 | 766.46 | Winter | 0 | FALSE | 0 | 0 | 0 | 0 | 0 | 0 | 1 | 1
1978-05-15 | 5 | 15 | 5:00 | 9.4 | 5 | 1 | 49 |  | 6 | 4.0905 | 3.1501 | 7.2406 | 95% | 1 | 68.4 | 9.0117 | 4.9685 | 4.8493 | 0.11924 | 2.4% | 12.4086 | 0.6 | 0.6 | 0.6 | 41.04 | 5.407 | 2.9811 | 2.9811 | 0 | 0% | 853.75 | 68.4 | 0 | 785.35 | 853.75 | 41.04 | 0 | 812.71 | Winter | 0 | FALSE | 0 | 0 | 0 | 0 | 0 | 0 | 1 | 1
1978-05-15 | 5 | 15 | 6:00 | 9.4 | 6 | 1 | 49 |  | 6 | 4.0905 | 3.9376 | 8.0281 | 95% | 1 | 68.4 | 9.0117 | 4.9685 | 4.8493 | 0.11924 | 2.4% | 12.4744 | 0.6 | 0.6 | 0.6 | 41.04 | 5.407 | 2.9811 | 2.9811 | 0 | 0% | 858.25 | 68.4 | 0 | 789.85 | 858.25 | 41.04 | 0 | 817.21 | Winter | 0 | FALSE | 0 | 0 | 0 | 0 | 0 | 0 | 1 | 1
1978-05-15 | 5 | 15 | 7:00 | 9.4 | 7 | 1 | 49 |  | 6 | 4.0905 | 4.7252 | 8.8157 | 95% | 1 | 68.4 | 9.0117 | 4.9685 | 4.8493 | 0.11924 | 2.4% | 13.1506 | 0.6 | 0.6 | 0.6 | 41.04 | 5.407 | 2.9811 | 2.9811 | 0 | 0% | 904.5 | 68.4 | 0 | 836.1 | 904.5 | 41.04 | 0 | 863.46 | Winter | 0 | FALSE | 0 | 0 | 0 | 0 | 0 | 0 | 1 | 1
1978-05-15 | 5 | 15 | 8:00 | 9.4 | 8 | 1 | 49 |  | 6 | 4.0905 | 7.6128 | 11.7033 | 95% | 1 | 68.4 | 9.0117 | 4.9685 | 4.8493 | 0.11924 | 2.4% | 13.2346 | 0.6 | 0.6 | 0.6 | 41.04 | 5.407 | 2.9811 | 2.9811 | 0 | 0% | 910.25 | 68.4 | 0 | 841.85 | 910.25 | 41.04 | 0 | 869.21 | Winter | 0 | FALSE | 0 | 0 | 0 | 0 | 0 | 0 | 1 | 1
1978-05-15 | 5 | 15 | 9:00 | 9.4 | 9 | 1 | 49 |  | 6 | 4.0905 | 6.5627 | 10.6532 | 95% | 1 | 68.4 | 9.0117 | 4.9685 | 4.8493 | 0.11924 | 2.4% | 14.1813 | 0.6 | 0.6 | 0.6 | 41.04 | 5.407 | 2.9811 | 2.9811 | 0 | 0% | 975 | 68.4 | 0 | 906.6 | 975 | 41.04 | 0 | 933.96 | Winter | 0 | FALSE | 0 | 0 | 0 | 0 | 0 | 0 | 1 | 1
1978-05-15 | 5 | 15 | 10:00 | 10 | 10 | 1 | 50 |  | 5 | 3.4088 | 6.0377 | 9.4465 | 95% | 1 | 68.4 | 9.0117 | 4.9685 | 4.8493 | 0.11924 | 2.4% | 14.4627 | 0.6 | 0.6 | 0.6 | 41.04 | 5.407 | 2.9811 | 2.9811 | 0 | 0% | 994.25 | 68.4 | 0 | 925.85 | 994.25 | 41.04 | 0 | 953.21 | Winter | 0 | FALSE | 0 | 0 | 0 | 0 | 0 | 0 | 1 | 1
1978-05-15 | 5 | 15 | 11:00 | 10 | 11 | 1 | 50 |  | 5 | 3.4088 | 5.2502 | 8.6589 | 95% | 1 | 68.4 | 9.0117 | 4.9685 | 4.8493 | 0.11924 | 2.4% | 14.5577 | 0.6 | 0.6 | 0.6 | 41.04 | 5.407 | 2.9811 | 2.9811 | 0 | 0% | 1000.75 | 68.4 | 0 | 932.35 | 1000.75 | 41.04 | 0 | 959.71 | Winter | 0 | FALSE | 0 | 0 | 0 | 0 | 0 | 0 | 1 | 1
1978-05-15 | 5 | 15 | 12:00 | 10 | 12 | 1 | 50 |  | 5 | 3.4088 | 5.2502 | 8.6589 | 95% | 1 | 68.4 | 9.0117 | 4.9685 | 4.8493 | 0.11924 | 2.4% | 15.0512 | 0.6 | 0.6 | 0.6 | 41.04 | 5.407 | 2.9811 | 2.9811 | 0 | 0% | 1034.5 | 68.4 | 0 | 966.1 | 1034.5 | 41.04 | 0 | 993.46 | Winter | 0 | FALSE | 0 | 0 | 0 | 0 | 0 | 0 | 1 | 1
1978-05-15 | 5 | 15 | 13:00 | 10 | 13 | 1 | 50 |  | 5 | 3.4088 | 4.7252 | 8.1339 | 95% | 1 | 68.4 | 9.0117 | 4.9685 | 4.8493 | 0.11924 | 2.4% | 15.0219 | 0.6 | 0.6 | 0.6 | 41.04 | 5.407 | 2.9811 | 2.9811 | 0 | 0% | 1032.5 | 68.4 | 0 | 964.1 | 1032.5 | 41.04 | 0 | 991.46 | Winter | 0 | FALSE | 0 | 0 | 0 | 0 | 0 | 0 | 1 | 1
1978-05-15 | 5 | 15 | 14:00 | 10.6 | 14 | 1 | 51 |  | 4 | 2.727 | 3.9376 | 6.6646 | 95% | 0.95573 | 65.3721 | 8.6128 | 4.7486 | 4.6346 | 0.11397 | 2.4% | 15.0219 | 0.6 | 0.6 | 0.6 | 41.04 | 5.407 | 2.9811 | 2.9811 | 0 | 0% | 1032.5 | 65.3721 | 0 | 967.1279 | 1032.5 | 41.04 | 0 | 991.46 | Winter | 0 | FALSE | 0 | 0 | 0 | 0 | 0 | 1 | 0 | 1
1978-05-15 | 5 | 15 | 15:00 | 10.6 | 15 | 1 | 51 |  | 4 | 2.727 | 3.6751 | 6.4021 | 95% | 0.91809 | 62.7972 | 8.2735 | 4.5615 | 4.452 | 0.10948 | 2.4% | 14.4627 | 0.6 | 0.6 | 0.6 | 41.04 | 5.407 | 2.9811 | 2.9811 | 0 | 0% | 994.25 | 62.7972 | 0 | 931.4528 | 994.25 | 41.04 | 0 | 953.21 | Winter | 0 | FALSE | 0 | 0 | 0 | 0 | 0 | 1 | 0 | 1
1978-05-15 | 5 | 15 | 16:00 | 10.6 | 16 | 1 | 51 |  | 4 | 2.727 | 3.6751 | 6.4021 | 95% | 0.91809 | 62.7972 | 8.2735 | 4.5615 | 4.452 | 0.10948 | 2.4% | 14.6491 | 0.6 | 0.6 | 0.6 | 41.04 | 5.407 | 2.9811 | 2.9811 | 0 | 0% | 1007 | 62.7972 | 0 | 944.2028 | 1007 | 41.04 | 0 | 965.96 | Winter | 0 | FALSE | 0 | 0 | 0 | 0 | 0 | 1 | 0 | 1
1978-05-15 | 5 | 15 | 17:00 | 10.6 | 17 | 1 | 51 |  | 4 | 2.727 | 4.7252 | 7.4522 | 95% | 1 | 68.4 | 9.0117 | 4.9685 | 4.8493 | 0.11924 | 2.4% | 14.4262 | 0.6 | 0.6 | 0.6 | 41.04 | 5.407 | 2.9811 | 2.9811 | 0 | 0% | 991.75 | 68.4 | 0 | 923.35 | 991.75 | 41.04 | 0 | 950.71 | Winter | 1 | FALSE | 1 | 68.4 | 41.04 | 0 | 0 | 0 | 1 | 1
1978-05-15 | 5 | 15 | 18:00 | 10.6 | 18 | 1 | 51 |  | 4 | 2.727 | 6.0377 | 8.7647 | 95% | 1 | 68.4 | 9.0117 | 4.9685 | 4.8493 | 0.11924 | 2.4% | 13.6001 | 0.6 | 0.6 | 0.6 | 41.04 | 5.407 | 2.9811 | 2.9811 | 0 | 0% | 935.25 | 68.4 | 0 | 866.85 | 935.25 | 41.04 | 0 | 894.21 | Winter | 1 | FALSE | 1 | 68.4 | 41.04 | 0 | 0 | 0 | 1 | 1
1978-05-15 | 5 | 15 | 19:00 | 10 | 19 | 1 | 50 |  | 5 | 3.4088 | 6.5627 | 9.9715 | 95% | 1 | 68.4 | 9.0117 | 4.9685 | 4.8493 | 0.11924 | 2.4% | 13.2529 | 0.6 | 0.6 | 0.6 | 41.04 | 5.407 | 2.9811 | 2.9811 | 0 | 0% | 911.5 | 68.4 | 0 | 843.1 | 911.5 | 41.04 | 0 | 870.46 | Winter | 0 | FALSE | 0 | 0 | 0 | 0 | 0 | 0 | 1 | 1
1978-05-15 | 5 | 15 | 20:00 | 10.6 | 20 | 1 | 51 |  | 4 | 2.727 | 5.7752 | 8.5022 | 95% | 1 | 68.4 | 9.0117 | 4.9685 | 4.8493 | 0.11924 | 2.4% | 12.5439 | 0.6 | 0.6 | 0.6 | 41.04 | 5.407 | 2.9811 | 2.9811 | 0 | 0% | 863 | 68.4 | 0 | 794.6 | 863 | 41.04 | 0 | 821.96 | Winter | 0 | FALSE | 0 | 0 | 0 | 0 | 0 | 0 | 1 | 1
1978-05-15 | 5 | 15 | 21:00 | 10 | 21 | 1 | 50 |  | 5 | 3.4088 | 4.7252 | 8.1339 | 95% | 1 | 68.4 | 9.0117 | 4.9685 | 4.8493 | 0.11924 | 2.4% | 12.2186 | 0.6 | 0.6 | 0.6 | 41.04 | 5.407 | 2.9811 | 2.9811 | 0 | 0% | 840.75 | 68.4 | 0 | 772.35 | 840.75 | 41.04 | 0 | 799.71 | Winter | 0 | FALSE | 0 | 0 | 0 | 0 | 0 | 0 | 1 | 1
1978-05-15 | 5 | 15 | 22:00 | 10 | 22 | 1 | 50 |  | 5 | 3.4088 | 4.2002 | 7.6089 | 95% | 1 | 68.4 | 9.0117 | 4.9685 | 4.8493 | 0.11924 | 2.4% | 11.8567 | 0.6 | 0.6 | 0.6 | 41.04 | 5.407 | 2.9811 | 2.9811 | 0 | 0% | 816 | 68.4 | 0 | 747.6 | 816 | 41.04 | 0 | 774.96 | Winter | 0 | FALSE | 0 | 0 | 0 | 0 | 0 | 0 | 1 | 1
1978-05-15 | 5 | 15 | 23:00 | 10 | 23 | 1 | 50 |  | 5 | 3.4088 | 5.2502 | 8.6589 | 95% | 1 | 68.4 | 9.0117 | 4.9685 | 4.8493 | 0.11924 | 2.4% | 11.3999 | 0.6 | 0.6 | 0.6 | 41.04 | 5.407 | 2.9811 | 2.9811 | 0 | 0% | 784.75 | 68.4 | 0 | 716.35 | 784.75 | 41.04 | 0 | 743.71 | Winter | 0 | FALSE | 0 | 0 | 0 | 0 | 0 | 0 | 1 | 1
1978-05-15 | 5 | 15 | 24:00 | 10 | 0 | 1 | 50 |  | 5 | 3.4088 | 4.2002 | 7.6089 | 95% | 1 | 68.4 | 9.0117 | 4.9685 | 4.8493 | 0.11924 | 2.4% | 10.3874 | 0.6 | 0.6 | 0.6 | 41.04 | 5.407 | 2.9811 | 2.9811 | 0 | 0% | 715.5 | 68.4 | 0 | 647.1 | 715.5 | 41.04 | 0 | 674.46 | Winter | 0 | FALSE | 0 | 0 | 0 | 0 | 0 | 0 | 1 | 1
1978-05-16 | 5 | 16 | 1:00 | 10 | 1 | 1 | 50 |  | 5 | 3.4088 | 3.9376 | 7.3464 | 95% | 1 | 68.4 | 9.0117 | 4.9685 | 4.8493 | 0.11924 | 2.4% | 9.8026 | 0.6 | 0.6 | 0.6 | 41.04 | 5.407 | 2.9811 | 2.9811 | 0 | 0% | 675.5 | 68.4 | 0 | 607.1 | 675.5 | 41.04 | 0 | 634.46 | Winter | 0 | FALSE | 0 | 0 | 0 | 0 | 0 | 0 | 1 | 1
1978-05-16 | 5 | 16 | 2:00 | 10 | 2 | 1 | 50 |  | 5 | 3.4088 | 3.1501 | 6.5589 | 95% | 0.94056 | 64.3346 | 8.4761 | 4.6732 | 4.561 | 0.11216 | 2.4% | 9.481 | 0.6 | 0.6 | 0.6 | 41.04 | 5.407 | 2.9811 | 2.9811 | 0 | 0% | 653.5 | 64.3346 | 0 | 589.1654 | 653.5 | 41.04 | 0 | 612.46 | Winter | 0 | FALSE | 0 | 0 | 0 | 0 | 0 | 1 | 0 | 1
1978-05-16 | 5 | 16 | 3:00 | 10 | 3 | 1 | 50 |  | 5 | 3.4088 | 3.4126 | 6.8214 | 95% | 0.97821 | 66.9095 | 8.8153 | 4.8602 | 4.7436 | 0.11665 | 2.4% | 9.492 | 0.6 | 0.6 | 0.6 | 41.04 | 5.407 | 2.9811 | 2.9811 | 0 | 0% | 654.25 | 66.9095 | 0 | 587.3405 | 654.25 | 41.04 | 0 | 613.21 | Winter | 0 | FALSE | 0 | 0 | 0 | 0 | 0 | 1 | 0 | 1
1978-05-16 | 5 | 16 | 4:00 | 10 | 4 | 1 | 50 |  | 5 | 3.4088 | 3.1501 | 6.5589 | 95% | 0.94056 | 64.3346 | 8.4761 | 4.6732 | 4.561 | 0.11216 | 2.4% | 10.0877 | 0.6 | 0.6 | 0.6 | 41.04 | 5.407 | 2.9811 | 2.9811 | 0 | 0% | 695 | 64.3346 | 0 | 630.6654 | 695 | 41.04 | 0 | 653.96 | Winter | 0 | FALSE | 0 | 0 | 0 | 0 | 0 | 1 | 0 | 1
1978-05-16 | 5 | 16 | 5:00 | 10 | 5 | 1 | 50 |  | 5 | 3.4088 | 3.1501 | 6.5589 | 95% | 0.94056 | 64.3346 | 8.4761 | 4.6732 | 4.561 | 0.11216 | 2.4% | 9.9598 | 0.6 | 0.6 | 0.6 | 41.04 | 5.407 | 2.9811 | 2.9811 | 0 | 0% | 686.25 | 64.3346 | 0 | 621.9154 | 686.25 | 41.04 | 0 | 645.21 | Winter | 0 | FALSE | 0 | 0 | 0 | 0 | 0 | 1 | 0 | 1
1978-05-16 | 5 | 16 | 6:00 | 10 | 6 | 1 | 50 |  | 5 | 3.4088 | 3.9376 | 7.3464 | 95% | 1 | 68.4 | 9.0117 | 4.9685 | 4.8493 | 0.11924 | 2.4% | 9.6857 | 0.6 | 0.6 | 0.6 | 41.04 | 5.407 | 2.9811 | 2.9811 | 0 | 0% | 667.5 | 68.4 | 0 | 599.1 | 667.5 | 41.04 | 0 | 626.46 | Winter | 0 | FALSE | 0 | 0 | 0 | 0 | 0 | 0 | 1 | 1
1978-05-16 | 5 | 16 | 7:00 | 10 | 7 | 1 | 50 |  | 5 | 3.4088 | 4.7252 | 8.1339 | 95% | 1 | 68.4 | 9.0117 | 4.9685 | 4.8493 | 0.11924 | 2.4% | 12.0175 | 0.6 | 0.6 | 0.6 | 41.04 | 5.407 | 2.9811 | 2.9811 | 0 | 0% | 827 | 68.4 | 0 | 758.6 | 827 | 41.04 | 0 | 785.96 | Winter | 0 | FALSE | 0 | 0 | 0 | 0 | 0 | 0 | 1 | 1
1978-05-16 | 5 | 16 | 8:00 | 10.6 | 8 | 1 | 51 |  | 4 | 2.727 | 7.6128 | 10.3398 | 95% | 1 | 68.4 | 9.0117 | 4.9685 | 4.8493 | 0.11924 | 2.4% | 12.4342 | 0.6 | 0.6 | 0.6 | 41.04 | 5.407 | 2.9811 | 2.9811 | 0 | 0% | 855.5 | 68.4 | 0 | 787.1 | 855.5 | 41.04 | 0 | 814.46 | Winter | 0 | FALSE | 0 | 0 | 0 | 0 | 0 | 0 | 1 | 1
1978-05-16 | 5 | 16 | 9:00 | 10.6 | 9 | 1 | 51 |  | 4 | 2.727 | 6.5627 | 9.2897 | 95% | 1 | 68.4 | 9.0117 | 4.9685 | 4.8493 | 0.11924 | 2.4% | 12.6243 | 0.6 | 0.6 | 0.6 | 41.04 | 5.407 | 2.9811 | 2.9811 | 0 | 0% | 868.5 | 68.4 | 0 | 800.1 | 868.5 | 41.04 | 0 | 827.46 | Winter | 0 | FALSE | 0 | 0 | 0 | 0 | 0 | 0 | 1 | 1
1978-05-16 | 5 | 16 | 10:00 | 10.6 | 10 | 1 | 51 |  | 4 | 2.727 | 6.0377 | 8.7647 | 95% | 1 | 68.4 | 9.0117 | 4.9685 | 4.8493 | 0.11924 | 2.4% | 13.5088 | 0.6 | 0.6 | 0.6 | 41.04 | 5.407 | 2.9811 | 2.9811 | 0 | 0% | 929 | 68.4 | 0 | 860.6 | 929 | 41.04 | 0 | 887.96 | Winter | 0 | FALSE | 0 | 0 | 0 | 0 | 0 | 0 | 1 | 1
1978-05-16 | 5 | 16 | 11:00 | 11.1 | 11 | 1 | 52 |  | 3 | 2.0453 | 5.2502 | 7.2954 | 95% | 1 | 68.4 | 9.0117 | 4.9685 | 4.8493 | 0.11924 | 2.4% | 13.644 | 0.6 | 0.6 | 0.6 | 41.04 | 5.407 | 2.9811 | 2.9811 | 0 | 0% | 938.25 | 68.4 | 0 | 869.85 | 938.25 | 41.04 | 0 | 897.21 | Winter | 0 | FALSE | 0 | 0 | 0 | 0 | 0 | 0 | 1 | 1
1978-05-16 | 5 | 16 | 12:00 | 11.1 | 12 | 1 | 52 |  | 3 | 2.0453 | 5.2502 | 7.2954 | 95% | 1 | 68.4 | 9.0117 | 4.9685 | 4.8493 | 0.11924 | 2.4% | 13.5453 | 0.6 | 0.6 | 0.6 | 41.04 | 5.407 | 2.9811 | 2.9811 | 0 | 0% | 931.5 | 68.4 | 0 | 863.1 | 931.5 | 41.04 | 0 | 890.46 | Winter | 0 | FALSE | 0 | 0 | 0 | 0 | 0 | 0 | 1 | 1
1978-05-16 | 5 | 16 | 13:00 | 11.1 | 13 | 1 | 52 |  | 3 | 2.0453 | 4.7252 | 6.7704 | 95% | 0.9709 | 66.4097 | 8.7495 | 4.8239 | 4.7082 | 0.11577 | 2.4% | 14.0497 | 0.6 | 0.6 | 0.6 | 41.04 | 5.407 | 2.9811 | 2.9811 | 0 | 0% | 966 | 66.4097 | 0 | 899.5903 | 966 | 41.04 | 0 | 924.96 | Winter | 0 | FALSE | 0 | 0 | 0 | 0 | 0 | 1 | 0 | 1
1978-05-16 | 5 | 16 | 14:00 | 10.6 | 14 | 1 | 51 |  | 4 | 2.727 | 3.9376 | 6.6646 | 95% | 0.95573 | 65.3721 | 8.6128 | 4.7486 | 4.6346 | 0.11397 | 2.4% | 13.9985 | 0.6 | 0.6 | 0.6 | 41.04 | 5.407 | 2.9811 | 2.9811 | 0 | 0% | 962.5 | 65.3721 | 0 | 897.1279 | 962.5 | 41.04 | 0 | 921.46 | Winter | 0 | FALSE | 0 | 0 | 0 | 0 | 0 | 1 | 0 | 1
1978-05-16 | 5 | 16 | 15:00 | 10.6 | 15 | 1 | 51 |  | 4 | 2.727 | 3.6751 | 6.4021 | 95% | 0.91809 | 62.7972 | 8.2735 | 4.5615 | 4.452 | 0.10948 | 2.4% | 13.6294 | 0.6 | 0.6 | 0.6 | 41.04 | 5.407 | 2.9811 | 2.9811 | 0 | 0% | 937.25 | 62.7972 | 0 | 874.4528 | 937.25 | 41.04 | 0 | 896.21 | Winter | 0 | FALSE | 0 | 0 | 0 | 0 | 0 | 1 | 0 | 1
1978-05-16 | 5 | 16 | 16:00 | 10.6 | 16 | 1 | 51 |  | 4 | 2.727 | 3.6751 | 6.4021 | 95% | 0.91809 | 62.7972 | 8.2735 | 4.5615 | 4.452 | 0.10948 | 2.4% | 13.2054 | 0.6 | 0.6 | 0.6 | 41.04 | 5.407 | 2.9811 | 2.9811 | 0 | 0% | 908.25 | 62.7972 | 0 | 845.4528 | 908.25 | 41.04 | 0 | 867.21 | Winter | 0 | FALSE | 0 | 0 | 0 | 0 | 0 | 1 | 0 | 1
1978-05-16 | 5 | 16 | 17:00 | 10.6 | 17 | 1 | 51 |  | 4 | 2.727 | 4.7252 | 7.4522 | 95% | 1 | 68.4 | 9.0117 | 4.9685 | 4.8493 | 0.11924 | 2.4% | 12.9861 | 0.6 | 0.6 | 0.6 | 41.04 | 5.407 | 2.9811 | 2.9811 | 0 | 0% | 893.25 | 68.4 | 0 | 824.85 | 893.25 | 41.04 | 0 | 852.21 | Winter | 1 | FALSE | 1 | 68.4 | 41.04 | 0 | 0 | 0 | 1 | 1
1978-05-16 | 5 | 16 | 18:00 | 10.6 | 18 | 1 | 51 |  | 4 | 2.727 | 6.0377 | 8.7647 | 95% | 1 | 68.4 | 9.0117 | 4.9685 | 4.8493 | 0.11924 | 2.4% | 12.8582 | 0.6 | 0.6 | 0.6 | 41.04 | 5.407 | 2.9811 | 2.9811 | 0 | 0% | 884.5 | 68.4 | 0 | 816.1 | 884.5 | 41.04 | 0 | 843.46 | Winter | 1 | FALSE | 1 | 68.4 | 41.04 | 0 | 0 | 0 | 1 | 1
1978-05-16 | 5 | 16 | 19:00 | 11.1 | 19 | 1 | 52 |  | 3 | 2.0453 | 6.5627 | 8.608 | 95% | 1 | 68.4 | 9.0117 | 4.9685 | 4.8493 | 0.11924 | 2.4% | 12.4598 | 0.6 | 0.6 | 0.6 | 41.04 | 5.407 | 2.9811 | 2.9811 | 0 | 0% | 857.25 | 68.4 | 0 | 788.85 | 857.25 | 41.04 | 0 | 816.21 | Winter | 0 | FALSE | 0 | 0 | 0 | 0 | 0 | 0 | 1 | 1
1978-05-16 | 5 | 16 | 20:00 | 11.1 | 20 | 1 | 52 |  | 3 | 2.0453 | 5.7752 | 7.8205 | 95% | 1 | 68.4 | 9.0117 | 4.9685 | 4.8493 | 0.11924 | 2.4% | 12.2113 | 0.6 | 0.6 | 0.6 | 41.04 | 5.407 | 2.9811 | 2.9811 | 0 | 0% | 840.25 | 68.4 | 0 | 771.85 | 840.25 | 41.04 | 0 | 799.21 | Winter | 0 | FALSE | 0 | 0 | 0 | 0 | 0 | 0 | 1 | 1
1978-05-16 | 5 | 16 | 21:00 | 11.7 | 21 | 1 | 53 |  | 2 | 1.3635 | 4.7252 | 6.0887 | 95% | 0.87314 | 59.7226 | 7.8684 | 4.3382 | 4.2341 | 0.10412 | 2.4% | 12.2844 | 0.6 | 0.6 | 0.6 | 41.04 | 5.407 | 2.9811 | 2.9811 | 0 | 0% | 845.25 | 59.7226 | 0 | 785.5274 | 845.25 | 41.04 | 0 | 804.21 | Winter | 0 | FALSE | 0 | 0 | 0 | 0 | 0 | 1 | 0 | 1
1978-05-16 | 5 | 16 | 22:00 | 11.7 | 22 | 1 | 53 |  | 2 | 1.3635 | 4.2002 | 5.5637 | 95% | 0.79785 | 54.5727 | 7.19 | 3.9641 | 3.869 | 0.095138 | 2.4% | 12.2478 | 0.6 | 0.6 | 0.6 | 41.04 | 5.407 | 2.9811 | 2.9811 | 0 | 0% | 842.75 | 54.5727 | 0 | 788.1773 | 842.75 | 41.04 | 0 | 801.71 | Winter | 0 | FALSE | 0 | 0 | 0 | 0 | 0 | 1 | 0 | 1
1978-05-16 | 5 | 16 | 23:00 | 11.7 | 23 | 1 | 53 |  | 2 | 1.3635 | 5.2502 | 6.6137 | 95% | 0.94843 | 64.8724 | 8.5469 | 4.7123 | 4.5992 | 0.11309 | 2.4% | 12.0175 | 0.6 | 0.6 | 0.6 | 41.04 | 5.407 | 2.9811 | 2.9811 | 0 | 0% | 827 | 64.8724 | 0 | 762.1276 | 827 | 41.04 | 0 | 785.96 | Winter | 0 | FALSE | 0 | 0 | 0 | 0 | 0 | 1 | 0 | 1
1978-05-16 | 5 | 16 | 24:00 | 11.7 | 0 | 1 | 53 |  | 2 | 1.3635 | 4.2002 | 5.5637 | 95% | 0.79785 | 54.5727 | 7.19 | 3.9641 | 3.869 | 0.095138 | 2.4% | 11.9006 | 0.6 | 0.6 | 0.6 | 41.04 | 5.407 | 2.9811 | 2.9811 | 0 | 0% | 819 | 54.5727 | 0 | 764.4273 | 819 | 41.04 | 0 | 777.96 | Winter | 0 | FALSE | 0 | 0 | 0 | 0 | 0 | 1 | 0 | 1
1978-05-17 | 5 | 17 | 1:00 | 11.7 | 1 | 2 | 53 |  | 2 | 1.3635 | 3.9376 | 5.3011 | 95% | 0.7602 | 51.9978 | 6.8507 | 3.7771 | 3.6864 | 0.09065 | 2.4% | 11.7544 | 0.6 | 0.6 | 0.6 | 41.04 | 5.407 | 2.9811 | 2.9811 | 0 | 0% | 809 | 51.9978 | 0 | 757.0022 | 809 | 41.04 | 0 | 767.96 | Winter | 0 | 0 | 0 | 0 | 0 | 0 | 0 | 1 | 0 | 1
1978-05-17 | 5 | 17 | 2:00 | 11.7 | 2 | 2 | 53 |  | 2 | 1.3635 | 3.1501 | 4.5136 | 95% | 0.64727 | 44.2731 | 5.833 | 3.216 | 3.1388 | 0.077183 | 2.4% | 11.5936 | 0.6 | 0.6 | 0.6 | 41.04 | 5.407 | 2.9811 | 2.9811 | 0 | 0% | 798 | 44.2731 | 0 | 753.7269 | 798 | 41.04 | 0 | 756.96 | Winter | 0 | 0 | 0 | 0 | 0 | 0 | 0 | 1 | 0 | 1
1978-05-17 | 5 | 17 | 3:00 | 11.7 | 3 | 2 | 53 |  | 2 | 1.3635 | 3.4126 | 4.7761 | 95% | 0.68491 | 46.848 | 6.1722 | 3.403 | 3.3213 | 0.081672 | 2.4% | 11.7836 | 0.6 | 0.6 | 0.6 | 41.04 | 5.407 | 2.9811 | 2.9811 | 0 | 0% | 811 | 46.848 | 0 | 764.152 | 811 | 41.04 | 0 | 769.96 | Winter | 0 | 0 | 0 | 0 | 0 | 0 | 0 | 1 | 0 | 1
1978-05-17 | 5 | 17 | 4:00 | 11.7 | 4 | 2 | 53 |  | 2 | 1.3635 | 3.1501 | 4.5136 | 95% | 0.64727 | 44.2731 | 5.833 | 3.216 | 3.1388 | 0.077183 | 2.4% | 11.8129 | 0.6 | 0.6 | 0.6 | 41.04 | 5.407 | 2.9811 | 2.9811 | 0 | 0% | 813 | 44.2731 | 0 | 768.7269 | 813 | 41.04 | 0 | 771.96 | Winter | 0 | 0 | 0 | 0 | 0 | 0 | 0 | 1 | 0 | 1
1978-05-17 | 5 | 17 | 5:00 | 11.1 | 5 | 2 | 52 |  | 3 | 2.0453 | 3.1501 | 5.1954 | 95% | 0.74503 | 50.9603 | 6.714 | 3.7017 | 3.6129 | 0.088841 | 2.4% | 11.6082 | 0.6 | 0.6 | 0.6 | 41.04 | 5.407 | 2.9811 | 2.9811 | 0 | 0% | 799 | 50.9603 | 0 | 748.0397 | 799 | 41.04 | 0 | 757.96 | Winter | 0 | 0 | 0 | 0 | 0 | 0 | 0 | 1 | 0 | 1
1978-05-17 | 5 | 17 | 6:00 | 11.1 | 6 | 2 | 52 |  | 3 | 2.0453 | 3.9376 | 5.9829 | 95% | 0.85797 | 58.685 | 7.7317 | 4.2628 | 4.1605 | 0.10231 | 2.4% | 12.098 | 0.6 | 0.6 | 0.6 | 41.04 | 5.407 | 2.9811 | 2.9811 | 0 | 0% | 832.5 | 58.685 | 0 | 773.815 | 832.5 | 41.04 | 0 | 791.46 | Winter | 0 | 0 | 0 | 0 | 0 | 0 | 0 | 1 | 0 | 1
1978-05-17 | 5 | 17 | 7:00 | 11.1 | 7 | 2 | 52 |  | 3 | 2.0453 | 4.7252 | 6.7704 | 95% | 0.9709 | 66.4097 | 8.7495 | 4.8239 | 4.7082 | 0.11577 | 2.4% | 12.3136 | 0.6 | 0.6 | 0.6 | 41.04 | 5.407 | 2.9811 | 2.9811 | 0 | 0% | 847.25 | 66.4097 | 0 | 780.8403 | 847.25 | 41.04 | 0 | 806.21 | Winter | 0 | 0 | 0 | 0 | 0 | 0 | 0 | 1 | 0 | 1
1978-05-17 | 5 | 17 | 8:00 | 11.7 | 8 | 2 | 53 |  | 2 | 1.3635 | 7.6128 | 8.9763 | 95% | 1 | 68.4 | 9.0117 | 4.9685 | 4.8493 | 0.11924 | 2.4% | 12.8838 | 0.6 | 0.6 | 0.6 | 41.04 | 5.407 | 2.9811 | 2.9811 | 0 | 0% | 886.25 | 68.4 | 0 | 817.85 | 886.25 | 41.04 | 0 | 845.21 | Winter | 0 | 0 | 0 | 0 | 0 | 0 | 0 | 0 | 1 | 1
1978-05-17 | 5 | 17 | 9:00 | 12.2 | 9 | 2 | 54 |  | 1 | 0.68175 | 6.5627 | 7.2445 | 95% | 1 | 68.4 | 9.0117 | 4.9685 | 4.8493 | 0.11924 | 2.4% | 13.5197 | 0.6 | 0.6 | 0.6 | 41.04 | 5.407 | 2.9811 | 2.9811 | 0 | 0% | 929.75 | 68.4 | 0 | 861.35 | 929.75 | 41.04 | 0 | 888.71 | Winter | 0 | 0 | 0 | 0 | 0 | 0 | 0 | 0 | 1 | 1
1978-05-17 | 5 | 17 | 10:00 | 12.8 | 10 | 2 | 55 |  | 0 | 0 | 6.0377 | 6.0377 | 95% | 0.86583 | 59.2228 | 7.8026 | 4.3019 | 4.1986 | 0.10325 | 2.4% | 14.4591 | 0.6 | 0.6 | 0.6 | 41.04 | 5.407 | 2.9811 | 2.9811 | 0 | 0% | 994 | 59.2228 | 0 | 934.7772 | 994 | 41.04 | 0 | 952.96 | Winter | 0 | 0 | 0 | 0 | 0 | 0 | 0 | 1 | 0 | 1
1978-05-17 | 5 | 17 | 11:00 | 13.3 | 11 | 2 | 56 |  | 0 | 0 | 5.2502 | 5.2502 | 95% | 0.7529 | 51.4981 | 6.7849 | 3.7408 | 3.651 | 0.089778 | 2.4% | 13.7792 | 0.6 | 0.6 | 0.6 | 41.04 | 5.407 | 2.9811 | 2.9811 | 0 | 0% | 947.5 | 51.4981 | 0 | 896.0019 | 947.5 | 41.04 | 0 | 906.46 | Winter | 0 | 0 | 0 | 0 | 0 | 0 | 0 | 1 | 0 | 1
1978-05-17 | 5 | 17 | 12:00 | 15 | 12 | 2 | 59 |  | 0 | 0 | 5.2502 | 5.2502 | 95% | 0.7529 | 51.4981 | 6.7849 | 3.7408 | 3.651 | 0.089778 | 2.4% | 13.7683 | 0.6 | 0.6 | 0.6 | 41.04 | 5.407 | 2.9811 | 2.9811 | 0 | 0% | 946.75 | 51.4981 | 0 | 895.2519 | 946.75 | 41.04 | 0 | 905.71 | Winter | 0 | 0 | 0 | 0 | 0 | 0 | 0 | 1 | 0 | 1
1978-05-17 | 5 | 17 | 13:00 | 14.4 | 13 | 2 | 58 |  | 0 | 0 | 4.7252 | 4.7252 | 95% | 0.67761 | 46.3483 | 6.1064 | 3.3667 | 3.2859 | 0.0808 | 2.4% | 13.6696 | 0.6 | 0.6 | 0.6 | 41.04 | 5.407 | 2.9811 | 2.9811 | 0 | 0% | 940 | 46.3483 | 0 | 893.6517 | 940 | 41.04 | 0 | 898.96 | Winter | 0 | 0 | 0 | 0 | 0 | 0 | 0 | 1 | 0 | 1
1978-05-17 | 5 | 17 | 14:00 | 14.4 | 14 | 2 | 58 |  | 0 | 0 | 3.9376 | 3.9376 | 95% | 0.56467 | 38.6235 | 5.0887 | 2.8056 | 2.7382 | 0.067334 | 2.4% | 14.0387 | 0.6 | 0.6 | 0.6 | 41.04 | 5.407 | 2.9811 | 2.9532 | 0.027867 | 0.9348% | 965.25 | 38.6235 | 0 | 926.6265 | 965.25 | 41.04 | 0 | 924.21 | Winter | 0 | 0 | 0 | 0 | 0 | 0 | 0 | 1 | 0 | 1
1978-05-17 | 5 | 17 | 15:00 | 13.3 | 15 | 2 | 56 |  | 0 | 0 | 3.6751 | 3.6751 | 95% | 0.52703 | 36.0486 | 4.7494 | 2.6185 | 2.5557 | 0.062845 | 2.4% | 13.5161 | 0.6 | 0.6 | 0.6 | 41.04 | 5.407 | 2.9811 | 2.7564 | 0.22475 | 7.539% | 929.5 | 36.0486 | 0 | 893.4514 | 929.5 | 41.04 | 0 | 888.46 | Winter | 0 | 0 | 0 | 0 | 0 | 0 | 0 | 1 | 0 | 1
1978-05-17 | 5 | 17 | 16:00 | 12.8 | 16 | 2 | 55 |  | 0 | 0 | 3.6751 | 3.6751 | 95% | 0.52703 | 36.0486 | 4.7494 | 2.6185 | 2.5557 | 0.062845 | 2.4% | 13.2785 | 0.6 | 0.6 | 0.6 | 41.04 | 5.407 | 2.9811 | 2.7564 | 0.22475 | 7.539% | 913.25 | 36.0486 | 0 | 877.2014 | 913.25 | 41.04 | 0 | 872.21 | Winter | 0 | 0 | 0 | 0 | 0 | 0 | 0 | 1 | 0 | 1
1978-05-17 | 5 | 17 | 17:00 | 12.2 | 17 | 2 | 54 |  | 1 | 0.68175 | 4.7252 | 5.4069 | 95% | 0.77537 | 53.0354 | 6.9874 | 3.8524 | 3.76 | 0.092458 | 2.4% | 13.0117 | 0.6 | 0.6 | 0.6 | 41.04 | 5.407 | 2.9811 | 2.9811 | 0 | 0% | 895 | 53.0354 | 0 | 841.9646 | 895 | 41.04 | 0 | 853.96 | Winter | 0 | 0 | 0 | 0 | 0 | 0 | 0 | 1 | 0 | 1
1978-05-17 | 5 | 17 | 18:00 | 11.1 | 18 | 2 | 52 |  | 3 | 2.0453 | 6.0377 | 8.083 | 95% | 1 | 68.4 | 9.0117 | 4.9685 | 4.8493 | 0.11924 | 2.4% | 12.8655 | 0.6 | 0.6 | 0.6 | 41.04 | 5.407 | 2.9811 | 2.9811 | 0 | 0% | 885 | 68.4 | 0 | 816.6 | 885 | 41.04 | 0 | 843.96 | Winter | 0 | 0 | 0 | 0 | 0 | 0 | 0 | 0 | 1 | 1
1978-05-17 | 5 | 17 | 19:00 | 10.6 | 19 | 2 | 51 |  | 4 | 2.727 | 6.5627 | 9.2897 | 95% | 1 | 68.4 | 9.0117 | 4.9685 | 4.8493 | 0.11924 | 2.4% | 12.902 | 0.6 | 0.6 | 0.6 | 41.04 | 5.407 | 2.9811 | 2.9811 | 0 | 0% | 887.5 | 68.4 | 0 | 819.1 | 887.5 | 41.04 | 0 | 846.46 | Winter | 0 | 0 | 0 | 0 | 0 | 0 | 0 | 0 | 1 | 1
1978-05-17 | 5 | 17 | 20:00 | 10.6 | 20 | 2 | 51 |  | 4 | 2.727 | 5.7752 | 8.5022 | 95% | 1 | 68.4 | 9.0117 | 4.9685 | 4.8493 | 0.11924 | 2.4% | 12.1455 | 0.6 | 0.6 | 0.6 | 41.04 | 5.407 | 2.9811 | 2.9811 | 0 | 0% | 835.75 | 68.4 | 0 | 767.35 | 835.75 | 41.04 | 0 | 794.71 | Winter | 0 | 0 | 0 | 0 | 0 | 0 | 0 | 0 | 1 | 1
1978-05-17 | 5 | 17 | 21:00 | 9.4 | 21 | 2 | 49 |  | 6 | 4.0905 | 4.7252 | 8.8157 | 95% | 1 | 68.4 | 9.0117 | 4.9685 | 4.8493 | 0.11924 | 2.4% | 12.1857 | 0.6 | 0.6 | 0.6 | 41.04 | 5.407 | 2.9811 | 2.9811 | 0 | 0% | 838.5 | 68.4 | 0 | 770.1 | 838.5 | 41.04 | 0 | 797.46 | Winter | 0 | 0 | 0 | 0 | 0 | 0 | 0 | 0 | 1 | 1
1978-05-17 | 5 | 17 | 22:00 | 8.9 | 22 | 2 | 48 |  | 7 | 4.7723 | 4.2002 | 8.9724 | 95% | 1 | 68.4 | 9.0117 | 4.9685 | 4.8493 | 0.11924 | 2.4% | 11.5936 | 0.6 | 0.6 | 0.6 | 41.04 | 5.407 | 2.9811 | 2.9811 | 0 | 0% | 798 | 68.4 | 0 | 729.6 | 798 | 41.04 | 0 | 756.96 | Winter | 0 | 0 | 0 | 0 | 0 | 0 | 0 | 0 | 1 | 1
1978-05-17 | 5 | 17 | 23:00 | 8.9 | 23 | 2 | 48 |  | 7 | 4.7723 | 5.2502 | 10.0224 | 95% | 1 | 68.4 | 9.0117 | 4.9685 | 4.8493 | 0.11924 | 2.4% | 11.2463 | 0.6 | 0.6 | 0.6 | 41.04 | 5.407 | 2.9811 | 2.9811 | 0 | 0% | 774.25 | 68.4 | 0 | 705.85 | 774.25 | 41.04 | 0 | 733.21 | Winter | 0 | 0 | 0 | 0 | 0 | 0 | 0 | 0 | 1 | 1
1978-05-17 | 5 | 17 | 24:00 | 9.4 | 0 | 2 | 49 |  | 6 | 4.0905 | 4.2002 | 8.2907 | 95% | 1 | 68.4 | 9.0117 | 4.9685 | 4.8493 | 0.11924 | 2.4% | 11.1586 | 0.6 | 0.6 | 0.6 | 41.04 | 5.407 | 2.9811 | 2.9811 | 0 | 0% | 768.25 | 68.4 | 0 | 699.85 | 768.25 | 41.04 | 0 | 727.21 | Winter | 0 | 0 | 0 | 0 | 0 | 0 | 0 | 0 | 1 | 1
1978-05-18 | 5 | 18 | 1:00 | 9.4 | 1 | 2 | 49 |  | 6 | 4.0905 | 3.9376 | 8.0281 | 95% | 1 | 68.4 | 9.0117 | 4.9685 | 4.8493 | 0.11924 | 2.4% | 11.1111 | 0.6 | 0.6 | 0.6 | 41.04 | 5.407 | 2.9811 | 2.9811 | 0 | 0% | 765 | 68.4 | 0 | 696.6 | 765 | 41.04 | 0 | 723.96 | Winter | 0 | 0 | 0 | 0 | 0 | 0 | 0 | 0 | 1 | 1
1978-05-18 | 5 | 18 | 2:00 | 10 | 2 | 2 | 50 |  | 5 | 3.4088 | 3.1501 | 6.5589 | 95% | 0.94056 | 64.3346 | 8.4761 | 4.6732 | 4.561 | 0.11216 | 2.4% | 11.0161 | 0.6 | 0.6 | 0.6 | 41.04 | 5.407 | 2.9811 | 2.9811 | 0 | 0% | 758.5 | 64.3346 | 0 | 694.1654 | 758.5 | 41.04 | 0 | 717.46 | Winter | 0 | 0 | 0 | 0 | 0 | 0 | 0 | 1 | 0 | 1
1978-05-18 | 5 | 18 | 3:00 | 9.4 | 3 | 2 | 49 |  | 6 | 4.0905 | 3.4126 | 7.5031 | 95% | 1 | 68.4 | 9.0117 | 4.9685 | 4.8493 | 0.11924 | 2.4% | 10.8735 | 0.6 | 0.6 | 0.6 | 41.04 | 5.407 | 2.9811 | 2.9811 | 0 | 0% | 748.75 | 68.4 | 0 | 680.35 | 748.75 | 41.04 | 0 | 707.71 | Winter | 0 | 0 | 0 | 0 | 0 | 0 | 0 | 0 | 1 | 1
1978-05-18 | 5 | 18 | 4:00 | 9.4 | 4 | 2 | 49 |  | 6 | 4.0905 | 3.1501 | 7.2406 | 95% | 1 | 68.4 | 9.0117 | 4.9685 | 4.8493 | 0.11924 | 2.4% | 11.0088 | 0.6 | 0.6 | 0.6 | 41.04 | 5.407 | 2.9811 | 2.9811 | 0 | 0% | 758 | 68.4 | 0 | 689.6 | 758 | 41.04 | 0 | 716.96 | Winter | 0 | 0 | 0 | 0 | 0 | 0 | 0 | 0 | 1 | 1
1978-05-18 | 5 | 18 | 5:00 | 9.4 | 5 | 2 | 49 |  | 6 | 4.0905 | 3.1501 | 7.2406 | 95% | 1 | 68.4 | 9.0117 | 4.9685 | 4.8493 | 0.11924 | 2.4% | 10.8187 | 0.6 | 0.6 | 0.6 | 41.04 | 5.407 | 2.9811 | 2.9811 | 0 | 0% | 745 | 68.4 | 0 | 676.6 | 745 | 41.04 | 0 | 703.96 | Winter | 0 | 0 | 0 | 0 | 0 | 0 | 0 | 0 | 1 | 1
1978-05-18 | 5 | 18 | 6:00 | 9.4 | 6 | 2 | 49 |  | 6 | 4.0905 | 3.9376 | 8.0281 | 95% | 1 | 68.4 | 9.0117 | 4.9685 | 4.8493 | 0.11924 | 2.4% | 11.6155 | 0.6 | 0.6 | 0.6 | 41.04 | 5.407 | 2.9811 | 2.9811 | 0 | 0% | 799.5 | 68.4 | 0 | 731.1 | 799.5 | 41.04 | 0 | 758.46 | Winter | 0 | 0 | 0 | 0 | 0 | 0 | 0 | 0 | 1 | 1
1978-05-18 | 5 | 18 | 7:00 | 10 | 7 | 2 | 50 |  | 5 | 3.4088 | 4.7252 | 8.1339 | 95% | 1 | 68.4 | 9.0117 | 4.9685 | 4.8493 | 0.11924 | 2.4% | 12.6535 | 0.6 | 0.6 | 0.6 | 41.04 | 5.407 | 2.9811 | 2.9811 | 0 | 0% | 870.5 | 68.4 | 0 | 802.1 | 870.5 | 41.04 | 0 | 829.46 | Winter | 0 | 0 | 0 | 0 | 0 | 0 | 0 | 0 | 1 | 1
1978-05-18 | 5 | 18 | 8:00 | 10.6 | 8 | 2 | 51 |  | 4 | 2.727 | 7.6128 | 10.3398 | 95% | 1 | 68.4 | 9.0117 | 4.9685 | 4.8493 | 0.11924 | 2.4% | 12.8618 | 0.6 | 0.6 | 0.6 | 41.04 | 5.407 | 2.9811 | 2.9811 | 0 | 0% | 884.75 | 68.4 | 0 | 816.35 | 884.75 | 41.04 | 0 | 843.71 | Winter | 0 | 0 | 0 | 0 | 0 | 0 | 0 | 0 | 1 | 1
1978-05-18 | 5 | 18 | 9:00 | 11.1 | 9 | 2 | 52 |  | 3 | 2.0453 | 6.5627 | 8.608 | 95% | 1 | 68.4 | 9.0117 | 4.9685 | 4.8493 | 0.11924 | 2.4% | 13.0629 | 0.6 | 0.6 | 0.6 | 41.04 | 5.407 | 2.9811 | 2.9811 | 0 | 0% | 898.5 | 68.4 | 0 | 830.1 | 898.5 | 41.04 | 0 | 857.46 | Winter | 0 | 0 | 0 | 0 | 0 | 0 | 0 | 0 | 1 | 1
1978-05-18 | 5 | 18 | 10:00 | 12.2 | 10 | 2 | 54 |  | 1 | 0.68175 | 6.0377 | 6.7195 | 95% | 0.9636 | 65.9099 | 8.6836 | 4.7876 | 4.6727 | 0.1149 | 2.4% | 13.8596 | 0.6 | 0.6 | 0.6 | 41.04 | 5.407 | 2.9811 | 2.9811 | 0 | 0% | 953 | 65.9099 | 0 | 887.0901 | 953 | 41.04 | 0 | 911.96 | Winter | 0 | 0 | 0 | 0 | 0 | 0 | 0 | 1 | 0 | 1
1978-05-18 | 5 | 18 | 11:00 | 12.2 | 11 | 2 | 54 |  | 1 | 0.68175 | 5.2502 | 5.9319 | 95% | 0.85066 | 58.1852 | 7.6659 | 4.2265 | 4.1251 | 0.10144 | 2.4% | 14.0716 | 0.6 | 0.6 | 0.6 | 41.04 | 5.407 | 2.9811 | 2.9811 | 0 | 0% | 967.5 | 58.1852 | 0 | 909.3148 | 967.5 | 41.04 | 0 | 926.46 | Winter | 0 | 0 | 0 | 0 | 0 | 0 | 0 | 1 | 0 | 1
1978-05-18 | 5 | 18 | 12:00 | 12.8 | 12 | 2 | 55 |  | 0 | 0 | 5.2502 | 5.2502 | 95% | 0.7529 | 51.4981 | 6.7849 | 3.7408 | 3.651 | 0.089778 | 2.4% | 14.2288 | 0.6 | 0.6 | 0.6 | 41.04 | 5.407 | 2.9811 | 2.9811 | 0 | 0% | 978.25 | 51.4981 | 0 | 926.7519 | 978.25 | 41.04 | 0 | 937.21 | Winter | 0 | 0 | 0 | 0 | 0 | 0 | 0 | 1 | 0 | 1
1978-05-18 | 5 | 18 | 13:00 | 11.7 | 13 | 2 | 53 |  | 2 | 1.3635 | 4.7252 | 6.0887 | 95% | 0.87314 | 59.7226 | 7.8684 | 4.3382 | 4.2341 | 0.10412 | 2.4% | 14.0387 | 0.6 | 0.6 | 0.6 | 41.04 | 5.407 | 2.9811 | 2.9811 | 0 | 0% | 965.25 | 59.7226 | 0 | 905.5274 | 965.25 | 41.04 | 0 | 924.21 | Winter | 0 | 0 | 0 | 0 | 0 | 0 | 0 | 1 | 0 | 1
1978-05-18 | 5 | 18 | 14:00 | 11.7 | 14 | 2 | 53 |  | 2 | 1.3635 | 3.9376 | 5.3011 | 95% | 0.7602 | 51.9978 | 6.8507 | 3.7771 | 3.6864 | 0.09065 | 2.4% | 14.269 | 0.6 | 0.6 | 0.6 | 41.04 | 5.407 | 2.9811 | 2.9811 | 0 | 0% | 981 | 51.9978 | 0 | 929.0022 | 981 | 41.04 | 0 | 939.96 | Winter | 0 | 0 | 0 | 0 | 0 | 0 | 0 | 1 | 0 | 1
1978-05-18 | 5 | 18 | 15:00 | 12.2 | 15 | 2 | 54 |  | 1 | 0.68175 | 3.6751 | 4.3569 | 95% | 0.62479 | 42.7358 | 5.6304 | 3.1043 | 3.0298 | 0.074503 | 2.4% | 14.152 | 0.6 | 0.6 | 0.6 | 41.04 | 5.407 | 2.9811 | 2.9811 | 0 | 0% | 973 | 42.7358 | 0 | 930.2642 | 973 | 41.04 | 0 | 931.96 | Winter | 0 | 0 | 0 | 0 | 0 | 0 | 0 | 1 | 0 | 1
1978-05-18 | 5 | 18 | 16:00 | 12.2 | 16 | 2 | 54 |  | 1 | 0.68175 | 3.6751 | 4.3569 | 95% | 0.62479 | 42.7358 | 5.6304 | 3.1043 | 3.0298 | 0.074503 | 2.4% | 13.7061 | 0.6 | 0.6 | 0.6 | 41.04 | 5.407 | 2.9811 | 2.9811 | 0 | 0% | 942.5 | 42.7358 | 0 | 899.7642 | 942.5 | 41.04 | 0 | 901.46 | Winter | 0 | 0 | 0 | 0 | 0 | 0 | 0 | 1 | 0 | 1
1978-05-18 | 5 | 18 | 17:00 | 11.7 | 17 | 2 | 53 |  | 2 | 1.3635 | 4.7252 | 6.0887 | 95% | 0.87314 | 59.7226 | 7.8684 | 4.3382 | 4.2341 | 0.10412 | 2.4% | 13.5161 | 0.6 | 0.6 | 0.6 | 41.04 | 5.407 | 2.9811 | 2.9811 | 0 | 0% | 929.5 | 59.7226 | 0 | 869.7774 | 929.5 | 41.04 | 0 | 888.46 | Winter | 0 | 0 | 0 | 0 | 0 | 0 | 0 | 1 | 0 | 1
1978-05-18 | 5 | 18 | 18:00 | 12.2 | 18 | 2 | 54 |  | 1 | 0.68175 | 6.0377 | 6.7195 | 95% | 0.9636 | 65.9099 | 8.6836 | 4.7876 | 4.6727 | 0.1149 | 2.4% | 13.1067 | 0.6 | 0.6 | 0.6 | 41.04 | 5.407 | 2.9811 | 2.9811 | 0 | 0% | 901.5 | 65.9099 | 0 | 835.5901 | 901.5 | 41.04 | 0 | 860.46 | Winter | 0 | 0 | 0 | 0 | 0 | 0 | 0 | 1 | 0 | 1
1978-05-18 | 5 | 18 | 19:00 | 12.2 | 19 | 2 | 54 |  | 1 | 0.68175 | 6.5627 | 7.2445 | 95% | 1 | 68.4 | 9.0117 | 4.9685 | 4.8493 | 0.11924 | 2.4% | 12.0687 | 0.6 | 0.6 | 0.6 | 41.04 | 5.407 | 2.9811 | 2.9811 | 0 | 0% | 830.5 | 68.4 | 0 | 762.1 | 830.5 | 41.04 | 0 | 789.46 | Winter | 0 | 0 | 0 | 0 | 0 | 0 | 0 | 0 | 1 | 1
1978-05-18 | 5 | 18 | 20:00 | 12.8 | 20 | 2 | 55 |  | 0 | 0 | 5.7752 | 5.7752 | 95% | 0.82819 | 56.6479 | 7.4634 | 4.1148 | 4.0161 | 0.098756 | 2.4% | 11.9298 | 0.6 | 0.6 | 0.6 | 41.04 | 5.407 | 2.9811 | 2.9811 | 0 | 0% | 821 | 56.6479 | 0 | 764.3521 | 821 | 41.04 | 0 | 779.96 | Winter | 0 | 0 | 0 | 0 | 0 | 0 | 0 | 1 | 0 | 1
1978-05-18 | 5 | 18 | 21:00 | 12.8 | 21 | 2 | 55 |  | 0 | 0 | 4.7252 | 4.7252 | 95% | 0.67761 | 46.3483 | 6.1064 | 3.3667 | 3.2859 | 0.0808 | 2.4% | 11.5534 | 0.6 | 0.6 | 0.6 | 41.04 | 5.407 | 2.9811 | 2.9811 | 0 | 0% | 795.25 | 46.3483 | 0 | 748.9017 | 795.25 | 41.04 | 0 | 754.21 | Winter | 0 | 0 | 0 | 0 | 0 | 0 | 0 | 1 | 0 | 1
1978-05-18 | 5 | 18 | 22:00 | 12.8 | 22 | 2 | 55 |  | 0 | 0 | 4.2002 | 4.2002 | 95% | 0.60232 | 41.1985 | 5.4279 | 2.9926 | 2.9208 | 0.071823 | 2.4% | 11.5132 | 0.6 | 0.6 | 0.6 | 41.04 | 5.407 | 2.9811 | 2.9811 | 0 | 0% | 792.5 | 41.1985 | 0 | 751.3015 | 792.5 | 41.04 | 0 | 751.46 | Winter | 0 | 0 | 0 | 0 | 0 | 0 | 0 | 1 | 0 | 1
1978-05-18 | 5 | 18 | 23:00 | 12.8 | 23 | 2 | 55 |  | 0 | 0 | 5.2502 | 5.2502 | 95% | 0.7529 | 51.4981 | 6.7849 | 3.7408 | 3.651 | 0.089778 | 2.4% | 11.0746 | 0.6 | 0.6 | 0.6 | 41.04 | 5.407 | 2.9811 | 2.9811 | 0 | 0% | 762.5 | 51.4981 | 0 | 711.0019 | 762.5 | 41.04 | 0 | 721.46 | Winter | 0 | 0 | 0 | 0 | 0 | 0 | 0 | 1 | 0 | 1
1978-05-18 | 5 | 18 | 24:00 | 14.4 | 0 | 2 | 58 |  | 0 | 0 | 4.2002 | 4.2002 | 95% | 0.60232 | 41.1985 | 5.4279 | 2.9926 | 2.9208 | 0.071823 | 2.4% | 11.1732 | 0.6 | 0.6 | 0.6 | 41.04 | 5.407 | 2.9811 | 2.9811 | 0 | 0% | 769.25 | 41.1985 | 0 | 728.0515 | 769.25 | 41.04 | 0 | 728.21 | Winter | 0 | 0 | 0 | 0 | 0 | 0 | 0 | 1 | 0 | 1
1978-05-19 | 5 | 19 | 1:00 | 13.3 | 1 | 1 | 56 |  | 0 | 0 | 3.9376 | 3.9376 | 95% | 0.56467 | 38.6235 | 5.0887 | 2.8056 | 2.7382 | 0.067334 | 2.4% | 11.1769 | 0.6 | 0.6 | 0.6 | 41.04 | 5.407 | 2.9811 | 2.9532 | 0.027867 | 0.9348% | 769.5 | 38.6235 | 0 | 730.8765 | 769.5 | 41.04 | 0 | 728.46 | Winter | 0 | FALSE | 0 | 0 | 0 | 0 | 0 | 1 | 0 | 1
1978-05-19 | 5 | 19 | 2:00 | 12.2 | 2 | 1 | 54 |  | 1 | 0.68175 | 3.1501 | 3.8319 | 95% | 0.5495 | 37.586 | 4.952 | 2.7302 | 2.6647 | 0.065525 | 2.4% | 11.1696 | 0.6 | 0.6 | 0.6 | 41.04 | 5.407 | 2.9811 | 2.8739 | 0.1072 | 3.596% | 769 | 37.586 | 0 | 731.414 | 769 | 41.04 | 0 | 727.96 | Winter | 0 | FALSE | 0 | 0 | 0 | 0 | 0 | 1 | 0 | 1
1978-05-19 | 5 | 19 | 3:00 | 12.2 | 3 | 1 | 54 |  | 1 | 0.68175 | 3.4126 | 4.0944 | 95% | 0.58715 | 40.1609 | 5.2912 | 2.9172 | 2.8472 | 0.070014 | 2.4% | 10.9503 | 0.6 | 0.6 | 0.6 | 41.04 | 5.407 | 2.9811 | 2.9811 | 0 | 0% | 754 | 40.1609 | 0 | 713.8391 | 754 | 41.04 | 0 | 712.96 | Winter | 0 | FALSE | 0 | 0 | 0 | 0 | 0 | 1 | 0 | 1
1978-05-19 | 5 | 19 | 4:00 | 12.2 | 4 | 1 | 54 |  | 1 | 0.68175 | 3.1501 | 3.8319 | 95% | 0.5495 | 37.586 | 4.952 | 2.7302 | 2.6647 | 0.065525 | 2.4% | 11.2792 | 0.6 | 0.6 | 0.6 | 41.04 | 5.407 | 2.9811 | 2.8739 | 0.1072 | 3.596% | 776.5 | 37.586 | 0 | 738.914 | 776.5 | 41.04 | 0 | 735.46 | Winter | 0 | FALSE | 0 | 0 | 0 | 0 | 0 | 1 | 0 | 1
1978-05-19 | 5 | 19 | 5:00 | 11.7 | 5 | 1 | 53 |  | 2 | 1.3635 | 3.1501 | 4.5136 | 95% | 0.64727 | 44.2731 | 5.833 | 3.216 | 3.1388 | 0.077183 | 2.4% | 11.3889 | 0.6 | 0.6 | 0.6 | 41.04 | 5.407 | 2.9811 | 2.9811 | 0 | 0% | 784 | 44.2731 | 0 | 739.7269 | 784 | 41.04 | 0 | 742.96 | Winter | 0 | FALSE | 0 | 0 | 0 | 0 | 0 | 1 | 0 | 1
1978-05-19 | 5 | 19 | 6:00 | 11.7 | 6 | 1 | 53 |  | 2 | 1.3635 | 3.9376 | 5.3011 | 95% | 0.7602 | 51.9978 | 6.8507 | 3.7771 | 3.6864 | 0.09065 | 2.4% | 11.8494 | 0.6 | 0.6 | 0.6 | 41.04 | 5.407 | 2.9811 | 2.9811 | 0 | 0% | 815.5 | 51.9978 | 0 | 763.5022 | 815.5 | 41.04 | 0 | 774.46 | Winter | 0 | FALSE | 0 | 0 | 0 | 0 | 0 | 1 | 0 | 1
1978-05-19 | 5 | 19 | 7:00 | 12.8 | 7 | 1 | 55 |  | 0 | 0 | 4.7252 | 4.7252 | 95% | 0.67761 | 46.3483 | 6.1064 | 3.3667 | 3.2859 | 0.0808 | 2.4% | 12.9751 | 0.6 | 0.6 | 0.6 | 41.04 | 5.407 | 2.9811 | 2.9811 | 0 | 0% | 892.5 | 46.3483 | 0 | 846.1517 | 892.5 | 41.04 | 0 | 851.46 | Winter | 0 | FALSE | 0 | 0 | 0 | 0 | 0 | 1 | 0 | 1
1978-05-19 | 5 | 19 | 8:00 | 15 | 8 | 1 | 59 |  | 0 | 0 | 7.6128 | 7.6128 | 95% | 1 | 68.4 | 9.0117 | 4.9685 | 4.8493 | 0.11924 | 2.4% | 13.3553 | 0.6 | 0.6 | 0.6 | 41.04 | 5.407 | 2.9811 | 2.9811 | 0 | 0% | 918.5 | 68.4 | 0 | 850.1 | 918.5 | 41.04 | 0 | 877.46 | Winter | 0 | FALSE | 0 | 0 | 0 | 0 | 0 | 0 | 1 | 1
1978-05-19 | 5 | 19 | 9:00 | 17.2 | 9 | 1 | 63 |  | 0 | 0 | 6.5627 | 6.5627 | 95% | 0.94112 | 64.3726 | 8.4811 | 4.676 | 4.5637 | 0.11222 | 2.4% | 14.1813 | 0.6 | 0.6 | 0.6 | 41.04 | 5.407 | 2.9811 | 2.9811 | 0 | 0% | 975 | 64.3726 | 0 | 910.6274 | 975 | 41.04 | 0 | 933.96 | Winter | 0 | FALSE | 0 | 0 | 0 | 0 | 0 | 1 | 0 | 1
1978-05-19 | 5 | 19 | 10:00 | 19.4 | 10 | 1 | 67 |  | 0 | 0 | 6.0377 | 6.0377 | 95% | 0.86583 | 59.2228 | 7.8026 | 4.3019 | 4.1986 | 0.10325 | 2.4% | 14.6966 | 0.6 | 0.6 | 0.6 | 41.04 | 5.407 | 2.9811 | 2.9811 | 0 | 0% | 1010.25 | 59.2228 | 0 | 951.0272 | 1010.25 | 41.04 | 0 | 969.21 | Winter | 0 | FALSE | 0 | 0 | 0 | 0 | 0 | 1 | 0 | 1
1978-05-19 | 5 | 19 | 11:00 | 19.4 | 11 | 1 | 67 |  | 0 | 0 | 5.2502 | 5.2502 | 95% | 0.7529 | 51.4981 | 6.7849 | 3.7408 | 3.651 | 0.089778 | 2.4% | 14.7807 | 0.6 | 0.6 | 0.6 | 41.04 | 5.407 | 2.9811 | 2.9811 | 0 | 0% | 1016 | 51.4981 | 0 | 964.5019 | 1016 | 41.04 | 0 | 974.96 | Winter | 0 | FALSE | 0 | 0 | 0 | 0 | 0 | 1 | 0 | 1
1978-05-19 | 5 | 19 | 12:00 | 18.3 | 12 | 1 | 65 |  | 0 | 0 | 5.2502 | 5.2502 | 95% | 0.7529 | 51.4981 | 6.7849 | 3.7408 | 3.651 | 0.089778 | 2.4% | 15.4386 | 0.6 | 0.6 | 0.6 | 41.04 | 5.407 | 2.9811 | 2.9811 | 0 | 0% | 1061 | 51.4981 | 0 | 1009.5019 | 1061 | 41.04 | 0 | 1019.96 | Winter | 0 | FALSE | 0 | 0 | 0 | 0 | 0 | 1 | 0 | 1
1978-05-19 | 5 | 19 | 13:00 | 17.2 | 13 | 1 | 63 |  | 0 | 0 | 4.7252 | 4.7252 | 95% | 0.67761 | 46.3483 | 6.1064 | 3.3667 | 3.2859 | 0.0808 | 2.4% | 14.9452 | 0.6 | 0.6 | 0.6 | 41.04 | 5.407 | 2.9811 | 2.9811 | 0 | 0% | 1027.25 | 46.3483 | 0 | 980.9017 | 1027.25 | 41.04 | 0 | 986.21 | Winter | 0 | FALSE | 0 | 0 | 0 | 0 | 0 | 1 | 0 | 1
1978-05-19 | 5 | 19 | 14:00 | 17.8 | 14 | 1 | 64 |  | 0 | 0 | 3.9376 | 3.9376 | 95% | 0.56467 | 38.6235 | 5.0887 | 2.8056 | 2.7382 | 0.067334 | 2.4% | 15.3692 | 0.6 | 0.6 | 0.6 | 41.04 | 5.407 | 2.9811 | 2.9532 | 0.027867 | 0.9348% | 1056.25 | 38.6235 | 0 | 1017.6265 | 1056.25 | 41.04 | 0 | 1015.21 | Winter | 0 | FALSE | 0 | 0 | 0 | 0 | 0 | 1 | 0 | 1
1978-05-19 | 5 | 19 | 15:00 | 18.3 | 15 | 1 | 65 |  | 0 | 0 | 3.6751 | 3.6751 | 95% | 0.52703 | 36.0486 | 4.7494 | 2.6185 | 2.5557 | 0.062845 | 2.4% | 15.3363 | 0.6 | 0.6 | 0.6 | 41.04 | 5.407 | 2.9811 | 2.7564 | 0.22475 | 7.539% | 1054 | 36.0486 | 0 | 1017.9514 | 1054 | 41.04 | 0 | 1012.96 | Winter | 0 | FALSE | 0 | 0 | 0 | 0 | 0 | 1 | 0 | 1
1978-05-19 | 5 | 19 | 16:00 | 20 | 16 | 1 | 68 |  | 0 | 0 | 3.6751 | 3.6751 | 95% | 0.52703 | 36.0486 | 4.7494 | 2.6185 | 2.5557 | 0.062845 | 2.4% | 15.4934 | 0.6 | 0.6 | 0.6 | 41.04 | 5.407 | 2.9811 | 2.7564 | 0.22475 | 7.539% | 1064.75 | 36.0486 | 0 | 1028.7014 | 1064.75 | 41.04 | 0 | 1023.71 | Winter | 0 | FALSE | 0 | 0 | 0 | 0 | 0 | 1 | 0 | 1
1978-05-19 | 5 | 19 | 17:00 | 20.6 | 17 | 1 | 69 |  | 0 | 0 | 4.7252 | 4.7252 | 95% | 0.67761 | 46.3483 | 6.1064 | 3.3667 | 3.2859 | 0.0808 | 2.4% | 15.6433 | 0.6 | 0.6 | 0.6 | 41.04 | 5.407 | 2.9811 | 2.9811 | 0 | 0% | 1075 | 46.3483 | 0 | 1028.6517 | 1075 | 41.04 | 0 | 1033.96 | Winter | 1 | FALSE | 1 | 46.3483 | 41.04 | 0 | 0 | 1 | 0 | 1
1978-05-19 | 5 | 19 | 18:00 | 19.4 | 18 | 1 | 67 |  | 0 | 0 | 6.0377 | 6.0377 | 95% | 0.86583 | 59.2228 | 7.8026 | 4.3019 | 4.1986 | 0.10325 | 2.4% | 14.5651 | 0.6 | 0.6 | 0.6 | 41.04 | 5.407 | 2.9811 | 2.9811 | 0 | 0% | 1001.25 | 59.2228 | 0 | 942.0272 | 1001.25 | 41.04 | 0 | 960.21 | Winter | 1 | FALSE | 1 | 59.2228 | 41.04 | 0 | 0 | 1 | 0 | 1
1978-05-19 | 5 | 19 | 19:00 | 20 | 19 | 1 | 68 |  | 0 | 0 | 6.5627 | 6.5627 | 95% | 0.94112 | 64.3726 | 8.4811 | 4.676 | 4.5637 | 0.11222 | 2.4% | 14.7697 | 0.6 | 0.6 | 0.6 | 41.04 | 5.407 | 2.9811 | 2.9811 | 0 | 0% | 1015.25 | 64.3726 | 0 | 950.8774 | 1015.25 | 41.04 | 0 | 974.21 | Winter | 0 | FALSE | 0 | 0 | 0 | 0 | 0 | 1 | 0 | 1
1978-05-19 | 5 | 19 | 20:00 | 18.9 | 20 | 1 | 66 |  | 0 | 0 | 5.7752 | 5.7752 | 95% | 0.82819 | 56.6479 | 7.4634 | 4.1148 | 4.0161 | 0.098756 | 2.4% | 13.8341 | 0.6 | 0.6 | 0.6 | 41.04 | 5.407 | 2.9811 | 2.9811 | 0 | 0% | 951.25 | 56.6479 | 0 | 894.6021 | 951.25 | 41.04 | 0 | 910.21 | Winter | 0 | FALSE | 0 | 0 | 0 | 0 | 0 | 1 | 0 | 1
1978-05-19 | 5 | 19 | 21:00 | 17.8 | 21 | 1 | 64 |  | 0 | 0 | 4.7252 | 4.7252 | 95% | 0.67761 | 46.3483 | 6.1064 | 3.3667 | 3.2859 | 0.0808 | 2.4% | 13.2529 | 0.6 | 0.6 | 0.6 | 41.04 | 5.407 | 2.9811 | 2.9811 | 0 | 0% | 911.5 | 46.3483 | 0 | 865.1517 | 911.5 | 41.04 | 0 | 870.46 | Winter | 0 | FALSE | 0 | 0 | 0 | 0 | 0 | 1 | 0 | 1
1978-05-19 | 5 | 19 | 22:00 | 16.7 | 22 | 1 | 62 |  | 0 | 0 | 4.2002 | 4.2002 | 95% | 0.60232 | 41.1985 | 5.4279 | 2.9926 | 2.9208 | 0.071823 | 2.4% | 13.2091 | 0.6 | 0.6 | 0.6 | 41.04 | 5.407 | 2.9811 | 2.9811 | 0 | 0% | 908.5 | 41.1985 | 0 | 867.3015 | 908.5 | 41.04 | 0 | 867.46 | Winter | 0 | FALSE | 0 | 0 | 0 | 0 | 0 | 1 | 0 | 1
1978-05-19 | 5 | 19 | 23:00 | 16.7 | 23 | 1 | 62 |  | 0 | 0 | 5.2502 | 5.2502 | 95% | 0.7529 | 51.4981 | 6.7849 | 3.7408 | 3.651 | 0.089778 | 2.4% | 13.0665 | 0.6 | 0.6 | 0.6 | 41.04 | 5.407 | 2.9811 | 2.9811 | 0 | 0% | 898.75 | 51.4981 | 0 | 847.2519 | 898.75 | 41.04 | 0 | 857.71 | Winter | 0 | FALSE | 0 | 0 | 0 | 0 | 0 | 1 | 0 | 1
1978-05-19 | 5 | 19 | 24:00 | 16.7 | 0 | 1 | 62 |  | 0 | 0 | 4.2002 | 4.2002 | 95% | 0.60232 | 41.1985 | 5.4279 | 2.9926 | 2.9208 | 0.071823 | 2.4% | 13.0958 | 0.6 | 0.6 | 0.6 | 41.04 | 5.407 | 2.9811 | 2.9811 | 0 | 0% | 900.75 | 41.1985 | 0 | 859.5515 | 900.75 | 41.04 | 0 | 859.71 | Winter | 0 | FALSE | 0 | 0 | 0 | 0 | 0 | 1 | 0 | 1
1978-05-20 | 5 | 20 | 1:00 | 16.1 | 1 | 1 | 61 |  | 0 | 0 | 3.9376 | 3.9376 | 95% | 0.56467 | 38.6235 | 5.0887 | 2.8056 | 2.7382 | 0.067334 | 2.4% | 13.1579 | 0.6 | 0.6 | 0.6 | 41.04 | 5.407 | 2.9811 | 2.9532 | 0.027867 | 0.9348% | 905 | 38.6235 | 0 | 866.3765 | 905 | 41.04 | 0 | 863.96 | Winter | 0 | FALSE | 0 | 0 | 0 | 0 | 0 | 1 | 0 | 1
1978-05-20 | 5 | 20 | 2:00 | 15.6 | 2 | 1 | 60 |  | 0 | 0 | 3.1501 | 3.1501 | 95% | 0 | 0 | 0 | 0 | 0 | 0 | 2.4% | 12.299 | 0.6 | 0.6 | 0.6 | 41.04 | 5.407 | 2.9811 | 2.3626 | 0.61851 | 20.75% | 846.25 | 0 | 0 | 846.25 | 846.25 | 41.04 | 0 | 805.21 | Winter | 0 | FALSE | 0 | 0 | 0 | 1 | 0 | 1 | 0 | 0
1978-05-20 | 5 | 20 | 3:00 | 15 | 3 | 1 | 59 |  | 0 | 0 | 3.4126 | 3.4126 | 95% | 0 | 0 | 0 | 0 | 0 | 0 | 2.4% | 11.5168 | 0.6 | 0.6 | 0.6 | 41.04 | 5.407 | 2.9811 | 2.5595 | 0.42163 | 14.14% | 792.75 | 0 | 0 | 792.75 | 792.75 | 41.04 | 0 | 751.71 | Winter | 0 | FALSE | 0 | 0 | 0 | 1 | 0 | 1 | 0 | 0
1978-05-20 | 5 | 20 | 4:00 | 14.4 | 4 | 1 | 58 |  | 0 | 0 | 3.1501 | 3.1501 | 95% | 0 | 0 | 0 | 0 | 0 | 0 | 2.4% | 11.8713 | 0.6 | 0.6 | 0.6 | 41.04 | 5.407 | 2.9811 | 2.3626 | 0.61851 | 20.75% | 817 | 0 | 0 | 817 | 817 | 41.04 | 0 | 775.96 | Winter | 0 | FALSE | 0 | 0 | 0 | 1 | 0 | 1 | 0 | 0
1978-05-20 | 5 | 20 | 5:00 | 14.4 | 5 | 1 | 58 |  | 0 | 0 | 3.1501 | 3.1501 | 95% | 0 | 0 | 0 | 0 | 0 | 0 | 2.4% | 11.5789 | 0.6 | 0.6 | 0.6 | 41.04 | 5.407 | 2.9811 | 2.3626 | 0.61851 | 20.75% | 797 | 0 | 0 | 797 | 797 | 41.04 | 0 | 755.96 | Winter | 0 | FALSE | 0 | 0 | 0 | 1 | 0 | 1 | 0 | 0
1978-05-20 | 5 | 20 | 6:00 | 16.1 | 6 | 1 | 61 |  | 0 | 0 | 3.9376 | 3.9376 | 95% | 0.56467 | 38.6235 | 5.0887 | 2.8056 | 2.7382 | 0.067334 | 2.4% | 12.1674 | 0.6 | 0.6 | 0.6 | 41.04 | 5.407 | 2.9811 | 2.9532 | 0.027867 | 0.9348% | 837.25 | 38.6235 | 0 | 798.6265 | 837.25 | 41.04 | 0 | 796.21 | Winter | 0 | FALSE | 0 | 0 | 0 | 0 | 0 | 1 | 0 | 1
1978-05-20 | 5 | 20 | 7:00 | 18.9 | 7 | 1 | 66 |  | 0 | 0 | 4.7252 | 4.7252 | 95% | 0.67761 | 46.3483 | 6.1064 | 3.3667 | 3.2859 | 0.0808 | 2.4% | 13.4028 | 0.6 | 0.6 | 0.6 | 41.04 | 5.407 | 2.9811 | 2.9811 | 0 | 0% | 921.75 | 46.3483 | 0 | 875.4017 | 921.75 | 41.04 | 0 | 880.71 | Winter | 0 | FALSE | 0 | 0 | 0 | 0 | 0 | 1 | 0 | 1
1978-05-20 | 5 | 20 | 8:00 | 21.1 | 8 | 1 | 70 |  | 0 | 0 | 7.6128 | 7.6128 | 95% | 1 | 68.4 | 9.0117 | 4.9685 | 4.8493 | 0.11924 | 2.4% | 13.867 | 0.6 | 0.6 | 0.6 | 41.04 | 5.407 | 2.9811 | 2.9811 | 0 | 0% | 953.5 | 68.4 | 0 | 885.1 | 953.5 | 41.04 | 0 | 912.46 | Winter | 0 | FALSE | 0 | 0 | 0 | 0 | 0 | 0 | 1 | 1
1978-05-20 | 5 | 20 | 9:00 | 23.9 | 9 | 1 | 75 |  | 0 | 0 | 6.5627 | 6.5627 | 95% | 0.94112 | 64.3726 | 8.4811 | 4.676 | 4.5637 | 0.11222 | 2.4% | 14.5395 | 0.6 | 0.6 | 0.6 | 41.04 | 5.407 | 2.9811 | 2.9811 | 0 | 0% | 999.5 | 64.3726 | 0 | 935.1274 | 999.5 | 41.04 | 0 | 958.46 | Winter | 0 | FALSE | 0 | 0 | 0 | 0 | 0 | 1 | 0 | 1
1978-05-20 | 5 | 20 | 10:00 | 26.1 | 10 | 1 | 79 |  | 0 | 0 | 6.0377 | 6.0377 | 95% | 0.86583 | 59.2228 | 7.8026 | 4.3019 | 4.1986 | 0.10325 | 2.4% | 14.4846 | 0.6 | 0.6 | 0.6 | 41.04 | 5.407 | 2.9811 | 2.9811 | 0 | 0% | 995.75 | 59.2228 | 0 | 936.5272 | 995.75 | 41.04 | 0 | 954.71 | Winter | 0 | FALSE | 0 | 0 | 0 | 0 | 0 | 1 | 0 | 1
1978-05-20 | 5 | 20 | 11:00 | 26.7 | 11 | 1 | 80 |  | 0 | 0 | 5.2502 | 5.2502 | 95% | 0.7529 | 51.4981 | 6.7849 | 3.7408 | 3.651 | 0.089778 | 2.4% | 14.4298 | 0.6 | 0.6 | 0.6 | 41.04 | 5.407 | 2.9811 | 2.9811 | 0 | 0% | 992 | 51.4981 | 0 | 940.5019 | 992 | 41.04 | 0 | 950.96 | Winter | 0 | FALSE | 0 | 0 | 0 | 0 | 0 | 1 | 0 | 1
1978-05-20 | 5 | 20 | 12:00 | 25.6 | 12 | 1 | 78 |  | 0 | 0 | 5.2502 | 5.2502 | 95% | 0.7529 | 51.4981 | 6.7849 | 3.7408 | 3.651 | 0.089778 | 2.4% | 14.7186 | 0.6 | 0.6 | 0.6 | 41.04 | 5.407 | 2.9811 | 2.9811 | 0 | 0% | 1011.75 | 51.4981 | 0 | 960.2519 | 1011.75 | 41.04 | 0 | 970.71 | Winter | 0 | FALSE | 0 | 0 | 0 | 0 | 0 | 1 | 0 | 1
1978-05-20 | 5 | 20 | 13:00 | 23.3 | 13 | 1 | 74 |  | 0 | 0 | 4.7252 | 4.7252 | 95% | 0.67761 | 46.3483 | 6.1064 | 3.3667 | 3.2859 | 0.0808 | 2.4% | 14.777 | 0.6 | 0.6 | 0.6 | 41.04 | 5.407 | 2.9811 | 2.9811 | 0 | 0% | 1015.75 | 46.3483 | 0 | 969.4017 | 1015.75 | 41.04 | 0 | 974.71 | Winter | 0 | FALSE | 0 | 0 | 0 | 0 | 0 | 1 | 0 | 1
1978-05-20 | 5 | 20 | 14:00 | 23.3 | 14 | 1 | 74 |  | 0 | 0 | 3.9376 | 3.9376 | 95% | 0.56467 | 38.6235 | 5.0887 | 2.8056 | 2.7382 | 0.067334 | 2.4% | 14.7186 | 0.6 | 0.6 | 0.6 | 41.04 | 5.407 | 2.9811 | 2.9532 | 0.027867 | 0.9348% | 1011.75 | 38.6235 | 0 | 973.1265 | 1011.75 | 41.04 | 0 | 970.71 | Winter | 0 | FALSE | 0 | 0 | 0 | 0 | 0 | 1 | 0 | 1
1978-05-20 | 5 | 20 | 15:00 | 23.3 | 15 | 1 | 74 |  | 0 | 0 | 3.6751 | 3.6751 | 95% | 0.52703 | 36.0486 | 4.7494 | 2.6185 | 2.5557 | 0.062845 | 2.4% | 14.894 | 0.6 | 0.6 | 0.6 | 41.04 | 5.407 | 2.9811 | 2.7564 | 0.22475 | 7.539% | 1023.75 | 36.0486 | 0 | 987.7014 | 1023.75 | 41.04 | 0 | 982.71 | Winter | 0 | FALSE | 0 | 0 | 0 | 0 | 0 | 1 | 0 | 1
1978-05-20 | 5 | 20 | 16:00 | 25.6 | 16 | 1 | 78 |  | 0 | 0 | 3.6751 | 3.6751 | 95% | 0.52703 | 36.0486 | 4.7494 | 2.6185 | 2.5557 | 0.062845 | 2.4% | 14.2873 | 0.6 | 0.6 | 0.6 | 41.04 | 5.407 | 2.9811 | 2.7564 | 0.22475 | 7.539% | 982.25 | 36.0486 | 0 | 946.2014 | 982.25 | 41.04 | 0 | 941.21 | Winter | 0 | FALSE | 0 | 0 | 0 | 0 | 0 | 1 | 0 | 1
1978-05-20 | 5 | 20 | 17:00 | 26.1 | 17 | 1 | 79 |  | 0 | 0 | 4.7252 | 4.7252 | 95% | 0.67761 | 46.3483 | 6.1064 | 3.3667 | 3.2859 | 0.0808 | 2.4% | 14.1155 | 0.6 | 0.6 | 0.6 | 41.04 | 5.407 | 2.9811 | 2.9811 | 0 | 0% | 970.5 | 46.3483 | 0 | 924.1517 | 970.5 | 41.04 | 0 | 929.46 | Winter | 1 | FALSE | 1 | 46.3483 | 41.04 | 0 | 0 | 1 | 0 | 1
1978-05-20 | 5 | 20 | 18:00 | 25 | 18 | 1 | 77 |  | 0 | 0 | 6.0377 | 6.0377 | 95% | 0.86583 | 59.2228 | 7.8026 | 4.3019 | 4.1986 | 0.10325 | 2.4% | 13.2785 | 0.6 | 0.6 | 0.6 | 41.04 | 5.407 | 2.9811 | 2.9811 | 0 | 0% | 913.25 | 59.2228 | 0 | 854.0272 | 913.25 | 41.04 | 0 | 872.21 | Winter | 1 | FALSE | 1 | 59.2228 | 41.04 | 0 | 0 | 1 | 0 | 1
1978-05-20 | 5 | 20 | 19:00 | 23.9 | 19 | 1 | 75 |  | 0 | 0 | 6.5627 | 6.5627 | 95% | 0.94112 | 64.3726 | 8.4811 | 4.676 | 4.5637 | 0.11222 | 2.4% | 12.7412 | 0.6 | 0.6 | 0.6 | 41.04 | 5.407 | 2.9811 | 2.9811 | 0 | 0% | 876.5 | 64.3726 | 0 | 812.1274 | 876.5 | 41.04 | 0 | 835.46 | Winter | 0 | FALSE | 0 | 0 | 0 | 0 | 0 | 1 | 0 | 1
1978-05-20 | 5 | 20 | 20:00 | 22.2 | 20 | 1 | 72 |  | 0 | 0 | 5.7752 | 5.7752 | 95% | 0.82819 | 56.6479 | 7.4634 | 4.1148 | 4.0161 | 0.098756 | 2.4% | 12.3282 | 0.6 | 0.6 | 0.6 | 41.04 | 5.407 | 2.9811 | 2.9811 | 0 | 0% | 848.25 | 56.6479 | 0 | 791.6021 | 848.25 | 41.04 | 0 | 807.21 | Winter | 0 | FALSE | 0 | 0 | 0 | 0 | 0 | 1 | 0 | 1
1978-05-20 | 5 | 20 | 21:00 | 21.7 | 21 | 1 | 71 |  | 0 | 0 | 4.7252 | 4.7252 | 95% | 0.67761 | 46.3483 | 6.1064 | 3.3667 | 3.2859 | 0.0808 | 2.4% | 12.1089 | 0.6 | 0.6 | 0.6 | 41.04 | 5.407 | 2.9811 | 2.9811 | 0 | 0% | 833.25 | 46.3483 | 0 | 786.9017 | 833.25 | 41.04 | 0 | 792.21 | Winter | 0 | FALSE | 0 | 0 | 0 | 0 | 0 | 1 | 0 | 1
1978-05-20 | 5 | 20 | 22:00 | 20.6 | 22 | 1 | 69 |  | 0 | 0 | 4.2002 | 4.2002 | 95% | 0.60232 | 41.1985 | 5.4279 | 2.9926 | 2.9208 | 0.071823 | 2.4% | 11.6813 | 0.6 | 0.6 | 0.6 | 41.04 | 5.407 | 2.9811 | 2.9811 | 0 | 0% | 804 | 41.1985 | 0 | 762.8015 | 804 | 41.04 | 0 | 762.96 | Winter | 0 | FALSE | 0 | 0 | 0 | 0 | 0 | 1 | 0 | 1
1978-05-20 | 5 | 20 | 23:00 | 20 | 23 | 1 | 68 |  | 0 | 0 | 5.2502 | 5.2502 | 95% | 0.7529 | 51.4981 | 6.7849 | 3.7408 | 3.651 | 0.089778 | 2.4% | 11.5314 | 0.6 | 0.6 | 0.6 | 41.04 | 5.407 | 2.9811 | 2.9811 | 0 | 0% | 793.75 | 51.4981 | 0 | 742.2519 | 793.75 | 41.04 | 0 | 752.71 | Winter | 0 | FALSE | 0 | 0 | 0 | 0 | 0 | 1 | 0 | 1
1978-05-20 | 5 | 20 | 24:00 | 20 | 0 | 1 | 68 |  | 0 | 0 | 4.2002 | 4.2002 | 95% | 0.60232 | 41.1985 | 5.4279 | 2.9926 | 2.9208 | 0.071823 | 2.4% | 11.3779 | 0.6 | 0.6 | 0.6 | 41.04 | 5.407 | 2.9811 | 2.9811 | 0 | 0% | 783.25 | 41.1985 | 0 | 742.0515 | 783.25 | 41.04 | 0 | 742.21 | Winter | 0 | FALSE | 0 | 0 | 0 | 0 | 0 | 1 | 0 | 1
1978-05-21 | 5 | 21 | 1:00 | 21.7 | 1 | 1 | 71 |  | 0 | 0 | 3.9376 | 3.9376 | 95% | 0.56467 | 38.6235 | 5.0887 | 2.8056 | 2.7382 | 0.067334 | 2.4% | 11.3012 | 0.6 | 0.6 | 0.6 | 41.04 | 5.407 | 2.9811 | 2.9532 | 0.027867 | 0.9348% | 778 | 38.6235 | 0 | 739.3765 | 778 | 41.04 | 0 | 736.96 | Winter | 0 | FALSE | 0 | 0 | 0 | 0 | 0 | 1 | 0 | 1
1978-05-21 | 5 | 21 | 2:00 | 19.4 | 2 | 1 | 67 |  | 0 | 0 | 3.1501 | 3.1501 | 95% | 0 | 0 | 0 | 0 | 0 | 0 | 2.4% | 11.261 | 0.6 | 0.6 | 0.6 | 41.04 | 5.407 | 2.9811 | 2.3626 | 0.61851 | 20.75% | 775.25 | 0 | 0 | 775.25 | 775.25 | 41.04 | 0 | 734.21 | Winter | 0 | FALSE | 0 | 0 | 0 | 1 | 0 | 1 | 0 | 0
1978-05-21 | 5 | 21 | 3:00 | 19.4 | 3 | 1 | 67 |  | 0 | 0 | 3.4126 | 3.4126 | 95% | 0 | 0 | 0 | 0 | 0 | 0 | 2.4% | 11.133 | 0.6 | 0.6 | 0.6 | 41.04 | 5.407 | 2.9811 | 2.5595 | 0.42163 | 14.14% | 766.5 | 0 | 0 | 766.5 | 766.5 | 41.04 | 0 | 725.46 | Winter | 0 | FALSE | 0 | 0 | 0 | 1 | 0 | 1 | 0 | 0
1978-05-21 | 5 | 21 | 4:00 | 19.4 | 4 | 1 | 67 |  | 0 | 0 | 3.1501 | 3.1501 | 95% | 0 | 0 | 0 | 0 | 0 | 0 | 2.4% | 8.8925 | 0.6 | 0.6 | 0.6 | 41.04 | 5.407 | 2.9811 | 2.3626 | 0.61851 | 20.75% | 613.25 | 0 | 0 | 613.25 | 613.25 | 41.04 | 0 | 572.21 | Winter | 0 | FALSE | 0 | 0 | 0 | 1 | 0 | 1 | 0 | 0
1978-05-21 | 5 | 21 | 5:00 | 19.4 | 5 | 1 | 67 |  | 0 | 0 | 3.1501 | 3.1501 | 95% | 0 | 0 | 0 | 0 | 0 | 0 | 2.4% | 8.8231 | 0.6 | 0.6 | 0.6 | 41.04 | 5.407 | 2.9811 | 2.3626 | 0.61851 | 20.75% | 608.5 | 0 | 0 | 608.5 | 608.5 | 41.04 | 0 | 567.46 | Winter | 0 | FALSE | 0 | 0 | 0 | 1 | 0 | 1 | 0 | 0
1978-05-21 | 5 | 21 | 6:00 | 20 | 6 | 1 | 68 |  | 0 | 0 | 3.9376 | 3.9376 | 95% | 0.56467 | 38.6235 | 5.0887 | 2.8056 | 2.7382 | 0.067334 | 2.4% | 9.174 | 0.6 | 0.6 | 0.6 | 41.04 | 5.407 | 2.9811 | 2.9532 | 0.027867 | 0.9348% | 632.5 | 38.6235 | 0 | 593.8765 | 632.5 | 41.04 | 0 | 591.46 | Winter | 0 | FALSE | 0 | 0 | 0 | 0 | 0 | 1 | 0 | 1
1978-05-21 | 5 | 21 | 7:00 | 18.3 | 7 | 1 | 65 |  | 0 | 0 | 4.7252 | 4.7252 | 95% | 0.67761 | 46.3483 | 6.1064 | 3.3667 | 3.2859 | 0.0808 | 2.4% | 12.595 | 0.6 | 0.6 | 0.6 | 41.04 | 5.407 | 2.9811 | 2.9811 | 0 | 0% | 866.5 | 46.3483 | 0 | 820.1517 | 866.5 | 41.04 | 0 | 825.46 | Winter | 0 | FALSE | 0 | 0 | 0 | 0 | 0 | 1 | 0 | 1
1978-05-21 | 5 | 21 | 8:00 | 18.9 | 8 | 1 | 66 |  | 0 | 0 | 7.6128 | 7.6128 | 95% | 1 | 68.4 | 9.0117 | 4.9685 | 4.8493 | 0.11924 | 2.4% | 14.8465 | 0.6 | 0.6 | 0.6 | 41.04 | 5.407 | 2.9811 | 2.9811 | 0 | 0% | 1020.5 | 68.4 | 0 | 952.1 | 1020.5 | 41.04 | 0 | 979.46 | Winter | 0 | FALSE | 0 | 0 | 0 | 0 | 0 | 0 | 1 | 1
1978-05-21 | 5 | 21 | 9:00 | 20 | 9 | 1 | 68 |  | 0 | 0 | 6.5627 | 6.5627 | 95% | 0.94112 | 64.3726 | 8.4811 | 4.676 | 4.5637 | 0.11222 | 2.4% | 14.9232 | 0.6 | 0.6 | 0.6 | 41.04 | 5.407 | 2.9811 | 2.9811 | 0 | 0% | 1025.75 | 64.3726 | 0 | 961.3774 | 1025.75 | 41.04 | 0 | 984.71 | Winter | 0 | FALSE | 0 | 0 | 0 | 0 | 0 | 1 | 0 | 1
1978-05-21 | 5 | 21 | 10:00 | 21.1 | 10 | 1 | 70 |  | 0 | 0 | 6.0377 | 6.0377 | 95% | 0.86583 | 59.2228 | 7.8026 | 4.3019 | 4.1986 | 0.10325 | 2.4% | 15.2924 | 0.6 | 0.6 | 0.6 | 41.04 | 5.407 | 2.9811 | 2.9811 | 0 | 0% | 1051 | 59.2228 | 0 | 991.7772 | 1051 | 41.04 | 0 | 1009.96 | Winter | 0 | FALSE | 0 | 0 | 0 | 0 | 0 | 1 | 0 | 1
1978-05-21 | 5 | 21 | 11:00 | 23.3 | 11 | 1 | 74 |  | 0 | 0 | 5.2502 | 5.2502 | 95% | 0.7529 | 51.4981 | 6.7849 | 3.7408 | 3.651 | 0.089778 | 2.4% | 15.8224 | 0.6 | 0.6 | 0.6 | 41.04 | 5.407 | 2.9811 | 2.9811 | 0 | 0% | 1087.25 | 51.4981 | 0 | 1035.7519 | 1087.25 | 41.04 | 0 | 1046.21 | Winter | 0 | FALSE | 0 | 0 | 0 | 0 | 0 | 1 | 0 | 1
1978-05-21 | 5 | 21 | 12:00 | 25 | 12 | 1 | 77 |  | 0 | 0 | 5.2502 | 5.2502 | 95% | 0.7529 | 51.4981 | 6.7849 | 3.7408 | 3.651 | 0.089778 | 2.4% | 15.8991 | 0.6 | 0.6 | 0.6 | 41.04 | 5.407 | 2.9811 | 2.9811 | 0 | 0% | 1092.5 | 51.4981 | 0 | 1041.0019 | 1092.5 | 41.04 | 0 | 1051.46 | Winter | 0 | FALSE | 0 | 0 | 0 | 0 | 0 | 1 | 0 | 1
1978-05-21 | 5 | 21 | 13:00 | 24.4 | 13 | 1 | 76 |  | 0 | 0 | 4.7252 | 4.7252 | 95% | 0.67761 | 46.3483 | 6.1064 | 3.3667 | 3.2859 | 0.0808 | 2.4% | 16.4072 | 0.6 | 0.6 | 0.6 | 41.04 | 5.407 | 2.9811 | 2.9811 | 0 | 0% | 1127.25 | 46.3483 | 0 | 1080.9017 | 1127.25 | 41.04 | 0 | 1086.21 | Winter | 0 | FALSE | 0 | 0 | 0 | 0 | 0 | 1 | 0 | 1
1978-05-21 | 5 | 21 | 14:00 | 25 | 14 | 1 | 77 |  | 0 | 0 | 3.9376 | 3.9376 | 95% | 0.56467 | 38.6235 | 5.0887 | 2.8056 | 2.7382 | 0.067334 | 2.4% | 15.8991 | 0.6 | 0.6 | 0.6 | 41.04 | 5.407 | 2.9811 | 2.9532 | 0.027867 | 0.9348% | 1092.5 | 38.6235 | 0 | 1053.8765 | 1092.5 | 41.04 | 0 | 1051.46 | Winter | 0 | FALSE | 0 | 0 | 0 | 0 | 0 | 1 | 0 | 1
1978-05-21 | 5 | 21 | 15:00 | 23.9 | 15 | 1 | 75 |  | 0 | 0 | 3.6751 | 3.6751 | 95% | 0.52703 | 36.0486 | 4.7494 | 2.6185 | 2.5557 | 0.062845 | 2.4% | 16.2244 | 0.6 | 0.6 | 0.6 | 41.04 | 5.407 | 2.9811 | 2.7564 | 0.22475 | 7.539% | 1114.75 | 36.0486 | 0 | 1078.7014 | 1114.75 | 41.04 | 0 | 1073.71 | Winter | 0 | FALSE | 0 | 0 | 0 | 0 | 0 | 1 | 0 | 1
1978-05-21 | 5 | 21 | 16:00 | 22.2 | 16 | 1 | 72 |  | 0 | 0 | 3.6751 | 3.6751 | 95% | 0.52703 | 36.0486 | 4.7494 | 2.6185 | 2.5557 | 0.062845 | 2.4% | 16.4803 | 0.6 | 0.6 | 0.6 | 41.04 | 5.407 | 2.9811 | 2.7564 | 0.22475 | 7.539% | 1132.25 | 36.0486 | 0 | 1096.2014 | 1132.25 | 41.04 | 0 | 1091.21 | Winter | 0 | FALSE | 0 | 0 | 0 | 0 | 0 | 1 | 0 | 1
1978-05-21 | 5 | 21 | 17:00 | 20.6 | 17 | 1 | 69 |  | 0 | 0 | 4.7252 | 4.7252 | 95% | 0.67761 | 46.3483 | 6.1064 | 3.3667 | 3.2859 | 0.0808 | 2.4% | 15.7529 | 0.6 | 0.6 | 0.6 | 41.04 | 5.407 | 2.9811 | 2.9811 | 0 | 0% | 1082.5 | 46.3483 | 0 | 1036.1517 | 1082.5 | 41.04 | 0 | 1041.46 | Winter | 1 | FALSE | 1 | 46.3483 | 41.04 | 0 | 0 | 1 | 0 | 1
1978-05-21 | 5 | 21 | 18:00 | 19.4 | 18 | 1 | 67 |  | 0 | 0 | 6.0377 | 6.0377 | 95% | 0.86583 | 59.2228 | 7.8026 | 4.3019 | 4.1986 | 0.10325 | 2.4% | 14.7697 | 0.6 | 0.6 | 0.6 | 41.04 | 5.407 | 2.9811 | 2.9811 | 0 | 0% | 1015.25 | 59.2228 | 0 | 956.0272 | 1015.25 | 41.04 | 0 | 974.21 | Winter | 1 | FALSE | 1 | 59.2228 | 41.04 | 0 | 0 | 1 | 0 | 1
1978-05-21 | 5 | 21 | 19:00 | 18.3 | 19 | 1 | 65 |  | 0 | 0 | 6.5627 | 6.5627 | 95% | 0.94112 | 64.3726 | 8.4811 | 4.676 | 4.5637 | 0.11222 | 2.4% | 14.2727 | 0.6 | 0.6 | 0.6 | 41.04 | 5.407 | 2.9811 | 2.9811 | 0 | 0% | 981.25 | 64.3726 | 0 | 916.8774 | 981.25 | 41.04 | 0 | 940.21 | Winter | 0 | FALSE | 0 | 0 | 0 | 0 | 0 | 1 | 0 | 1
1978-05-21 | 5 | 21 | 20:00 | 17.8 | 20 | 1 | 64 |  | 0 | 0 | 5.7752 | 5.7752 | 95% | 0.82819 | 56.6479 | 7.4634 | 4.1148 | 4.0161 | 0.098756 | 2.4% | 13.4028 | 0.6 | 0.6 | 0.6 | 41.04 | 5.407 | 2.9811 | 2.9811 | 0 | 0% | 921.75 | 56.6479 | 0 | 865.1021 | 921.75 | 41.04 | 0 | 880.71 | Winter | 0 | FALSE | 0 | 0 | 0 | 0 | 0 | 1 | 0 | 1
1978-05-21 | 5 | 21 | 21:00 | 17.2 | 21 | 1 | 63 |  | 0 | 0 | 4.7252 | 4.7252 | 95% | 0.67761 | 46.3483 | 6.1064 | 3.3667 | 3.2859 | 0.0808 | 2.4% | 12.9898 | 0.6 | 0.6 | 0.6 | 41.04 | 5.407 | 2.9811 | 2.9811 | 0 | 0% | 893.5 | 46.3483 | 0 | 847.1517 | 893.5 | 41.04 | 0 | 852.46 | Winter | 0 | FALSE | 0 | 0 | 0 | 0 | 0 | 1 | 0 | 1
1978-05-21 | 5 | 21 | 22:00 | 16.7 | 22 | 1 | 62 |  | 0 | 0 | 4.2002 | 4.2002 | 95% | 0.60232 | 41.1985 | 5.4279 | 2.9926 | 2.9208 | 0.071823 | 2.4% | 13.0154 | 0.6 | 0.6 | 0.6 | 41.04 | 5.407 | 2.9811 | 2.9811 | 0 | 0% | 895.25 | 41.1985 | 0 | 854.0515 | 895.25 | 41.04 | 0 | 854.21 | Winter | 0 | FALSE | 0 | 0 | 0 | 0 | 0 | 1 | 0 | 1
1978-05-21 | 5 | 21 | 23:00 | 16.1 | 23 | 1 | 61 |  | 0 | 0 | 5.2502 | 5.2502 | 95% | 0.7529 | 51.4981 | 6.7849 | 3.7408 | 3.651 | 0.089778 | 2.4% | 12.5439 | 0.6 | 0.6 | 0.6 | 41.04 | 5.407 | 2.9811 | 2.9811 | 0 | 0% | 863 | 51.4981 | 0 | 811.5019 | 863 | 41.04 | 0 | 821.96 | Winter | 0 | FALSE | 0 | 0 | 0 | 0 | 0 | 1 | 0 | 1
1978-05-21 | 5 | 21 | 24:00 | 16.1 | 0 | 1 | 61 |  | 0 | 0 | 4.2002 | 4.2002 | 95% | 0.60232 | 41.1985 | 5.4279 | 2.9926 | 2.9208 | 0.071823 | 2.4% | 12.9459 | 0.6 | 0.6 | 0.6 | 41.04 | 5.407 | 2.9811 | 2.9811 | 0 | 0% | 890.5 | 41.1985 | 0 | 849.3015 | 890.5 | 41.04 | 0 | 849.46 | Winter | 0 | FALSE | 0 | 0 | 0 | 0 | 0 | 1 | 0 | 1
1978-05-22 | 5 | 22 | 1:00 | 15 | 1 | 1 | 59 |  | 0 | 0 | 3.9376 | 3.9376 | 95% | 0.56467 | 38.6235 | 5.0887 | 2.8056 | 2.7382 | 0.067334 | 2.4% | 11.7178 | 0.6 | 0.6 | 0.6 | 41.04 | 5.407 | 2.9811 | 2.9532 | 0.027867 | 0.9348% | 806.5 | 38.6235 | 0 | 767.8765 | 806.5 | 41.04 | 0 | 765.46 | Winter | 0 | FALSE | 0 | 0 | 0 | 0 | 0 | 1 | 0 | 1
1978-05-22 | 5 | 22 | 2:00 | 15 | 2 | 1 | 59 |  | 0 | 0 | 3.1501 | 3.1501 | 95% | 0 | 0 | 0 | 0 | 0 | 0 | 2.4% | 11.674 | 0.6 | 0.6 | 0.6 | 41.04 | 5.407 | 2.9811 | 2.3626 | 0.61851 | 20.75% | 803.5 | 0 | 0 | 803.5 | 803.5 | 41.04 | 0 | 762.46 | Winter | 0 | FALSE | 0 | 0 | 0 | 1 | 0 | 1 | 0 | 0
1978-05-22 | 5 | 22 | 3:00 | 14.4 | 3 | 1 | 58 |  | 0 | 0 | 3.4126 | 3.4126 | 95% | 0 | 0 | 0 | 0 | 0 | 0 | 2.4% | 11.5387 | 0.6 | 0.6 | 0.6 | 41.04 | 5.407 | 2.9811 | 2.5595 | 0.42163 | 14.14% | 794.25 | 0 | 0 | 794.25 | 794.25 | 41.04 | 0 | 753.21 | Winter | 0 | FALSE | 0 | 0 | 0 | 1 | 0 | 1 | 0 | 0
1978-05-22 | 5 | 22 | 4:00 | 14.4 | 4 | 1 | 58 |  | 0 | 0 | 3.1501 | 3.1501 | 95% | 0 | 0 | 0 | 0 | 0 | 0 | 2.4% | 11.7069 | 0.6 | 0.6 | 0.6 | 41.04 | 5.407 | 2.9811 | 2.3626 | 0.61851 | 20.75% | 805.75 | 0 | 0 | 805.75 | 805.75 | 41.04 | 0 | 764.71 | Winter | 0 | FALSE | 0 | 0 | 0 | 1 | 0 | 1 | 0 | 0
1978-05-22 | 5 | 22 | 5:00 | 14.4 | 5 | 1 | 58 |  | 0 | 0 | 3.1501 | 3.1501 | 95% | 0 | 0 | 0 | 0 | 0 | 0 | 2.4% | 12.0066 | 0.6 | 0.6 | 0.6 | 41.04 | 5.407 | 2.9811 | 2.3626 | 0.61851 | 20.75% | 826.25 | 0 | 0 | 826.25 | 826.25 | 41.04 | 0 | 785.21 | Winter | 0 | FALSE | 0 | 0 | 0 | 1 | 0 | 1 | 0 | 0
1978-05-22 | 5 | 22 | 6:00 | 14.4 | 6 | 1 | 58 |  | 0 | 0 | 3.9376 | 3.9376 | 95% | 0.56467 | 38.6235 | 5.0887 | 2.8056 | 2.7382 | 0.067334 | 2.4% | 13.2968 | 0.6 | 0.6 | 0.6 | 41.04 | 5.407 | 2.9811 | 2.9532 | 0.027867 | 0.9348% | 914.5 | 38.6235 | 0 | 875.8765 | 914.5 | 41.04 | 0 | 873.46 | Winter | 0 | FALSE | 0 | 0 | 0 | 0 | 0 | 1 | 0 | 1
1978-05-22 | 5 | 22 | 7:00 | 15.6 | 7 | 1 | 60 |  | 0 | 0 | 4.7252 | 4.7252 | 95% | 0.67761 | 46.3483 | 6.1064 | 3.3667 | 3.2859 | 0.0808 | 2.4% | 13.3516 | 0.6 | 0.6 | 0.6 | 41.04 | 5.407 | 2.9811 | 2.9811 | 0 | 0% | 918.25 | 46.3483 | 0 | 871.9017 | 918.25 | 41.04 | 0 | 877.21 | Winter | 0 | FALSE | 0 | 0 | 0 | 0 | 0 | 1 | 0 | 1
1978-05-22 | 5 | 22 | 8:00 | 17.2 | 8 | 1 | 63 |  | 0 | 0 | 7.6128 | 7.6128 | 95% | 1 | 68.4 | 9.0117 | 4.9685 | 4.8493 | 0.11924 | 2.4% | 13.6623 | 0.6 | 0.6 | 0.6 | 41.04 | 5.407 | 2.9811 | 2.9811 | 0 | 0% | 939.5 | 68.4 | 0 | 871.1 | 939.5 | 41.04 | 0 | 898.46 | Winter | 0 | FALSE | 0 | 0 | 0 | 0 | 0 | 0 | 1 | 1
1978-05-22 | 5 | 22 | 9:00 | 18.9 | 9 | 1 | 66 |  | 0 | 0 | 6.5627 | 6.5627 | 95% | 0.94112 | 64.3726 | 8.4811 | 4.676 | 4.5637 | 0.11222 | 2.4% | 14.1923 | 0.6 | 0.6 | 0.6 | 41.04 | 5.407 | 2.9811 | 2.9811 | 0 | 0% | 975.75 | 64.3726 | 0 | 911.3774 | 975.75 | 41.04 | 0 | 934.71 | Winter | 0 | FALSE | 0 | 0 | 0 | 0 | 0 | 1 | 0 | 1
1978-05-22 | 5 | 22 | 10:00 | 20.6 | 10 | 1 | 69 |  | 0 | 0 | 6.0377 | 6.0377 | 95% | 0.86583 | 59.2228 | 7.8026 | 4.3019 | 4.1986 | 0.10325 | 2.4% | 14.2142 | 0.6 | 0.6 | 0.6 | 41.04 | 5.407 | 2.9811 | 2.9811 | 0 | 0% | 977.25 | 59.2228 | 0 | 918.0272 | 977.25 | 41.04 | 0 | 936.21 | Winter | 0 | FALSE | 0 | 0 | 0 | 0 | 0 | 1 | 0 | 1
1978-05-22 | 5 | 22 | 11:00 | 22.2 | 11 | 1 | 72 |  | 0 | 0 | 5.2502 | 5.2502 | 95% | 0.7529 | 51.4981 | 6.7849 | 3.7408 | 3.651 | 0.089778 | 2.4% | 14.6235 | 0.6 | 0.6 | 0.6 | 41.04 | 5.407 | 2.9811 | 2.9811 | 0 | 0% | 1005.25 | 51.4981 | 0 | 953.7519 | 1005.25 | 41.04 | 0 | 964.21 | Winter | 0 | FALSE | 0 | 0 | 0 | 0 | 0 | 1 | 0 | 1
1978-05-22 | 5 | 22 | 12:00 | 23.9 | 12 | 1 | 75 |  | 0 | 0 | 5.2502 | 5.2502 | 95% | 0.7529 | 51.4981 | 6.7849 | 3.7408 | 3.651 | 0.089778 | 2.4% | 14.8867 | 0.6 | 0.6 | 0.6 | 41.04 | 5.407 | 2.9811 | 2.9811 | 0 | 0% | 1023.25 | 51.4981 | 0 | 971.7519 | 1023.25 | 41.04 | 0 | 982.21 | Winter | 0 | FALSE | 0 | 0 | 0 | 0 | 0 | 1 | 0 | 1
1978-05-22 | 5 | 22 | 13:00 | 24.4 | 13 | 1 | 76 |  | 0 | 0 | 4.7252 | 4.7252 | 95% | 0.67761 | 46.3483 | 6.1064 | 3.3667 | 3.2859 | 0.0808 | 2.4% | 14.6126 | 0.6 | 0.6 | 0.6 | 41.04 | 5.407 | 2.9811 | 2.9811 | 0 | 0% | 1004.5 | 46.3483 | 0 | 958.1517 | 1004.5 | 41.04 | 0 | 963.46 | Winter | 0 | FALSE | 0 | 0 | 0 | 0 | 0 | 1 | 0 | 1
1978-05-22 | 5 | 22 | 14:00 | 25 | 14 | 1 | 77 |  | 0 | 0 | 3.9376 | 3.9376 | 95% | 0.56467 | 38.6235 | 5.0887 | 2.8056 | 2.7382 | 0.067334 | 2.4% | 14.6601 | 0.6 | 0.6 | 0.6 | 41.04 | 5.407 | 2.9811 | 2.9532 | 0.027867 | 0.9348% | 1007.75 | 38.6235 | 0 | 969.1265 | 1007.75 | 41.04 | 0 | 966.71 | Winter | 0 | FALSE | 0 | 0 | 0 | 0 | 0 | 1 | 0 | 1
1978-05-22 | 5 | 22 | 15:00 | 26.1 | 15 | 1 | 79 |  | 0 | 0 | 3.6751 | 3.6751 | 95% | 0.52703 | 36.0486 | 4.7494 | 2.6185 | 2.5557 | 0.062845 | 2.4% | 14.9232 | 0.6 | 0.6 | 0.6 | 41.04 | 5.407 | 2.9811 | 2.7564 | 0.22475 | 7.539% | 1025.75 | 36.0486 | 0 | 989.7014 | 1025.75 | 41.04 | 0 | 984.71 | Winter | 0 | FALSE | 0 | 0 | 0 | 0 | 0 | 1 | 0 | 1
1978-05-22 | 5 | 22 | 16:00 | 26.1 | 16 | 1 | 79 |  | 0 | 0 | 3.6751 | 3.6751 | 95% | 0.52703 | 36.0486 | 4.7494 | 2.6185 | 2.5557 | 0.062845 | 2.4% | 14.5358 | 0.6 | 0.6 | 0.6 | 41.04 | 5.407 | 2.9811 | 2.7564 | 0.22475 | 7.539% | 999.25 | 36.0486 | 0 | 963.2014 | 999.25 | 41.04 | 0 | 958.21 | Winter | 0 | FALSE | 0 | 0 | 0 | 0 | 0 | 1 | 0 | 1
1978-05-22 | 5 | 22 | 17:00 | 26.1 | 17 | 1 | 79 |  | 0 | 0 | 4.7252 | 4.7252 | 95% | 0.67761 | 46.3483 | 6.1064 | 3.3667 | 3.2859 | 0.0808 | 2.4% | 14.5468 | 0.6 | 0.6 | 0.6 | 41.04 | 5.407 | 2.9811 | 2.9811 | 0 | 0% | 1000 | 46.3483 | 0 | 953.6517 | 1000 | 41.04 | 0 | 958.96 | Winter | 1 | FALSE | 1 | 46.3483 | 41.04 | 0 | 0 | 1 | 0 | 1
1978-05-22 | 5 | 22 | 18:00 | 25.6 | 18 | 1 | 78 |  | 0 | 0 | 6.0377 | 6.0377 | 95% | 0.86583 | 59.2228 | 7.8026 | 4.3019 | 4.1986 | 0.10325 | 2.4% | 13.739 | 0.6 | 0.6 | 0.6 | 41.04 | 5.407 | 2.9811 | 2.9811 | 0 | 0% | 944.75 | 59.2228 | 0 | 885.5272 | 944.75 | 41.04 | 0 | 903.71 | Winter | 1 | FALSE | 1 | 59.2228 | 41.04 | 0 | 0 | 1 | 0 | 1
1978-05-22 | 5 | 22 | 19:00 | 23.9 | 19 | 1 | 75 |  | 0 | 0 | 6.5627 | 6.5627 | 95% | 0.94112 | 64.3726 | 8.4811 | 4.676 | 4.5637 | 0.11222 | 2.4% | 13.2237 | 0.6 | 0.6 | 0.6 | 41.04 | 5.407 | 2.9811 | 2.9811 | 0 | 0% | 909.5 | 64.3726 | 0 | 845.1274 | 909.5 | 41.04 | 0 | 868.46 | Winter | 0 | FALSE | 0 | 0 | 0 | 0 | 0 | 1 | 0 | 1
1978-05-22 | 5 | 22 | 20:00 | 23.3 | 20 | 1 | 74 |  | 0 | 0 | 5.7752 | 5.7752 | 95% | 0.82819 | 56.6479 | 7.4634 | 4.1148 | 4.0161 | 0.098756 | 2.4% | 12.6316 | 0.6 | 0.6 | 0.6 | 41.04 | 5.407 | 2.9811 | 2.9811 | 0 | 0% | 869 | 56.6479 | 0 | 812.3521 | 869 | 41.04 | 0 | 827.96 | Winter | 0 | FALSE | 0 | 0 | 0 | 0 | 0 | 1 | 0 | 1
1978-05-22 | 5 | 22 | 21:00 | 21.1 | 21 | 1 | 70 |  | 0 | 0 | 4.7252 | 4.7252 | 95% | 0.67761 | 46.3483 | 6.1064 | 3.3667 | 3.2859 | 0.0808 | 2.4% | 11.9481 | 0.6 | 0.6 | 0.6 | 41.04 | 5.407 | 2.9811 | 2.9811 | 0 | 0% | 822.25 | 46.3483 | 0 | 775.9017 | 822.25 | 41.04 | 0 | 781.21 | Winter | 0 | FALSE | 0 | 0 | 0 | 0 | 0 | 1 | 0 | 1
1978-05-22 | 5 | 22 | 22:00 | 20.6 | 22 | 1 | 69 |  | 0 | 0 | 4.2002 | 4.2002 | 95% | 0.60232 | 41.1985 | 5.4279 | 2.9926 | 2.9208 | 0.071823 | 2.4% | 11.97 | 0.6 | 0.6 | 0.6 | 41.04 | 5.407 | 2.9811 | 2.9811 | 0 | 0% | 823.75 | 41.1985 | 0 | 782.5515 | 823.75 | 41.04 | 0 | 782.71 | Winter | 0 | FALSE | 0 | 0 | 0 | 0 | 0 | 1 | 0 | 1
1978-05-22 | 5 | 22 | 23:00 | 16.1 | 23 | 1 | 61 |  | 0 | 0 | 5.2502 | 5.2502 | 95% | 0.7529 | 51.4981 | 6.7849 | 3.7408 | 3.651 | 0.089778 | 2.4% | 11.7617 | 0.6 | 0.6 | 0.6 | 41.04 | 5.407 | 2.9811 | 2.9811 | 0 | 0% | 809.5 | 51.4981 | 0 | 758.0019 | 809.5 | 41.04 | 0 | 768.46 | Winter | 0 | FALSE | 0 | 0 | 0 | 0 | 0 | 1 | 0 | 1
1978-05-22 | 5 | 22 | 24:00 | 15 | 0 | 1 | 59 |  | 0 | 0 | 4.2002 | 4.2002 | 95% | 0.60232 | 41.1985 | 5.4279 | 2.9926 | 2.9208 | 0.071823 | 2.4% | 11.3194 | 0.6 | 0.6 | 0.6 | 41.04 | 5.407 | 2.9811 | 2.9811 | 0 | 0% | 779.25 | 41.1985 | 0 | 738.0515 | 779.25 | 41.04 | 0 | 738.21 | Winter | 0 | FALSE | 0 | 0 | 0 | 0 | 0 | 1 | 0 | 1
1978-05-23 | 5 | 23 | 1:00 | 16.1 | 1 | 1 | 61 |  | 0 | 0 | 3.9376 | 3.9376 | 95% | 0.56467 | 38.6235 | 5.0887 | 2.8056 | 2.7382 | 0.067334 | 2.4% | 11.4583 | 0.6 | 0.6 | 0.6 | 41.04 | 5.407 | 2.9811 | 2.9532 | 0.027867 | 0.9348% | 788.75 | 38.6235 | 0 | 750.1265 | 788.75 | 41.04 | 0 | 747.71 | Winter | 0 | FALSE | 0 | 0 | 0 | 0 | 0 | 1 | 0 | 1
1978-05-23 | 5 | 23 | 2:00 | 15.6 | 2 | 1 | 60 |  | 0 | 0 | 3.1501 | 3.1501 | 95% | 0 | 0 | 0 | 0 | 0 | 0 | 2.4% | 11.0234 | 0.6 | 0.6 | 0.6 | 41.04 | 5.407 | 2.9811 | 2.3626 | 0.61851 | 20.75% | 759 | 0 | 0 | 759 | 759 | 41.04 | 0 | 717.96 | Winter | 0 | FALSE | 0 | 0 | 0 | 1 | 0 | 1 | 0 | 0
1978-05-23 | 5 | 23 | 3:00 | 16.1 | 3 | 1 | 61 |  | 0 | 0 | 3.4126 | 3.4126 | 95% | 0 | 0 | 0 | 0 | 0 | 0 | 2.4% | 9.3348 | 0.6 | 0.6 | 0.6 | 41.04 | 5.407 | 2.9811 | 2.5595 | 0.42163 | 14.14% | 643.5 | 0 | 0 | 643.5 | 643.5 | 41.04 | 0 | 602.46 | Winter | 0 | FALSE | 0 | 0 | 0 | 1 | 0 | 1 | 0 | 0
1978-05-23 | 5 | 23 | 4:00 | 15.6 | 4 | 1 | 60 |  | 0 | 0 | 3.1501 | 3.1501 | 95% | 0 | 0 | 0 | 0 | 0 | 0 | 2.4% | 8.9839 | 0.6 | 0.6 | 0.6 | 41.04 | 5.407 | 2.9811 | 2.3626 | 0.61851 | 20.75% | 619.5 | 0 | 0 | 619.5 | 619.5 | 41.04 | 0 | 578.46 | Winter | 0 | FALSE | 0 | 0 | 0 | 1 | 0 | 1 | 0 | 0
1978-05-23 | 5 | 23 | 5:00 | 15 | 5 | 1 | 59 |  | 0 | 0 | 3.1501 | 3.1501 | 95% | 0 | 0 | 0 | 0 | 0 | 0 | 2.4% | 8.8962 | 0.6 | 0.6 | 0.6 | 41.04 | 5.407 | 2.9811 | 2.3626 | 0.61851 | 20.75% | 613.5 | 0 | 0 | 613.5 | 613.5 | 41.04 | 0 | 572.46 | Winter | 0 | FALSE | 0 | 0 | 0 | 1 | 0 | 1 | 0 | 0
1978-05-23 | 5 | 23 | 6:00 | 16.1 | 6 | 1 | 61 |  | 0 | 0 | 3.9376 | 3.9376 | 95% | 0.56467 | 38.6235 | 5.0887 | 2.8056 | 2.7382 | 0.067334 | 2.4% | 9.1338 | 0.6 | 0.6 | 0.6 | 41.04 | 5.407 | 2.9811 | 2.9532 | 0.027867 | 0.9348% | 629.75 | 38.6235 | 0 | 591.1265 | 629.75 | 41.04 | 0 | 588.71 | Winter | 0 | FALSE | 0 | 0 | 0 | 0 | 0 | 1 | 0 | 1
1978-05-23 | 5 | 23 | 7:00 | 17.8 | 7 | 1 | 64 |  | 0 | 0 | 4.7252 | 4.7252 | 95% | 0.67761 | 46.3483 | 6.1064 | 3.3667 | 3.2859 | 0.0808 | 2.4% | 8.9985 | 0.6 | 0.6 | 0.6 | 41.04 | 5.407 | 2.9811 | 2.9811 | 0 | 0% | 620.5 | 46.3483 | 0 | 574.1517 | 620.5 | 41.04 | 0 | 579.46 | Winter | 0 | FALSE | 0 | 0 | 0 | 0 | 0 | 1 | 0 | 1
1978-05-23 | 5 | 23 | 8:00 | 20 | 8 | 1 | 68 |  | 0 | 0 | 7.6128 | 7.6128 | 95% | 1 | 68.4 | 9.0117 | 4.9685 | 4.8493 | 0.11924 | 2.4% | 9.3567 | 0.6 | 0.6 | 0.6 | 41.04 | 5.407 | 2.9811 | 2.9811 | 0 | 0% | 645 | 68.4 | 0 | 576.6 | 645 | 41.04 | 0 | 603.96 | Winter | 0 | FALSE | 0 | 0 | 0 | 0 | 0 | 0 | 1 | 1
1978-05-23 | 5 | 23 | 9:00 | 21.1 | 9 | 1 | 70 |  | 0 | 0 | 6.5627 | 6.5627 | 95% | 0.94112 | 64.3726 | 8.4811 | 4.676 | 4.5637 | 0.11222 | 2.4% | 9.8392 | 0.6 | 0.6 | 0.6 | 41.04 | 5.407 | 2.9811 | 2.9811 | 0 | 0% | 678 | 64.3726 | 0 | 613.6274 | 678 | 41.04 | 0 | 636.96 | Winter | 0 | FALSE | 0 | 0 | 0 | 0 | 0 | 1 | 0 | 1
1978-05-23 | 5 | 23 | 10:00 | 23.3 | 10 | 1 | 74 |  | 0 | 0 | 6.0377 | 6.0377 | 95% | 0.86583 | 59.2228 | 7.8026 | 4.3019 | 4.1986 | 0.10325 | 2.4% | 10.6396 | 0.6 | 0.6 | 0.6 | 41.04 | 5.407 | 2.9811 | 2.9811 | 0 | 0% | 732.75 | 59.2228 | 0 | 673.5272 | 732.75 | 41.04 | 0 | 691.71 | Winter | 0 | FALSE | 0 | 0 | 0 | 0 | 0 | 1 | 0 | 1
1978-05-23 | 5 | 23 | 11:00 | 24.4 | 11 | 1 | 76 |  | 0 | 0 | 5.2502 | 5.2502 | 95% | 0.7529 | 51.4981 | 6.7849 | 3.7408 | 3.651 | 0.089778 | 2.4% | 13.2858 | 0.6 | 0.6 | 0.6 | 41.04 | 5.407 | 2.9811 | 2.9811 | 0 | 0% | 913.75 | 51.4981 | 0 | 862.2519 | 913.75 | 41.04 | 0 | 872.71 | Winter | 0 | FALSE | 0 | 0 | 0 | 0 | 0 | 1 | 0 | 1
1978-05-23 | 5 | 23 | 12:00 | 25.6 | 12 | 1 | 78 |  | 0 | 0 | 5.2502 | 5.2502 | 95% | 0.7529 | 51.4981 | 6.7849 | 3.7408 | 3.651 | 0.089778 | 2.4% | 12.8874 | 0.6 | 0.6 | 0.6 | 41.04 | 5.407 | 2.9811 | 2.9811 | 0 | 0% | 886.5 | 51.4981 | 0 | 835.0019 | 886.5 | 41.04 | 0 | 845.46 | Winter | 0 | FALSE | 0 | 0 | 0 | 0 | 0 | 1 | 0 | 1
1978-05-23 | 5 | 23 | 13:00 | 26.7 | 13 | 1 | 80 |  | 0 | 0 | 4.7252 | 4.7252 | 95% | 0.67761 | 46.3483 | 6.1064 | 3.3667 | 3.2859 | 0.0808 | 2.4% | 13.1579 | 0.6 | 0.6 | 0.6 | 41.04 | 5.407 | 2.9811 | 2.9811 | 0 | 0% | 905 | 46.3483 | 0 | 858.6517 | 905 | 41.04 | 0 | 863.96 | Winter | 0 | FALSE | 0 | 0 | 0 | 0 | 0 | 1 | 0 | 1
1978-05-23 | 5 | 23 | 14:00 | 27.8 | 14 | 1 | 82 |  | 0 | 0 | 3.9376 | 3.9376 | 95% | 0.56467 | 38.6235 | 5.0887 | 2.8056 | 2.7382 | 0.067334 | 2.4% | 13.3443 | 0.6 | 0.6 | 0.6 | 41.04 | 5.407 | 2.9811 | 2.9532 | 0.027867 | 0.9348% | 917.75 | 38.6235 | 0 | 879.1265 | 917.75 | 41.04 | 0 | 876.71 | Winter | 0 | FALSE | 0 | 0 | 0 | 0 | 0 | 1 | 0 | 1
1978-05-23 | 5 | 23 | 15:00 | 25.6 | 15 | 1 | 78 |  | 0 | 0 | 3.6751 | 3.6751 | 95% | 0.52703 | 36.0486 | 4.7494 | 2.6185 | 2.5557 | 0.062845 | 2.4% | 13.2895 | 0.6 | 0.6 | 0.6 | 41.04 | 5.407 | 2.9811 | 2.7564 | 0.22475 | 7.539% | 914 | 36.0486 | 0 | 877.9514 | 914 | 41.04 | 0 | 872.96 | Winter | 0 | FALSE | 0 | 0 | 0 | 0 | 0 | 1 | 0 | 1
1978-05-23 | 5 | 23 | 16:00 | 23.9 | 16 | 1 | 75 |  | 0 | 0 | 3.6751 | 3.6751 | 95% | 0.52703 | 36.0486 | 4.7494 | 2.6185 | 2.5557 | 0.062845 | 2.4% | 12.9788 | 0.6 | 0.6 | 0.6 | 41.04 | 5.407 | 2.9811 | 2.7564 | 0.22475 | 7.539% | 892.75 | 36.0486 | 0 | 856.7014 | 892.75 | 41.04 | 0 | 851.71 | Winter | 0 | FALSE | 0 | 0 | 0 | 0 | 0 | 1 | 0 | 1
1978-05-23 | 5 | 23 | 17:00 | 25.6 | 17 | 1 | 78 |  | 0 | 0 | 4.7252 | 4.7252 | 95% | 0.67761 | 46.3483 | 6.1064 | 3.3667 | 3.2859 | 0.0808 | 2.4% | 13.0811 | 0.6 | 0.6 | 0.6 | 41.04 | 5.407 | 2.9811 | 2.9811 | 0 | 0% | 899.75 | 46.3483 | 0 | 853.4017 | 899.75 | 41.04 | 0 | 858.71 | Winter | 1 | FALSE | 1 | 46.3483 | 41.04 | 0 | 0 | 1 | 0 | 1
1978-05-23 | 5 | 23 | 18:00 | 23.9 | 18 | 1 | 75 |  | 0 | 0 | 6.0377 | 6.0377 | 95% | 0.86583 | 59.2228 | 7.8026 | 4.3019 | 4.1986 | 0.10325 | 2.4% | 12.4159 | 0.6 | 0.6 | 0.6 | 41.04 | 5.407 | 2.9811 | 2.9811 | 0 | 0% | 854.25 | 59.2228 | 0 | 795.0272 | 854.25 | 41.04 | 0 | 813.21 | Winter | 1 | FALSE | 1 | 59.2228 | 41.04 | 0 | 0 | 1 | 0 | 1
1978-05-23 | 5 | 23 | 19:00 | 21.7 | 19 | 1 | 71 |  | 0 | 0 | 6.5627 | 6.5627 | 95% | 0.94112 | 64.3726 | 8.4811 | 4.676 | 4.5637 | 0.11222 | 2.4% | 12.6974 | 0.6 | 0.6 | 0.6 | 41.04 | 5.407 | 2.9811 | 2.9811 | 0 | 0% | 873.5 | 64.3726 | 0 | 809.1274 | 873.5 | 41.04 | 0 | 832.46 | Winter | 0 | FALSE | 0 | 0 | 0 | 0 | 0 | 1 | 0 | 1
1978-05-23 | 5 | 23 | 20:00 | 21.1 | 20 | 1 | 70 |  | 0 | 0 | 5.7752 | 5.7752 | 95% | 0.82819 | 56.6479 | 7.4634 | 4.1148 | 4.0161 | 0.098756 | 2.4% | 11.9993 | 0.6 | 0.6 | 0.6 | 41.04 | 5.407 | 2.9811 | 2.9811 | 0 | 0% | 825.75 | 56.6479 | 0 | 769.1021 | 825.75 | 41.04 | 0 | 784.71 | Winter | 0 | FALSE | 0 | 0 | 0 | 0 | 0 | 1 | 0 | 1
1978-05-23 | 5 | 23 | 21:00 | 20.6 | 21 | 1 | 69 |  | 0 | 0 | 4.7252 | 4.7252 | 95% | 0.67761 | 46.3483 | 6.1064 | 3.3667 | 3.2859 | 0.0808 | 2.4% | 12.2332 | 0.6 | 0.6 | 0.6 | 41.04 | 5.407 | 2.9811 | 2.9811 | 0 | 0% | 841.75 | 46.3483 | 0 | 795.4017 | 841.75 | 41.04 | 0 | 800.71 | Winter | 0 | FALSE | 0 | 0 | 0 | 0 | 0 | 1 | 0 | 1
1978-05-23 | 5 | 23 | 22:00 | 20 | 22 | 1 | 68 |  | 0 | 0 | 4.2002 | 4.2002 | 95% | 0.60232 | 41.1985 | 5.4279 | 2.9926 | 2.9208 | 0.071823 | 2.4% | 11.9079 | 0.6 | 0.6 | 0.6 | 41.04 | 5.407 | 2.9811 | 2.9811 | 0 | 0% | 819.5 | 41.1985 | 0 | 778.3015 | 819.5 | 41.04 | 0 | 778.46 | Winter | 0 | FALSE | 0 | 0 | 0 | 0 | 0 | 1 | 0 | 1
1978-05-23 | 5 | 23 | 23:00 | 19.4 | 23 | 1 | 67 |  | 0 | 0 | 5.2502 | 5.2502 | 95% | 0.7529 | 51.4981 | 6.7849 | 3.7408 | 3.651 | 0.089778 | 2.4% | 11.6594 | 0.6 | 0.6 | 0.6 | 41.04 | 5.407 | 2.9811 | 2.9811 | 0 | 0% | 802.5 | 51.4981 | 0 | 751.0019 | 802.5 | 41.04 | 0 | 761.46 | Winter | 0 | FALSE | 0 | 0 | 0 | 0 | 0 | 1 | 0 | 1
1978-05-23 | 5 | 23 | 24:00 | 17.8 | 0 | 1 | 64 |  | 0 | 0 | 4.2002 | 4.2002 | 95% | 0.60232 | 41.1985 | 5.4279 | 2.9926 | 2.9208 | 0.071823 | 2.4% | 11.5716 | 0.6 | 0.6 | 0.6 | 41.04 | 5.407 | 2.9811 | 2.9811 | 0 | 0% | 796.5 | 41.1985 | 0 | 755.3015 | 796.5 | 41.04 | 0 | 755.46 | Winter | 0 | FALSE | 0 | 0 | 0 | 0 | 0 | 1 | 0 | 1
1978-05-24 | 5 | 24 | 1:00 | 17.8 | 1 | 2 | 64 |  | 0 | 0 | 3.9376 | 3.9376 | 95% | 0.56467 | 38.6235 | 5.0887 | 2.8056 | 2.7382 | 0.067334 | 2.4% | 11.4949 | 0.6 | 0.6 | 0.6 | 41.04 | 5.407 | 2.9811 | 2.9532 | 0.027867 | 0.9348% | 791.25 | 38.6235 | 0 | 752.6265 | 791.25 | 41.04 | 0 | 750.21 | Winter | 0 | 0 | 0 | 0 | 0 | 0 | 0 | 1 | 0 | 1
1978-05-24 | 5 | 24 | 2:00 | 15.6 | 2 | 2 | 60 |  | 0 | 0 | 3.1501 | 3.1501 | 95% | 0 | 0 | 0 | 0 | 0 | 0 | 2.4% | 11.5607 | 0.6 | 0.6 | 0.6 | 41.04 | 5.407 | 2.9811 | 2.3626 | 0.61851 | 20.75% | 795.75 | 0 | 0 | 795.75 | 795.75 | 41.04 | 0 | 754.71 | Winter | 0 | 0 | 0 | 0 | 0 | 1 | 0 | 1 | 0 | 0
1978-05-24 | 5 | 24 | 3:00 | 15.6 | 3 | 2 | 60 |  | 0 | 0 | 3.4126 | 3.4126 | 95% | 0 | 0 | 0 | 0 | 0 | 0 | 2.4% | 11.5278 | 0.6 | 0.6 | 0.6 | 41.04 | 5.407 | 2.9811 | 2.5595 | 0.42163 | 14.14% | 793.5 | 0 | 0 | 793.5 | 793.5 | 41.04 | 0 | 752.46 | Winter | 0 | 0 | 0 | 0 | 0 | 1 | 0 | 1 | 0 | 0
1978-05-24 | 5 | 24 | 4:00 | 15 | 4 | 2 | 59 |  | 0 | 0 | 3.1501 | 3.1501 | 95% | 0 | 0 | 0 | 0 | 0 | 0 | 2.4% | 11.5461 | 0.6 | 0.6 | 0.6 | 41.04 | 5.407 | 2.9811 | 2.3626 | 0.61851 | 20.75% | 794.75 | 0 | 0 | 794.75 | 794.75 | 41.04 | 0 | 753.71 | Winter | 0 | 0 | 0 | 0 | 0 | 1 | 0 | 1 | 0 | 0
1978-05-24 | 5 | 24 | 5:00 | 15 | 5 | 2 | 59 |  | 0 | 0 | 3.1501 | 3.1501 | 95% | 0 | 0 | 0 | 0 | 0 | 0 | 2.4% | 11.6959 | 0.6 | 0.6 | 0.6 | 41.04 | 5.407 | 2.9811 | 2.3626 | 0.61851 | 20.75% | 805 | 0 | 0 | 805 | 805 | 41.04 | 0 | 763.96 | Winter | 0 | 0 | 0 | 0 | 0 | 1 | 0 | 1 | 0 | 0
1978-05-24 | 5 | 24 | 6:00 | 16.1 | 6 | 2 | 61 |  | 0 | 0 | 3.9376 | 3.9376 | 95% | 0.56467 | 38.6235 | 5.0887 | 2.8056 | 2.7382 | 0.067334 | 2.4% | 11.7544 | 0.6 | 0.6 | 0.6 | 41.04 | 5.407 | 2.9811 | 2.9532 | 0.027867 | 0.9348% | 809 | 38.6235 | 0 | 770.3765 | 809 | 41.04 | 0 | 767.96 | Winter | 0 | 0 | 0 | 0 | 0 | 0 | 0 | 1 | 0 | 1
1978-05-24 | 5 | 24 | 7:00 | 17.2 | 7 | 2 | 63 |  | 0 | 0 | 4.7252 | 4.7252 | 95% | 0.67761 | 46.3483 | 6.1064 | 3.3667 | 3.2859 | 0.0808 | 2.4% | 11.8567 | 0.6 | 0.6 | 0.6 | 41.04 | 5.407 | 2.9811 | 2.9811 | 0 | 0% | 816 | 46.3483 | 0 | 769.6517 | 816 | 41.04 | 0 | 774.96 | Winter | 0 | 0 | 0 | 0 | 0 | 0 | 0 | 1 | 0 | 1
1978-05-24 | 5 | 24 | 8:00 | 18.9 | 8 | 2 | 66 |  | 0 | 0 | 7.6128 | 7.6128 | 95% | 1 | 68.4 | 9.0117 | 4.9685 | 4.8493 | 0.11924 | 2.4% | 12.5621 | 0.6 | 0.6 | 0.6 | 41.04 | 5.407 | 2.9811 | 2.9811 | 0 | 0% | 864.25 | 68.4 | 0 | 795.85 | 864.25 | 41.04 | 0 | 823.21 | Winter | 0 | 0 | 0 | 0 | 0 | 0 | 0 | 0 | 1 | 1
1978-05-24 | 5 | 24 | 9:00 | 21.1 | 9 | 2 | 70 |  | 0 | 0 | 6.5627 | 6.5627 | 95% | 0.94112 | 64.3726 | 8.4811 | 4.676 | 4.5637 | 0.11222 | 2.4% | 12.6535 | 0.6 | 0.6 | 0.6 | 41.04 | 5.407 | 2.9811 | 2.9811 | 0 | 0% | 870.5 | 64.3726 | 0 | 806.1274 | 870.5 | 41.04 | 0 | 829.46 | Winter | 0 | 0 | 0 | 0 | 0 | 0 | 0 | 1 | 0 | 1
1978-05-24 | 5 | 24 | 10:00 | 22.8 | 10 | 2 | 73 |  | 0 | 0 | 6.0377 | 6.0377 | 95% | 0.86583 | 59.2228 | 7.8026 | 4.3019 | 4.1986 | 0.10325 | 2.4% | 13.1287 | 0.6 | 0.6 | 0.6 | 41.04 | 5.407 | 2.9811 | 2.9811 | 0 | 0% | 903 | 59.2228 | 0 | 843.7772 | 903 | 41.04 | 0 | 861.96 | Winter | 0 | 0 | 0 | 0 | 0 | 0 | 0 | 1 | 0 | 1
1978-05-24 | 5 | 24 | 11:00 | 23.9 | 11 | 2 | 75 |  | 0 | 0 | 5.2502 | 5.2502 | 95% | 0.7529 | 51.4981 | 6.7849 | 3.7408 | 3.651 | 0.089778 | 2.4% | 13.4357 | 0.6 | 0.6 | 0.6 | 41.04 | 5.407 | 2.9811 | 2.9811 | 0 | 0% | 924 | 51.4981 | 0 | 872.5019 | 924 | 41.04 | 0 | 882.96 | Winter | 0 | 0 | 0 | 0 | 0 | 0 | 0 | 1 | 0 | 1
1978-05-24 | 5 | 24 | 12:00 | 23.9 | 12 | 2 | 75 |  | 0 | 0 | 5.2502 | 5.2502 | 95% | 0.7529 | 51.4981 | 6.7849 | 3.7408 | 3.651 | 0.089778 | 2.4% | 13.2127 | 0.6 | 0.6 | 0.6 | 41.04 | 5.407 | 2.9811 | 2.9811 | 0 | 0% | 908.75 | 51.4981 | 0 | 857.2519 | 908.75 | 41.04 | 0 | 867.71 | Winter | 0 | 0 | 0 | 0 | 0 | 0 | 0 | 1 | 0 | 1
1978-05-24 | 5 | 24 | 13:00 | 22.8 | 13 | 2 | 73 |  | 0 | 0 | 4.7252 | 4.7252 | 95% | 0.67761 | 46.3483 | 6.1064 | 3.3667 | 3.2859 | 0.0808 | 2.4% | 13.2566 | 0.6 | 0.6 | 0.6 | 41.04 | 5.407 | 2.9811 | 2.9811 | 0 | 0% | 911.75 | 46.3483 | 0 | 865.4017 | 911.75 | 41.04 | 0 | 870.71 | Winter | 0 | 0 | 0 | 0 | 0 | 0 | 0 | 1 | 0 | 1
1978-05-24 | 5 | 24 | 14:00 | 21.7 | 14 | 2 | 71 |  | 0 | 0 | 3.9376 | 3.9376 | 95% | 0.56467 | 38.6235 | 5.0887 | 2.8056 | 2.7382 | 0.067334 | 2.4% | 13.2749 | 0.6 | 0.6 | 0.6 | 41.04 | 5.407 | 2.9811 | 2.9532 | 0.027867 | 0.9348% | 913 | 38.6235 | 0 | 874.3765 | 913 | 41.04 | 0 | 871.96 | Winter | 0 | 0 | 0 | 0 | 0 | 0 | 0 | 1 | 0 | 1
1978-05-24 | 5 | 24 | 15:00 | 20.6 | 15 | 2 | 69 |  | 0 | 0 | 3.6751 | 3.6751 | 95% | 0.52703 | 36.0486 | 4.7494 | 2.6185 | 2.5557 | 0.062845 | 2.4% | 13.5599 | 0.6 | 0.6 | 0.6 | 41.04 | 5.407 | 2.9811 | 2.7564 | 0.22475 | 7.539% | 932.5 | 36.0486 | 0 | 896.4514 | 932.5 | 41.04 | 0 | 891.46 | Winter | 0 | 0 | 0 | 0 | 0 | 0 | 0 | 1 | 0 | 1
1978-05-24 | 5 | 24 | 16:00 | 19.4 | 16 | 2 | 67 |  | 0 | 0 | 3.6751 | 3.6751 | 95% | 0.52703 | 36.0486 | 4.7494 | 2.6185 | 2.5557 | 0.062845 | 2.4% | 13.4284 | 0.6 | 0.6 | 0.6 | 41.04 | 5.407 | 2.9811 | 2.7564 | 0.22475 | 7.539% | 923.5 | 36.0486 | 0 | 887.4514 | 923.5 | 41.04 | 0 | 882.46 | Winter | 0 | 0 | 0 | 0 | 0 | 0 | 0 | 1 | 0 | 1
1978-05-24 | 5 | 24 | 17:00 | 18.9 | 17 | 2 | 66 |  | 0 | 0 | 4.7252 | 4.7252 | 95% | 0.67761 | 46.3483 | 6.1064 | 3.3667 | 3.2859 | 0.0808 | 2.4% | 13.2383 | 0.6 | 0.6 | 0.6 | 41.04 | 5.407 | 2.9811 | 2.9811 | 0 | 0% | 910.5 | 46.3483 | 0 | 864.1517 | 910.5 | 41.04 | 0 | 869.46 | Winter | 0 | 0 | 0 | 0 | 0 | 0 | 0 | 1 | 0 | 1
1978-05-24 | 5 | 24 | 18:00 | 17.8 | 18 | 2 | 64 |  | 0 | 0 | 6.0377 | 6.0377 | 95% | 0.86583 | 59.2228 | 7.8026 | 4.3019 | 4.1986 | 0.10325 | 2.4% | 13.1835 | 0.6 | 0.6 | 0.6 | 41.04 | 5.407 | 2.9811 | 2.9811 | 0 | 0% | 906.75 | 59.2228 | 0 | 847.5272 | 906.75 | 41.04 | 0 | 865.71 | Winter | 0 | 0 | 0 | 0 | 0 | 0 | 0 | 1 | 0 | 1
1978-05-24 | 5 | 24 | 19:00 | 17.2 | 19 | 2 | 63 |  | 0 | 0 | 6.5627 | 6.5627 | 95% | 0.94112 | 64.3726 | 8.4811 | 4.676 | 4.5637 | 0.11222 | 2.4% | 12.7485 | 0.6 | 0.6 | 0.6 | 41.04 | 5.407 | 2.9811 | 2.9811 | 0 | 0% | 877 | 64.3726 | 0 | 812.6274 | 877 | 41.04 | 0 | 835.96 | Winter | 0 | 0 | 0 | 0 | 0 | 0 | 0 | 1 | 0 | 1
1978-05-24 | 5 | 24 | 20:00 | 17.2 | 20 | 2 | 63 |  | 0 | 0 | 5.7752 | 5.7752 | 95% | 0.82819 | 56.6479 | 7.4634 | 4.1148 | 4.0161 | 0.098756 | 2.4% | 12.7083 | 0.6 | 0.6 | 0.6 | 41.04 | 5.407 | 2.9811 | 2.9811 | 0 | 0% | 874.25 | 56.6479 | 0 | 817.6021 | 874.25 | 41.04 | 0 | 833.21 | Winter | 0 | 0 | 0 | 0 | 0 | 0 | 0 | 1 | 0 | 1
1978-05-24 | 5 | 24 | 21:00 | 16.7 | 21 | 2 | 62 |  | 0 | 0 | 4.7252 | 4.7252 | 95% | 0.67761 | 46.3483 | 6.1064 | 3.3667 | 3.2859 | 0.0808 | 2.4% | 12.4452 | 0.6 | 0.6 | 0.6 | 41.04 | 5.407 | 2.9811 | 2.9811 | 0 | 0% | 856.25 | 46.3483 | 0 | 809.9017 | 856.25 | 41.04 | 0 | 815.21 | Winter | 0 | 0 | 0 | 0 | 0 | 0 | 0 | 1 | 0 | 1
1978-05-24 | 5 | 24 | 22:00 | 15.6 | 22 | 2 | 60 |  | 0 | 0 | 4.2002 | 4.2002 | 95% | 0.60232 | 41.1985 | 5.4279 | 2.9926 | 2.9208 | 0.071823 | 2.4% | 12.3465 | 0.6 | 0.6 | 0.6 | 41.04 | 5.407 | 2.9811 | 2.9811 | 0 | 0% | 849.5 | 41.1985 | 0 | 808.3015 | 849.5 | 41.04 | 0 | 808.46 | Winter | 0 | 0 | 0 | 0 | 0 | 0 | 0 | 1 | 0 | 1
1978-05-24 | 5 | 24 | 23:00 | 15 | 23 | 2 | 59 |  | 0 | 0 | 5.2502 | 5.2502 | 95% | 0.7529 | 51.4981 | 6.7849 | 3.7408 | 3.651 | 0.089778 | 2.4% | 12.2332 | 0.6 | 0.6 | 0.6 | 41.04 | 5.407 | 2.9811 | 2.9811 | 0 | 0% | 841.75 | 51.4981 | 0 | 790.2519 | 841.75 | 41.04 | 0 | 800.71 | Winter | 0 | 0 | 0 | 0 | 0 | 0 | 0 | 1 | 0 | 1
1978-05-24 | 5 | 24 | 24:00 | 14.4 | 0 | 2 | 58 |  | 0 | 0 | 4.2002 | 4.2002 | 95% | 0.60232 | 41.1985 | 5.4279 | 2.9926 | 2.9208 | 0.071823 | 2.4% | 11.9554 | 0.6 | 0.6 | 0.6 | 41.04 | 5.407 | 2.9811 | 2.9811 | 0 | 0% | 822.75 | 41.1985 | 0 | 781.5515 | 822.75 | 41.04 | 0 | 781.71 | Winter | 0 | 0 | 0 | 0 | 0 | 0 | 0 | 1 | 0 | 1
1978-05-25 | 5 | 25 | 1:00 | 14.4 | 1 | 2 | 58 |  | 0 | 0 | 3.9376 | 3.9376 | 95% | 0.56467 | 38.6235 | 5.0887 | 2.8056 | 2.7382 | 0.067334 | 2.4% | 12.182 | 0.6 | 0.6 | 0.6 | 41.04 | 5.407 | 2.9811 | 2.9532 | 0.027867 | 0.9348% | 838.25 | 38.6235 | 0 | 799.6265 | 838.25 | 41.04 | 0 | 797.21 | Winter | 0 | 0 | 0 | 0 | 0 | 0 | 0 | 1 | 0 | 1
1978-05-25 | 5 | 25 | 2:00 | 13.9 | 2 | 2 | 57 |  | 0 | 0 | 3.1501 | 3.1501 | 95% | 0 | 0 | 0 | 0 | 0 | 0 | 2.4% | 12.0285 | 0.6 | 0.6 | 0.6 | 41.04 | 5.407 | 2.9811 | 2.3626 | 0.61851 | 20.75% | 827.75 | 0 | 0 | 827.75 | 827.75 | 41.04 | 0 | 786.71 | Winter | 0 | 0 | 0 | 0 | 0 | 1 | 0 | 1 | 0 | 0
1978-05-25 | 5 | 25 | 3:00 | 13.9 | 3 | 2 | 57 |  | 0 | 0 | 3.4126 | 3.4126 | 95% | 0 | 0 | 0 | 0 | 0 | 0 | 2.4% | 11.8238 | 0.6 | 0.6 | 0.6 | 41.04 | 5.407 | 2.9811 | 2.5595 | 0.42163 | 14.14% | 813.75 | 0 | 0 | 813.75 | 813.75 | 41.04 | 0 | 772.71 | Winter | 0 | 0 | 0 | 0 | 0 | 1 | 0 | 1 | 0 | 0
1978-05-25 | 5 | 25 | 4:00 | 13.9 | 4 | 2 | 57 |  | 0 | 0 | 3.1501 | 3.1501 | 95% | 0 | 0 | 0 | 0 | 0 | 0 | 2.4% | 11.8787 | 0.6 | 0.6 | 0.6 | 41.04 | 5.407 | 2.9811 | 2.3626 | 0.61851 | 20.75% | 817.5 | 0 | 0 | 817.5 | 817.5 | 41.04 | 0 | 776.46 | Winter | 0 | 0 | 0 | 0 | 0 | 1 | 0 | 1 | 0 | 0
1978-05-25 | 5 | 25 | 5:00 | 13.9 | 5 | 2 | 57 |  | 0 | 0 | 3.1501 | 3.1501 | 95% | 0 | 0 | 0 | 0 | 0 | 0 | 2.4% | 11.7325 | 0.6 | 0.6 | 0.6 | 41.04 | 5.407 | 2.9811 | 2.3626 | 0.61851 | 20.75% | 807.5 | 0 | 0 | 807.5 | 807.5 | 41.04 | 0 | 766.46 | Winter | 0 | 0 | 0 | 0 | 0 | 1 | 0 | 1 | 0 | 0
1978-05-25 | 5 | 25 | 6:00 | 13.9 | 6 | 2 | 57 |  | 0 | 0 | 3.9376 | 3.9376 | 95% | 0.56467 | 38.6235 | 5.0887 | 2.8056 | 2.7382 | 0.067334 | 2.4% | 12.3319 | 0.6 | 0.6 | 0.6 | 41.04 | 5.407 | 2.9811 | 2.9532 | 0.027867 | 0.9348% | 848.5 | 38.6235 | 0 | 809.8765 | 848.5 | 41.04 | 0 | 807.46 | Winter | 0 | 0 | 0 | 0 | 0 | 0 | 0 | 1 | 0 | 1
1978-05-25 | 5 | 25 | 7:00 | 13.3 | 7 | 2 | 56 |  | 0 | 0 | 4.7252 | 4.7252 | 95% | 0.67761 | 46.3483 | 6.1064 | 3.3667 | 3.2859 | 0.0808 | 2.4% | 13.3845 | 0.6 | 0.6 | 0.6 | 41.04 | 5.407 | 2.9811 | 2.9811 | 0 | 0% | 920.5 | 46.3483 | 0 | 874.1517 | 920.5 | 41.04 | 0 | 879.46 | Winter | 0 | 0 | 0 | 0 | 0 | 0 | 0 | 1 | 0 | 1
1978-05-25 | 5 | 25 | 8:00 | 13.9 | 8 | 2 | 57 |  | 0 | 0 | 7.6128 | 7.6128 | 95% | 1 | 68.4 | 9.0117 | 4.9685 | 4.8493 | 0.11924 | 2.4% | 13.8231 | 0.6 | 0.6 | 0.6 | 41.04 | 5.407 | 2.9811 | 2.9811 | 0 | 0% | 950.5 | 68.4 | 0 | 882.1 | 950.5 | 41.04 | 0 | 909.46 | Winter | 0 | 0 | 0 | 0 | 0 | 0 | 0 | 0 | 1 | 1
1978-05-25 | 5 | 25 | 9:00 | 13.9 | 9 | 2 | 57 |  | 0 | 0 | 6.5627 | 6.5627 | 95% | 0.94112 | 64.3726 | 8.4811 | 4.676 | 4.5637 | 0.11222 | 2.4% | 13.962 | 0.6 | 0.6 | 0.6 | 41.04 | 5.407 | 2.9811 | 2.9811 | 0 | 0% | 960 | 64.3726 | 0 | 895.6274 | 960 | 41.04 | 0 | 918.96 | Winter | 0 | 0 | 0 | 0 | 0 | 0 | 0 | 1 | 0 | 1
1978-05-25 | 5 | 25 | 10:00 | 13.9 | 10 | 2 | 57 |  | 0 | 0 | 6.0377 | 6.0377 | 95% | 0.86583 | 59.2228 | 7.8026 | 4.3019 | 4.1986 | 0.10325 | 2.4% | 14.5943 | 0.6 | 0.6 | 0.6 | 41.04 | 5.407 | 2.9811 | 2.9811 | 0 | 0% | 1003.25 | 59.2228 | 0 | 944.0272 | 1003.25 | 41.04 | 0 | 962.21 | Winter | 0 | 0 | 0 | 0 | 0 | 0 | 0 | 1 | 0 | 1
1978-05-25 | 5 | 25 | 11:00 | 13.9 | 11 | 2 | 57 |  | 0 | 0 | 5.2502 | 5.2502 | 95% | 0.7529 | 51.4981 | 6.7849 | 3.7408 | 3.651 | 0.089778 | 2.4% | 15.212 | 0.6 | 0.6 | 0.6 | 41.04 | 5.407 | 2.9811 | 2.9811 | 0 | 0% | 1045.5 | 51.4981 | 0 | 994.0019 | 1045.5 | 41.04 | 0 | 1004.46 | Winter | 0 | 0 | 0 | 0 | 0 | 0 | 0 | 1 | 0 | 1
1978-05-25 | 5 | 25 | 12:00 | 13.9 | 12 | 2 | 57 |  | 0 | 0 | 5.2502 | 5.2502 | 95% | 0.7529 | 51.4981 | 6.7849 | 3.7408 | 3.651 | 0.089778 | 2.4% | 14.8867 | 0.6 | 0.6 | 0.6 | 41.04 | 5.407 | 2.9811 | 2.9811 | 0 | 0% | 1023.25 | 51.4981 | 0 | 971.7519 | 1023.25 | 41.04 | 0 | 982.21 | Winter | 0 | 0 | 0 | 0 | 0 | 0 | 0 | 1 | 0 | 1
1978-05-25 | 5 | 25 | 13:00 | 14.4 | 13 | 2 | 58 |  | 0 | 0 | 4.7252 | 4.7252 | 95% | 0.67761 | 46.3483 | 6.1064 | 3.3667 | 3.2859 | 0.0808 | 2.4% | 16.1038 | 0.6 | 0.6 | 0.6 | 41.04 | 5.407 | 2.9811 | 2.9811 | 0 | 0% | 1106.5 | 46.3483 | 0 | 1060.1517 | 1106.5 | 41.04 | 0 | 1065.46 | Winter | 0 | 0 | 0 | 0 | 0 | 0 | 0 | 1 | 0 | 1
1978-05-25 | 5 | 25 | 14:00 | 13.9 | 14 | 2 | 57 |  | 0 | 0 | 3.9376 | 3.9376 | 95% | 0.56467 | 38.6235 | 5.0887 | 2.8056 | 2.7382 | 0.067334 | 2.4% | 16.9079 | 0.6 | 0.6 | 0.6 | 41.04 | 5.407 | 2.9811 | 2.9532 | 0.027867 | 0.9348% | 1161.5 | 38.6235 | 0 | 1122.8765 | 1161.5 | 41.04 | 0 | 1120.46 | Winter | 0 | 0 | 0 | 0 | 0 | 0 | 0 | 1 | 0 | 1
1978-05-25 | 5 | 25 | 15:00 | 14.4 | 15 | 2 | 58 |  | 0 | 0 | 3.6751 | 3.6751 | 95% | 0.52703 | 36.0486 | 4.7494 | 2.6185 | 2.5557 | 0.062845 | 2.4% | 18.5599 | 0.6 | 0.6 | 0.6 | 41.04 | 5.407 | 2.9811 | 2.7564 | 0.22475 | 7.539% | 1274.5 | 36.0486 | 0 | 1238.4514 | 1274.5 | 41.04 | 0 | 1233.46 | Winter | 0 | 0 | 0 | 0 | 0 | 0 | 0 | 1 | 0 | 1
1978-05-25 | 5 | 25 | 16:00 | 14.4 | 16 | 2 | 58 |  | 0 | 0 | 3.6751 | 3.6751 | 95% | 0.52703 | 36.0486 | 4.7494 | 2.6185 | 2.5557 | 0.062845 | 2.4% | 17.9934 | 0.6 | 0.6 | 0.6 | 41.04 | 5.407 | 2.9811 | 2.7564 | 0.22475 | 7.539% | 1235.75 | 36.0486 | 0 | 1199.7014 | 1235.75 | 41.04 | 0 | 1194.71 | Winter | 0 | 0 | 0 | 0 | 0 | 0 | 0 | 1 | 0 | 1
1978-05-25 | 5 | 25 | 17:00 | 14.4 | 17 | 2 | 58 |  | 0 | 0 | 4.7252 | 4.7252 | 95% | 0.67761 | 46.3483 | 6.1064 | 3.3667 | 3.2859 | 0.0808 | 2.4% | 18.5015 | 0.6 | 0.6 | 0.6 | 41.04 | 5.407 | 2.9811 | 2.9811 | 0 | 0% | 1270.5 | 46.3483 | 0 | 1224.1517 | 1270.5 | 41.04 | 0 | 1229.46 | Winter | 0 | 0 | 0 | 0 | 0 | 0 | 0 | 1 | 0 | 1
1978-05-25 | 5 | 25 | 18:00 | 15 | 18 | 2 | 59 |  | 0 | 0 | 6.0377 | 6.0377 | 95% | 0.86583 | 59.2228 | 7.8026 | 4.3019 | 4.1986 | 0.10325 | 2.4% | 15.0256 | 0.6 | 0.6 | 0.6 | 41.04 | 5.407 | 2.9811 | 2.9811 | 0 | 0% | 1032.75 | 59.2228 | 0 | 973.5272 | 1032.75 | 41.04 | 0 | 991.71 | Winter | 0 | 0 | 0 | 0 | 0 | 0 | 0 | 1 | 0 | 1
1978-05-25 | 5 | 25 | 19:00 | 15 | 19 | 2 | 59 |  | 0 | 0 | 6.5627 | 6.5627 | 95% | 0.94112 | 64.3726 | 8.4811 | 4.676 | 4.5637 | 0.11222 | 2.4% | 14.4518 | 0.6 | 0.6 | 0.6 | 41.04 | 5.407 | 2.9811 | 2.9811 | 0 | 0% | 993.5 | 64.3726 | 0 | 929.1274 | 993.5 | 41.04 | 0 | 952.46 | Winter | 0 | 0 | 0 | 0 | 0 | 0 | 0 | 1 | 0 | 1
1978-05-25 | 5 | 25 | 20:00 | 15 | 20 | 2 | 59 |  | 0 | 0 | 5.7752 | 5.7752 | 95% | 0.82819 | 56.6479 | 7.4634 | 4.1148 | 4.0161 | 0.098756 | 2.4% | 13.6659 | 0.6 | 0.6 | 0.6 | 41.04 | 5.407 | 2.9811 | 2.9811 | 0 | 0% | 939.75 | 56.6479 | 0 | 883.1021 | 939.75 | 41.04 | 0 | 898.71 | Winter | 0 | 0 | 0 | 0 | 0 | 0 | 0 | 1 | 0 | 1
1978-05-25 | 5 | 25 | 21:00 | 15 | 21 | 2 | 59 |  | 0 | 0 | 4.7252 | 4.7252 | 95% | 0.67761 | 46.3483 | 6.1064 | 3.3667 | 3.2859 | 0.0808 | 2.4% | 12.9825 | 0.6 | 0.6 | 0.6 | 41.04 | 5.407 | 2.9811 | 2.9811 | 0 | 0% | 893 | 46.3483 | 0 | 846.6517 | 893 | 41.04 | 0 | 851.96 | Winter | 0 | 0 | 0 | 0 | 0 | 0 | 0 | 1 | 0 | 1
1978-05-25 | 5 | 25 | 22:00 | 15 | 22 | 2 | 59 |  | 0 | 0 | 4.2002 | 4.2002 | 95% | 0.60232 | 41.1985 | 5.4279 | 2.9926 | 2.9208 | 0.071823 | 2.4% | 12.9934 | 0.6 | 0.6 | 0.6 | 41.04 | 5.407 | 2.9811 | 2.9811 | 0 | 0% | 893.75 | 41.1985 | 0 | 852.5515 | 893.75 | 41.04 | 0 | 852.71 | Winter | 0 | 0 | 0 | 0 | 0 | 0 | 0 | 1 | 0 | 1
1978-05-25 | 5 | 25 | 23:00 | 15 | 23 | 2 | 59 |  | 0 | 0 | 5.2502 | 5.2502 | 95% | 0.7529 | 51.4981 | 6.7849 | 3.7408 | 3.651 | 0.089778 | 2.4% | 12.8509 | 0.6 | 0.6 | 0.6 | 41.04 | 5.407 | 2.9811 | 2.9811 | 0 | 0% | 884 | 51.4981 | 0 | 832.5019 | 884 | 41.04 | 0 | 842.96 | Winter | 0 | 0 | 0 | 0 | 0 | 0 | 0 | 1 | 0 | 1
1978-05-25 | 5 | 25 | 24:00 | 15 | 0 | 2 | 59 |  | 0 | 0 | 4.2002 | 4.2002 | 95% | 0.60232 | 41.1985 | 5.4279 | 2.9926 | 2.9208 | 0.071823 | 2.4% | 12.818 | 0.6 | 0.6 | 0.6 | 41.04 | 5.407 | 2.9811 | 2.9811 | 0 | 0% | 881.75 | 41.1985 | 0 | 840.5515 | 881.75 | 41.04 | 0 | 840.71 | Winter | 0 | 0 | 0 | 0 | 0 | 0 | 0 | 1 | 0 | 1
1978-05-26 | 5 | 26 | 1:00 | 15 | 1 | 3 | 59 |  | 0 | 0 | 3.9376 | 3.9376 | 95% | 0.56467 | 38.6235 | 5.0887 | 2.8056 | 2.7382 | 0.067334 | 2.4% | 12.5 | 0.6 | 0.6 | 0.6 | 41.04 | 5.407 | 2.9811 | 2.9532 | 0.027867 | 0.9348% | 860 | 38.6235 | 0 | 821.3765 | 860 | 41.04 | 0 | 818.96 | Winter | 0 | 0 | 0 | 0 | 0 | 0 | 0 | 1 | 0 | 1
1978-05-26 | 5 | 26 | 2:00 | 15 | 2 | 3 | 59 |  | 0 | 0 | 3.1501 | 3.1501 | 95% | 0 | 0 | 0 | 0 | 0 | 0 | 2.4% | 12.5 | 0.6 | 0.6 | 0.6 | 41.04 | 5.407 | 2.9811 | 2.3626 | 0.61851 | 20.75% | 860 | 0 | 0 | 860 | 860 | 41.04 | 0 | 818.96 | Winter | 0 | 0 | 0 | 0 | 0 | 1 | 0 | 1 | 0 | 0
1978-05-26 | 5 | 26 | 3:00 | 15 | 3 | 3 | 59 |  | 0 | 0 | 3.4126 | 3.4126 | 95% | 0 | 0 | 0 | 0 | 0 | 0 | 2.4% | 12.3648 | 0.6 | 0.6 | 0.6 | 41.04 | 5.407 | 2.9811 | 2.5595 | 0.42163 | 14.14% | 850.75 | 0 | 0 | 850.75 | 850.75 | 41.04 | 0 | 809.71 | Winter | 0 | 0 | 0 | 0 | 0 | 1 | 0 | 1 | 0 | 0
1978-05-26 | 5 | 26 | 4:00 | 15 | 4 | 3 | 59 |  | 0 | 0 | 3.1501 | 3.1501 | 95% | 0 | 0 | 0 | 0 | 0 | 0 | 2.4% | 12.7376 | 0.6 | 0.6 | 0.6 | 41.04 | 5.407 | 2.9811 | 2.3626 | 0.61851 | 20.75% | 876.25 | 0 | 0 | 876.25 | 876.25 | 41.04 | 0 | 835.21 | Winter | 0 | 0 | 0 | 0 | 0 | 1 | 0 | 1 | 0 | 0
1978-05-26 | 5 | 26 | 5:00 | 14.4 | 5 | 3 | 58 |  | 0 | 0 | 3.1501 | 3.1501 | 95% | 0 | 0 | 0 | 0 | 0 | 0 | 2.4% | 12.3428 | 0.6 | 0.6 | 0.6 | 41.04 | 5.407 | 2.9811 | 2.3626 | 0.61851 | 20.75% | 849.25 | 0 | 0 | 849.25 | 849.25 | 41.04 | 0 | 808.21 | Winter | 0 | 0 | 0 | 0 | 0 | 1 | 0 | 1 | 0 | 0
1978-05-26 | 5 | 26 | 6:00 | 13.9 | 6 | 3 | 57 |  | 0 | 0 | 3.9376 | 3.9376 | 95% | 0.56467 | 38.6235 | 5.0887 | 2.8056 | 2.7382 | 0.067334 | 2.4% | 13.2127 | 0.6 | 0.6 | 0.6 | 41.04 | 5.407 | 2.9811 | 2.9532 | 0.027867 | 0.9348% | 908.75 | 38.6235 | 0 | 870.1265 | 908.75 | 41.04 | 0 | 867.71 | Winter | 0 | 0 | 0 | 0 | 0 | 0 | 0 | 1 | 0 | 1
1978-05-26 | 5 | 26 | 7:00 | 13.9 | 7 | 3 | 57 |  | 0 | 0 | 4.7252 | 4.7252 | 95% | 0.67761 | 46.3483 | 6.1064 | 3.3667 | 3.2859 | 0.0808 | 2.4% | 14.4444 | 0.6 | 0.6 | 0.6 | 41.04 | 5.407 | 2.9811 | 2.9811 | 0 | 0% | 993 | 46.3483 | 0 | 946.6517 | 993 | 41.04 | 0 | 951.96 | Winter | 0 | 0 | 0 | 0 | 0 | 0 | 0 | 1 | 0 | 1
1978-05-26 | 5 | 26 | 8:00 | 15 | 8 | 3 | 59 |  | 0 | 0 | 7.6128 | 7.6128 | 95% | 1 | 68.4 | 9.0117 | 4.9685 | 4.8493 | 0.11924 | 2.4% | 16.0673 | 0.6 | 0.6 | 0.6 | 41.04 | 5.407 | 2.9811 | 2.9811 | 0 | 0% | 1104 | 68.4 | 0 | 1035.6 | 1104 | 41.04 | 0 | 1062.96 | Winter | 0 | 0 | 0 | 0 | 0 | 0 | 0 | 0 | 1 | 1
1978-05-26 | 5 | 26 | 9:00 | 16.1 | 9 | 3 | 61 |  | 0 | 0 | 6.5627 | 6.5627 | 95% | 0.94112 | 64.3726 | 8.4811 | 4.676 | 4.5637 | 0.11222 | 2.4% | 16.8494 | 0.6 | 0.6 | 0.6 | 41.04 | 5.407 | 2.9811 | 2.9811 | 0 | 0% | 1157.5 | 64.3726 | 0 | 1093.1274 | 1157.5 | 41.04 | 0 | 1116.46 | Winter | 0 | 0 | 0 | 0 | 0 | 0 | 0 | 1 | 0 | 1
1978-05-26 | 5 | 26 | 10:00 | 17.2 | 10 | 3 | 63 |  | 0 | 0 | 6.0377 | 6.0377 | 95% | 0.86583 | 59.2228 | 7.8026 | 4.3019 | 4.1986 | 0.10325 | 2.4% | 17.2734 | 0.6 | 0.6 | 0.6 | 41.04 | 5.407 | 2.9811 | 2.9811 | 0 | 0% | 1186.5 | 59.2228 | 0 | 1127.2772 | 1186.5 | 41.04 | 0 | 1145.46 | Winter | 0 | 0 | 0 | 0 | 0 | 0 | 0 | 1 | 0 | 1
1978-05-26 | 5 | 26 | 11:00 | 17.2 | 11 | 3 | 63 |  | 0 | 0 | 5.2502 | 5.2502 | 95% | 0.7529 | 51.4981 | 6.7849 | 3.7408 | 3.651 | 0.089778 | 2.4% | 17.701 | 0.6 | 0.6 | 0.6 | 41.04 | 5.407 | 2.9811 | 2.9811 | 0 | 0% | 1215.75 | 51.4981 | 0 | 1164.2519 | 1215.75 | 41.04 | 0 | 1174.71 | Winter | 0 | 0 | 0 | 0 | 0 | 0 | 0 | 1 | 0 | 1
1978-05-26 | 5 | 26 | 12:00 | 15.6 | 12 | 3 | 60 |  | 0 | 0 | 5.2502 | 5.2502 | 95% | 0.7529 | 51.4981 | 6.7849 | 3.7408 | 3.651 | 0.089778 | 2.4% | 17.2186 | 0.6 | 0.6 | 0.6 | 41.04 | 5.407 | 2.9811 | 2.9811 | 0 | 0% | 1182.75 | 51.4981 | 0 | 1131.2519 | 1182.75 | 41.04 | 0 | 1141.71 | Winter | 0 | 0 | 0 | 0 | 0 | 0 | 0 | 1 | 0 | 1
1978-05-26 | 5 | 26 | 13:00 | 15.6 | 13 | 3 | 60 |  | 0 | 0 | 4.7252 | 4.7252 | 95% | 0.67761 | 46.3483 | 6.1064 | 3.3667 | 3.2859 | 0.0808 | 2.4% | 18.3626 | 0.6 | 0.6 | 0.6 | 41.04 | 5.407 | 2.9811 | 2.9811 | 0 | 0% | 1261 | 46.3483 | 0 | 1214.6517 | 1261 | 41.04 | 0 | 1219.96 | Winter | 0 | 0 | 0 | 0 | 0 | 0 | 0 | 1 | 0 | 1
1978-05-26 | 5 | 26 | 14:00 | 15.6 | 14 | 3 | 60 |  | 0 | 0 | 3.9376 | 3.9376 | 95% | 0.56467 | 38.6235 | 5.0887 | 2.8056 | 2.7382 | 0.067334 | 2.4% | 18.867 | 0.6 | 0.6 | 0.6 | 41.04 | 5.407 | 2.9811 | 2.9532 | 0.027867 | 0.9348% | 1295.5 | 38.6235 | 0 | 1256.8765 | 1295.5 | 41.04 | 0 | 1254.46 | Winter | 0 | 0 | 0 | 0 | 0 | 0 | 0 | 1 | 0 | 1
1978-05-26 | 5 | 26 | 15:00 | 15.6 | 15 | 3 | 60 |  | 0 | 0 | 3.6751 | 3.6751 | 95% | 0.52703 | 36.0486 | 4.7494 | 2.6185 | 2.5557 | 0.062845 | 2.4% | 18.7902 | 0.6 | 0.6 | 0.6 | 41.04 | 5.407 | 2.9811 | 2.7564 | 0.22475 | 7.539% | 1290.25 | 36.0486 | 0 | 1254.2014 | 1290.25 | 41.04 | 0 | 1249.21 | Winter | 0 | 0 | 0 | 0 | 0 | 0 | 0 | 1 | 0 | 1
1978-05-26 | 5 | 26 | 16:00 | 15 | 16 | 3 | 59 |  | 0 | 0 | 3.6751 | 3.6751 | 95% | 0.52703 | 36.0486 | 4.7494 | 2.6185 | 2.5557 | 0.062845 | 2.4% | 19.6784 | 0.6 | 0.6 | 0.6 | 41.04 | 5.407 | 2.9811 | 2.7564 | 0.22475 | 7.539% | 1351 | 36.0486 | 0 | 1314.9514 | 1351 | 41.04 | 0 | 1309.96 | Winter | 0 | 0 | 0 | 0 | 0 | 0 | 0 | 1 | 0 | 1
1978-05-26 | 5 | 26 | 17:00 | 15 | 17 | 3 | 59 |  | 0 | 0 | 4.7252 | 4.7252 | 95% | 0.67761 | 46.3483 | 6.1064 | 3.3667 | 3.2859 | 0.0808 | 2.4% | 19.7405 | 0.6 | 0.6 | 0.6 | 41.04 | 5.407 | 2.9811 | 2.9811 | 0 | 0% | 1355.25 | 46.3483 | 0 | 1308.9017 | 1355.25 | 41.04 | 0 | 1314.21 | Winter | 0 | 0 | 0 | 0 | 0 | 0 | 0 | 1 | 0 | 1
1978-05-26 | 5 | 26 | 18:00 | 15 | 18 | 3 | 59 |  | 0 | 0 | 6.0377 | 6.0377 | 95% | 0.86583 | 59.2228 | 7.8026 | 4.3019 | 4.1986 | 0.10325 | 2.4% | 18.1104 | 0.6 | 0.6 | 0.6 | 41.04 | 5.407 | 2.9811 | 2.9811 | 0 | 0% | 1243.75 | 59.2228 | 0 | 1184.5272 | 1243.75 | 41.04 | 0 | 1202.71 | Winter | 0 | 0 | 0 | 0 | 0 | 0 | 0 | 1 | 0 | 1
1978-05-26 | 5 | 26 | 19:00 | 13.9 | 19 | 3 | 57 |  | 0 | 0 | 6.5627 | 6.5627 | 95% | 0.94112 | 64.3726 | 8.4811 | 4.676 | 4.5637 | 0.11222 | 2.4% | 16.886 | 0.6 | 0.6 | 0.6 | 41.04 | 5.407 | 2.9811 | 2.9811 | 0 | 0% | 1160 | 64.3726 | 0 | 1095.6274 | 1160 | 41.04 | 0 | 1118.96 | Winter | 0 | 0 | 0 | 0 | 0 | 0 | 0 | 1 | 0 | 1
1978-05-26 | 5 | 26 | 20:00 | 13.3 | 20 | 3 | 56 |  | 0 | 0 | 5.7752 | 5.7752 | 95% | 0.82819 | 56.6479 | 7.4634 | 4.1148 | 4.0161 | 0.098756 | 2.4% | 15.7493 | 0.6 | 0.6 | 0.6 | 41.04 | 5.407 | 2.9811 | 2.9811 | 0 | 0% | 1082.25 | 56.6479 | 0 | 1025.6021 | 1082.25 | 41.04 | 0 | 1041.21 | Winter | 0 | 0 | 0 | 0 | 0 | 0 | 0 | 1 | 0 | 1
1978-05-26 | 5 | 26 | 21:00 | 12.8 | 21 | 3 | 55 |  | 0 | 0 | 4.7252 | 4.7252 | 95% | 0.67761 | 46.3483 | 6.1064 | 3.3667 | 3.2859 | 0.0808 | 2.4% | 15.3472 | 0.6 | 0.6 | 0.6 | 41.04 | 5.407 | 2.9811 | 2.9811 | 0 | 0% | 1054.75 | 46.3483 | 0 | 1008.4017 | 1054.75 | 41.04 | 0 | 1013.71 | Winter | 0 | 0 | 0 | 0 | 0 | 0 | 0 | 1 | 0 | 1
1978-05-26 | 5 | 26 | 22:00 | 12.8 | 22 | 3 | 55 |  | 0 | 0 | 4.2002 | 4.2002 | 95% | 0.60232 | 41.1985 | 5.4279 | 2.9926 | 2.9208 | 0.071823 | 2.4% | 14.5175 | 0.6 | 0.6 | 0.6 | 41.04 | 5.407 | 2.9811 | 2.9811 | 0 | 0% | 998 | 41.1985 | 0 | 956.8015 | 998 | 41.04 | 0 | 956.96 | Winter | 0 | 0 | 0 | 0 | 0 | 0 | 0 | 1 | 0 | 1
1978-05-26 | 5 | 26 | 23:00 | 12.8 | 23 | 3 | 55 |  | 0 | 0 | 5.2502 | 5.2502 | 95% | 0.7529 | 51.4981 | 6.7849 | 3.7408 | 3.651 | 0.089778 | 2.4% | 14.1484 | 0.6 | 0.6 | 0.6 | 41.04 | 5.407 | 2.9811 | 2.9811 | 0 | 0% | 972.75 | 51.4981 | 0 | 921.2519 | 972.75 | 41.04 | 0 | 931.71 | Winter | 0 | 0 | 0 | 0 | 0 | 0 | 0 | 1 | 0 | 1
1978-05-26 | 5 | 26 | 24:00 | 12.8 | 0 | 3 | 55 |  | 0 | 0 | 4.2002 | 4.2002 | 95% | 0.60232 | 41.1985 | 5.4279 | 2.9926 | 2.9208 | 0.071823 | 2.4% | 14.1703 | 0.6 | 0.6 | 0.6 | 41.04 | 5.407 | 2.9811 | 2.9811 | 0 | 0% | 974.25 | 41.1985 | 0 | 933.0515 | 974.25 | 41.04 | 0 | 933.21 | Winter | 0 | 0 | 0 | 0 | 0 | 0 | 0 | 1 | 0 | 1
1978-05-27 | 5 | 27 | 1:00 | 12.8 | 1 | 1 | 55 |  | 0 | 0 | 3.9376 | 3.9376 | 95% | 0.56467 | 38.6235 | 5.0887 | 2.8056 | 2.7382 | 0.067334 | 2.4% | 13.9839 | 0.6 | 0.6 | 0.6 | 41.04 | 5.407 | 2.9811 | 2.9532 | 0.027867 | 0.9348% | 961.5 | 38.6235 | 0 | 922.8765 | 961.5 | 41.04 | 0 | 920.46 | Winter | 0 | FALSE | 0 | 0 | 0 | 0 | 0 | 1 | 0 | 1
1978-05-27 | 5 | 27 | 2:00 | 12.8 | 2 | 1 | 55 |  | 0 | 0 | 3.1501 | 3.1501 | 95% | 0 | 0 | 0 | 0 | 0 | 0 | 2.4% | 13.8377 | 0.6 | 0.6 | 0.6 | 41.04 | 5.407 | 2.9811 | 2.3626 | 0.61851 | 20.75% | 951.5 | 0 | 0 | 951.5 | 951.5 | 41.04 | 0 | 910.46 | Winter | 0 | FALSE | 0 | 0 | 0 | 1 | 0 | 1 | 0 | 0
1978-05-27 | 5 | 27 | 3:00 | 12.8 | 3 | 1 | 55 |  | 0 | 0 | 3.4126 | 3.4126 | 95% | 0 | 0 | 0 | 0 | 0 | 0 | 2.4% | 13.633 | 0.6 | 0.6 | 0.6 | 41.04 | 5.407 | 2.9811 | 2.5595 | 0.42163 | 14.14% | 937.5 | 0 | 0 | 937.5 | 937.5 | 41.04 | 0 | 896.46 | Winter | 0 | FALSE | 0 | 0 | 0 | 1 | 0 | 1 | 0 | 0
1978-05-27 | 5 | 27 | 4:00 | 12.8 | 4 | 1 | 55 |  | 0 | 0 | 3.1501 | 3.1501 | 95% | 0 | 0 | 0 | 0 | 0 | 0 | 2.4% | 14.0789 | 0.6 | 0.6 | 0.6 | 41.04 | 5.407 | 2.9811 | 2.3626 | 0.61851 | 20.75% | 968 | 0 | 0 | 968 | 968 | 41.04 | 0 | 926.96 | Winter | 0 | FALSE | 0 | 0 | 0 | 1 | 0 | 1 | 0 | 0
1978-05-27 | 5 | 27 | 5:00 | 12.8 | 5 | 1 | 55 |  | 0 | 0 | 3.1501 | 3.1501 | 95% | 0 | 0 | 0 | 0 | 0 | 0 | 2.4% | 14.1009 | 0.6 | 0.6 | 0.6 | 41.04 | 5.407 | 2.9811 | 2.3626 | 0.61851 | 20.75% | 969.5 | 0 | 0 | 969.5 | 969.5 | 41.04 | 0 | 928.46 | Winter | 0 | FALSE | 0 | 0 | 0 | 1 | 0 | 1 | 0 | 0
1978-05-27 | 5 | 27 | 6:00 | 12.8 | 6 | 1 | 55 |  | 0 | 0 | 3.9376 | 3.9376 | 95% | 0.56467 | 38.6235 | 5.0887 | 2.8056 | 2.7382 | 0.067334 | 2.4% | 14.5833 | 0.6 | 0.6 | 0.6 | 41.04 | 5.407 | 2.9811 | 2.9532 | 0.027867 | 0.9348% | 1002.5 | 38.6235 | 0 | 963.8765 | 1002.5 | 41.04 | 0 | 961.46 | Winter | 0 | FALSE | 0 | 0 | 0 | 0 | 0 | 1 | 0 | 1
1978-05-27 | 5 | 27 | 7:00 | 12.8 | 7 | 1 | 55 |  | 0 | 0 | 4.7252 | 4.7252 | 95% | 0.67761 | 46.3483 | 6.1064 | 3.3667 | 3.2859 | 0.0808 | 2.4% | 15.9905 | 0.6 | 0.6 | 0.6 | 41.04 | 5.407 | 2.9811 | 2.9811 | 0 | 0% | 1098.75 | 46.3483 | 0 | 1052.4017 | 1098.75 | 41.04 | 0 | 1057.71 | Winter | 0 | FALSE | 0 | 0 | 0 | 0 | 0 | 1 | 0 | 1
1978-05-27 | 5 | 27 | 8:00 | 13.3 | 8 | 1 | 56 |  | 0 | 0 | 7.6128 | 7.6128 | 95% | 1 | 68.4 | 9.0117 | 4.9685 | 4.8493 | 0.11924 | 2.4% | 16.9554 | 0.6 | 0.6 | 0.6 | 41.04 | 5.407 | 2.9811 | 2.9811 | 0 | 0% | 1164.75 | 68.4 | 0 | 1096.35 | 1164.75 | 41.04 | 0 | 1123.71 | Winter | 0 | FALSE | 0 | 0 | 0 | 0 | 0 | 0 | 1 | 1
1978-05-27 | 5 | 27 | 9:00 | 13.3 | 9 | 1 | 56 |  | 0 | 0 | 6.5627 | 6.5627 | 95% | 0.94112 | 64.3726 | 8.4811 | 4.676 | 4.5637 | 0.11222 | 2.4% | 17.7558 | 0.6 | 0.6 | 0.6 | 41.04 | 5.407 | 2.9811 | 2.9811 | 0 | 0% | 1219.5 | 64.3726 | 0 | 1155.1274 | 1219.5 | 41.04 | 0 | 1178.46 | Winter | 0 | FALSE | 0 | 0 | 0 | 0 | 0 | 1 | 0 | 1
1978-05-27 | 5 | 27 | 10:00 | 13.3 | 10 | 1 | 56 |  | 0 | 0 | 6.0377 | 6.0377 | 95% | 0.86583 | 59.2228 | 7.8026 | 4.3019 | 4.1986 | 0.10325 | 2.4% | 18.5819 | 0.6 | 0.6 | 0.6 | 41.04 | 5.407 | 2.9811 | 2.9811 | 0 | 0% | 1276 | 59.2228 | 0 | 1216.7772 | 1276 | 41.04 | 0 | 1234.96 | Winter | 0 | FALSE | 0 | 0 | 0 | 0 | 0 | 1 | 0 | 1
1978-05-27 | 5 | 27 | 11:00 | 13.3 | 11 | 1 | 56 |  | 0 | 0 | 5.2502 | 5.2502 | 95% | 0.7529 | 51.4981 | 6.7849 | 3.7408 | 3.651 | 0.089778 | 2.4% | 19.2617 | 0.6 | 0.6 | 0.6 | 41.04 | 5.407 | 2.9811 | 2.9811 | 0 | 0% | 1322.5 | 51.4981 | 0 | 1271.0019 | 1322.5 | 41.04 | 0 | 1281.46 | Winter | 0 | FALSE | 0 | 0 | 0 | 0 | 0 | 1 | 0 | 1
1978-05-27 | 5 | 27 | 12:00 | 14.4 | 12 | 1 | 58 |  | 0 | 0 | 5.2502 | 5.2502 | 95% | 0.7529 | 51.4981 | 6.7849 | 3.7408 | 3.651 | 0.089778 | 2.4% | 19.9927 | 0.6 | 0.6 | 0.6 | 41.04 | 5.407 | 2.9811 | 2.9811 | 0 | 0% | 1372.5 | 51.4981 | 0 | 1321.0019 | 1372.5 | 41.04 | 0 | 1331.46 | Winter | 0 | FALSE | 0 | 0 | 0 | 0 | 0 | 1 | 0 | 1
1978-05-27 | 5 | 27 | 13:00 | 15 | 13 | 1 | 59 |  | 0 | 0 | 4.7252 | 4.7252 | 95% | 0.67761 | 46.3483 | 6.1064 | 3.3667 | 3.2859 | 0.0808 | 2.4% | 19.7076 | 0.6 | 0.6 | 0.6 | 41.04 | 5.407 | 2.9811 | 2.9811 | 0 | 0% | 1353 | 46.3483 | 0 | 1306.6517 | 1353 | 41.04 | 0 | 1311.96 | Winter | 0 | FALSE | 0 | 0 | 0 | 0 | 0 | 1 | 0 | 1
1978-05-27 | 5 | 27 | 14:00 | 15 | 14 | 1 | 59 |  | 0 | 0 | 3.9376 | 3.9376 | 95% | 0.56467 | 38.6235 | 5.0887 | 2.8056 | 2.7382 | 0.067334 | 2.4% | 21.0234 | 0.6 | 0.6 | 0.6 | 41.04 | 5.407 | 2.9811 | 2.9532 | 0.027867 | 0.9348% | 1443 | 38.6235 | 0 | 1404.3765 | 1443 | 41.04 | 0 | 1401.96 | Winter | 0 | FALSE | 0 | 0 | 0 | 0 | 0 | 1 | 0 | 1
1978-05-27 | 5 | 27 | 15:00 | 15 | 15 | 1 | 59 |  | 0 | 0 | 3.6751 | 3.6751 | 95% | 0.52703 | 36.0486 | 4.7494 | 2.6185 | 2.5557 | 0.062845 | 2.4% | 22.1199 | 0.6 | 0.6 | 0.6 | 41.04 | 5.407 | 2.9811 | 2.7564 | 0.22475 | 7.539% | 1518 | 36.0486 | 0 | 1481.9514 | 1518 | 41.04 | 0 | 1476.96 | Winter | 0 | FALSE | 0 | 0 | 0 | 0 | 0 | 1 | 0 | 1
1978-05-27 | 5 | 27 | 16:00 | 15 | 16 | 1 | 59 |  | 0 | 0 | 3.6751 | 3.6751 | 95% | 0.52703 | 36.0486 | 4.7494 | 2.6185 | 2.5557 | 0.062845 | 2.4% | 21.9737 | 0.6 | 0.6 | 0.6 | 41.04 | 5.407 | 2.9811 | 2.7564 | 0.22475 | 7.539% | 1508 | 36.0486 | 0 | 1471.9514 | 1508 | 41.04 | 0 | 1466.96 | Winter | 0 | FALSE | 0 | 0 | 0 | 0 | 0 | 1 | 0 | 1
1978-05-27 | 5 | 27 | 17:00 | 15 | 17 | 1 | 59 |  | 0 | 0 | 4.7252 | 4.7252 | 95% | 0.67761 | 46.3483 | 6.1064 | 3.3667 | 3.2859 | 0.0808 | 2.4% | 21.8531 | 0.6 | 0.6 | 0.6 | 41.04 | 5.407 | 2.9811 | 2.9811 | 0 | 0% | 1499.75 | 46.3483 | 0 | 1453.4017 | 1499.75 | 41.04 | 0 | 1458.71 | Winter | 1 | FALSE | 1 | 46.3483 | 41.04 | 0 | 0 | 1 | 0 | 1
1978-05-27 | 5 | 27 | 18:00 | 14.4 | 18 | 1 | 58 |  | 0 | 0 | 6.0377 | 6.0377 | 95% | 0.86583 | 59.2228 | 7.8026 | 4.3019 | 4.1986 | 0.10325 | 2.4% | 20.2595 | 0.6 | 0.6 | 0.6 | 41.04 | 5.407 | 2.9811 | 2.9811 | 0 | 0% | 1390.75 | 59.2228 | 0 | 1331.5272 | 1390.75 | 41.04 | 0 | 1349.71 | Winter | 1 | FALSE | 1 | 59.2228 | 41.04 | 0 | 0 | 1 | 0 | 1
1978-05-27 | 5 | 27 | 19:00 | 13.3 | 19 | 1 | 56 |  | 0 | 0 | 6.5627 | 6.5627 | 95% | 0.94112 | 64.3726 | 8.4811 | 4.676 | 4.5637 | 0.11222 | 2.4% | 17.9715 | 0.6 | 0.6 | 0.6 | 41.04 | 5.407 | 2.9811 | 2.9811 | 0 | 0% | 1234.25 | 64.3726 | 0 | 1169.8774 | 1234.25 | 41.04 | 0 | 1193.21 | Winter | 0 | FALSE | 0 | 0 | 0 | 0 | 0 | 1 | 0 | 1
1978-05-27 | 5 | 27 | 20:00 | 12.8 | 20 | 1 | 55 |  | 0 | 0 | 5.7752 | 5.7752 | 95% | 0.82819 | 56.6479 | 7.4634 | 4.1148 | 4.0161 | 0.098756 | 2.4% | 16.4291 | 0.6 | 0.6 | 0.6 | 41.04 | 5.407 | 2.9811 | 2.9811 | 0 | 0% | 1128.75 | 56.6479 | 0 | 1072.1021 | 1128.75 | 41.04 | 0 | 1087.71 | Winter | 0 | FALSE | 0 | 0 | 0 | 0 | 0 | 1 | 0 | 1
1978-05-27 | 5 | 27 | 21:00 | 12.8 | 21 | 1 | 55 |  | 0 | 0 | 4.7252 | 4.7252 | 95% | 0.67761 | 46.3483 | 6.1064 | 3.3667 | 3.2859 | 0.0808 | 2.4% | 15.1096 | 0.6 | 0.6 | 0.6 | 41.04 | 5.407 | 2.9811 | 2.9811 | 0 | 0% | 1038.5 | 46.3483 | 0 | 992.1517 | 1038.5 | 41.04 | 0 | 997.46 | Winter | 0 | FALSE | 0 | 0 | 0 | 0 | 0 | 1 | 0 | 1
1978-05-27 | 5 | 27 | 22:00 | 12.8 | 22 | 1 | 55 |  | 0 | 0 | 4.2002 | 4.2002 | 95% | 0.60232 | 41.1985 | 5.4279 | 2.9926 | 2.9208 | 0.071823 | 2.4% | 14.6455 | 0.6 | 0.6 | 0.6 | 41.04 | 5.407 | 2.9811 | 2.9811 | 0 | 0% | 1006.75 | 41.1985 | 0 | 965.5515 | 1006.75 | 41.04 | 0 | 965.71 | Winter | 0 | FALSE | 0 | 0 | 0 | 0 | 0 | 1 | 0 | 1
1978-05-27 | 5 | 27 | 23:00 | 12.8 | 23 | 1 | 55 |  | 0 | 0 | 5.2502 | 5.2502 | 95% | 0.7529 | 51.4981 | 6.7849 | 3.7408 | 3.651 | 0.089778 | 2.4% | 14.576 | 0.6 | 0.6 | 0.6 | 41.04 | 5.407 | 2.9811 | 2.9811 | 0 | 0% | 1002 | 51.4981 | 0 | 950.5019 | 1002 | 41.04 | 0 | 960.96 | Winter | 0 | FALSE | 0 | 0 | 0 | 0 | 0 | 1 | 0 | 1
1978-05-27 | 5 | 27 | 24:00 | 12.8 | 0 | 1 | 55 |  | 0 | 0 | 4.2002 | 4.2002 | 95% | 0.60232 | 41.1985 | 5.4279 | 2.9926 | 2.9208 | 0.071823 | 2.4% | 14.3056 | 0.6 | 0.6 | 0.6 | 41.04 | 5.407 | 2.9811 | 2.9811 | 0 | 0% | 983.5 | 41.1985 | 0 | 942.3015 | 983.5 | 41.04 | 0 | 942.46 | Winter | 0 | FALSE | 0 | 0 | 0 | 0 | 0 | 1 | 0 | 1
1978-05-28 | 5 | 28 | 1:00 | 13.3 | 1 | 1 | 56 |  | 0 | 0 | 3.9376 | 3.9376 | 95% | 0.56467 | 38.6235 | 5.0887 | 2.8056 | 2.7382 | 0.067334 | 2.4% | 14.0314 | 0.6 | 0.6 | 0.6 | 41.04 | 5.407 | 2.9811 | 2.9532 | 0.027867 | 0.9348% | 964.75 | 38.6235 | 0 | 926.1265 | 964.75 | 41.04 | 0 | 923.71 | Winter | 0 | FALSE | 0 | 0 | 0 | 0 | 0 | 1 | 0 | 1
1978-05-28 | 5 | 28 | 2:00 | 13.3 | 2 | 1 | 56 |  | 0 | 0 | 3.1501 | 3.1501 | 95% | 0 | 0 | 0 | 0 | 0 | 0 | 2.4% | 13.8999 | 0.6 | 0.6 | 0.6 | 41.04 | 5.407 | 2.9811 | 2.3626 | 0.61851 | 20.75% | 955.75 | 0 | 0 | 955.75 | 955.75 | 41.04 | 0 | 914.71 | Winter | 0 | FALSE | 0 | 0 | 0 | 1 | 0 | 1 | 0 | 0
1978-05-28 | 5 | 28 | 3:00 | 13.3 | 3 | 1 | 56 |  | 0 | 0 | 3.4126 | 3.4126 | 95% | 0 | 0 | 0 | 0 | 0 | 0 | 2.4% | 13.8925 | 0.6 | 0.6 | 0.6 | 41.04 | 5.407 | 2.9811 | 2.5595 | 0.42163 | 14.14% | 955.25 | 0 | 0 | 955.25 | 955.25 | 41.04 | 0 | 914.21 | Winter | 0 | FALSE | 0 | 0 | 0 | 1 | 0 | 1 | 0 | 0
1978-05-28 | 5 | 28 | 4:00 | 13.3 | 4 | 1 | 56 |  | 0 | 0 | 3.1501 | 3.1501 | 95% | 0 | 0 | 0 | 0 | 0 | 0 | 2.4% | 14.1849 | 0.6 | 0.6 | 0.6 | 41.04 | 5.407 | 2.9811 | 2.3626 | 0.61851 | 20.75% | 975.25 | 0 | 0 | 975.25 | 975.25 | 41.04 | 0 | 934.21 | Winter | 0 | FALSE | 0 | 0 | 0 | 1 | 0 | 1 | 0 | 0
1978-05-28 | 5 | 28 | 5:00 | 13.3 | 5 | 1 | 56 |  | 0 | 0 | 3.1501 | 3.1501 | 95% | 0 | 0 | 0 | 0 | 0 | 0 | 2.4% | 13.9876 | 0.6 | 0.6 | 0.6 | 41.04 | 5.407 | 2.9811 | 2.3626 | 0.61851 | 20.75% | 961.75 | 0 | 0 | 961.75 | 961.75 | 41.04 | 0 | 920.71 | Winter | 0 | FALSE | 0 | 0 | 0 | 1 | 0 | 1 | 0 | 0
1978-05-28 | 5 | 28 | 6:00 | 13.9 | 6 | 1 | 57 |  | 0 | 0 | 3.9376 | 3.9376 | 95% | 0.56467 | 38.6235 | 5.0887 | 2.8056 | 2.7382 | 0.067334 | 2.4% | 14.9927 | 0.6 | 0.6 | 0.6 | 41.04 | 5.407 | 2.9811 | 2.9532 | 0.027867 | 0.9348% | 1030.5 | 38.6235 | 0 | 991.8765 | 1030.5 | 41.04 | 0 | 989.46 | Winter | 0 | FALSE | 0 | 0 | 0 | 0 | 0 | 1 | 0 | 1
1978-05-28 | 5 | 28 | 7:00 | 15 | 7 | 1 | 59 |  | 0 | 0 | 4.7252 | 4.7252 | 95% | 0.67761 | 46.3483 | 6.1064 | 3.3667 | 3.2859 | 0.0808 | 2.4% | 16.3816 | 0.6 | 0.6 | 0.6 | 41.04 | 5.407 | 2.9811 | 2.9811 | 0 | 0% | 1125.5 | 46.3483 | 0 | 1079.1517 | 1125.5 | 41.04 | 0 | 1084.46 | Winter | 0 | FALSE | 0 | 0 | 0 | 0 | 0 | 1 | 0 | 1
1978-05-28 | 5 | 28 | 8:00 | 16.7 | 8 | 1 | 62 |  | 0 | 0 | 7.6128 | 7.6128 | 95% | 1 | 68.4 | 9.0117 | 4.9685 | 4.8493 | 0.11924 | 2.4% | 17.3209 | 0.6 | 0.6 | 0.6 | 41.04 | 5.407 | 2.9811 | 2.9811 | 0 | 0% | 1189.75 | 68.4 | 0 | 1121.35 | 1189.75 | 41.04 | 0 | 1148.71 | Winter | 0 | FALSE | 0 | 0 | 0 | 0 | 0 | 0 | 1 | 1
1978-05-28 | 5 | 28 | 9:00 | 18.3 | 9 | 1 | 65 |  | 0 | 0 | 6.5627 | 6.5627 | 95% | 0.94112 | 64.3726 | 8.4811 | 4.676 | 4.5637 | 0.11222 | 2.4% | 18.0519 | 0.6 | 0.6 | 0.6 | 41.04 | 5.407 | 2.9811 | 2.9811 | 0 | 0% | 1239.75 | 64.3726 | 0 | 1175.3774 | 1239.75 | 41.04 | 0 | 1198.71 | Winter | 0 | FALSE | 0 | 0 | 0 | 0 | 0 | 1 | 0 | 1
1978-05-28 | 5 | 28 | 10:00 | 20 | 10 | 1 | 68 |  | 0 | 0 | 6.0377 | 6.0377 | 95% | 0.86583 | 59.2228 | 7.8026 | 4.3019 | 4.1986 | 0.10325 | 2.4% | 18.2493 | 0.6 | 0.6 | 0.6 | 41.04 | 5.407 | 2.9811 | 2.9811 | 0 | 0% | 1253.25 | 59.2228 | 0 | 1194.0272 | 1253.25 | 41.04 | 0 | 1212.21 | Winter | 0 | FALSE | 0 | 0 | 0 | 0 | 0 | 1 | 0 | 1
1978-05-28 | 5 | 28 | 11:00 | 21.7 | 11 | 1 | 71 |  | 0 | 0 | 5.2502 | 5.2502 | 95% | 0.7529 | 51.4981 | 6.7849 | 3.7408 | 3.651 | 0.089778 | 2.4% | 18.7135 | 0.6 | 0.6 | 0.6 | 41.04 | 5.407 | 2.9811 | 2.9811 | 0 | 0% | 1285 | 51.4981 | 0 | 1233.5019 | 1285 | 41.04 | 0 | 1243.96 | Winter | 0 | FALSE | 0 | 0 | 0 | 0 | 0 | 1 | 0 | 1
1978-05-28 | 5 | 28 | 12:00 | 23.3 | 12 | 1 | 74 |  | 0 | 0 | 5.2502 | 5.2502 | 95% | 0.7529 | 51.4981 | 6.7849 | 3.7408 | 3.651 | 0.089778 | 2.4% | 19.587 | 0.6 | 0.6 | 0.6 | 41.04 | 5.407 | 2.9811 | 2.9811 | 0 | 0% | 1344.75 | 51.4981 | 0 | 1293.2519 | 1344.75 | 41.04 | 0 | 1303.71 | Winter | 0 | FALSE | 0 | 0 | 0 | 0 | 0 | 1 | 0 | 1
1978-05-28 | 5 | 28 | 13:00 | 23.9 | 13 | 1 | 75 |  | 0 | 0 | 4.7252 | 4.7252 | 95% | 0.67761 | 46.3483 | 6.1064 | 3.3667 | 3.2859 | 0.0808 | 2.4% | 19.8392 | 0.6 | 0.6 | 0.6 | 41.04 | 5.407 | 2.9811 | 2.9811 | 0 | 0% | 1362 | 46.3483 | 0 | 1315.6517 | 1362 | 41.04 | 0 | 1320.96 | Winter | 0 | FALSE | 0 | 0 | 0 | 0 | 0 | 1 | 0 | 1
1978-05-28 | 5 | 28 | 14:00 | 23.9 | 14 | 1 | 75 |  | 0 | 0 | 3.9376 | 3.9376 | 95% | 0.56467 | 38.6235 | 5.0887 | 2.8056 | 2.7382 | 0.067334 | 2.4% | 21.0015 | 0.6 | 0.6 | 0.6 | 41.04 | 5.407 | 2.9811 | 2.9532 | 0.027867 | 0.9348% | 1441.5 | 38.6235 | 0 | 1402.8765 | 1441.5 | 41.04 | 0 | 1400.46 | Winter | 0 | FALSE | 0 | 0 | 0 | 0 | 0 | 1 | 0 | 1
1978-05-28 | 5 | 28 | 15:00 | 23.3 | 15 | 1 | 74 |  | 0 | 0 | 3.6751 | 3.6751 | 95% | 0.52703 | 36.0486 | 4.7494 | 2.6185 | 2.5557 | 0.062845 | 2.4% | 22.2515 | 0.6 | 0.6 | 0.6 | 41.04 | 5.407 | 2.9811 | 2.7564 | 0.22475 | 7.539% | 1527 | 36.0486 | 0 | 1490.9514 | 1527 | 41.04 | 0 | 1485.96 | Winter | 0 | FALSE | 0 | 0 | 0 | 0 | 0 | 1 | 0 | 1
1978-05-28 | 5 | 28 | 16:00 | 23.9 | 16 | 1 | 75 |  | 0 | 0 | 3.6751 | 3.6751 | 95% | 0.52703 | 36.0486 | 4.7494 | 2.6185 | 2.5557 | 0.062845 | 2.4% | 22.0322 | 0.6 | 0.6 | 0.6 | 41.04 | 5.407 | 2.9811 | 2.7564 | 0.22475 | 7.539% | 1512 | 36.0486 | 0 | 1475.9514 | 1512 | 41.04 | 0 | 1470.96 | Winter | 0 | FALSE | 0 | 0 | 0 | 0 | 0 | 1 | 0 | 1
1978-05-28 | 5 | 28 | 17:00 | 25 | 17 | 1 | 77 |  | 0 | 0 | 4.7252 | 4.7252 | 95% | 0.67761 | 46.3483 | 6.1064 | 3.3667 | 3.2859 | 0.0808 | 2.4% | 21.7836 | 0.6 | 0.6 | 0.6 | 41.04 | 5.407 | 2.9811 | 2.9811 | 0 | 0% | 1495 | 46.3483 | 0 | 1448.6517 | 1495 | 41.04 | 0 | 1453.96 | Winter | 1 | FALSE | 1 | 46.3483 | 41.04 | 0 | 0 | 1 | 0 | 1
1978-05-28 | 5 | 28 | 18:00 | 23.9 | 18 | 1 | 75 |  | 0 | 0 | 6.0377 | 6.0377 | 95% | 0.86583 | 59.2228 | 7.8026 | 4.3019 | 4.1986 | 0.10325 | 2.4% | 20.318 | 0.6 | 0.6 | 0.6 | 41.04 | 5.407 | 2.9811 | 2.9811 | 0 | 0% | 1394.75 | 59.2228 | 0 | 1335.5272 | 1394.75 | 41.04 | 0 | 1353.71 | Winter | 1 | FALSE | 1 | 59.2228 | 41.04 | 0 | 0 | 1 | 0 | 1
1978-05-28 | 5 | 28 | 19:00 | 22.2 | 19 | 1 | 72 |  | 0 | 0 | 6.5627 | 6.5627 | 95% | 0.94112 | 64.3726 | 8.4811 | 4.676 | 4.5637 | 0.11222 | 2.4% | 16.6009 | 0.6 | 0.6 | 0.6 | 41.04 | 5.407 | 2.9811 | 2.9811 | 0 | 0% | 1140.5 | 64.3726 | 0 | 1076.1274 | 1140.5 | 41.04 | 0 | 1099.46 | Winter | 0 | FALSE | 0 | 0 | 0 | 0 | 0 | 1 | 0 | 1
1978-05-28 | 5 | 28 | 20:00 | 21.7 | 20 | 1 | 71 |  | 0 | 0 | 5.7752 | 5.7752 | 95% | 0.82819 | 56.6479 | 7.4634 | 4.1148 | 4.0161 | 0.098756 | 2.4% | 16.2865 | 0.6 | 0.6 | 0.6 | 41.04 | 5.407 | 2.9811 | 2.9811 | 0 | 0% | 1119 | 56.6479 | 0 | 1062.3521 | 1119 | 41.04 | 0 | 1077.96 | Winter | 0 | FALSE | 0 | 0 | 0 | 0 | 0 | 1 | 0 | 1
1978-05-28 | 5 | 28 | 21:00 | 20.6 | 21 | 1 | 69 |  | 0 | 0 | 4.7252 | 4.7252 | 95% | 0.67761 | 46.3483 | 6.1064 | 3.3667 | 3.2859 | 0.0808 | 2.4% | 15.0987 | 0.6 | 0.6 | 0.6 | 41.04 | 5.407 | 2.9811 | 2.9811 | 0 | 0% | 1037.75 | 46.3483 | 0 | 991.4017 | 1037.75 | 41.04 | 0 | 996.71 | Winter | 0 | FALSE | 0 | 0 | 0 | 0 | 0 | 1 | 0 | 1
1978-05-28 | 5 | 28 | 22:00 | 20 | 22 | 1 | 68 |  | 0 | 0 | 4.2002 | 4.2002 | 95% | 0.60232 | 41.1985 | 5.4279 | 2.9926 | 2.9208 | 0.071823 | 2.4% | 14.1045 | 0.6 | 0.6 | 0.6 | 41.04 | 5.407 | 2.9811 | 2.9811 | 0 | 0% | 969.75 | 41.1985 | 0 | 928.5515 | 969.75 | 41.04 | 0 | 928.71 | Winter | 0 | FALSE | 0 | 0 | 0 | 0 | 0 | 1 | 0 | 1
1978-05-28 | 5 | 28 | 23:00 | 19.4 | 23 | 1 | 67 |  | 0 | 0 | 5.2502 | 5.2502 | 95% | 0.7529 | 51.4981 | 6.7849 | 3.7408 | 3.651 | 0.089778 | 2.4% | 13.8414 | 0.6 | 0.6 | 0.6 | 41.04 | 5.407 | 2.9811 | 2.9811 | 0 | 0% | 951.75 | 51.4981 | 0 | 900.2519 | 951.75 | 41.04 | 0 | 910.71 | Winter | 0 | FALSE | 0 | 0 | 0 | 0 | 0 | 1 | 0 | 1
1978-05-28 | 5 | 28 | 24:00 | 18.9 | 0 | 1 | 66 |  | 0 | 0 | 4.2002 | 4.2002 | 95% | 0.60232 | 41.1985 | 5.4279 | 2.9926 | 2.9208 | 0.071823 | 2.4% | 13.8523 | 0.6 | 0.6 | 0.6 | 41.04 | 5.407 | 2.9811 | 2.9811 | 0 | 0% | 952.5 | 41.1985 | 0 | 911.3015 | 952.5 | 41.04 | 0 | 911.46 | Winter | 0 | FALSE | 0 | 0 | 0 | 0 | 0 | 1 | 0 | 1
1978-05-29 | 5 | 29 | 1:00 | 18.9 | 1 | 1 | 66 |  | 0 | 0 | 3.9376 | 3.9376 | 95% | 0.56467 | 38.6235 | 5.0887 | 2.8056 | 2.7382 | 0.067334 | 2.4% | 13.6806 | 0.6 | 0.6 | 0.6 | 41.04 | 5.407 | 2.9811 | 2.9532 | 0.027867 | 0.9348% | 940.75 | 38.6235 | 0 | 902.1265 | 940.75 | 41.04 | 0 | 899.71 | Winter | 0 | FALSE | 0 | 0 | 0 | 0 | 0 | 1 | 0 | 1
1978-05-29 | 5 | 29 | 2:00 | 18.9 | 2 | 1 | 66 |  | 0 | 0 | 3.1501 | 3.1501 | 95% | 0 | 0 | 0 | 0 | 0 | 0 | 2.4% | 13.4539 | 0.6 | 0.6 | 0.6 | 41.04 | 5.407 | 2.9811 | 2.3626 | 0.61851 | 20.75% | 925.25 | 0 | 0 | 925.25 | 925.25 | 41.04 | 0 | 884.21 | Winter | 0 | FALSE | 0 | 0 | 0 | 1 | 0 | 1 | 0 | 0
1978-05-29 | 5 | 29 | 3:00 | 18.9 | 3 | 1 | 66 |  | 0 | 0 | 3.4126 | 3.4126 | 95% | 0 | 0 | 0 | 0 | 0 | 0 | 2.4% | 13.7208 | 0.6 | 0.6 | 0.6 | 41.04 | 5.407 | 2.9811 | 2.5595 | 0.42163 | 14.14% | 943.5 | 0 | 0 | 943.5 | 943.5 | 41.04 | 0 | 902.46 | Winter | 0 | FALSE | 0 | 0 | 0 | 1 | 0 | 1 | 0 | 0
1978-05-29 | 5 | 29 | 4:00 | 18.3 | 4 | 1 | 65 |  | 0 | 0 | 3.1501 | 3.1501 | 95% | 0 | 0 | 0 | 0 | 0 | 0 | 2.4% | 13.8596 | 0.6 | 0.6 | 0.6 | 41.04 | 5.407 | 2.9811 | 2.3626 | 0.61851 | 20.75% | 953 | 0 | 0 | 953 | 953 | 41.04 | 0 | 911.96 | Winter | 0 | FALSE | 0 | 0 | 0 | 1 | 0 | 1 | 0 | 0
1978-05-29 | 5 | 29 | 5:00 | 18.3 | 5 | 1 | 65 |  | 0 | 0 | 3.1501 | 3.1501 | 95% | 0 | 0 | 0 | 0 | 0 | 0 | 2.4% | 13.7573 | 0.6 | 0.6 | 0.6 | 41.04 | 5.407 | 2.9811 | 2.3626 | 0.61851 | 20.75% | 946 | 0 | 0 | 946 | 946 | 41.04 | 0 | 904.96 | Winter | 0 | FALSE | 0 | 0 | 0 | 1 | 0 | 1 | 0 | 0
1978-05-29 | 5 | 29 | 6:00 | 18.9 | 6 | 1 | 66 |  | 0 | 0 | 3.9376 | 3.9376 | 95% | 0.56467 | 38.6235 | 5.0887 | 2.8056 | 2.7382 | 0.067334 | 2.4% | 14.2251 | 0.6 | 0.6 | 0.6 | 41.04 | 5.407 | 2.9811 | 2.9532 | 0.027867 | 0.9348% | 978 | 38.6235 | 0 | 939.3765 | 978 | 41.04 | 0 | 936.96 | Winter | 0 | FALSE | 0 | 0 | 0 | 0 | 0 | 1 | 0 | 1
1978-05-29 | 5 | 29 | 7:00 | 18.9 | 7 | 1 | 66 |  | 0 | 0 | 4.7252 | 4.7252 | 95% | 0.67761 | 46.3483 | 6.1064 | 3.3667 | 3.2859 | 0.0808 | 2.4% | 15.8077 | 0.6 | 0.6 | 0.6 | 41.04 | 5.407 | 2.9811 | 2.9811 | 0 | 0% | 1086.25 | 46.3483 | 0 | 1039.9017 | 1086.25 | 41.04 | 0 | 1045.21 | Winter | 0 | FALSE | 0 | 0 | 0 | 0 | 0 | 1 | 0 | 1
1978-05-29 | 5 | 29 | 8:00 | 20 | 8 | 1 | 68 |  | 0 | 0 | 7.6128 | 7.6128 | 95% | 1 | 68.4 | 9.0117 | 4.9685 | 4.8493 | 0.11924 | 2.4% | 16.4218 | 0.6 | 0.6 | 0.6 | 41.04 | 5.407 | 2.9811 | 2.9811 | 0 | 0% | 1128.25 | 68.4 | 0 | 1059.85 | 1128.25 | 41.04 | 0 | 1087.21 | Winter | 0 | FALSE | 0 | 0 | 0 | 0 | 0 | 0 | 1 | 1
1978-05-29 | 5 | 29 | 9:00 | 21.1 | 9 | 1 | 70 |  | 0 | 0 | 6.5627 | 6.5627 | 95% | 0.94112 | 64.3726 | 8.4811 | 4.676 | 4.5637 | 0.11222 | 2.4% | 16.8677 | 0.6 | 0.6 | 0.6 | 41.04 | 5.407 | 2.9811 | 2.9811 | 0 | 0% | 1158.75 | 64.3726 | 0 | 1094.3774 | 1158.75 | 41.04 | 0 | 1117.71 | Winter | 0 | FALSE | 0 | 0 | 0 | 0 | 0 | 1 | 0 | 1
1978-05-29 | 5 | 29 | 10:00 | 22.8 | 10 | 1 | 73 |  | 0 | 0 | 6.0377 | 6.0377 | 95% | 0.86583 | 59.2228 | 7.8026 | 4.3019 | 4.1986 | 0.10325 | 2.4% | 17.1382 | 0.6 | 0.6 | 0.6 | 41.04 | 5.407 | 2.9811 | 2.9811 | 0 | 0% | 1177.25 | 59.2228 | 0 | 1118.0272 | 1177.25 | 41.04 | 0 | 1136.21 | Winter | 0 | FALSE | 0 | 0 | 0 | 0 | 0 | 1 | 0 | 1
1978-05-29 | 5 | 29 | 11:00 | 24.4 | 11 | 1 | 76 |  | 0 | 0 | 5.2502 | 5.2502 | 95% | 0.7529 | 51.4981 | 6.7849 | 3.7408 | 3.651 | 0.089778 | 2.4% | 17.1235 | 0.6 | 0.6 | 0.6 | 41.04 | 5.407 | 2.9811 | 2.9811 | 0 | 0% | 1176.25 | 51.4981 | 0 | 1124.7519 | 1176.25 | 41.04 | 0 | 1135.21 | Winter | 0 | FALSE | 0 | 0 | 0 | 0 | 0 | 1 | 0 | 1
1978-05-29 | 5 | 29 | 12:00 | 26.1 | 12 | 1 | 79 |  | 0 | 0 | 5.2502 | 5.2502 | 95% | 0.7529 | 51.4981 | 6.7849 | 3.7408 | 3.651 | 0.089778 | 2.4% | 16.9444 | 0.6 | 0.6 | 0.6 | 41.04 | 5.407 | 2.9811 | 2.9811 | 0 | 0% | 1164 | 51.4981 | 0 | 1112.5019 | 1164 | 41.04 | 0 | 1122.96 | Winter | 0 | FALSE | 0 | 0 | 0 | 0 | 0 | 1 | 0 | 1
1978-05-29 | 5 | 29 | 13:00 | 28.3 | 13 | 1 | 83 |  | 0 | 0 | 4.7252 | 4.7252 | 95% | 0.67761 | 46.3483 | 6.1064 | 3.3667 | 3.2859 | 0.0808 | 2.4% | 17.1491 | 0.6 | 0.6 | 0.6 | 41.04 | 5.407 | 2.9811 | 2.9811 | 0 | 0% | 1178 | 46.3483 | 0 | 1131.6517 | 1178 | 41.04 | 0 | 1136.96 | Winter | 0 | FALSE | 0 | 0 | 0 | 0 | 0 | 1 | 0 | 1
1978-05-29 | 5 | 29 | 14:00 | 30 | 14 | 1 | 86 |  | 0 | 0 | 3.9376 | 3.9376 | 95% | 0.56467 | 38.6235 | 5.0887 | 2.8056 | 2.7382 | 0.067334 | 2.4% | 17.1674 | 0.6 | 0.6 | 0.6 | 41.04 | 5.407 | 2.9811 | 2.9532 | 0.027867 | 0.9348% | 1179.25 | 38.6235 | 0 | 1140.6265 | 1179.25 | 41.04 | 0 | 1138.21 | Winter | 0 | FALSE | 0 | 0 | 0 | 0 | 0 | 1 | 0 | 1
1978-05-29 | 5 | 29 | 15:00 | 29.4 | 15 | 1 | 85 |  | 0 | 0 | 3.6751 | 3.6751 | 95% | 0.52703 | 36.0486 | 4.7494 | 2.6185 | 2.5557 | 0.062845 | 2.4% | 17.2734 | 0.6 | 0.6 | 0.6 | 41.04 | 5.407 | 2.9811 | 2.7564 | 0.22475 | 7.539% | 1186.5 | 36.0486 | 0 | 1150.4514 | 1186.5 | 41.04 | 0 | 1145.46 | Winter | 0 | FALSE | 0 | 0 | 0 | 0 | 0 | 1 | 0 | 1
1978-05-29 | 5 | 29 | 16:00 | 28.3 | 16 | 1 | 83 |  | 0 | 0 | 3.6751 | 3.6751 | 95% | 0.52703 | 36.0486 | 4.7494 | 2.6185 | 2.5557 | 0.062845 | 2.4% | 17.511 | 0.6 | 0.6 | 0.6 | 41.04 | 5.407 | 2.9811 | 2.7564 | 0.22475 | 7.539% | 1202.75 | 36.0486 | 0 | 1166.7014 | 1202.75 | 41.04 | 0 | 1161.71 | Winter | 0 | FALSE | 0 | 0 | 0 | 0 | 0 | 1 | 0 | 1
1978-05-29 | 5 | 29 | 17:00 | 27.2 | 17 | 1 | 81 |  | 0 | 0 | 4.7252 | 4.7252 | 95% | 0.67761 | 46.3483 | 6.1064 | 3.3667 | 3.2859 | 0.0808 | 2.4% | 16.8311 | 0.6 | 0.6 | 0.6 | 41.04 | 5.407 | 2.9811 | 2.9811 | 0 | 0% | 1156.25 | 46.3483 | 0 | 1109.9017 | 1156.25 | 41.04 | 0 | 1115.21 | Winter | 1 | FALSE | 1 | 46.3483 | 41.04 | 0 | 0 | 1 | 0 | 1
1978-05-29 | 5 | 29 | 18:00 | 25.6 | 18 | 1 | 78 |  | 0 | 0 | 6.0377 | 6.0377 | 95% | 0.86583 | 59.2228 | 7.8026 | 4.3019 | 4.1986 | 0.10325 | 2.4% | 15.4825 | 0.6 | 0.6 | 0.6 | 41.04 | 5.407 | 2.9811 | 2.9811 | 0 | 0% | 1064 | 59.2228 | 0 | 1004.7772 | 1064 | 41.04 | 0 | 1022.96 | Winter | 1 | FALSE | 1 | 59.2228 | 41.04 | 0 | 0 | 1 | 0 | 1
1978-05-29 | 5 | 29 | 19:00 | 23.9 | 19 | 1 | 75 |  | 0 | 0 | 6.5627 | 6.5627 | 95% | 0.94112 | 64.3726 | 8.4811 | 4.676 | 4.5637 | 0.11222 | 2.4% | 14.9488 | 0.6 | 0.6 | 0.6 | 41.04 | 5.407 | 2.9811 | 2.9811 | 0 | 0% | 1027.5 | 64.3726 | 0 | 963.1274 | 1027.5 | 41.04 | 0 | 986.46 | Winter | 0 | FALSE | 0 | 0 | 0 | 0 | 0 | 1 | 0 | 1
1978-05-29 | 5 | 29 | 20:00 | 23.3 | 20 | 1 | 74 |  | 0 | 0 | 5.7752 | 5.7752 | 95% | 0.82819 | 56.6479 | 7.4634 | 4.1148 | 4.0161 | 0.098756 | 2.4% | 14.6382 | 0.6 | 0.6 | 0.6 | 41.04 | 5.407 | 2.9811 | 2.9811 | 0 | 0% | 1006.25 | 56.6479 | 0 | 949.6021 | 1006.25 | 41.04 | 0 | 965.21 | Winter | 0 | FALSE | 0 | 0 | 0 | 0 | 0 | 1 | 0 | 1
1978-05-29 | 5 | 29 | 21:00 | 22.2 | 21 | 1 | 72 |  | 0 | 0 | 4.7252 | 4.7252 | 95% | 0.67761 | 46.3483 | 6.1064 | 3.3667 | 3.2859 | 0.0808 | 2.4% | 14.3531 | 0.6 | 0.6 | 0.6 | 41.04 | 5.407 | 2.9811 | 2.9811 | 0 | 0% | 986.75 | 46.3483 | 0 | 940.4017 | 986.75 | 41.04 | 0 | 945.71 | Winter | 0 | FALSE | 0 | 0 | 0 | 0 | 0 | 1 | 0 | 1
1978-05-29 | 5 | 29 | 22:00 | 20.6 | 22 | 1 | 69 |  | 0 | 0 | 4.2002 | 4.2002 | 95% | 0.60232 | 41.1985 | 5.4279 | 2.9926 | 2.9208 | 0.071823 | 2.4% | 13.4028 | 0.6 | 0.6 | 0.6 | 41.04 | 5.407 | 2.9811 | 2.9811 | 0 | 0% | 921.75 | 41.1985 | 0 | 880.5515 | 921.75 | 41.04 | 0 | 880.71 | Winter | 0 | FALSE | 0 | 0 | 0 | 0 | 0 | 1 | 0 | 1
1978-05-29 | 5 | 29 | 23:00 | 20 | 23 | 1 | 68 |  | 0 | 0 | 5.2502 | 5.2502 | 95% | 0.7529 | 51.4981 | 6.7849 | 3.7408 | 3.651 | 0.089778 | 2.4% | 13.348 | 0.6 | 0.6 | 0.6 | 41.04 | 5.407 | 2.9811 | 2.9811 | 0 | 0% | 918 | 51.4981 | 0 | 866.5019 | 918 | 41.04 | 0 | 876.96 | Winter | 0 | FALSE | 0 | 0 | 0 | 0 | 0 | 1 | 0 | 1
1978-05-29 | 5 | 29 | 24:00 | 18.9 | 0 | 1 | 66 |  | 0 | 0 | 4.2002 | 4.2002 | 95% | 0.60232 | 41.1985 | 5.4279 | 2.9926 | 2.9208 | 0.071823 | 2.4% | 12.1601 | 0.6 | 0.6 | 0.6 | 41.04 | 5.407 | 2.9811 | 2.9811 | 0 | 0% | 836.75 | 41.1985 | 0 | 795.5515 | 836.75 | 41.04 | 0 | 795.71 | Winter | 0 | FALSE | 0 | 0 | 0 | 0 | 0 | 1 | 0 | 1
1978-05-30 | 5 | 30 | 1:00 | 18.9 | 1 | 1 | 66 |  | 0 | 0 | 3.9376 | 3.9376 | 95% | 0.56467 | 38.6235 | 5.0887 | 2.8056 | 2.7382 | 0.067334 | 2.4% | 11.4401 | 0.6 | 0.6 | 0.6 | 41.04 | 5.407 | 2.9811 | 2.9532 | 0.027867 | 0.9348% | 787.5 | 38.6235 | 0 | 748.8765 | 787.5 | 41.04 | 0 | 746.46 | Winter | 0 | FALSE | 0 | 0 | 0 | 0 | 0 | 1 | 0 | 1
1978-05-30 | 5 | 30 | 2:00 | 18.3 | 2 | 1 | 65 |  | 0 | 0 | 3.1501 | 3.1501 | 95% | 0 | 0 | 0 | 0 | 0 | 0 | 2.4% | 11.1367 | 0.6 | 0.6 | 0.6 | 41.04 | 5.407 | 2.9811 | 2.3626 | 0.61851 | 20.75% | 766.75 | 0 | 0 | 766.75 | 766.75 | 41.04 | 0 | 725.71 | Winter | 0 | FALSE | 0 | 0 | 0 | 1 | 0 | 1 | 0 | 0
1978-05-30 | 5 | 30 | 3:00 | 18.3 | 3 | 1 | 65 |  | 0 | 0 | 3.4126 | 3.4126 | 95% | 0 | 0 | 0 | 0 | 0 | 0 | 2.4% | 11.1842 | 0.6 | 0.6 | 0.6 | 41.04 | 5.407 | 2.9811 | 2.5595 | 0.42163 | 14.14% | 770 | 0 | 0 | 770 | 770 | 41.04 | 0 | 728.96 | Winter | 0 | FALSE | 0 | 0 | 0 | 1 | 0 | 1 | 0 | 0
1978-05-30 | 5 | 30 | 4:00 | 17.8 | 4 | 1 | 64 |  | 0 | 0 | 3.1501 | 3.1501 | 95% | 0 | 0 | 0 | 0 | 0 | 0 | 2.4% | 11.8896 | 0.6 | 0.6 | 0.6 | 41.04 | 5.407 | 2.9811 | 2.3626 | 0.61851 | 20.75% | 818.25 | 0 | 0 | 818.25 | 818.25 | 41.04 | 0 | 777.21 | Winter | 0 | FALSE | 0 | 0 | 0 | 1 | 0 | 1 | 0 | 0
1978-05-30 | 5 | 30 | 5:00 | 18.3 | 5 | 1 | 65 |  | 0 | 0 | 3.1501 | 3.1501 | 95% | 0 | 0 | 0 | 0 | 0 | 0 | 2.4% | 11.2025 | 0.6 | 0.6 | 0.6 | 41.04 | 5.407 | 2.9811 | 2.3626 | 0.61851 | 20.75% | 771.25 | 0 | 0 | 771.25 | 771.25 | 41.04 | 0 | 730.21 | Winter | 0 | FALSE | 0 | 0 | 0 | 1 | 0 | 1 | 0 | 0
1978-05-30 | 5 | 30 | 6:00 | 18.3 | 6 | 1 | 65 |  | 0 | 0 | 3.9376 | 3.9376 | 95% | 0.56467 | 38.6235 | 5.0887 | 2.8056 | 2.7382 | 0.067334 | 2.4% | 11.5132 | 0.6 | 0.6 | 0.6 | 41.04 | 5.407 | 2.9811 | 2.9532 | 0.027867 | 0.9348% | 792.5 | 38.6235 | 0 | 753.8765 | 792.5 | 41.04 | 0 | 751.46 | Winter | 0 | FALSE | 0 | 0 | 0 | 0 | 0 | 1 | 0 | 1
1978-05-30 | 5 | 30 | 7:00 | 18.9 | 7 | 1 | 66 |  | 0 | 0 | 4.7252 | 4.7252 | 95% | 0.67761 | 46.3483 | 6.1064 | 3.3667 | 3.2859 | 0.0808 | 2.4% | 16.0819 | 0.6 | 0.6 | 0.6 | 41.04 | 5.407 | 2.9811 | 2.9811 | 0 | 0% | 1105 | 46.3483 | 0 | 1058.6517 | 1105 | 41.04 | 0 | 1063.96 | Winter | 0 | FALSE | 0 | 0 | 0 | 0 | 0 | 1 | 0 | 1
1978-05-30 | 5 | 30 | 8:00 | 19.4 | 8 | 1 | 67 |  | 0 | 0 | 7.6128 | 7.6128 | 95% | 1 | 68.4 | 9.0117 | 4.9685 | 4.8493 | 0.11924 | 2.4% | 15.1974 | 0.6 | 0.6 | 0.6 | 41.04 | 5.407 | 2.9811 | 2.9811 | 0 | 0% | 1044.5 | 68.4 | 0 | 976.1 | 1044.5 | 41.04 | 0 | 1003.46 | Winter | 0 | FALSE | 0 | 0 | 0 | 0 | 0 | 0 | 1 | 1
1978-05-30 | 5 | 30 | 9:00 | 20.6 | 9 | 1 | 69 |  | 0 | 0 | 6.5627 | 6.5627 | 95% | 0.94112 | 64.3726 | 8.4811 | 4.676 | 4.5637 | 0.11222 | 2.4% | 16.261 | 0.6 | 0.6 | 0.6 | 41.04 | 5.407 | 2.9811 | 2.9811 | 0 | 0% | 1117.25 | 64.3726 | 0 | 1052.8774 | 1117.25 | 41.04 | 0 | 1076.21 | Winter | 0 | FALSE | 0 | 0 | 0 | 0 | 0 | 1 | 0 | 1
1978-05-30 | 5 | 30 | 10:00 | 21.1 | 10 | 1 | 70 |  | 0 | 0 | 6.0377 | 6.0377 | 95% | 0.86583 | 59.2228 | 7.8026 | 4.3019 | 4.1986 | 0.10325 | 2.4% | 16.8129 | 0.6 | 0.6 | 0.6 | 41.04 | 5.407 | 2.9811 | 2.9811 | 0 | 0% | 1155 | 59.2228 | 0 | 1095.7772 | 1155 | 41.04 | 0 | 1113.96 | Winter | 0 | FALSE | 0 | 0 | 0 | 0 | 0 | 1 | 0 | 1
1978-05-30 | 5 | 30 | 11:00 | 21.7 | 11 | 1 | 71 |  | 0 | 0 | 5.2502 | 5.2502 | 95% | 0.7529 | 51.4981 | 6.7849 | 3.7408 | 3.651 | 0.089778 | 2.4% | 17.8765 | 0.6 | 0.6 | 0.6 | 41.04 | 5.407 | 2.9811 | 2.9811 | 0 | 0% | 1227.75 | 51.4981 | 0 | 1176.2519 | 1227.75 | 41.04 | 0 | 1186.71 | Winter | 0 | FALSE | 0 | 0 | 0 | 0 | 0 | 1 | 0 | 1
1978-05-30 | 5 | 30 | 12:00 | 22.2 | 12 | 1 | 72 |  | 0 | 0 | 5.2502 | 5.2502 | 95% | 0.7529 | 51.4981 | 6.7849 | 3.7408 | 3.651 | 0.089778 | 2.4% | 18.2127 | 0.6 | 0.6 | 0.6 | 41.04 | 5.407 | 2.9811 | 2.9811 | 0 | 0% | 1250.75 | 51.4981 | 0 | 1199.2519 | 1250.75 | 41.04 | 0 | 1209.71 | Winter | 0 | FALSE | 0 | 0 | 0 | 0 | 0 | 1 | 0 | 1
1978-05-30 | 5 | 30 | 13:00 | 23.9 | 13 | 1 | 75 |  | 0 | 0 | 4.7252 | 4.7252 | 95% | 0.67761 | 46.3483 | 6.1064 | 3.3667 | 3.2859 | 0.0808 | 2.4% | 17.8216 | 0.6 | 0.6 | 0.6 | 41.04 | 5.407 | 2.9811 | 2.9811 | 0 | 0% | 1224 | 46.3483 | 0 | 1177.6517 | 1224 | 41.04 | 0 | 1182.96 | Winter | 0 | FALSE | 0 | 0 | 0 | 0 | 0 | 1 | 0 | 1
1978-05-30 | 5 | 30 | 14:00 | 25 | 14 | 1 | 77 |  | 0 | 0 | 3.9376 | 3.9376 | 95% | 0.56467 | 38.6235 | 5.0887 | 2.8056 | 2.7382 | 0.067334 | 2.4% | 17.9167 | 0.6 | 0.6 | 0.6 | 41.04 | 5.407 | 2.9811 | 2.9532 | 0.027867 | 0.9348% | 1230.5 | 38.6235 | 0 | 1191.8765 | 1230.5 | 41.04 | 0 | 1189.46 | Winter | 0 | FALSE | 0 | 0 | 0 | 0 | 0 | 1 | 0 | 1
1978-05-30 | 5 | 30 | 15:00 | 25.6 | 15 | 1 | 78 |  | 0 | 0 | 3.6751 | 3.6751 | 95% | 0.52703 | 36.0486 | 4.7494 | 2.6185 | 2.5557 | 0.062845 | 2.4% | 17.3099 | 0.6 | 0.6 | 0.6 | 41.04 | 5.407 | 2.9811 | 2.7564 | 0.22475 | 7.539% | 1189 | 36.0486 | 0 | 1152.9514 | 1189 | 41.04 | 0 | 1147.96 | Winter | 0 | FALSE | 0 | 0 | 0 | 0 | 0 | 1 | 0 | 1
1978-05-30 | 5 | 30 | 16:00 | 26.1 | 16 | 1 | 79 |  | 0 | 0 | 3.6751 | 3.6751 | 95% | 0.52703 | 36.0486 | 4.7494 | 2.6185 | 2.5557 | 0.062845 | 2.4% | 16.8275 | 0.6 | 0.6 | 0.6 | 41.04 | 5.407 | 2.9811 | 2.7564 | 0.22475 | 7.539% | 1156 | 36.0486 | 0 | 1119.9514 | 1156 | 41.04 | 0 | 1114.96 | Winter | 0 | FALSE | 0 | 0 | 0 | 0 | 0 | 1 | 0 | 1
1978-05-30 | 5 | 30 | 17:00 | 25 | 17 | 1 | 77 |  | 0 | 0 | 4.7252 | 4.7252 | 95% | 0.67761 | 46.3483 | 6.1064 | 3.3667 | 3.2859 | 0.0808 | 2.4% | 16.4108 | 0.6 | 0.6 | 0.6 | 41.04 | 5.407 | 2.9811 | 2.9811 | 0 | 0% | 1127.5 | 46.3483 | 0 | 1081.1517 | 1127.5 | 41.04 | 0 | 1086.46 | Winter | 1 | FALSE | 1 | 46.3483 | 41.04 | 0 | 0 | 1 | 0 | 1
1978-05-30 | 5 | 30 | 18:00 | 23.3 | 18 | 1 | 74 |  | 0 | 0 | 6.0377 | 6.0377 | 95% | 0.86583 | 59.2228 | 7.8026 | 4.3019 | 4.1986 | 0.10325 | 2.4% | 15.6981 | 0.6 | 0.6 | 0.6 | 41.04 | 5.407 | 2.9811 | 2.9811 | 0 | 0% | 1078.75 | 59.2228 | 0 | 1019.5272 | 1078.75 | 41.04 | 0 | 1037.71 | Winter | 1 | FALSE | 1 | 59.2228 | 41.04 | 0 | 0 | 1 | 0 | 1
1978-05-30 | 5 | 30 | 19:00 | 22.2 | 19 | 1 | 72 |  | 0 | 0 | 6.5627 | 6.5627 | 95% | 0.94112 | 64.3726 | 8.4811 | 4.676 | 4.5637 | 0.11222 | 2.4% | 15.6689 | 0.6 | 0.6 | 0.6 | 41.04 | 5.407 | 2.9811 | 2.9811 | 0 | 0% | 1076.75 | 64.3726 | 0 | 1012.3774 | 1076.75 | 41.04 | 0 | 1035.71 | Winter | 0 | FALSE | 0 | 0 | 0 | 0 | 0 | 1 | 0 | 1
1978-05-30 | 5 | 30 | 20:00 | 22.2 | 20 | 1 | 72 |  | 0 | 0 | 5.7752 | 5.7752 | 95% | 0.82819 | 56.6479 | 7.4634 | 4.1148 | 4.0161 | 0.098756 | 2.4% | 14.6528 | 0.6 | 0.6 | 0.6 | 41.04 | 5.407 | 2.9811 | 2.9811 | 0 | 0% | 1007.25 | 56.6479 | 0 | 950.6021 | 1007.25 | 41.04 | 0 | 966.21 | Winter | 0 | FALSE | 0 | 0 | 0 | 0 | 0 | 1 | 0 | 1
1978-05-30 | 5 | 30 | 21:00 | 21.7 | 21 | 1 | 71 |  | 0 | 0 | 4.7252 | 4.7252 | 95% | 0.67761 | 46.3483 | 6.1064 | 3.3667 | 3.2859 | 0.0808 | 2.4% | 14.4225 | 0.6 | 0.6 | 0.6 | 41.04 | 5.407 | 2.9811 | 2.9811 | 0 | 0% | 991.5 | 46.3483 | 0 | 945.1517 | 991.5 | 41.04 | 0 | 950.46 | Winter | 0 | FALSE | 0 | 0 | 0 | 0 | 0 | 1 | 0 | 1
1978-05-30 | 5 | 30 | 22:00 | 19.4 | 22 | 1 | 67 |  | 0 | 0 | 4.2002 | 4.2002 | 95% | 0.60232 | 41.1985 | 5.4279 | 2.9926 | 2.9208 | 0.071823 | 2.4% | 14.4079 | 0.6 | 0.6 | 0.6 | 41.04 | 5.407 | 2.9811 | 2.9811 | 0 | 0% | 990.5 | 41.1985 | 0 | 949.3015 | 990.5 | 41.04 | 0 | 949.46 | Winter | 0 | FALSE | 0 | 0 | 0 | 0 | 0 | 1 | 0 | 1
1978-05-30 | 5 | 30 | 23:00 | 20 | 23 | 1 | 68 |  | 0 | 0 | 5.2502 | 5.2502 | 95% | 0.7529 | 51.4981 | 6.7849 | 3.7408 | 3.651 | 0.089778 | 2.4% | 14.4225 | 0.6 | 0.6 | 0.6 | 41.04 | 5.407 | 2.9811 | 2.9811 | 0 | 0% | 991.5 | 51.4981 | 0 | 940.0019 | 991.5 | 41.04 | 0 | 950.46 | Winter | 0 | FALSE | 0 | 0 | 0 | 0 | 0 | 1 | 0 | 1
1978-05-30 | 5 | 30 | 24:00 | 19.4 | 0 | 1 | 67 |  | 0 | 0 | 4.2002 | 4.2002 | 95% | 0.60232 | 41.1985 | 5.4279 | 2.9926 | 2.9208 | 0.071823 | 2.4% | 14.174 | 0.6 | 0.6 | 0.6 | 41.04 | 5.407 | 2.9811 | 2.9811 | 0 | 0% | 974.5 | 41.1985 | 0 | 933.3015 | 974.5 | 41.04 | 0 | 933.46 | Winter | 0 | FALSE | 0 | 0 | 0 | 0 | 0 | 1 | 0 | 1
1978-05-31 | 5 | 31 | 1:00 | 18.3 | 1 | 2 | 65 |  | 0 | 0 | 3.9376 | 3.9376 | 95% | 0.56467 | 38.6235 | 5.0887 | 2.8056 | 2.7382 | 0.067334 | 2.4% | 14.3129 | 0.6 | 0.6 | 0.6 | 41.04 | 5.407 | 2.9811 | 2.9532 | 0.027867 | 0.9348% | 984 | 38.6235 | 0 | 945.3765 | 984 | 41.04 | 0 | 942.96 | Winter | 0 | 0 | 0 | 0 | 0 | 0 | 0 | 1 | 0 | 1
1978-05-31 | 5 | 31 | 2:00 | 17.2 | 2 | 2 | 63 |  | 0 | 0 | 3.1501 | 3.1501 | 95% | 0 | 0 | 0 | 0 | 0 | 0 | 2.4% | 14.0387 | 0.6 | 0.6 | 0.6 | 41.04 | 5.407 | 2.9811 | 2.3626 | 0.61851 | 20.75% | 965.25 | 0 | 0 | 965.25 | 965.25 | 41.04 | 0 | 924.21 | Winter | 0 | 0 | 0 | 0 | 0 | 1 | 0 | 1 | 0 | 0
1978-05-31 | 5 | 31 | 3:00 | 16.7 | 3 | 2 | 62 |  | 0 | 0 | 3.4126 | 3.4126 | 95% | 0 | 0 | 0 | 0 | 0 | 0 | 2.4% | 13.8706 | 0.6 | 0.6 | 0.6 | 41.04 | 5.407 | 2.9811 | 2.5595 | 0.42163 | 14.14% | 953.75 | 0 | 0 | 953.75 | 953.75 | 41.04 | 0 | 912.71 | Winter | 0 | 0 | 0 | 0 | 0 | 1 | 0 | 1 | 0 | 0
1978-05-31 | 5 | 31 | 4:00 | 15.6 | 4 | 2 | 60 |  | 0 | 0 | 3.1501 | 3.1501 | 95% | 0 | 0 | 0 | 0 | 0 | 0 | 2.4% | 14.2398 | 0.6 | 0.6 | 0.6 | 41.04 | 5.407 | 2.9811 | 2.3626 | 0.61851 | 20.75% | 979 | 0 | 0 | 979 | 979 | 41.04 | 0 | 937.96 | Winter | 0 | 0 | 0 | 0 | 0 | 1 | 0 | 1 | 0 | 0
1978-05-31 | 5 | 31 | 5:00 | 15.6 | 5 | 2 | 60 |  | 0 | 0 | 3.1501 | 3.1501 | 95% | 0 | 0 | 0 | 0 | 0 | 0 | 2.4% | 14.0497 | 0.6 | 0.6 | 0.6 | 41.04 | 5.407 | 2.9811 | 2.3626 | 0.61851 | 20.75% | 966 | 0 | 0 | 966 | 966 | 41.04 | 0 | 924.96 | Winter | 0 | 0 | 0 | 0 | 0 | 1 | 0 | 1 | 0 | 0
1978-05-31 | 5 | 31 | 6:00 | 15 | 6 | 2 | 59 |  | 0 | 0 | 3.9376 | 3.9376 | 95% | 0.56467 | 38.6235 | 5.0887 | 2.8056 | 2.7382 | 0.067334 | 2.4% | 14.4518 | 0.6 | 0.6 | 0.6 | 41.04 | 5.407 | 2.9811 | 2.9532 | 0.027867 | 0.9348% | 993.5 | 38.6235 | 0 | 954.8765 | 993.5 | 41.04 | 0 | 952.46 | Winter | 0 | 0 | 0 | 0 | 0 | 0 | 0 | 1 | 0 | 1
1978-05-31 | 5 | 31 | 7:00 | 15 | 7 | 2 | 59 |  | 0 | 0 | 4.7252 | 4.7252 | 95% | 0.67761 | 46.3483 | 6.1064 | 3.3667 | 3.2859 | 0.0808 | 2.4% | 14.8684 | 0.6 | 0.6 | 0.6 | 41.04 | 5.407 | 2.9811 | 2.9811 | 0 | 0% | 1022 | 46.3483 | 0 | 975.6517 | 1022 | 41.04 | 0 | 980.96 | Winter | 0 | 0 | 0 | 0 | 0 | 0 | 0 | 1 | 0 | 1
1978-05-31 | 5 | 31 | 8:00 | 15.6 | 8 | 2 | 60 |  | 0 | 0 | 7.6128 | 7.6128 | 95% | 1 | 68.4 | 9.0117 | 4.9685 | 4.8493 | 0.11924 | 2.4% | 14.8282 | 0.6 | 0.6 | 0.6 | 41.04 | 5.407 | 2.9811 | 2.9811 | 0 | 0% | 1019.25 | 68.4 | 0 | 950.85 | 1019.25 | 41.04 | 0 | 978.21 | Winter | 0 | 0 | 0 | 0 | 0 | 0 | 0 | 0 | 1 | 1
1978-05-31 | 5 | 31 | 9:00 | 16.1 | 9 | 2 | 61 |  | 0 | 0 | 6.5627 | 6.5627 | 95% | 0.94112 | 64.3726 | 8.4811 | 4.676 | 4.5637 | 0.11222 | 2.4% | 15.5117 | 0.6 | 0.6 | 0.6 | 41.04 | 5.407 | 2.9811 | 2.9811 | 0 | 0% | 1066 | 64.3726 | 0 | 1001.6274 | 1066 | 41.04 | 0 | 1024.96 | Winter | 0 | 0 | 0 | 0 | 0 | 0 | 0 | 1 | 0 | 1
1978-05-31 | 5 | 31 | 10:00 | 16.1 | 10 | 2 | 61 |  | 0 | 0 | 6.0377 | 6.0377 | 95% | 0.86583 | 59.2228 | 7.8026 | 4.3019 | 4.1986 | 0.10325 | 2.4% | 16.3523 | 0.6 | 0.6 | 0.6 | 41.04 | 5.407 | 2.9811 | 2.9811 | 0 | 0% | 1123.5 | 59.2228 | 0 | 1064.2772 | 1123.5 | 41.04 | 0 | 1082.46 | Winter | 0 | 0 | 0 | 0 | 0 | 0 | 0 | 1 | 0 | 1
1978-05-31 | 5 | 31 | 11:00 | 15.6 | 11 | 2 | 60 |  | 0 | 0 | 5.2502 | 5.2502 | 95% | 0.7529 | 51.4981 | 6.7849 | 3.7408 | 3.651 | 0.089778 | 2.4% | 16.6959 | 0.6 | 0.6 | 0.6 | 41.04 | 5.407 | 2.9811 | 2.9811 | 0 | 0% | 1147 | 51.4981 | 0 | 1095.5019 | 1147 | 41.04 | 0 | 1105.96 | Winter | 0 | 0 | 0 | 0 | 0 | 0 | 0 | 1 | 0 | 1
1978-05-31 | 5 | 31 | 12:00 | 16.1 | 12 | 2 | 61 |  | 0 | 0 | 5.2502 | 5.2502 | 95% | 0.7529 | 51.4981 | 6.7849 | 3.7408 | 3.651 | 0.089778 | 2.4% | 16.9773 | 0.6 | 0.6 | 0.6 | 41.04 | 5.407 | 2.9811 | 2.9811 | 0 | 0% | 1166.25 | 51.4981 | 0 | 1114.7519 | 1166.25 | 41.04 | 0 | 1125.21 | Winter | 0 | 0 | 0 | 0 | 0 | 0 | 0 | 1 | 0 | 1
1978-05-31 | 5 | 31 | 13:00 | 16.7 | 13 | 2 | 62 |  | 0 | 0 | 4.7252 | 4.7252 | 95% | 0.67761 | 46.3483 | 6.1064 | 3.3667 | 3.2859 | 0.0808 | 2.4% | 17.1382 | 0.6 | 0.6 | 0.6 | 41.04 | 5.407 | 2.9811 | 2.9811 | 0 | 0% | 1177.25 | 46.3483 | 0 | 1130.9017 | 1177.25 | 41.04 | 0 | 1136.21 | Winter | 0 | 0 | 0 | 0 | 0 | 0 | 0 | 1 | 0 | 1
1978-05-31 | 5 | 31 | 14:00 | 17.2 | 14 | 2 | 63 |  | 0 | 0 | 3.9376 | 3.9376 | 95% | 0.56467 | 38.6235 | 5.0887 | 2.8056 | 2.7382 | 0.067334 | 2.4% | 16.8494 | 0.6 | 0.6 | 0.6 | 41.04 | 5.407 | 2.9811 | 2.9532 | 0.027867 | 0.9348% | 1157.5 | 38.6235 | 0 | 1118.8765 | 1157.5 | 41.04 | 0 | 1116.46 | Winter | 0 | 0 | 0 | 0 | 0 | 0 | 0 | 1 | 0 | 1
1978-05-31 | 5 | 31 | 15:00 | 16.7 | 15 | 2 | 62 |  | 0 | 0 | 3.6751 | 3.6751 | 95% | 0.52703 | 36.0486 | 4.7494 | 2.6185 | 2.5557 | 0.062845 | 2.4% | 14.1301 | 0.6 | 0.6 | 0.6 | 41.04 | 5.407 | 2.9811 | 2.7564 | 0.22475 | 7.539% | 971.5 | 36.0486 | 0 | 935.4514 | 971.5 | 41.04 | 0 | 930.46 | Winter | 0 | 0 | 0 | 0 | 0 | 0 | 0 | 1 | 0 | 1
1978-05-31 | 5 | 31 | 16:00 | 16.7 | 16 | 2 | 62 |  | 0 | 0 | 3.6751 | 3.6751 | 95% | 0.52703 | 36.0486 | 4.7494 | 2.6185 | 2.5557 | 0.062845 | 2.4% | 13.5746 | 0.6 | 0.6 | 0.6 | 41.04 | 5.407 | 2.9811 | 2.7564 | 0.22475 | 7.539% | 933.5 | 36.0486 | 0 | 897.4514 | 933.5 | 41.04 | 0 | 892.46 | Winter | 0 | 0 | 0 | 0 | 0 | 0 | 0 | 1 | 0 | 1
1978-05-31 | 5 | 31 | 17:00 | 15.6 | 17 | 2 | 60 |  | 0 | 0 | 4.7252 | 4.7252 | 95% | 0.67761 | 46.3483 | 6.1064 | 3.3667 | 3.2859 | 0.0808 | 2.4% | 13.1469 | 0.6 | 0.6 | 0.6 | 41.04 | 5.407 | 2.9811 | 2.9811 | 0 | 0% | 904.25 | 46.3483 | 0 | 857.9017 | 904.25 | 41.04 | 0 | 863.21 | Winter | 0 | 0 | 0 | 0 | 0 | 0 | 0 | 1 | 0 | 1
1978-05-31 | 5 | 31 | 18:00 | 15 | 18 | 2 | 59 |  | 0 | 0 | 6.0377 | 6.0377 | 95% | 0.86583 | 59.2228 | 7.8026 | 4.3019 | 4.1986 | 0.10325 | 2.4% | 12.4671 | 0.6 | 0.6 | 0.6 | 41.04 | 5.407 | 2.9811 | 2.9811 | 0 | 0% | 857.75 | 59.2228 | 0 | 798.5272 | 857.75 | 41.04 | 0 | 816.71 | Winter | 0 | 0 | 0 | 0 | 0 | 0 | 0 | 1 | 0 | 1
1978-05-31 | 5 | 31 | 19:00 | 14.4 | 19 | 2 | 58 |  | 0 | 0 | 6.5627 | 6.5627 | 95% | 0.94112 | 64.3726 | 8.4811 | 4.676 | 4.5637 | 0.11222 | 2.4% | 12.5073 | 0.6 | 0.6 | 0.6 | 41.04 | 5.407 | 2.9811 | 2.9811 | 0 | 0% | 860.5 | 64.3726 | 0 | 796.1274 | 860.5 | 41.04 | 0 | 819.46 | Winter | 0 | 0 | 0 | 0 | 0 | 0 | 0 | 1 | 0 | 1
1978-05-31 | 5 | 31 | 20:00 | 14.4 | 20 | 2 | 58 |  | 0 | 0 | 5.7752 | 5.7752 | 95% | 0.82819 | 56.6479 | 7.4634 | 4.1148 | 4.0161 | 0.098756 | 2.4% | 10.9649 | 0.6 | 0.6 | 0.6 | 41.04 | 5.407 | 2.9811 | 2.9811 | 0 | 0% | 755 | 56.6479 | 0 | 698.3521 | 755 | 41.04 | 0 | 713.96 | Winter | 0 | 0 | 0 | 0 | 0 | 0 | 0 | 1 | 0 | 1
1978-05-31 | 5 | 31 | 21:00 | 14.4 | 21 | 2 | 58 |  | 0 | 0 | 4.7252 | 4.7252 | 95% | 0.67761 | 46.3483 | 6.1064 | 3.3667 | 3.2859 | 0.0808 | 2.4% | 11.6703 | 0.6 | 0.6 | 0.6 | 41.04 | 5.407 | 2.9811 | 2.9811 | 0 | 0% | 803.25 | 46.3483 | 0 | 756.9017 | 803.25 | 41.04 | 0 | 762.21 | Winter | 0 | 0 | 0 | 0 | 0 | 0 | 0 | 1 | 0 | 1
1978-05-31 | 5 | 31 | 22:00 | 15.2 | 22 | 2 | 59 |  | 0 | 0 | 4.2002 | 4.2002 | 95% | 0.60232 | 41.1985 | 5.4279 | 2.9926 | 2.9208 | 0.071823 | 2.4% | 13.0848 | 0.6 | 0.6 | 0.6 | 41.04 | 5.407 | 2.9811 | 2.9811 | 0 | 0% | 900 | 41.1985 | 0 | 858.8015 | 900 | 41.04 | 0 | 858.96 | Winter | 0 | 0 | 0 | 0 | 0 | 0 | 0 | 1 | 0 | 1
1978-05-31 | 5 | 31 | 23:00 | 16 | 23 | 2 | 61 |  | 0 | 0 | 5.2502 | 5.2502 | 95% | 0.7529 | 51.4981 | 6.7849 | 3.7408 | 3.651 | 0.089778 | 2.4% | 12.2222 | 0.6 | 0.6 | 0.6 | 41.04 | 5.407 | 2.9811 | 2.9811 | 0 | 0% | 841 | 51.4981 | 0 | 789.5019 | 841 | 41.04 | 0 | 799.96 | Winter | 0 | 0 | 0 | 0 | 0 | 0 | 0 | 1 | 0 | 1
1978-05-31 | 5 | 31 | 24:00 | 16.8 | 0 | 2 | 62 |  | 0 | 0 | 4.2002 | 4.2002 | 95% | 0.60232 | 41.1985 | 5.4279 | 2.9926 | 2.9208 | 0.071823 | 2.4% | 12.3209 | 0.6 | 0.6 | 0.6 | 41.04 | 5.407 | 2.9811 | 2.9811 | 0 | 0% | 847.75 | 41.1985 | 0 | 806.5515 | 847.75 | 41.04 | 0 | 806.71 | Winter | 0 | 0 | 0 | 0 | 0 | 0 | 0 | 1 | 0 | 1
2002-06-01 | 6 | 1 | 1:00 | 17.6 | 1 | 2 | 64 |  | 0 | 0 | 3.9376 | 3.9376 | 95% | 0.56467 | 38.6235 | 5.0887 | 2.8056 | 2.6653 | 0.14028 | 5% | 12.2844 | 0 | 0 | 0 | 0 | 0 | 0 | 0 | 0 | 0% | 845.25 | 38.6235 | 0 | 806.6265 | 845.25 | 0 | 0 | 845.25 | Summer | 0 | 0 | 0 | 0 | 0 | 0 | 0 | 1 | 0 | 1
2002-06-01 | 6 | 1 | 2:00 | 18.4 | 2 | 2 | 65 |  | 0 | 0 | 3.1501 | 3.1501 | 95% | 0 | 0 | 0 | 0 | 0 | 0 | 5% | 8.337 | 0 | 0 | 0 | 0 | 0 | 0 | 0 | 0 | 0% | 575.25 | 0 | 0 | 575.25 | 575.25 | 0 | 0 | 575.25 | Summer | 0 | 0 | 0 | 0 | 0 | 1 | 0 | 1 | 0 | 0
2002-06-01 | 6 | 1 | 3:00 | 19.2 | 3 | 2 | 67 |  | 0 | 0 | 3.4126 | 3.4126 | 95% | 0 | 0 | 0 | 0 | 0 | 0 | 5% | 8.3297 | 0 | 0 | 0 | 0 | 0 | 0 | 0 | 0 | 0% | 574.75 | 0 | 0 | 574.75 | 574.75 | 0 | 0 | 574.75 | Summer | 0 | 0 | 0 | 0 | 0 | 1 | 0 | 1 | 0 | 0
2002-06-01 | 6 | 1 | 4:00 | 20 | 4 | 2 | 68 |  | 0 | 0 | 3.1501 | 3.1501 | 95% | 0 | 0 | 0 | 0 | 0 | 0 | 5% | 8.4759 | 0 | 0 | 0 | 0 | 0 | 0 | 0 | 0 | 0% | 584.75 | 0 | 0 | 584.75 | 584.75 | 0 | 0 | 584.75 | Summer | 0 | 0 | 0 | 0 | 0 | 1 | 0 | 1 | 0 | 0
2002-06-01 | 6 | 1 | 5:00 | 20 | 5 | 2 | 68 |  | 0 | 0 | 3.1501 | 3.1501 | 95% | 0 | 0 | 0 | 0 | 0 | 0 | 5% | 8.5636 | 0 | 0 | 0 | 0 | 0 | 0 | 0 | 0 | 0% | 590.75 | 0 | 0 | 590.75 | 590.75 | 0 | 0 | 590.75 | Summer | 0 | 0 | 0 | 0 | 0 | 1 | 0 | 1 | 0 | 0
2002-06-01 | 6 | 1 | 6:00 | 19.4 | 6 | 2 | 67 |  | 0 | 0 | 3.9376 | 3.9376 | 95% | 0.56467 | 38.6235 | 5.0887 | 2.8056 | 2.6653 | 0.14028 | 5% | 8.549 | 0.6 | 0.6 | 0.6 | 41.04 | 5.407 | 2.9811 | 2.9532 | 0.027867 | 0.9348% | 589.75 | 38.6235 | 0 | 551.1265 | 589.75 | 41.04 | 0 | 548.71 | Summer | 0 | 0 | 0 | 0 | 0 | 0 | 0 | 1 | 0 | 1
2002-06-01 | 6 | 1 | 7:00 | 19.4 | 7 | 2 | 67 |  | 0 | 0 | 4.7252 | 4.7252 | 95% | 0.67761 | 46.3483 | 6.1064 | 3.3667 | 3.1984 | 0.16833 | 5% | 9.9415 | 0.6 | 0.6 | 0.6 | 41.04 | 5.407 | 2.9811 | 2.9811 | 0 | 0% | 685 | 46.3483 | 0 | 638.6517 | 685 | 41.04 | 0 | 643.96 | Summer | 0 | 0 | 0 | 0 | 0 | 0 | 0 | 1 | 0 | 1
2002-06-01 | 6 | 1 | 8:00 | 21.1 | 8 | 2 | 70 |  | 0 | 0 | 7.6128 | 7.6128 | 95% | 1 | 68.4 | 9.0117 | 4.9685 | 4.7201 | 0.24843 | 5% | 12.9459 | 0.6 | 0.6 | 0.6 | 41.04 | 5.407 | 2.9811 | 2.9811 | 0 | 0% | 890.5 | 68.4 | 0 | 822.1 | 890.5 | 41.04 | 0 | 849.46 | Summer | 0 | 0 | 0 | 0 | 0 | 0 | 0 | 0 | 1 | 1
2002-06-01 | 6 | 1 | 9:00 | 22.8 | 9 | 2 | 73 |  | 0 | 0 | 6.5627 | 6.5627 | 95% | 0.94112 | 64.3726 | 8.4811 | 4.676 | 4.4422 | 0.2338 | 5% | 13.3077 | 0.6 | 0.6 | 0.6 | 41.04 | 5.407 | 2.9811 | 2.9811 | 0 | 0% | 915.25 | 64.3726 | 0 | 850.8774 | 915.25 | 41.04 | 0 | 874.21 | Summer | 0 | 0 | 0 | 0 | 0 | 0 | 0 | 1 | 0 | 1
2002-06-01 | 6 | 1 | 10:00 | 23.9 | 10 | 2 | 75 |  | 0 | 0 | 6.0377 | 6.0377 | 95% | 0.86583 | 59.2228 | 7.8026 | 4.3019 | 4.0868 | 0.21509 | 5% | 13.5673 | 0.6 | 0.6 | 0.6 | 41.04 | 5.407 | 2.9811 | 2.9811 | 0 | 0% | 933 | 59.2228 | 0 | 873.7772 | 933 | 41.04 | 0 | 891.96 | Summer | 0 | 0 | 0 | 0 | 0 | 0 | 0 | 1 | 0 | 1
2002-06-01 | 6 | 1 | 11:00 | 26.1 | 11 | 2 | 79 |  | 0 | 0 | 5.2502 | 5.2502 | 95% | 0.7529 | 51.4981 | 6.7849 | 3.7408 | 3.5537 | 0.18704 | 5% | 13.4978 | 0.6 | 0.6 | 0.6 | 41.04 | 5.407 | 2.9811 | 2.9811 | 0 | 0% | 928.25 | 51.4981 | 0 | 876.7519 | 928.25 | 41.04 | 0 | 887.21 | Summer | 0 | 0 | 0 | 0 | 0 | 0 | 0 | 1 | 0 | 1
2002-06-01 | 6 | 1 | 12:00 | 27.2 | 12 | 2 | 81 |  | 0 | 0 | 5.2502 | 5.2502 | 95% | 0.7529 | 51.4981 | 6.7849 | 3.7408 | 3.5537 | 0.18704 | 5% | 13.9035 | 0.6 | 0.6 | 0.6 | 41.04 | 5.407 | 2.9811 | 2.9811 | 0 | 0% | 956 | 51.4981 | 0 | 904.5019 | 956 | 41.04 | 0 | 914.96 | Summer | 0 | 0 | 0 | 0 | 0 | 0 | 0 | 1 | 0 | 1
2002-06-01 | 6 | 1 | 13:00 | 28.3 | 13 | 2 | 83 |  | 0 | 0 | 4.7252 | 4.7252 | 95% | 0.67761 | 46.3483 | 6.1064 | 3.3667 | 3.1984 | 0.16833 | 5% | 13.8487 | 0.6 | 0.6 | 0.6 | 41.04 | 5.407 | 2.9811 | 2.9811 | 0 | 0% | 952.25 | 46.3483 | 0 | 905.9017 | 952.25 | 41.04 | 0 | 911.21 | Summer | 0 | 0 | 0 | 0 | 0 | 0 | 0 | 1 | 0 | 1
2002-06-01 | 6 | 1 | 14:00 | 28.3 | 14 | 2 | 83 |  | 0 | 0 | 3.9376 | 3.9376 | 95% | 0.56467 | 38.6235 | 5.0887 | 2.8056 | 2.6653 | 0.14028 | 5% | 13.8889 | 0.6 | 0.6 | 0.6 | 41.04 | 5.407 | 2.9811 | 2.9532 | 0.027867 | 0.9348% | 955 | 38.6235 | 0 | 916.3765 | 955 | 41.04 | 0 | 913.96 | Summer | 0 | 0 | 0 | 0 | 0 | 0 | 0 | 1 | 0 | 1
2002-06-01 | 6 | 1 | 15:00 | 28.9 | 15 | 2 | 84 |  | 0 | 0 | 3.6751 | 3.6751 | 95% | 0.52703 | 36.0486 | 4.7494 | 2.6185 | 2.4876 | 0.13093 | 5% | 13.3991 | 0.6 | 0.6 | 0.6 | 41.04 | 5.407 | 2.9811 | 2.7564 | 0.22475 | 7.539% | 921.5 | 36.0486 | 0 | 885.4514 | 921.5 | 41.04 | 0 | 880.46 | Summer | 0 | 0 | 0 | 0 | 0 | 0 | 0 | 1 | 0 | 1
2002-06-01 | 6 | 1 | 16:00 | 29.4 | 16 | 2 | 85 |  | 0 | 0 | 3.6751 | 3.6751 | 95% | 0.52703 | 36.0486 | 4.7494 | 2.6185 | 2.4876 | 0.13093 | 5% | 10.8224 | 0.6 | 0.6 | 0.6 | 41.04 | 5.407 | 2.9811 | 2.7564 | 0.22475 | 7.539% | 745.25 | 36.0486 | 0 | 709.2014 | 745.25 | 41.04 | 0 | 704.21 | Summer | 0 | 0 | 0 | 0 | 0 | 0 | 0 | 1 | 0 | 1
2002-06-01 | 6 | 1 | 17:00 | 30 | 17 | 2 | 86 |  | 0 | 0 | 4.7252 | 4.7252 | 95% | 0.67761 | 46.3483 | 6.1064 | 3.3667 | 3.1984 | 0.16833 | 5% | 11.0307 | 0.6 | 0.6 | 0.6 | 41.04 | 5.407 | 2.9811 | 2.9811 | 0 | 0% | 759.5 | 46.3483 | 0 | 713.1517 | 759.5 | 41.04 | 0 | 718.46 | Summer | 0 | 0 | 0 | 0 | 0 | 0 | 0 | 1 | 0 | 1
2002-06-01 | 6 | 1 | 18:00 | 28.9 | 18 | 2 | 84 |  | 0 | 0 | 6.0377 | 6.0377 | 95% | 0.86583 | 59.2228 | 7.8026 | 4.3019 | 4.0868 | 0.21509 | 5% | 10.2339 | 0.6 | 0.6 | 0.6 | 41.04 | 5.407 | 2.9811 | 2.9811 | 0 | 0% | 705 | 59.2228 | 0 | 645.7772 | 705 | 41.04 | 0 | 663.96 | Summer | 0 | 0 | 0 | 0 | 0 | 0 | 0 | 1 | 0 | 1
2002-06-01 | 6 | 1 | 19:00 | 27.8 | 19 | 2 | 82 |  | 0 | 0 | 6.5627 | 6.5627 | 95% | 0.94112 | 64.3726 | 8.4811 | 4.676 | 4.4422 | 0.2338 | 5% | 9.799 | 0.6 | 0.6 | 0.6 | 41.04 | 5.407 | 2.9811 | 2.9811 | 0 | 0% | 675.25 | 64.3726 | 0 | 610.8774 | 675.25 | 41.04 | 0 | 634.21 | Summer | 0 | 0 | 0 | 0 | 0 | 0 | 0 | 1 | 0 | 1
2002-06-01 | 6 | 1 | 20:00 | 26.7 | 20 | 2 | 80 |  | 0 | 0 | 5.7752 | 5.7752 | 95% | 0.82819 | 56.6479 | 7.4634 | 4.1148 | 3.9091 | 0.20574 | 5% | 9.6272 | 0.6 | 0.6 | 0.6 | 41.04 | 5.407 | 2.9811 | 2.9811 | 0 | 0% | 663.5 | 56.6479 | 0 | 606.8521 | 663.5 | 41.04 | 0 | 622.46 | Summer | 0 | 0 | 0 | 0 | 0 | 0 | 0 | 1 | 0 | 1
2002-06-01 | 6 | 1 | 21:00 | 26.1 | 21 | 2 | 79 |  | 0 | 0 | 4.7252 | 4.7252 | 95% | 0.67761 | 46.3483 | 6.1064 | 3.3667 | 3.1984 | 0.16833 | 5% | 9.1447 | 0.6 | 0.6 | 0.6 | 41.04 | 5.407 | 2.9811 | 2.9811 | 0 | 0% | 630.5 | 46.3483 | 0 | 584.1517 | 630.5 | 41.04 | 0 | 589.46 | Summer | 0 | 0 | 0 | 0 | 0 | 0 | 0 | 1 | 0 | 1
2002-06-01 | 6 | 1 | 22:00 | 25 | 22 | 2 | 77 |  | 0 | 0 | 4.2002 | 4.2002 | 95% | 0.60232 | 41.1985 | 5.4279 | 2.9926 | 2.843 | 0.14963 | 5% | 9.2471 | 0.6 | 0.6 | 0.6 | 41.04 | 5.407 | 2.9811 | 2.9811 | 0 | 0% | 637.5 | 41.1985 | 0 | 596.3015 | 637.5 | 41.04 | 0 | 596.46 | Summer | 0 | 0 | 0 | 0 | 0 | 0 | 0 | 1 | 0 | 1
2002-06-01 | 6 | 1 | 23:00 | 24.4 | 23 | 2 | 76 |  | 0 | 0 | 5.2502 | 5.2502 | 95% | 0.7529 | 51.4981 | 6.7849 | 3.7408 | 3.5537 | 0.18704 | 5% | 8.75 | 0.6 | 0.6 | 0.6 | 41.04 | 5.407 | 2.9811 | 2.9811 | 0 | 0% | 603.5 | 51.4981 | 0 | 552.0019 | 603.5 | 41.04 | 0 | 562.46 | Summer | 0 | 0 | 0 | 0 | 0 | 0 | 0 | 1 | 0 | 1
2002-06-01 | 6 | 1 | 24:00 | 22.8 | 0 | 2 | 73 |  | 0 | 0 | 4.2002 | 4.2002 | 95% | 0.60232 | 41.1985 | 5.4279 | 2.9926 | 2.843 | 0.14963 | 5% | 8.7244 | 0 | 0 | 0 | 0 | 0 | 0 | 0 | 0 | 0% | 601.75 | 41.1985 | 0 | 560.5515 | 601.75 | 0 | 0 | 601.75 | Summer | 0 | 0 | 0 | 0 | 0 | 0 | 0 | 1 | 0 | 1
2002-06-02 | 6 | 2 | 1:00 | 20 | 1 | 1 | 68 |  | 0 | 0 | 3.9376 | 3.9376 | 95% | 0.56467 | 38.6235 | 5.0887 | 2.8056 | 2.6653 | 0.14028 | 5% | 8.8779 | 0 | 0 | 0 | 0 | 0 | 0 | 0 | 0 | 0% | 612.25 | 38.6235 | 0 | 573.6265 | 612.25 | 0 | 0 | 612.25 | Summer | FALSE | 0 | 0 | 0 | 0 | 0 | 0 | 1 | 0 | 1
2002-06-02 | 6 | 2 | 2:00 | 20 | 2 | 1 | 68 |  | 0 | 0 | 3.1501 | 3.1501 | 95% | 0 | 0 | 0 | 0 | 0 | 0 | 5% | 8.5673 | 0 | 0 | 0 | 0 | 0 | 0 | 0 | 0 | 0% | 591 | 0 | 0 | 591 | 591 | 0 | 0 | 591 | Summer | FALSE | 0 | 0 | 0 | 0 | 1 | 0 | 1 | 0 | 0
2002-06-02 | 6 | 2 | 3:00 | 20.6 | 3 | 1 | 69 |  | 0 | 0 | 3.4126 | 3.4126 | 95% | 0 | 0 | 0 | 0 | 0 | 0 | 5% | 8.7829 | 0 | 0 | 0 | 0 | 0 | 0 | 0 | 0 | 0% | 605.75 | 0 | 0 | 605.75 | 605.75 | 0 | 0 | 605.75 | Summer | FALSE | 0 | 0 | 0 | 0 | 1 | 0 | 1 | 0 | 0
2002-06-02 | 6 | 2 | 4:00 | 20 | 4 | 1 | 68 |  | 0 | 0 | 3.1501 | 3.1501 | 95% | 0 | 0 | 0 | 0 | 0 | 0 | 5% | 8.9876 | 0 | 0 | 0 | 0 | 0 | 0 | 0 | 0 | 0% | 619.75 | 0 | 0 | 619.75 | 619.75 | 0 | 0 | 619.75 | Summer | FALSE | 0 | 0 | 0 | 0 | 1 | 0 | 1 | 0 | 0
2002-06-02 | 6 | 2 | 5:00 | 20 | 5 | 1 | 68 |  | 0 | 0 | 3.1501 | 3.1501 | 95% | 0 | 0 | 0 | 0 | 0 | 0 | 5% | 8.951 | 0 | 0 | 0 | 0 | 0 | 0 | 0 | 0 | 0% | 617.25 | 0 | 0 | 617.25 | 617.25 | 0 | 0 | 617.25 | Summer | FALSE | 0 | 0 | 0 | 0 | 1 | 0 | 1 | 0 | 0
2002-06-02 | 6 | 2 | 6:00 | 17.2 | 6 | 1 | 63 |  | 0 | 0 | 3.9376 | 3.9376 | 95% | 0.56467 | 38.6235 | 5.0887 | 2.8056 | 2.6653 | 0.14028 | 5% | 9.1118 | 0.6 | 0.6 | 0.6 | 41.04 | 5.407 | 2.9811 | 2.9532 | 0.027867 | 0.9348% | 628.25 | 38.6235 | 0 | 589.6265 | 628.25 | 41.04 | 0 | 587.21 | Summer | FALSE | 0 | 0 | 0 | 0 | 0 | 0 | 1 | 0 | 1
2002-06-02 | 6 | 2 | 7:00 | 16.7 | 7 | 1 | 62 |  | 0 | 0 | 4.7252 | 4.7252 | 95% | 0.67761 | 46.3483 | 6.1064 | 3.3667 | 3.1984 | 0.16833 | 5% | 10.1133 | 0.6 | 0.6 | 0.6 | 41.04 | 5.407 | 2.9811 | 2.9811 | 0 | 0% | 696.75 | 46.3483 | 0 | 650.4017 | 696.75 | 41.04 | 0 | 655.71 | Summer | FALSE | 0 | 0 | 0 | 0 | 0 | 0 | 1 | 0 | 1
2002-06-02 | 6 | 2 | 8:00 | 17.8 | 8 | 1 | 64 |  | 0 | 0 | 7.6128 | 7.6128 | 95% | 1 | 68.4 | 9.0117 | 4.9685 | 4.7201 | 0.24843 | 5% | 10.1937 | 0.6 | 0.6 | 0.6 | 41.04 | 5.407 | 2.9811 | 2.9811 | 0 | 0% | 702.25 | 68.4 | 0 | 633.85 | 702.25 | 41.04 | 0 | 661.21 | Summer | FALSE | 0 | 0 | 0 | 0 | 0 | 0 | 0 | 1 | 1
2002-06-02 | 6 | 2 | 9:00 | 20.6 | 9 | 1 | 69 |  | 0 | 0 | 6.5627 | 6.5627 | 95% | 0.94112 | 64.3726 | 8.4811 | 4.676 | 4.4422 | 0.2338 | 5% | 10.5775 | 0.6 | 0.6 | 0.6 | 41.04 | 5.407 | 2.9811 | 2.9811 | 0 | 0% | 728.5 | 64.3726 | 0 | 664.1274 | 728.5 | 41.04 | 0 | 687.46 | Summer | FALSE | 0 | 0 | 0 | 0 | 0 | 0 | 1 | 0 | 1
2002-06-02 | 6 | 2 | 10:00 | 22.2 | 10 | 1 | 72 |  | 0 | 0 | 6.0377 | 6.0377 | 95% | 0.86583 | 59.2228 | 7.8026 | 4.3019 | 4.0868 | 0.21509 | 5% | 11.0599 | 0.6 | 0.6 | 0.6 | 41.04 | 5.407 | 2.9811 | 2.9811 | 0 | 0% | 761.5 | 59.2228 | 0 | 702.2772 | 761.5 | 41.04 | 0 | 720.46 | Summer | FALSE | 0 | 0 | 0 | 0 | 0 | 0 | 1 | 0 | 1
2002-06-02 | 6 | 2 | 11:00 | 23.3 | 11 | 1 | 74 |  | 0 | 0 | 5.2502 | 5.2502 | 95% | 0.7529 | 51.4981 | 6.7849 | 3.7408 | 3.5537 | 0.18704 | 5% | 11.0234 | 0.6 | 0.6 | 0.6 | 41.04 | 5.407 | 2.9811 | 2.9811 | 0 | 0% | 759 | 51.4981 | 0 | 707.5019 | 759 | 41.04 | 0 | 717.96 | Summer | FALSE | 0 | 0 | 0 | 0 | 0 | 0 | 1 | 0 | 1
2002-06-02 | 6 | 2 | 12:00 | 23.9 | 12 | 1 | 75 |  | 0 | 0 | 5.2502 | 5.2502 | 95% | 0.7529 | 51.4981 | 6.7849 | 3.7408 | 3.5537 | 0.18704 | 5% | 11.133 | 0.6 | 0.6 | 0.6 | 41.04 | 5.407 | 2.9811 | 2.9811 | 0 | 0% | 766.5 | 51.4981 | 0 | 715.0019 | 766.5 | 41.04 | 0 | 725.46 | Summer | FALSE | 0 | 0 | 0 | 0 | 0 | 0 | 1 | 0 | 1
2002-06-02 | 6 | 2 | 13:00 | 22.2 | 13 | 1 | 72 |  | 0 | 0 | 4.7252 | 4.7252 | 95% | 0.67761 | 46.3483 | 6.1064 | 3.3667 | 3.1984 | 0.16833 | 5% | 11.2792 | 1 | 1 | 1 | 68.4 | 9.0117 | 4.9685 | 3.5439 | 1.4246 | 28.67% | 776.5 | 46.3483 | 0 | 730.1517 | 776.5 | 68.4 | 0 | 708.1 | Summer | FALSE | 1 | 1 | 46.3483 | 68.4 | 0 | 0 | 1 | 0 | 1
2002-06-02 | 6 | 2 | 14:00 | 20 | 14 | 1 | 68 |  | 0 | 0 | 3.9376 | 3.9376 | 95% | 0.56467 | 38.6235 | 5.0887 | 2.8056 | 2.6653 | 0.14028 | 5% | 11.5863 | 1 | 1 | 1 | 68.4 | 9.0117 | 4.9685 | 2.9532 | 2.0153 | 40.56% | 797.5 | 38.6235 | 0 | 758.8765 | 797.5 | 68.4 | 0 | 729.1 | Summer | FALSE | 1 | 1 | 38.6235 | 68.4 | 0 | 0 | 1 | 0 | 1
2002-06-02 | 6 | 2 | 15:00 | 22.8 | 15 | 1 | 73 |  | 0 | 0 | 3.6751 | 3.6751 | 95% | 0.52703 | 36.0486 | 4.7494 | 2.6185 | 2.4876 | 0.13093 | 5% | 11.2098 | 1 | 1 | 1 | 68.4 | 9.0117 | 4.9685 | 2.7564 | 2.2121 | 44.52% | 771.75 | 36.0486 | 0 | 735.7014 | 771.75 | 68.4 | 0 | 703.35 | Summer | FALSE | 1 | 1 | 36.0486 | 68.4 | 0 | 0 | 1 | 0 | 1
2002-06-02 | 6 | 2 | 16:00 | 21.7 | 16 | 1 | 71 |  | 0 | 0 | 3.6751 | 3.6751 | 95% | 0.52703 | 36.0486 | 4.7494 | 2.6185 | 2.4876 | 0.13093 | 5% | 11.4985 | 1 | 1 | 1 | 68.4 | 9.0117 | 4.9685 | 2.7564 | 2.2121 | 44.52% | 791.5 | 36.0486 | 0 | 755.4514 | 791.5 | 68.4 | 0 | 723.1 | Summer | FALSE | 1 | 1 | 36.0486 | 68.4 | 0 | 0 | 1 | 0 | 1
2002-06-02 | 6 | 2 | 17:00 | 20 | 17 | 1 | 68 |  | 0 | 0 | 4.7252 | 4.7252 | 95% | 0.67761 | 46.3483 | 6.1064 | 3.3667 | 3.1984 | 0.16833 | 5% | 11.0599 | 1 | 1 | 1 | 68.4 | 9.0117 | 4.9685 | 3.5439 | 1.4246 | 28.67% | 761.5 | 46.3483 | 0 | 715.1517 | 761.5 | 68.4 | 0 | 693.1 | Summer | FALSE | 0 | 0 | 0 | 0 | 0 | 0 | 1 | 0 | 1
2002-06-02 | 6 | 2 | 18:00 | 19.4 | 18 | 1 | 67 |  | 0 | 0 | 6.0377 | 6.0377 | 95% | 0.86583 | 59.2228 | 7.8026 | 4.3019 | 4.0868 | 0.21509 | 5% | 10.3582 | 0.6 | 0.6 | 0.6 | 41.04 | 5.407 | 2.9811 | 2.9811 | 0 | 0% | 713.5 | 59.2228 | 0 | 654.2772 | 713.5 | 41.04 | 0 | 672.46 | Summer | FALSE | 0 | 0 | 0 | 0 | 0 | 0 | 1 | 0 | 1
2002-06-02 | 6 | 2 | 19:00 | 17.8 | 19 | 1 | 64 |  | 0 | 0 | 6.5627 | 6.5627 | 95% | 0.94112 | 64.3726 | 8.4811 | 4.676 | 4.4422 | 0.2338 | 5% | 9.8063 | 0.6 | 0.6 | 0.6 | 41.04 | 5.407 | 2.9811 | 2.9811 | 0 | 0% | 675.75 | 64.3726 | 0 | 611.3774 | 675.75 | 41.04 | 0 | 634.71 | Summer | FALSE | 0 | 0 | 0 | 0 | 0 | 0 | 1 | 0 | 1
2002-06-02 | 6 | 2 | 20:00 | 16.7 | 20 | 1 | 62 |  | 0 | 0 | 5.7752 | 5.7752 | 95% | 0.82819 | 56.6479 | 7.4634 | 4.1148 | 3.9091 | 0.20574 | 5% | 9.8465 | 0.6 | 0.6 | 0.6 | 41.04 | 5.407 | 2.9811 | 2.9811 | 0 | 0% | 678.5 | 56.6479 | 0 | 621.8521 | 678.5 | 41.04 | 0 | 637.46 | Summer | FALSE | 0 | 0 | 0 | 0 | 0 | 0 | 1 | 0 | 1
2002-06-02 | 6 | 2 | 21:00 | 16.1 | 21 | 1 | 61 |  | 0 | 0 | 4.7252 | 4.7252 | 95% | 0.67761 | 46.3483 | 6.1064 | 3.3667 | 3.1984 | 0.16833 | 5% | 9.3567 | 0.6 | 0.6 | 0.6 | 41.04 | 5.407 | 2.9811 | 2.9811 | 0 | 0% | 645 | 46.3483 | 0 | 598.6517 | 645 | 41.04 | 0 | 603.96 | Summer | FALSE | 0 | 0 | 0 | 0 | 0 | 0 | 1 | 0 | 1
2002-06-02 | 6 | 2 | 22:00 | 15 | 22 | 1 | 59 |  | 0 | 0 | 4.2002 | 4.2002 | 95% | 0.60232 | 41.1985 | 5.4279 | 2.9926 | 2.843 | 0.14963 | 5% | 9.0534 | 0.6 | 0.6 | 0.6 | 41.04 | 5.407 | 2.9811 | 2.9811 | 0 | 0% | 624.25 | 41.1985 | 0 | 583.0515 | 624.25 | 41.04 | 0 | 583.21 | Summer | FALSE | 0 | 0 | 0 | 0 | 0 | 0 | 1 | 0 | 1
2002-06-02 | 6 | 2 | 23:00 | 15 | 23 | 1 | 59 |  | 0 | 0 | 5.2502 | 5.2502 | 95% | 0.7529 | 51.4981 | 6.7849 | 3.7408 | 3.5537 | 0.18704 | 5% | 8.8414 | 0.6 | 0.6 | 0.6 | 41.04 | 5.407 | 2.9811 | 2.9811 | 0 | 0% | 609.75 | 51.4981 | 0 | 558.2519 | 609.75 | 41.04 | 0 | 568.71 | Summer | FALSE | 0 | 0 | 0 | 0 | 0 | 0 | 1 | 0 | 1
2002-06-02 | 6 | 2 | 24:00 | 14.4 | 0 | 1 | 58 |  | 0 | 0 | 4.2002 | 4.2002 | 95% | 0.60232 | 41.1985 | 5.4279 | 2.9926 | 2.843 | 0.14963 | 5% | 8.9145 | 0 | 0 | 0 | 0 | 0 | 0 | 0 | 0 | 0% | 614.75 | 41.1985 | 0 | 573.5515 | 614.75 | 0 | 0 | 614.75 | Summer | FALSE | 0 | 0 | 0 | 0 | 0 | 0 | 1 | 0 | 1
2002-06-03 | 6 | 3 | 1:00 | 13.9 | 1 | 1 | 57 |  | 0 | 0 | 3.9376 | 3.9376 | 95% | 0.56467 | 38.6235 | 5.0887 | 2.8056 | 2.6653 | 0.14028 | 5% | 8.7098 | 0 | 0 | 0 | 0 | 0 | 0 | 0 | 0 | 0% | 600.75 | 38.6235 | 0 | 562.1265 | 600.75 | 0 | 0 | 600.75 | Summer | FALSE | 0 | 0 | 0 | 0 | 0 | 0 | 1 | 0 | 1
2002-06-03 | 6 | 3 | 2:00 | 13.3 | 2 | 1 | 56 |  | 0 | 0 | 3.1501 | 3.1501 | 95% | 0 | 0 | 0 | 0 | 0 | 0 | 5% | 8.7865 | 0 | 0 | 0 | 0 | 0 | 0 | 0 | 0 | 0% | 606 | 0 | 0 | 606 | 606 | 0 | 0 | 606 | Summer | FALSE | 0 | 0 | 0 | 0 | 1 | 0 | 1 | 0 | 0
2002-06-03 | 6 | 3 | 3:00 | 12.2 | 3 | 1 | 54 |  | 1 | 1.7666 | 3.4126 | 5.1792 | 95% | 0.74272 | 50.8019 | 6.6932 | 3.6902 | 3.5057 | 0.18451 | 5% | 8.6001 | 0 | 0 | 0 | 0 | 0 | 0 | 0 | 0 | 0% | 593.25 | 50.8019 | 0 | 542.4481 | 593.25 | 0 | 0 | 593.25 | Summer | FALSE | 0 | 0 | 0 | 0 | 0 | 0 | 1 | 0 | 1
2002-06-03 | 6 | 3 | 4:00 | 12.2 | 4 | 1 | 54 |  | 1 | 1.7666 | 3.1501 | 4.9167 | 95% | 0.70507 | 48.227 | 6.3539 | 3.5032 | 3.328 | 0.17516 | 5% | 9.0534 | 0 | 0 | 0 | 0 | 0 | 0 | 0 | 0 | 0% | 624.25 | 48.227 | 0 | 576.023 | 624.25 | 0 | 0 | 624.25 | Summer | FALSE | 0 | 0 | 0 | 0 | 0 | 0 | 1 | 0 | 1
2002-06-03 | 6 | 3 | 5:00 | 11.7 | 5 | 1 | 53 |  | 2 | 3.5332 | 3.1501 | 6.6833 | 95% | 0.95841 | 65.5553 | 8.6369 | 4.7619 | 4.5238 | 0.23809 | 5% | 8.9327 | 0 | 0 | 0 | 0 | 0 | 0 | 0 | 0 | 0% | 616 | 65.5553 | 0 | 550.4447 | 616 | 0 | 0 | 616 | Summer | FALSE | 0 | 0 | 0 | 0 | 0 | 0 | 1 | 0 | 1
2002-06-03 | 6 | 3 | 6:00 | 12.2 | 6 | 1 | 54 |  | 1 | 1.7666 | 3.9376 | 5.7042 | 95% | 0.81801 | 55.9518 | 7.3716 | 4.0643 | 3.8611 | 0.20321 | 5% | 9.1045 | 0.6 | 0.6 | 0.6 | 41.04 | 5.407 | 2.9811 | 2.9811 | 0 | 0% | 627.75 | 55.9518 | 0 | 571.7982 | 627.75 | 41.04 | 0 | 586.71 | Summer | FALSE | 0 | 0 | 0 | 0 | 0 | 0 | 1 | 0 | 1
2002-06-03 | 6 | 3 | 7:00 | 13.3 | 7 | 1 | 56 |  | 0 | 0 | 4.7252 | 4.7252 | 95% | 0.67761 | 46.3483 | 6.1064 | 3.3667 | 3.1984 | 0.16833 | 5% | 9.8465 | 0.6 | 0.6 | 0.6 | 41.04 | 5.407 | 2.9811 | 2.9811 | 0 | 0% | 678.5 | 46.3483 | 0 | 632.1517 | 678.5 | 41.04 | 0 | 637.46 | Summer | FALSE | 0 | 0 | 0 | 0 | 0 | 0 | 1 | 0 | 1
2002-06-03 | 6 | 3 | 8:00 | 14.4 | 8 | 1 | 58 |  | 0 | 0 | 7.6128 | 7.6128 | 95% | 1 | 68.4 | 9.0117 | 4.9685 | 4.7201 | 0.24843 | 5% | 13.7135 | 0.6 | 0.6 | 0.6 | 41.04 | 5.407 | 2.9811 | 2.9811 | 0 | 0% | 943 | 68.4 | 0 | 874.6 | 943 | 41.04 | 0 | 901.96 | Summer | FALSE | 0 | 0 | 0 | 0 | 0 | 0 | 0 | 1 | 1
2002-06-03 | 6 | 3 | 9:00 | 15.6 | 9 | 1 | 60 |  | 0 | 0 | 6.5627 | 6.5627 | 95% | 0.94112 | 64.3726 | 8.4811 | 4.676 | 4.4422 | 0.2338 | 5% | 13.7354 | 0.6 | 0.6 | 0.6 | 41.04 | 5.407 | 2.9811 | 2.9811 | 0 | 0% | 944.5 | 64.3726 | 0 | 880.1274 | 944.5 | 41.04 | 0 | 903.46 | Summer | FALSE | 0 | 0 | 0 | 0 | 0 | 0 | 1 | 0 | 1
2002-06-03 | 6 | 3 | 10:00 | 17.2 | 10 | 1 | 63 |  | 0 | 0 | 6.0377 | 6.0377 | 95% | 0.86583 | 59.2228 | 7.8026 | 4.3019 | 4.0868 | 0.21509 | 5% | 14.2982 | 0.6 | 0.6 | 0.6 | 41.04 | 5.407 | 2.9811 | 2.9811 | 0 | 0% | 983 | 59.2228 | 0 | 923.7772 | 983 | 41.04 | 0 | 941.96 | Summer | FALSE | 0 | 0 | 0 | 0 | 0 | 0 | 1 | 0 | 1
2002-06-03 | 6 | 3 | 11:00 | 17.8 | 11 | 1 | 64 |  | 0 | 0 | 5.2502 | 5.2502 | 95% | 0.7529 | 51.4981 | 6.7849 | 3.7408 | 3.5537 | 0.18704 | 5% | 14.28 | 0.6 | 0.6 | 0.6 | 41.04 | 5.407 | 2.9811 | 2.9811 | 0 | 0% | 981.75 | 51.4981 | 0 | 930.2519 | 981.75 | 41.04 | 0 | 940.71 | Summer | FALSE | 0 | 0 | 0 | 0 | 0 | 0 | 1 | 0 | 1
2002-06-03 | 6 | 3 | 12:00 | 19.4 | 12 | 1 | 67 |  | 0 | 0 | 5.2502 | 5.2502 | 95% | 0.7529 | 51.4981 | 6.7849 | 3.7408 | 3.5537 | 0.18704 | 5% | 14.2105 | 0.6 | 0.6 | 0.6 | 41.04 | 5.407 | 2.9811 | 2.9811 | 0 | 0% | 977 | 51.4981 | 0 | 925.5019 | 977 | 41.04 | 0 | 935.96 | Summer | FALSE | 0 | 0 | 0 | 0 | 0 | 0 | 1 | 0 | 1
2002-06-03 | 6 | 3 | 13:00 | 20 | 13 | 1 | 68 |  | 0 | 0 | 4.7252 | 4.7252 | 95% | 0.67761 | 46.3483 | 6.1064 | 3.3667 | 3.1984 | 0.16833 | 5% | 14.3494 | 1 | 1 | 1 | 68.4 | 9.0117 | 4.9685 | 3.5439 | 1.4246 | 28.67% | 986.5 | 46.3483 | 0 | 940.1517 | 986.5 | 68.4 | 0 | 918.1 | Summer | FALSE | 1 | 1 | 46.3483 | 68.4 | 0 | 0 | 1 | 0 | 1
2002-06-03 | 6 | 3 | 14:00 | 21.1 | 14 | 1 | 70 |  | 0 | 0 | 3.9376 | 3.9376 | 95% | 0.56467 | 38.6235 | 5.0887 | 2.8056 | 2.6653 | 0.14028 | 5% | 14.3092 | 1 | 1 | 1 | 68.4 | 9.0117 | 4.9685 | 2.9532 | 2.0153 | 40.56% | 983.75 | 38.6235 | 0 | 945.1265 | 983.75 | 68.4 | 0 | 915.35 | Summer | FALSE | 1 | 1 | 38.6235 | 68.4 | 0 | 0 | 1 | 0 | 1
2002-06-03 | 6 | 3 | 15:00 | 21.7 | 15 | 1 | 71 |  | 0 | 0 | 3.6751 | 3.6751 | 95% | 0.52703 | 36.0486 | 4.7494 | 2.6185 | 2.4876 | 0.13093 | 5% | 14.1813 | 1 | 1 | 1 | 68.4 | 9.0117 | 4.9685 | 2.7564 | 2.2121 | 44.52% | 975 | 36.0486 | 0 | 938.9514 | 975 | 68.4 | 0 | 906.6 | Summer | FALSE | 1 | 1 | 36.0486 | 68.4 | 0 | 0 | 1 | 0 | 1
2002-06-03 | 6 | 3 | 16:00 | 21.1 | 16 | 1 | 70 |  | 0 | 0 | 3.6751 | 3.6751 | 95% | 0.52703 | 36.0486 | 4.7494 | 2.6185 | 2.4876 | 0.13093 | 5% | 14.3238 | 1 | 1 | 1 | 68.4 | 9.0117 | 4.9685 | 2.7564 | 2.2121 | 44.52% | 984.75 | 36.0486 | 0 | 948.7014 | 984.75 | 68.4 | 0 | 916.35 | Summer | FALSE | 1 | 1 | 36.0486 | 68.4 | 0 | 0 | 1 | 0 | 1
2002-06-03 | 6 | 3 | 17:00 | 21.1 | 17 | 1 | 70 |  | 0 | 0 | 4.7252 | 4.7252 | 95% | 0.67761 | 46.3483 | 6.1064 | 3.3667 | 3.1984 | 0.16833 | 5% | 13.9583 | 1 | 1 | 1 | 68.4 | 9.0117 | 4.9685 | 3.5439 | 1.4246 | 28.67% | 959.75 | 46.3483 | 0 | 913.4017 | 959.75 | 68.4 | 0 | 891.35 | Summer | FALSE | 0 | 0 | 0 | 0 | 0 | 0 | 1 | 0 | 1
2002-06-03 | 6 | 3 | 18:00 | 20.6 | 18 | 1 | 69 |  | 0 | 0 | 6.0377 | 6.0377 | 95% | 0.86583 | 59.2228 | 7.8026 | 4.3019 | 4.0868 | 0.21509 | 5% | 13.5015 | 0.6 | 0.6 | 0.6 | 41.04 | 5.407 | 2.9811 | 2.9811 | 0 | 0% | 928.5 | 59.2228 | 0 | 869.2772 | 928.5 | 41.04 | 0 | 887.46 | Summer | FALSE | 0 | 0 | 0 | 0 | 0 | 0 | 1 | 0 | 1
2002-06-03 | 6 | 3 | 19:00 | 19.4 | 19 | 1 | 67 |  | 0 | 0 | 6.5627 | 6.5627 | 95% | 0.94112 | 64.3726 | 8.4811 | 4.676 | 4.4422 | 0.2338 | 5% | 12.9386 | 0.6 | 0.6 | 0.6 | 41.04 | 5.407 | 2.9811 | 2.9811 | 0 | 0% | 890 | 64.3726 | 0 | 825.6274 | 890 | 41.04 | 0 | 848.96 | Summer | FALSE | 0 | 0 | 0 | 0 | 0 | 0 | 1 | 0 | 1
2002-06-03 | 6 | 3 | 20:00 | 18.3 | 20 | 1 | 65 |  | 0 | 0 | 5.7752 | 5.7752 | 95% | 0.82819 | 56.6479 | 7.4634 | 4.1148 | 3.9091 | 0.20574 | 5% | 12.3465 | 0.6 | 0.6 | 0.6 | 41.04 | 5.407 | 2.9811 | 2.9811 | 0 | 0% | 849.5 | 56.6479 | 0 | 792.8521 | 849.5 | 41.04 | 0 | 808.46 | Summer | FALSE | 0 | 0 | 0 | 0 | 0 | 0 | 1 | 0 | 1
2002-06-03 | 6 | 3 | 21:00 | 15.6 | 21 | 1 | 60 |  | 0 | 0 | 4.7252 | 4.7252 | 95% | 0.67761 | 46.3483 | 6.1064 | 3.3667 | 3.1984 | 0.16833 | 5% | 11.9773 | 0.6 | 0.6 | 0.6 | 41.04 | 5.407 | 2.9811 | 2.9811 | 0 | 0% | 824.25 | 46.3483 | 0 | 777.9017 | 824.25 | 41.04 | 0 | 783.21 | Summer | FALSE | 0 | 0 | 0 | 0 | 0 | 0 | 1 | 0 | 1
2002-06-03 | 6 | 3 | 22:00 | 15 | 22 | 1 | 59 |  | 0 | 0 | 4.2002 | 4.2002 | 95% | 0.60232 | 41.1985 | 5.4279 | 2.9926 | 2.843 | 0.14963 | 5% | 11.7178 | 0.6 | 0.6 | 0.6 | 41.04 | 5.407 | 2.9811 | 2.9811 | 0 | 0% | 806.5 | 41.1985 | 0 | 765.3015 | 806.5 | 41.04 | 0 | 765.46 | Summer | FALSE | 0 | 0 | 0 | 0 | 0 | 0 | 1 | 0 | 1
2002-06-03 | 6 | 3 | 23:00 | 14.4 | 23 | 1 | 58 |  | 0 | 0 | 5.2502 | 5.2502 | 95% | 0.7529 | 51.4981 | 6.7849 | 3.7408 | 3.5537 | 0.18704 | 5% | 11.557 | 0.6 | 0.6 | 0.6 | 41.04 | 5.407 | 2.9811 | 2.9811 | 0 | 0% | 795.5 | 51.4981 | 0 | 744.0019 | 795.5 | 41.04 | 0 | 754.46 | Summer | FALSE | 0 | 0 | 0 | 0 | 0 | 0 | 1 | 0 | 1
2002-06-03 | 6 | 3 | 24:00 | 12.2 | 0 | 1 | 54 |  | 1 | 1.7666 | 4.2002 | 5.9668 | 95% | 0.85565 | 58.5267 | 7.7109 | 4.2513 | 4.0387 | 0.21257 | 5% | 11.4327 | 0 | 0 | 0 | 0 | 0 | 0 | 0 | 0 | 0% | 787 | 58.5267 | 0 | 728.4733 | 787 | 0 | 0 | 787 | Summer | FALSE | 0 | 0 | 0 | 0 | 0 | 0 | 1 | 0 | 1
2002-06-04 | 6 | 4 | 1:00 | 12.8 | 1 | 1 | 55 |  | 0 | 0 | 3.9376 | 3.9376 | 95% | 0.56467 | 38.6235 | 5.0887 | 2.8056 | 2.6653 | 0.14028 | 5% | 11.3414 | 0 | 0 | 0 | 0 | 0 | 0 | 0 | 0 | 0% | 780.75 | 38.6235 | 0 | 742.1265 | 780.75 | 0 | 0 | 780.75 | Summer | FALSE | 0 | 0 | 0 | 0 | 0 | 0 | 1 | 0 | 1
2002-06-04 | 6 | 4 | 2:00 | 11.1 | 2 | 1 | 52 |  | 3 | 5.2998 | 3.1501 | 8.4499 | 95% | 1 | 68.4 | 9.0117 | 4.9685 | 4.7201 | 0.24843 | 5% | 11.3852 | 0 | 0 | 0 | 0 | 0 | 0 | 0 | 0 | 0% | 783.75 | 68.4 | 0 | 715.35 | 783.75 | 0 | 0 | 783.75 | Summer | FALSE | 0 | 0 | 0 | 0 | 0 | 0 | 0 | 1 | 1
2002-06-04 | 6 | 4 | 3:00 | 11.1 | 3 | 1 | 52 |  | 3 | 5.2998 | 3.4126 | 8.7124 | 95% | 1 | 68.4 | 9.0117 | 4.9685 | 4.7201 | 0.24843 | 5% | 11.4327 | 0 | 0 | 0 | 0 | 0 | 0 | 0 | 0 | 0% | 787 | 68.4 | 0 | 718.6 | 787 | 0 | 0 | 787 | Summer | FALSE | 0 | 0 | 0 | 0 | 0 | 0 | 0 | 1 | 1
2002-06-04 | 6 | 4 | 4:00 | 11.7 | 4 | 1 | 53 |  | 2 | 3.5332 | 3.1501 | 6.6833 | 95% | 0.95841 | 65.5553 | 8.6369 | 4.7619 | 4.5238 | 0.23809 | 5% | 11.473 | 0 | 0 | 0 | 0 | 0 | 0 | 0 | 0 | 0% | 789.75 | 65.5553 | 0 | 724.1947 | 789.75 | 0 | 0 | 789.75 | Summer | FALSE | 0 | 0 | 0 | 0 | 0 | 0 | 1 | 0 | 1
2002-06-04 | 6 | 4 | 5:00 | 11.1 | 5 | 1 | 52 |  | 3 | 5.2998 | 3.1501 | 8.4499 | 95% | 1 | 68.4 | 9.0117 | 4.9685 | 4.7201 | 0.24843 | 5% | 11.3706 | 0 | 0 | 0 | 0 | 0 | 0 | 0 | 0 | 0% | 782.75 | 68.4 | 0 | 714.35 | 782.75 | 0 | 0 | 782.75 | Summer | FALSE | 0 | 0 | 0 | 0 | 0 | 0 | 0 | 1 | 1
2002-06-04 | 6 | 4 | 6:00 | 13.3 | 6 | 1 | 56 |  | 0 | 0 | 3.9376 | 3.9376 | 95% | 0.56467 | 38.6235 | 5.0887 | 2.8056 | 2.6653 | 0.14028 | 5% | 11.7105 | 0.6 | 0.6 | 0.6 | 41.04 | 5.407 | 2.9811 | 2.9532 | 0.027867 | 0.9348% | 806 | 38.6235 | 0 | 767.3765 | 806 | 41.04 | 0 | 764.96 | Summer | FALSE | 0 | 0 | 0 | 0 | 0 | 0 | 1 | 0 | 1
2002-06-04 | 6 | 4 | 7:00 | 13.9 | 7 | 1 | 57 |  | 0 | 0 | 4.7252 | 4.7252 | 95% | 0.67761 | 46.3483 | 6.1064 | 3.3667 | 3.1984 | 0.16833 | 5% | 12.9167 | 0.6 | 0.6 | 0.6 | 41.04 | 5.407 | 2.9811 | 2.9811 | 0 | 0% | 888.5 | 46.3483 | 0 | 842.1517 | 888.5 | 41.04 | 0 | 847.46 | Summer | FALSE | 0 | 0 | 0 | 0 | 0 | 0 | 1 | 0 | 1
2002-06-04 | 6 | 4 | 8:00 | 14.4 | 8 | 1 | 58 |  | 0 | 0 | 7.6128 | 7.6128 | 95% | 1 | 68.4 | 9.0117 | 4.9685 | 4.7201 | 0.24843 | 5% | 13.1798 | 0.6 | 0.6 | 0.6 | 41.04 | 5.407 | 2.9811 | 2.9811 | 0 | 0% | 906.5 | 68.4 | 0 | 838.1 | 906.5 | 41.04 | 0 | 865.46 | Summer | FALSE | 0 | 0 | 0 | 0 | 0 | 0 | 0 | 1 | 1
2002-06-04 | 6 | 4 | 9:00 | 15.6 | 9 | 1 | 60 |  | 0 | 0 | 6.5627 | 6.5627 | 95% | 0.94112 | 64.3726 | 8.4811 | 4.676 | 4.4422 | 0.2338 | 5% | 13.4503 | 0.6 | 0.6 | 0.6 | 41.04 | 5.407 | 2.9811 | 2.9811 | 0 | 0% | 925 | 64.3726 | 0 | 860.6274 | 925 | 41.04 | 0 | 883.96 | Summer | FALSE | 0 | 0 | 0 | 0 | 0 | 0 | 1 | 0 | 1
2002-06-04 | 6 | 4 | 10:00 | 16.1 | 10 | 1 | 61 |  | 0 | 0 | 6.0377 | 6.0377 | 95% | 0.86583 | 59.2228 | 7.8026 | 4.3019 | 4.0868 | 0.21509 | 5% | 14.2946 | 0.6 | 0.6 | 0.6 | 41.04 | 5.407 | 2.9811 | 2.9811 | 0 | 0% | 982.75 | 59.2228 | 0 | 923.5272 | 982.75 | 41.04 | 0 | 941.71 | Summer | FALSE | 0 | 0 | 0 | 0 | 0 | 0 | 1 | 0 | 1
2002-06-04 | 6 | 4 | 11:00 | 16.7 | 11 | 1 | 62 |  | 0 | 0 | 5.2502 | 5.2502 | 95% | 0.7529 | 51.4981 | 6.7849 | 3.7408 | 3.5537 | 0.18704 | 5% | 14.2069 | 0.6 | 0.6 | 0.6 | 41.04 | 5.407 | 2.9811 | 2.9811 | 0 | 0% | 976.75 | 51.4981 | 0 | 925.2519 | 976.75 | 41.04 | 0 | 935.71 | Summer | FALSE | 0 | 0 | 0 | 0 | 0 | 0 | 1 | 0 | 1
2002-06-04 | 6 | 4 | 12:00 | 17.2 | 12 | 1 | 63 |  | 0 | 0 | 5.2502 | 5.2502 | 95% | 0.7529 | 51.4981 | 6.7849 | 3.7408 | 3.5537 | 0.18704 | 5% | 14.7515 | 0.6 | 0.6 | 0.6 | 41.04 | 5.407 | 2.9811 | 2.9811 | 0 | 0% | 1014 | 51.4981 | 0 | 962.5019 | 1014 | 41.04 | 0 | 972.96 | Summer | FALSE | 0 | 0 | 0 | 0 | 0 | 0 | 1 | 0 | 1
2002-06-04 | 6 | 4 | 13:00 | 17.2 | 13 | 1 | 63 |  | 0 | 0 | 4.7252 | 4.7252 | 95% | 0.67761 | 46.3483 | 6.1064 | 3.3667 | 3.1984 | 0.16833 | 5% | 14.693 | 1 | 1 | 1 | 68.4 | 9.0117 | 4.9685 | 3.5439 | 1.4246 | 28.67% | 1010 | 46.3483 | 0 | 963.6517 | 1010 | 68.4 | 0 | 941.6 | Summer | FALSE | 1 | 1 | 46.3483 | 68.4 | 0 | 0 | 1 | 0 | 1
2002-06-04 | 6 | 4 | 14:00 | 17.2 | 14 | 1 | 63 |  | 0 | 0 | 3.9376 | 3.9376 | 95% | 0.56467 | 38.6235 | 5.0887 | 2.8056 | 2.6653 | 0.14028 | 5% | 14.9817 | 1 | 1 | 1 | 68.4 | 9.0117 | 4.9685 | 2.9532 | 2.0153 | 40.56% | 1029.75 | 38.6235 | 0 | 991.1265 | 1029.75 | 68.4 | 0 | 961.35 | Summer | FALSE | 1 | 1 | 38.6235 | 68.4 | 0 | 0 | 1 | 0 | 1
2002-06-04 | 6 | 4 | 15:00 | 17.2 | 15 | 1 | 63 |  | 0 | 0 | 3.6751 | 3.6751 | 95% | 0.52703 | 36.0486 | 4.7494 | 2.6185 | 2.4876 | 0.13093 | 5% | 14.8063 | 1 | 1 | 1 | 68.4 | 9.0117 | 4.9685 | 2.7564 | 2.2121 | 44.52% | 1017.75 | 36.0486 | 0 | 981.7014 | 1017.75 | 68.4 | 0 | 949.35 | Summer | FALSE | 1 | 1 | 36.0486 | 68.4 | 0 | 0 | 1 | 0 | 1
2002-06-04 | 6 | 4 | 16:00 | 17.2 | 16 | 1 | 63 |  | 0 | 0 | 3.6751 | 3.6751 | 95% | 0.52703 | 36.0486 | 4.7494 | 2.6185 | 2.4876 | 0.13093 | 5% | 14.3348 | 1 | 1 | 1 | 68.4 | 9.0117 | 4.9685 | 2.7564 | 2.2121 | 44.52% | 985.5 | 36.0486 | 0 | 949.4514 | 985.5 | 68.4 | 0 | 917.1 | Summer | FALSE | 1 | 1 | 36.0486 | 68.4 | 0 | 0 | 1 | 0 | 1
2002-06-04 | 6 | 4 | 17:00 | 17.8 | 17 | 1 | 64 |  | 0 | 0 | 4.7252 | 4.7252 | 95% | 0.67761 | 46.3483 | 6.1064 | 3.3667 | 3.1984 | 0.16833 | 5% | 14.1228 | 1 | 1 | 1 | 68.4 | 9.0117 | 4.9685 | 3.5439 | 1.4246 | 28.67% | 971 | 46.3483 | 0 | 924.6517 | 971 | 68.4 | 0 | 902.6 | Summer | FALSE | 0 | 0 | 0 | 0 | 0 | 0 | 1 | 0 | 1
2002-06-04 | 6 | 4 | 18:00 | 19.4 | 18 | 1 | 67 |  | 0 | 0 | 6.0377 | 6.0377 | 95% | 0.86583 | 59.2228 | 7.8026 | 4.3019 | 4.0868 | 0.21509 | 5% | 13.242 | 0.6 | 0.6 | 0.6 | 41.04 | 5.407 | 2.9811 | 2.9811 | 0 | 0% | 910.75 | 59.2228 | 0 | 851.5272 | 910.75 | 41.04 | 0 | 869.71 | Summer | FALSE | 0 | 0 | 0 | 0 | 0 | 0 | 1 | 0 | 1
2002-06-04 | 6 | 4 | 19:00 | 18.3 | 19 | 1 | 65 |  | 0 | 0 | 6.5627 | 6.5627 | 95% | 0.94112 | 64.3726 | 8.4811 | 4.676 | 4.4422 | 0.2338 | 5% | 13.3151 | 0.6 | 0.6 | 0.6 | 41.04 | 5.407 | 2.9811 | 2.9811 | 0 | 0% | 915.75 | 64.3726 | 0 | 851.3774 | 915.75 | 41.04 | 0 | 874.71 | Summer | FALSE | 0 | 0 | 0 | 0 | 0 | 0 | 1 | 0 | 1
2002-06-04 | 6 | 4 | 20:00 | 17.8 | 20 | 1 | 64 |  | 0 | 0 | 5.7752 | 5.7752 | 95% | 0.82819 | 56.6479 | 7.4634 | 4.1148 | 3.9091 | 0.20574 | 5% | 12.8143 | 0.6 | 0.6 | 0.6 | 41.04 | 5.407 | 2.9811 | 2.9811 | 0 | 0% | 881.5 | 56.6479 | 0 | 824.8521 | 881.5 | 41.04 | 0 | 840.46 | Summer | FALSE | 0 | 0 | 0 | 0 | 0 | 0 | 1 | 0 | 1
2002-06-04 | 6 | 4 | 21:00 | 16.7 | 21 | 1 | 62 |  | 0 | 0 | 4.7252 | 4.7252 | 95% | 0.67761 | 46.3483 | 6.1064 | 3.3667 | 3.1984 | 0.16833 | 5% | 12.0577 | 0.6 | 0.6 | 0.6 | 41.04 | 5.407 | 2.9811 | 2.9811 | 0 | 0% | 829.75 | 46.3483 | 0 | 783.4017 | 829.75 | 41.04 | 0 | 788.71 | Summer | FALSE | 0 | 0 | 0 | 0 | 0 | 0 | 1 | 0 | 1
2002-06-04 | 6 | 4 | 22:00 | 16.1 | 22 | 1 | 61 |  | 0 | 0 | 4.2002 | 4.2002 | 95% | 0.60232 | 41.1985 | 5.4279 | 2.9926 | 2.843 | 0.14963 | 5% | 11.6082 | 0.6 | 0.6 | 0.6 | 41.04 | 5.407 | 2.9811 | 2.9811 | 0 | 0% | 799 | 41.1985 | 0 | 757.8015 | 799 | 41.04 | 0 | 757.96 | Summer | FALSE | 0 | 0 | 0 | 0 | 0 | 0 | 1 | 0 | 1
2002-06-04 | 6 | 4 | 23:00 | 16.1 | 23 | 1 | 61 |  | 0 | 0 | 5.2502 | 5.2502 | 95% | 0.7529 | 51.4981 | 6.7849 | 3.7408 | 3.5537 | 0.18704 | 5% | 11.4766 | 0.6 | 0.6 | 0.6 | 41.04 | 5.407 | 2.9811 | 2.9811 | 0 | 0% | 790 | 51.4981 | 0 | 738.5019 | 790 | 41.04 | 0 | 748.96 | Summer | FALSE | 0 | 0 | 0 | 0 | 0 | 0 | 1 | 0 | 1
2002-06-04 | 6 | 4 | 24:00 | 15.6 | 0 | 1 | 60 |  | 0 | 0 | 4.2002 | 4.2002 | 95% | 0.60232 | 41.1985 | 5.4279 | 2.9926 | 2.843 | 0.14963 | 5% | 11.4949 | 0 | 0 | 0 | 0 | 0 | 0 | 0 | 0 | 0% | 791.25 | 41.1985 | 0 | 750.0515 | 791.25 | 0 | 0 | 791.25 | Summer | FALSE | 0 | 0 | 0 | 0 | 0 | 0 | 1 | 0 | 1
2002-06-05 | 6 | 5 | 1:00 | 16.1 | 1 | 1 | 61 |  | 0 | 0 | 3.9376 | 3.9376 | 95% | 0.56467 | 38.6235 | 5.0887 | 2.8056 | 2.6653 | 0.14028 | 5% | 11.5095 | 0 | 0 | 0 | 0 | 0 | 0 | 0 | 0 | 0% | 792.25 | 38.6235 | 0 | 753.6265 | 792.25 | 0 | 0 | 792.25 | Summer | FALSE | 0 | 0 | 0 | 0 | 0 | 0 | 1 | 0 | 1
2002-06-05 | 6 | 5 | 2:00 | 16.1 | 2 | 1 | 61 |  | 0 | 0 | 3.1501 | 3.1501 | 95% | 0 | 0 | 0 | 0 | 0 | 0 | 5% | 11.4547 | 0 | 0 | 0 | 0 | 0 | 0 | 0 | 0 | 0% | 788.5 | 0 | 0 | 788.5 | 788.5 | 0 | 0 | 788.5 | Summer | FALSE | 0 | 0 | 0 | 0 | 1 | 0 | 1 | 0 | 0
2002-06-05 | 6 | 5 | 3:00 | 15.6 | 3 | 1 | 60 |  | 0 | 0 | 3.4126 | 3.4126 | 95% | 0 | 0 | 0 | 0 | 0 | 0 | 5% | 11.2354 | 0 | 0 | 0 | 0 | 0 | 0 | 0 | 0 | 0% | 773.5 | 0 | 0 | 773.5 | 773.5 | 0 | 0 | 773.5 | Summer | FALSE | 0 | 0 | 0 | 0 | 1 | 0 | 1 | 0 | 0
2002-06-05 | 6 | 5 | 4:00 | 15.6 | 4 | 1 | 60 |  | 0 | 0 | 3.1501 | 3.1501 | 95% | 0 | 0 | 0 | 0 | 0 | 0 | 5% | 11.6959 | 0 | 0 | 0 | 0 | 0 | 0 | 0 | 0 | 0% | 805 | 0 | 0 | 805 | 805 | 0 | 0 | 805 | Summer | FALSE | 0 | 0 | 0 | 0 | 1 | 0 | 1 | 0 | 0
2002-06-05 | 6 | 5 | 5:00 | 16.1 | 5 | 1 | 61 |  | 0 | 0 | 3.1501 | 3.1501 | 95% | 0 | 0 | 0 | 0 | 0 | 0 | 5% | 11.3596 | 0 | 0 | 0 | 0 | 0 | 0 | 0 | 0 | 0% | 782 | 0 | 0 | 782 | 782 | 0 | 0 | 782 | Summer | FALSE | 0 | 0 | 0 | 0 | 1 | 0 | 1 | 0 | 0
2002-06-05 | 6 | 5 | 6:00 | 16.7 | 6 | 1 | 62 |  | 0 | 0 | 3.9376 | 3.9376 | 95% | 0.56467 | 38.6235 | 5.0887 | 2.8056 | 2.6653 | 0.14028 | 5% | 11.9371 | 0.6 | 0.6 | 0.6 | 41.04 | 5.407 | 2.9811 | 2.9532 | 0.027867 | 0.9348% | 821.5 | 38.6235 | 0 | 782.8765 | 821.5 | 41.04 | 0 | 780.46 | Summer | FALSE | 0 | 0 | 0 | 0 | 0 | 0 | 1 | 0 | 1
2002-06-05 | 6 | 5 | 7:00 | 17.2 | 7 | 1 | 63 |  | 0 | 0 | 4.7252 | 4.7252 | 95% | 0.67761 | 46.3483 | 6.1064 | 3.3667 | 3.1984 | 0.16833 | 5% | 12.9459 | 0.6 | 0.6 | 0.6 | 41.04 | 5.407 | 2.9811 | 2.9811 | 0 | 0% | 890.5 | 46.3483 | 0 | 844.1517 | 890.5 | 41.04 | 0 | 849.46 | Summer | FALSE | 0 | 0 | 0 | 0 | 0 | 0 | 1 | 0 | 1
2002-06-05 | 6 | 5 | 8:00 | 17.8 | 8 | 1 | 64 |  | 0 | 0 | 7.6128 | 7.6128 | 95% | 1 | 68.4 | 9.0117 | 4.9685 | 4.7201 | 0.24843 | 5% | 13.3662 | 0.6 | 0.6 | 0.6 | 41.04 | 5.407 | 2.9811 | 2.9811 | 0 | 0% | 919.25 | 68.4 | 0 | 850.85 | 919.25 | 41.04 | 0 | 878.21 | Summer | FALSE | 0 | 0 | 0 | 0 | 0 | 0 | 0 | 1 | 1
2002-06-05 | 6 | 5 | 9:00 | 18.3 | 9 | 1 | 65 |  | 0 | 0 | 6.5627 | 6.5627 | 95% | 0.94112 | 64.3726 | 8.4811 | 4.676 | 4.4422 | 0.2338 | 5% | 13.9474 | 0.6 | 0.6 | 0.6 | 41.04 | 5.407 | 2.9811 | 2.9811 | 0 | 0% | 959 | 64.3726 | 0 | 894.6274 | 959 | 41.04 | 0 | 917.96 | Summer | FALSE | 0 | 0 | 0 | 0 | 0 | 0 | 1 | 0 | 1
2002-06-05 | 6 | 5 | 10:00 | 18.9 | 10 | 1 | 66 |  | 0 | 0 | 6.0377 | 6.0377 | 95% | 0.86583 | 59.2228 | 7.8026 | 4.3019 | 4.0868 | 0.21509 | 5% | 14.2105 | 0.6 | 0.6 | 0.6 | 41.04 | 5.407 | 2.9811 | 2.9811 | 0 | 0% | 977 | 59.2228 | 0 | 917.7772 | 977 | 41.04 | 0 | 935.96 | Summer | FALSE | 0 | 0 | 0 | 0 | 0 | 0 | 1 | 0 | 1
2002-06-05 | 6 | 5 | 11:00 | 18.9 | 11 | 1 | 66 |  | 0 | 0 | 5.2502 | 5.2502 | 95% | 0.7529 | 51.4981 | 6.7849 | 3.7408 | 3.5537 | 0.18704 | 5% | 14.4554 | 0.6 | 0.6 | 0.6 | 41.04 | 5.407 | 2.9811 | 2.9811 | 0 | 0% | 993.75 | 51.4981 | 0 | 942.2519 | 993.75 | 41.04 | 0 | 952.71 | Summer | FALSE | 0 | 0 | 0 | 0 | 0 | 0 | 1 | 0 | 1
2002-06-05 | 6 | 5 | 12:00 | 20 | 12 | 1 | 68 |  | 0 | 0 | 5.2502 | 5.2502 | 95% | 0.7529 | 51.4981 | 6.7849 | 3.7408 | 3.5537 | 0.18704 | 5% | 14.4225 | 0.6 | 0.6 | 0.6 | 41.04 | 5.407 | 2.9811 | 2.9811 | 0 | 0% | 991.5 | 51.4981 | 0 | 940.0019 | 991.5 | 41.04 | 0 | 950.46 | Summer | FALSE | 0 | 0 | 0 | 0 | 0 | 0 | 1 | 0 | 1
2002-06-05 | 6 | 5 | 13:00 | 21.1 | 13 | 1 | 70 |  | 0 | 0 | 4.7252 | 4.7252 | 95% | 0.67761 | 46.3483 | 6.1064 | 3.3667 | 3.1984 | 0.16833 | 5% | 14.0716 | 1 | 1 | 1 | 68.4 | 9.0117 | 4.9685 | 3.5439 | 1.4246 | 28.67% | 967.5 | 46.3483 | 0 | 921.1517 | 967.5 | 68.4 | 0 | 899.1 | Summer | FALSE | 1 | 1 | 46.3483 | 68.4 | 0 | 0 | 1 | 0 | 1
2002-06-05 | 6 | 5 | 14:00 | 21.1 | 14 | 1 | 70 |  | 0 | 0 | 3.9376 | 3.9376 | 95% | 0.56467 | 38.6235 | 5.0887 | 2.8056 | 2.6653 | 0.14028 | 5% | 14.2361 | 1 | 1 | 1 | 68.4 | 9.0117 | 4.9685 | 2.9532 | 2.0153 | 40.56% | 978.75 | 38.6235 | 0 | 940.1265 | 978.75 | 68.4 | 0 | 910.35 | Summer | FALSE | 1 | 1 | 38.6235 | 68.4 | 0 | 0 | 1 | 0 | 1
2002-06-05 | 6 | 5 | 15:00 | 22.2 | 15 | 1 | 72 |  | 0 | 0 | 3.6751 | 3.6751 | 95% | 0.52703 | 36.0486 | 4.7494 | 2.6185 | 2.4876 | 0.13093 | 5% | 14.1849 | 1 | 1 | 1 | 68.4 | 9.0117 | 4.9685 | 2.7564 | 2.2121 | 44.52% | 975.25 | 36.0486 | 0 | 939.2014 | 975.25 | 68.4 | 0 | 906.85 | Summer | FALSE | 1 | 1 | 36.0486 | 68.4 | 0 | 0 | 1 | 0 | 1
2002-06-05 | 6 | 5 | 16:00 | 22.8 | 16 | 1 | 73 |  | 0 | 0 | 3.6751 | 3.6751 | 95% | 0.52703 | 36.0486 | 4.7494 | 2.6185 | 2.4876 | 0.13093 | 5% | 14.6637 | 1 | 1 | 1 | 68.4 | 9.0117 | 4.9685 | 2.7564 | 2.2121 | 44.52% | 1008 | 36.0486 | 0 | 971.9514 | 1008 | 68.4 | 0 | 939.6 | Summer | FALSE | 1 | 1 | 36.0486 | 68.4 | 0 | 0 | 1 | 0 | 1
2002-06-05 | 6 | 5 | 17:00 | 22.8 | 17 | 1 | 73 |  | 0 | 0 | 4.7252 | 4.7252 | 95% | 0.67761 | 46.3483 | 6.1064 | 3.3667 | 3.1984 | 0.16833 | 5% | 14.3604 | 1 | 1 | 1 | 68.4 | 9.0117 | 4.9685 | 3.5439 | 1.4246 | 28.67% | 987.25 | 46.3483 | 0 | 940.9017 | 987.25 | 68.4 | 0 | 918.85 | Summer | FALSE | 0 | 0 | 0 | 0 | 0 | 0 | 1 | 0 | 1
2002-06-05 | 6 | 5 | 18:00 | 23 | 18 | 1 | 73 |  | 0 | 0 | 6.0377 | 6.0377 | 95% | 0.86583 | 59.2228 | 7.8026 | 4.3019 | 4.0868 | 0.21509 | 5% | 13.6221 | 0.6 | 0.6 | 0.6 | 41.04 | 5.407 | 2.9811 | 2.9811 | 0 | 0% | 936.75 | 59.2228 | 0 | 877.5272 | 936.75 | 41.04 | 0 | 895.71 | Summer | FALSE | 0 | 0 | 0 | 0 | 0 | 0 | 1 | 0 | 1
2002-06-05 | 6 | 5 | 19:00 | 21.7 | 19 | 1 | 71 |  | 0 | 0 | 6.5627 | 6.5627 | 95% | 0.94112 | 64.3726 | 8.4811 | 4.676 | 4.4422 | 0.2338 | 5% | 13.2931 | 0.6 | 0.6 | 0.6 | 41.04 | 5.407 | 2.9811 | 2.9811 | 0 | 0% | 914.25 | 64.3726 | 0 | 849.8774 | 914.25 | 41.04 | 0 | 873.21 | Summer | FALSE | 0 | 0 | 0 | 0 | 0 | 0 | 1 | 0 | 1
2002-06-05 | 6 | 5 | 20:00 | 20.6 | 20 | 1 | 69 |  | 0 | 0 | 5.7752 | 5.7752 | 95% | 0.82819 | 56.6479 | 7.4634 | 4.1148 | 3.9091 | 0.20574 | 5% | 13.03 | 0.6 | 0.6 | 0.6 | 41.04 | 5.407 | 2.9811 | 2.9811 | 0 | 0% | 896.25 | 56.6479 | 0 | 839.6021 | 896.25 | 41.04 | 0 | 855.21 | Summer | FALSE | 0 | 0 | 0 | 0 | 0 | 0 | 1 | 0 | 1
2002-06-05 | 6 | 5 | 21:00 | 21.1 | 21 | 1 | 70 |  | 0 | 0 | 4.7252 | 4.7252 | 95% | 0.67761 | 46.3483 | 6.1064 | 3.3667 | 3.1984 | 0.16833 | 5% | 12.1674 | 0.6 | 0.6 | 0.6 | 41.04 | 5.407 | 2.9811 | 2.9811 | 0 | 0% | 837.25 | 46.3483 | 0 | 790.9017 | 837.25 | 41.04 | 0 | 796.21 | Summer | FALSE | 0 | 0 | 0 | 0 | 0 | 0 | 1 | 0 | 1
2002-06-05 | 6 | 5 | 22:00 | 21.7 | 22 | 1 | 71 |  | 0 | 0 | 4.2002 | 4.2002 | 95% | 0.60232 | 41.1985 | 5.4279 | 2.9926 | 2.843 | 0.14963 | 5% | 12.2624 | 0.6 | 0.6 | 0.6 | 41.04 | 5.407 | 2.9811 | 2.9811 | 0 | 0% | 843.75 | 41.1985 | 0 | 802.5515 | 843.75 | 41.04 | 0 | 802.71 | Summer | FALSE | 0 | 0 | 0 | 0 | 0 | 0 | 1 | 0 | 1
2002-06-05 | 6 | 5 | 23:00 | 21.7 | 23 | 1 | 71 |  | 0 | 0 | 5.2502 | 5.2502 | 95% | 0.7529 | 51.4981 | 6.7849 | 3.7408 | 3.5537 | 0.18704 | 5% | 11.7434 | 0.6 | 0.6 | 0.6 | 41.04 | 5.407 | 2.9811 | 2.9811 | 0 | 0% | 808.25 | 51.4981 | 0 | 756.7519 | 808.25 | 41.04 | 0 | 767.21 | Summer | FALSE | 0 | 0 | 0 | 0 | 0 | 0 | 1 | 0 | 1
2002-06-05 | 6 | 5 | 24:00 | 21 | 0 | 1 | 70 |  | 0 | 0 | 4.2002 | 4.2002 | 95% | 0.60232 | 41.1985 | 5.4279 | 2.9926 | 2.843 | 0.14963 | 5% | 12.0577 | 0 | 0 | 0 | 0 | 0 | 0 | 0 | 0 | 0% | 829.75 | 41.1985 | 0 | 788.5515 | 829.75 | 0 | 0 | 829.75 | Summer | FALSE | 0 | 0 | 0 | 0 | 0 | 0 | 1 | 0 | 1
2002-06-06 | 6 | 6 | 1:00 | 20.6 | 1 | 1 | 69 |  | 0 | 0 | 3.9376 | 3.9376 | 95% | 0.56467 | 38.6235 | 5.0887 | 2.8056 | 2.6653 | 0.14028 | 5% | 11.7434 | 0 | 0 | 0 | 0 | 0 | 0 | 0 | 0 | 0% | 808.25 | 38.6235 | 0 | 769.6265 | 808.25 | 0 | 0 | 808.25 | Summer | FALSE | 0 | 0 | 0 | 0 | 0 | 0 | 1 | 0 | 1
2002-06-06 | 6 | 6 | 2:00 | 19.4 | 2 | 1 | 67 |  | 0 | 0 | 3.1501 | 3.1501 | 95% | 0 | 0 | 0 | 0 | 0 | 0 | 5% | 11.8677 | 0 | 0 | 0 | 0 | 0 | 0 | 0 | 0 | 0% | 816.75 | 0 | 0 | 816.75 | 816.75 | 0 | 0 | 816.75 | Summer | FALSE | 0 | 0 | 0 | 0 | 1 | 0 | 1 | 0 | 0
2002-06-06 | 6 | 6 | 3:00 | 18.9 | 3 | 1 | 66 |  | 0 | 0 | 3.4126 | 3.4126 | 95% | 0 | 0 | 0 | 0 | 0 | 0 | 5% | 11.8421 | 0 | 0 | 0 | 0 | 0 | 0 | 0 | 0 | 0% | 815 | 0 | 0 | 815 | 815 | 0 | 0 | 815 | Summer | FALSE | 0 | 0 | 0 | 0 | 1 | 0 | 1 | 0 | 0
2002-06-06 | 6 | 6 | 4:00 | 19.4 | 4 | 1 | 67 |  | 0 | 0 | 3.1501 | 3.1501 | 95% | 0 | 0 | 0 | 0 | 0 | 0 | 5% | 12.0468 | 0 | 0 | 0 | 0 | 0 | 0 | 0 | 0 | 0% | 829 | 0 | 0 | 829 | 829 | 0 | 0 | 829 | Summer | FALSE | 0 | 0 | 0 | 0 | 1 | 0 | 1 | 0 | 0
2002-06-06 | 6 | 6 | 5:00 | 18.9 | 5 | 1 | 66 |  | 0 | 0 | 3.1501 | 3.1501 | 95% | 0 | 0 | 0 | 0 | 0 | 0 | 5% | 11.7398 | 0 | 0 | 0 | 0 | 0 | 0 | 0 | 0 | 0% | 808 | 0 | 0 | 808 | 808 | 0 | 0 | 808 | Summer | FALSE | 0 | 0 | 0 | 0 | 1 | 0 | 1 | 0 | 0
2002-06-06 | 6 | 6 | 6:00 | 20 | 6 | 1 | 68 |  | 0 | 0 | 3.9376 | 3.9376 | 95% | 0.56467 | 38.6235 | 5.0887 | 2.8056 | 2.6653 | 0.14028 | 5% | 12.0724 | 0.6 | 0.6 | 0.6 | 41.04 | 5.407 | 2.9811 | 2.9532 | 0.027867 | 0.9348% | 830.75 | 38.6235 | 0 | 792.1265 | 830.75 | 41.04 | 0 | 789.71 | Summer | FALSE | 0 | 0 | 0 | 0 | 0 | 0 | 1 | 0 | 1
2002-06-06 | 6 | 6 | 7:00 | 20 | 7 | 1 | 68 |  | 0 | 0 | 4.7252 | 4.7252 | 95% | 0.67761 | 46.3483 | 6.1064 | 3.3667 | 3.1984 | 0.16833 | 5% | 12.1053 | 0.6 | 0.6 | 0.6 | 41.04 | 5.407 | 2.9811 | 2.9811 | 0 | 0% | 833 | 46.3483 | 0 | 786.6517 | 833 | 41.04 | 0 | 791.96 | Summer | FALSE | 0 | 0 | 0 | 0 | 0 | 0 | 1 | 0 | 1
2002-06-06 | 6 | 6 | 8:00 | 20.6 | 8 | 1 | 69 |  | 0 | 0 | 7.6128 | 7.6128 | 95% | 1 | 68.4 | 9.0117 | 4.9685 | 4.7201 | 0.24843 | 5% | 12.5512 | 0.6 | 0.6 | 0.6 | 41.04 | 5.407 | 2.9811 | 2.9811 | 0 | 0% | 863.5 | 68.4 | 0 | 795.1 | 863.5 | 41.04 | 0 | 822.46 | Summer | FALSE | 0 | 0 | 0 | 0 | 0 | 0 | 0 | 1 | 1
2002-06-06 | 6 | 6 | 9:00 | 21.1 | 9 | 1 | 70 |  | 0 | 0 | 6.5627 | 6.5627 | 95% | 0.94112 | 64.3726 | 8.4811 | 4.676 | 4.4422 | 0.2338 | 5% | 13.0702 | 0.6 | 0.6 | 0.6 | 41.04 | 5.407 | 2.9811 | 2.9811 | 0 | 0% | 899 | 64.3726 | 0 | 834.6274 | 899 | 41.04 | 0 | 857.96 | Summer | FALSE | 0 | 0 | 0 | 0 | 0 | 0 | 1 | 0 | 1
2002-06-06 | 6 | 6 | 10:00 | 19.4 | 10 | 1 | 67 |  | 0 | 0 | 6.0377 | 6.0377 | 95% | 0.86583 | 59.2228 | 7.8026 | 4.3019 | 4.0868 | 0.21509 | 5% | 13.5599 | 0.6 | 0.6 | 0.6 | 41.04 | 5.407 | 2.9811 | 2.9811 | 0 | 0% | 932.5 | 59.2228 | 0 | 873.2772 | 932.5 | 41.04 | 0 | 891.46 | Summer | FALSE | 0 | 0 | 0 | 0 | 0 | 0 | 1 | 0 | 1
2002-06-06 | 6 | 6 | 11:00 | 15.6 | 11 | 1 | 60 |  | 0 | 0 | 5.2502 | 5.2502 | 95% | 0.7529 | 51.4981 | 6.7849 | 3.7408 | 3.5537 | 0.18704 | 5% | 13.9803 | 0.6 | 0.6 | 0.6 | 41.04 | 5.407 | 2.9811 | 2.9811 | 0 | 0% | 961.25 | 51.4981 | 0 | 909.7519 | 961.25 | 41.04 | 0 | 920.21 | Summer | FALSE | 0 | 0 | 0 | 0 | 0 | 0 | 1 | 0 | 1
2002-06-06 | 6 | 6 | 12:00 | 15 | 12 | 1 | 59 |  | 0 | 0 | 5.2502 | 5.2502 | 95% | 0.7529 | 51.4981 | 6.7849 | 3.7408 | 3.5537 | 0.18704 | 5% | 14.0387 | 0.6 | 0.6 | 0.6 | 41.04 | 5.407 | 2.9811 | 2.9811 | 0 | 0% | 965.25 | 51.4981 | 0 | 913.7519 | 965.25 | 41.04 | 0 | 924.21 | Summer | FALSE | 0 | 0 | 0 | 0 | 0 | 0 | 1 | 0 | 1
2002-06-06 | 6 | 6 | 13:00 | 14.4 | 13 | 1 | 58 |  | 0 | 0 | 4.7252 | 4.7252 | 95% | 0.67761 | 46.3483 | 6.1064 | 3.3667 | 3.1984 | 0.16833 | 5% | 13.9474 | 1 | 1 | 1 | 68.4 | 9.0117 | 4.9685 | 3.5439 | 1.4246 | 28.67% | 959 | 46.3483 | 0 | 912.6517 | 959 | 68.4 | 0 | 890.6 | Summer | FALSE | 1 | 1 | 46.3483 | 68.4 | 0 | 0 | 1 | 0 | 1
2002-06-06 | 6 | 6 | 14:00 | 14.4 | 14 | 1 | 58 |  | 0 | 0 | 3.9376 | 3.9376 | 95% | 0.56467 | 38.6235 | 5.0887 | 2.8056 | 2.6653 | 0.14028 | 5% | 14.0241 | 1 | 1 | 1 | 68.4 | 9.0117 | 4.9685 | 2.9532 | 2.0153 | 40.56% | 964.25 | 38.6235 | 0 | 925.6265 | 964.25 | 68.4 | 0 | 895.85 | Summer | FALSE | 1 | 1 | 38.6235 | 68.4 | 0 | 0 | 1 | 0 | 1
2002-06-06 | 6 | 6 | 15:00 | 13.9 | 15 | 1 | 57 |  | 0 | 0 | 3.6751 | 3.6751 | 95% | 0.52703 | 36.0486 | 4.7494 | 2.6185 | 2.4876 | 0.13093 | 5% | 13.326 | 1 | 1 | 1 | 68.4 | 9.0117 | 4.9685 | 2.7564 | 2.2121 | 44.52% | 916.5 | 36.0486 | 0 | 880.4514 | 916.5 | 68.4 | 0 | 848.1 | Summer | FALSE | 1 | 1 | 36.0486 | 68.4 | 0 | 0 | 1 | 0 | 1
2002-06-06 | 6 | 6 | 16:00 | 13.3 | 16 | 1 | 56 |  | 0 | 0 | 3.6751 | 3.6751 | 95% | 0.52703 | 36.0486 | 4.7494 | 2.6185 | 2.4876 | 0.13093 | 5% | 12.6023 | 1 | 1 | 1 | 68.4 | 9.0117 | 4.9685 | 2.7564 | 2.2121 | 44.52% | 867 | 36.0486 | 0 | 830.9514 | 867 | 68.4 | 0 | 798.6 | Summer | FALSE | 1 | 1 | 36.0486 | 68.4 | 0 | 0 | 1 | 0 | 1
2002-06-06 | 6 | 6 | 17:00 | 12.8 | 17 | 1 | 55 |  | 0 | 0 | 4.7252 | 4.7252 | 95% | 0.67761 | 46.3483 | 6.1064 | 3.3667 | 3.1984 | 0.16833 | 5% | 12.1308 | 1 | 1 | 1 | 68.4 | 9.0117 | 4.9685 | 3.5439 | 1.4246 | 28.67% | 834.75 | 46.3483 | 0 | 788.4017 | 834.75 | 68.4 | 0 | 766.35 | Summer | FALSE | 0 | 0 | 0 | 0 | 0 | 0 | 1 | 0 | 1
2002-06-06 | 6 | 6 | 18:00 | 12.8 | 18 | 1 | 55 |  | 0 | 0 | 6.0377 | 6.0377 | 95% | 0.86583 | 59.2228 | 7.8026 | 4.3019 | 4.0868 | 0.21509 | 5% | 11.3633 | 0.6 | 0.6 | 0.6 | 41.04 | 5.407 | 2.9811 | 2.9811 | 0 | 0% | 782.25 | 59.2228 | 0 | 723.0272 | 782.25 | 41.04 | 0 | 741.21 | Summer | FALSE | 0 | 0 | 0 | 0 | 0 | 0 | 1 | 0 | 1
2002-06-06 | 6 | 6 | 19:00 | 12.8 | 19 | 1 | 55 |  | 0 | 0 | 6.5627 | 6.5627 | 95% | 0.94112 | 64.3726 | 8.4811 | 4.676 | 4.4422 | 0.2338 | 5% | 11.7142 | 0.6 | 0.6 | 0.6 | 41.04 | 5.407 | 2.9811 | 2.9811 | 0 | 0% | 806.25 | 64.3726 | 0 | 741.8774 | 806.25 | 41.04 | 0 | 765.21 | Summer | FALSE | 0 | 0 | 0 | 0 | 0 | 0 | 1 | 0 | 1
2002-06-06 | 6 | 6 | 20:00 | 12.2 | 20 | 1 | 54 |  | 1 | 1.7666 | 5.7752 | 7.5418 | 95% | 1 | 68.4 | 9.0117 | 4.9685 | 4.7201 | 0.24843 | 5% | 11.4547 | 0.6 | 0.6 | 0.6 | 41.04 | 5.407 | 2.9811 | 2.9811 | 0 | 0% | 788.5 | 68.4 | 0 | 720.1 | 788.5 | 41.04 | 0 | 747.46 | Summer | FALSE | 0 | 0 | 0 | 0 | 0 | 0 | 0 | 1 | 1
2002-06-06 | 6 | 6 | 21:00 | 12.8 | 21 | 1 | 55 |  | 0 | 0 | 4.7252 | 4.7252 | 95% | 0.67761 | 46.3483 | 6.1064 | 3.3667 | 3.1984 | 0.16833 | 5% | 11.3523 | 0.6 | 0.6 | 0.6 | 41.04 | 5.407 | 2.9811 | 2.9811 | 0 | 0% | 781.5 | 46.3483 | 0 | 735.1517 | 781.5 | 41.04 | 0 | 740.46 | Summer | FALSE | 0 | 0 | 0 | 0 | 0 | 0 | 1 | 0 | 1
2002-06-06 | 6 | 6 | 22:00 | 12.8 | 22 | 1 | 55 |  | 0 | 0 | 4.2002 | 4.2002 | 95% | 0.60232 | 41.1985 | 5.4279 | 2.9926 | 2.843 | 0.14963 | 5% | 11.7836 | 0.6 | 0.6 | 0.6 | 41.04 | 5.407 | 2.9811 | 2.9811 | 0 | 0% | 811 | 41.1985 | 0 | 769.8015 | 811 | 41.04 | 0 | 769.96 | Summer | FALSE | 0 | 0 | 0 | 0 | 0 | 0 | 1 | 0 | 1
2002-06-06 | 6 | 6 | 23:00 | 12.2 | 23 | 1 | 54 |  | 1 | 1.7666 | 5.2502 | 7.0168 | 95% | 1 | 68.4 | 9.0117 | 4.9685 | 4.7201 | 0.24843 | 5% | 11.2537 | 0.6 | 0.6 | 0.6 | 41.04 | 5.407 | 2.9811 | 2.9811 | 0 | 0% | 774.75 | 68.4 | 0 | 706.35 | 774.75 | 41.04 | 0 | 733.71 | Summer | FALSE | 0 | 0 | 0 | 0 | 0 | 0 | 0 | 1 | 1
2002-06-06 | 6 | 6 | 24:00 | 12.2 | 0 | 1 | 54 |  | 1 | 1.7666 | 4.2002 | 5.9668 | 95% | 0.85565 | 58.5267 | 7.7109 | 4.2513 | 4.0387 | 0.21257 | 5% | 10.5519 | 0 | 0 | 0 | 0 | 0 | 0 | 0 | 0 | 0% | 726.75 | 58.5267 | 0 | 668.2233 | 726.75 | 0 | 0 | 726.75 | Summer | FALSE | 0 | 0 | 0 | 0 | 0 | 0 | 1 | 0 | 1
2002-06-07 | 6 | 7 | 1:00 | 12.2 | 1 | 2 | 54 |  | 1 | 1.7666 | 3.9376 | 5.7042 | 95% | 0.81801 | 55.9518 | 7.3716 | 4.0643 | 3.8611 | 0.20321 | 5% | 11.4364 | 0 | 0 | 0 | 0 | 0 | 0 | 0 | 0 | 0% | 787.25 | 55.9518 | 0 | 731.2982 | 787.25 | 0 | 0 | 787.25 | Summer | 0 | 0 | 0 | 0 | 0 | 0 | 0 | 1 | 0 | 1
2002-06-07 | 6 | 7 | 2:00 | 12.2 | 2 | 2 | 54 |  | 1 | 1.7666 | 3.1501 | 4.9167 | 95% | 0.70507 | 48.227 | 6.3539 | 3.5032 | 3.328 | 0.17516 | 5% | 11.1696 | 0 | 0 | 0 | 0 | 0 | 0 | 0 | 0 | 0% | 769 | 48.227 | 0 | 720.773 | 769 | 0 | 0 | 769 | Summer | 0 | 0 | 0 | 0 | 0 | 0 | 0 | 1 | 0 | 1
2002-06-07 | 6 | 7 | 3:00 | 12.2 | 3 | 2 | 54 |  | 1 | 1.7666 | 3.4126 | 5.1792 | 95% | 0.74272 | 50.8019 | 6.6932 | 3.6902 | 3.5057 | 0.18451 | 5% | 10.9759 | 0 | 0 | 0 | 0 | 0 | 0 | 0 | 0 | 0% | 755.75 | 50.8019 | 0 | 704.9481 | 755.75 | 0 | 0 | 755.75 | Summer | 0 | 0 | 0 | 0 | 0 | 0 | 0 | 1 | 0 | 1
2002-06-07 | 6 | 7 | 4:00 | 12 | 4 | 2 | 54 |  | 1 | 1.7666 | 3.1501 | 4.9167 | 95% | 0.70507 | 48.227 | 6.3539 | 3.5032 | 3.328 | 0.17516 | 5% | 11.4985 | 0 | 0 | 0 | 0 | 0 | 0 | 0 | 0 | 0% | 791.5 | 48.227 | 0 | 743.273 | 791.5 | 0 | 0 | 791.5 | Summer | 0 | 0 | 0 | 0 | 0 | 0 | 0 | 1 | 0 | 1
2002-06-07 | 6 | 7 | 5:00 | 12.2 | 5 | 2 | 54 |  | 1 | 1.7666 | 3.1501 | 4.9167 | 95% | 0.70507 | 48.227 | 6.3539 | 3.5032 | 3.328 | 0.17516 | 5% | 10.2961 | 0 | 0 | 0 | 0 | 0 | 0 | 0 | 0 | 0% | 709.25 | 48.227 | 0 | 661.023 | 709.25 | 0 | 0 | 709.25 | Summer | 0 | 0 | 0 | 0 | 0 | 0 | 0 | 1 | 0 | 1
2002-06-07 | 6 | 7 | 6:00 | 13 | 6 | 2 | 55 |  | 0 | 0 | 3.9376 | 3.9376 | 95% | 0.56467 | 38.6235 | 5.0887 | 2.8056 | 2.6653 | 0.14028 | 5% | 11.0709 | 0.6 | 0.6 | 0.6 | 41.04 | 5.407 | 2.9811 | 2.9532 | 0.027867 | 0.9348% | 762.25 | 38.6235 | 0 | 723.6265 | 762.25 | 41.04 | 0 | 721.21 | Summer | 0 | 0 | 0 | 0 | 0 | 0 | 0 | 1 | 0 | 1
2002-06-07 | 6 | 7 | 7:00 | 13.3 | 7 | 2 | 56 |  | 0 | 0 | 4.7252 | 4.7252 | 95% | 0.67761 | 46.3483 | 6.1064 | 3.3667 | 3.1984 | 0.16833 | 5% | 11.3341 | 0.6 | 0.6 | 0.6 | 41.04 | 5.407 | 2.9811 | 2.9811 | 0 | 0% | 780.25 | 46.3483 | 0 | 733.9017 | 780.25 | 41.04 | 0 | 739.21 | Summer | 0 | 0 | 0 | 0 | 0 | 0 | 0 | 1 | 0 | 1
2002-06-07 | 6 | 7 | 8:00 | 12.8 | 8 | 2 | 55 |  | 0 | 0 | 7.6128 | 7.6128 | 95% | 1 | 68.4 | 9.0117 | 4.9685 | 4.7201 | 0.24843 | 5% | 11.5314 | 0.6 | 0.6 | 0.6 | 41.04 | 5.407 | 2.9811 | 2.9811 | 0 | 0% | 793.75 | 68.4 | 0 | 725.35 | 793.75 | 41.04 | 0 | 752.71 | Summer | 0 | 0 | 0 | 0 | 0 | 0 | 0 | 0 | 1 | 1
2002-06-07 | 6 | 7 | 9:00 | 12.8 | 9 | 2 | 55 |  | 0 | 0 | 6.5627 | 6.5627 | 95% | 0.94112 | 64.3726 | 8.4811 | 4.676 | 4.4422 | 0.2338 | 5% | 11.7763 | 0.6 | 0.6 | 0.6 | 41.04 | 5.407 | 2.9811 | 2.9811 | 0 | 0% | 810.5 | 64.3726 | 0 | 746.1274 | 810.5 | 41.04 | 0 | 769.46 | Summer | 0 | 0 | 0 | 0 | 0 | 0 | 0 | 1 | 0 | 1
2002-06-07 | 6 | 7 | 10:00 | 11.7 | 10 | 2 | 53 |  | 2 | 3.5332 | 6.0377 | 9.5709 | 95% | 1 | 68.4 | 9.0117 | 4.9685 | 4.7201 | 0.24843 | 5% | 11.97 | 0.6 | 0.6 | 0.6 | 41.04 | 5.407 | 2.9811 | 2.9811 | 0 | 0% | 823.75 | 68.4 | 0 | 755.35 | 823.75 | 41.04 | 0 | 782.71 | Summer | 0 | 0 | 0 | 0 | 0 | 0 | 0 | 0 | 1 | 1
2002-06-07 | 6 | 7 | 11:00 | 11 | 11 | 2 | 52 |  | 3 | 5.2998 | 5.2502 | 10.55 | 95% | 1 | 68.4 | 9.0117 | 4.9685 | 4.7201 | 0.24843 | 5% | 11.9189 | 0.6 | 0.6 | 0.6 | 41.04 | 5.407 | 2.9811 | 2.9811 | 0 | 0% | 820.25 | 68.4 | 0 | 751.85 | 820.25 | 41.04 | 0 | 779.21 | Summer | 0 | 0 | 0 | 0 | 0 | 0 | 0 | 0 | 1 | 1
2002-06-07 | 6 | 7 | 12:00 | 11.1 | 12 | 2 | 52 |  | 3 | 5.2998 | 5.2502 | 10.55 | 95% | 1 | 68.4 | 9.0117 | 4.9685 | 4.7201 | 0.24843 | 5% | 11.864 | 0.6 | 0.6 | 0.6 | 41.04 | 5.407 | 2.9811 | 2.9811 | 0 | 0% | 816.5 | 68.4 | 0 | 748.1 | 816.5 | 41.04 | 0 | 775.46 | Summer | 0 | 0 | 0 | 0 | 0 | 0 | 0 | 0 | 1 | 1
2002-06-07 | 6 | 7 | 13:00 | 11.1 | 13 | 2 | 52 |  | 3 | 5.2998 | 4.7252 | 10.025 | 95% | 1 | 68.4 | 9.0117 | 4.9685 | 4.7201 | 0.24843 | 5% | 12.1272 | 0.6 | 0.6 | 0.6 | 41.04 | 5.407 | 2.9811 | 2.9811 | 0 | 0% | 834.5 | 68.4 | 0 | 766.1 | 834.5 | 41.04 | 0 | 793.46 | Summer | 0 | 0 | 0 | 0 | 0 | 0 | 0 | 0 | 1 | 1
2002-06-07 | 6 | 7 | 14:00 | 12.2 | 14 | 2 | 54 |  | 1 | 1.7666 | 3.9376 | 5.7042 | 95% | 0.81801 | 55.9518 | 7.3716 | 4.0643 | 3.8611 | 0.20321 | 5% | 11.8202 | 0.6 | 0.6 | 0.6 | 41.04 | 5.407 | 2.9811 | 2.9811 | 0 | 0% | 813.5 | 55.9518 | 0 | 757.5482 | 813.5 | 41.04 | 0 | 772.46 | Summer | 0 | 0 | 0 | 0 | 0 | 0 | 0 | 1 | 0 | 1
2002-06-07 | 6 | 7 | 15:00 | 13.3 | 15 | 2 | 56 |  | 0 | 0 | 3.6751 | 3.6751 | 95% | 0.52703 | 36.0486 | 4.7494 | 2.6185 | 2.4876 | 0.13093 | 5% | 11.9262 | 0.6 | 0.6 | 0.6 | 41.04 | 5.407 | 2.9811 | 2.7564 | 0.22475 | 7.539% | 820.75 | 36.0486 | 0 | 784.7014 | 820.75 | 41.04 | 0 | 779.71 | Summer | 0 | 0 | 0 | 0 | 0 | 0 | 0 | 1 | 0 | 1
2002-06-07 | 6 | 7 | 16:00 | 14.4 | 16 | 2 | 58 |  | 0 | 0 | 3.6751 | 3.6751 | 95% | 0.52703 | 36.0486 | 4.7494 | 2.6185 | 2.4876 | 0.13093 | 5% | 11.9518 | 0.6 | 0.6 | 0.6 | 41.04 | 5.407 | 2.9811 | 2.7564 | 0.22475 | 7.539% | 822.5 | 36.0486 | 0 | 786.4514 | 822.5 | 41.04 | 0 | 781.46 | Summer | 0 | 0 | 0 | 0 | 0 | 0 | 0 | 1 | 0 | 1
2002-06-07 | 6 | 7 | 17:00 | 13.3 | 17 | 2 | 56 |  | 0 | 0 | 4.7252 | 4.7252 | 95% | 0.67761 | 46.3483 | 6.1064 | 3.3667 | 3.1984 | 0.16833 | 5% | 11.6886 | 0.6 | 0.6 | 0.6 | 41.04 | 5.407 | 2.9811 | 2.9811 | 0 | 0% | 804.5 | 46.3483 | 0 | 758.1517 | 804.5 | 41.04 | 0 | 763.46 | Summer | 0 | 0 | 0 | 0 | 0 | 0 | 0 | 1 | 0 | 1
2002-06-07 | 6 | 7 | 18:00 | 13.3 | 18 | 2 | 56 |  | 0 | 0 | 6.0377 | 6.0377 | 95% | 0.86583 | 59.2228 | 7.8026 | 4.3019 | 4.0868 | 0.21509 | 5% | 14.7953 | 0.6 | 0.6 | 0.6 | 41.04 | 5.407 | 2.9811 | 2.9811 | 0 | 0% | 1017 | 59.2228 | 0 | 957.7772 | 1017 | 41.04 | 0 | 975.96 | Summer | 0 | 0 | 0 | 0 | 0 | 0 | 0 | 1 | 0 | 1
2002-06-07 | 6 | 7 | 19:00 | 12.8 | 19 | 2 | 55 |  | 0 | 0 | 6.5627 | 6.5627 | 95% | 0.94112 | 64.3726 | 8.4811 | 4.676 | 4.4422 | 0.2338 | 5% | 13.1835 | 0.6 | 0.6 | 0.6 | 41.04 | 5.407 | 2.9811 | 2.9811 | 0 | 0% | 906.75 | 64.3726 | 0 | 842.3774 | 906.75 | 41.04 | 0 | 865.71 | Summer | 0 | 0 | 0 | 0 | 0 | 0 | 0 | 1 | 0 | 1
2002-06-07 | 6 | 7 | 20:00 | 11.7 | 20 | 2 | 53 |  | 2 | 3.5332 | 5.7752 | 9.3084 | 95% | 1 | 68.4 | 9.0117 | 4.9685 | 4.7201 | 0.24843 | 5% | 12.9715 | 0.6 | 0.6 | 0.6 | 41.04 | 5.407 | 2.9811 | 2.9811 | 0 | 0% | 892.25 | 68.4 | 0 | 823.85 | 892.25 | 41.04 | 0 | 851.21 | Summer | 0 | 0 | 0 | 0 | 0 | 0 | 0 | 0 | 1 | 1
2002-06-07 | 6 | 7 | 21:00 | 10.6 | 21 | 2 | 51 |  | 4 | 7.0664 | 4.7252 | 11.7916 | 95% | 1 | 68.4 | 9.0117 | 4.9685 | 4.7201 | 0.24843 | 5% | 12.2149 | 0.6 | 0.6 | 0.6 | 41.04 | 5.407 | 2.9811 | 2.9811 | 0 | 0% | 840.5 | 68.4 | 0 | 772.1 | 840.5 | 41.04 | 0 | 799.46 | Summer | 0 | 0 | 0 | 0 | 0 | 0 | 0 | 0 | 1 | 1
2002-06-07 | 6 | 7 | 22:00 | 10.6 | 22 | 2 | 51 |  | 4 | 7.0664 | 4.2002 | 11.2665 | 95% | 1 | 68.4 | 9.0117 | 4.9685 | 4.7201 | 0.24843 | 5% | 12.0651 | 0.6 | 0.6 | 0.6 | 41.04 | 5.407 | 2.9811 | 2.9811 | 0 | 0% | 830.25 | 68.4 | 0 | 761.85 | 830.25 | 41.04 | 0 | 789.21 | Summer | 0 | 0 | 0 | 0 | 0 | 0 | 0 | 0 | 1 | 1
2002-06-07 | 6 | 7 | 23:00 | 10 | 23 | 2 | 50 |  | 5 | 8.833 | 5.2502 | 14.0832 | 95% | 1 | 68.4 | 9.0117 | 4.9685 | 4.7201 | 0.24843 | 5% | 11.9883 | 0.6 | 0.6 | 0.6 | 41.04 | 5.407 | 2.9811 | 2.9811 | 0 | 0% | 825 | 68.4 | 0 | 756.6 | 825 | 41.04 | 0 | 783.96 | Summer | 0 | 0 | 0 | 0 | 0 | 0 | 0 | 0 | 1 | 1
2002-06-07 | 6 | 7 | 24:00 | 8.9 | 0 | 2 | 48 |  | 7 | 12.3662 | 4.2002 | 16.5663 | 95% | 1 | 68.4 | 9.0117 | 4.9685 | 4.7201 | 0.24843 | 5% | 11.9335 | 0 | 0 | 0 | 0 | 0 | 0 | 0 | 0 | 0% | 821.25 | 68.4 | 0 | 752.85 | 821.25 | 0 | 0 | 821.25 | Summer | 0 | 0 | 0 | 0 | 0 | 0 | 0 | 0 | 1 | 1
2002-06-08 | 6 | 8 | 1:00 | 9.4 | 1 | 2 | 49 |  | 6 | 10.5996 | 3.9376 | 14.5372 | 95% | 1 | 68.4 | 9.0117 | 4.9685 | 4.7201 | 0.24843 | 5% | 11.9846 | 0 | 0 | 0 | 0 | 0 | 0 | 0 | 0 | 0% | 824.75 | 68.4 | 0 | 756.35 | 824.75 | 0 | 0 | 824.75 | Summer | 0 | 0 | 0 | 0 | 0 | 0 | 0 | 0 | 1 | 1
2002-06-08 | 6 | 8 | 2:00 | 8.9 | 2 | 2 | 48 |  | 7 | 12.3662 | 3.1501 | 15.5163 | 95% | 1 | 68.4 | 9.0117 | 4.9685 | 4.7201 | 0.24843 | 5% | 11.8531 | 0 | 0 | 0 | 0 | 0 | 0 | 0 | 0 | 0% | 815.75 | 68.4 | 0 | 747.35 | 815.75 | 0 | 0 | 815.75 | Summer | 0 | 0 | 0 | 0 | 0 | 0 | 0 | 0 | 1 | 1
2002-06-08 | 6 | 8 | 3:00 | 8.9 | 3 | 2 | 48 |  | 7 | 12.3662 | 3.4126 | 15.7788 | 95% | 1 | 68.4 | 9.0117 | 4.9685 | 4.7201 | 0.24843 | 5% | 11.6886 | 0 | 0 | 0 | 0 | 0 | 0 | 0 | 0 | 0% | 804.5 | 68.4 | 0 | 736.1 | 804.5 | 0 | 0 | 804.5 | Summer | 0 | 0 | 0 | 0 | 0 | 0 | 0 | 0 | 1 | 1
2002-06-08 | 6 | 8 | 4:00 | 8.9 | 4 | 2 | 48 |  | 7 | 12.3662 | 3.1501 | 15.5163 | 95% | 1 | 68.4 | 9.0117 | 4.9685 | 4.7201 | 0.24843 | 5% | 11.9518 | 0 | 0 | 0 | 0 | 0 | 0 | 0 | 0 | 0% | 822.5 | 68.4 | 0 | 754.1 | 822.5 | 0 | 0 | 822.5 | Summer | 0 | 0 | 0 | 0 | 0 | 0 | 0 | 0 | 1 | 1
2002-06-08 | 6 | 8 | 5:00 | 8.9 | 5 | 2 | 48 |  | 7 | 12.3662 | 3.1501 | 15.5163 | 95% | 1 | 68.4 | 9.0117 | 4.9685 | 4.7201 | 0.24843 | 5% | 11.5899 | 0 | 0 | 0 | 0 | 0 | 0 | 0 | 0 | 0% | 797.75 | 68.4 | 0 | 729.35 | 797.75 | 0 | 0 | 797.75 | Summer | 0 | 0 | 0 | 0 | 0 | 0 | 0 | 0 | 1 | 1
2002-06-08 | 6 | 8 | 6:00 | 10.6 | 6 | 2 | 51 |  | 4 | 7.0664 | 3.9376 | 11.004 | 95% | 1 | 68.4 | 9.0117 | 4.9685 | 4.7201 | 0.24843 | 5% | 12.1455 | 0.6 | 0.6 | 0.6 | 41.04 | 5.407 | 2.9811 | 2.9811 | 0 | 0% | 835.75 | 68.4 | 0 | 767.35 | 835.75 | 41.04 | 0 | 794.71 | Summer | 0 | 0 | 0 | 0 | 0 | 0 | 0 | 0 | 1 | 1
2002-06-08 | 6 | 8 | 7:00 | 12.8 | 7 | 2 | 55 |  | 0 | 0 | 4.7252 | 4.7252 | 95% | 0.67761 | 46.3483 | 6.1064 | 3.3667 | 3.1984 | 0.16833 | 5% | 13.4393 | 0.6 | 0.6 | 0.6 | 41.04 | 5.407 | 2.9811 | 2.9811 | 0 | 0% | 924.25 | 46.3483 | 0 | 877.9017 | 924.25 | 41.04 | 0 | 883.21 | Summer | 0 | 0 | 0 | 0 | 0 | 0 | 0 | 1 | 0 | 1
2002-06-08 | 6 | 8 | 8:00 | 13.3 | 8 | 2 | 56 |  | 0 | 0 | 7.6128 | 7.6128 | 95% | 1 | 68.4 | 9.0117 | 4.9685 | 4.7201 | 0.24843 | 5% | 14.0278 | 0.6 | 0.6 | 0.6 | 41.04 | 5.407 | 2.9811 | 2.9811 | 0 | 0% | 964.5 | 68.4 | 0 | 896.1 | 964.5 | 41.04 | 0 | 923.46 | Summer | 0 | 0 | 0 | 0 | 0 | 0 | 0 | 0 | 1 | 1
2002-06-08 | 6 | 8 | 9:00 | 13.9 | 9 | 2 | 57 |  | 0 | 0 | 6.5627 | 6.5627 | 95% | 0.94112 | 64.3726 | 8.4811 | 4.676 | 4.4422 | 0.2338 | 5% | 14.6089 | 0.6 | 0.6 | 0.6 | 41.04 | 5.407 | 2.9811 | 2.9811 | 0 | 0% | 1004.25 | 64.3726 | 0 | 939.8774 | 1004.25 | 41.04 | 0 | 963.21 | Summer | 0 | 0 | 0 | 0 | 0 | 0 | 0 | 1 | 0 | 1
2002-06-08 | 6 | 8 | 10:00 | 13.9 | 10 | 2 | 57 |  | 0 | 0 | 6.0377 | 6.0377 | 95% | 0.86583 | 59.2228 | 7.8026 | 4.3019 | 4.0868 | 0.21509 | 5% | 15.2741 | 0.6 | 0.6 | 0.6 | 41.04 | 5.407 | 2.9811 | 2.9811 | 0 | 0% | 1049.75 | 59.2228 | 0 | 990.5272 | 1049.75 | 41.04 | 0 | 1008.71 | Summer | 0 | 0 | 0 | 0 | 0 | 0 | 0 | 1 | 0 | 1
2002-06-08 | 6 | 8 | 11:00 | 15.6 | 11 | 2 | 60 |  | 0 | 0 | 5.2502 | 5.2502 | 95% | 0.7529 | 51.4981 | 6.7849 | 3.7408 | 3.5537 | 0.18704 | 5% | 15.7858 | 0.6 | 0.6 | 0.6 | 41.04 | 5.407 | 2.9811 | 2.9811 | 0 | 0% | 1084.75 | 51.4981 | 0 | 1033.2519 | 1084.75 | 41.04 | 0 | 1043.71 | Summer | 0 | 0 | 0 | 0 | 0 | 0 | 0 | 1 | 0 | 1
2002-06-08 | 6 | 8 | 12:00 | 15.6 | 12 | 2 | 60 |  | 0 | 0 | 5.2502 | 5.2502 | 95% | 0.7529 | 51.4981 | 6.7849 | 3.7408 | 3.5537 | 0.18704 | 5% | 16.2317 | 0.6 | 0.6 | 0.6 | 41.04 | 5.407 | 2.9811 | 2.9811 | 0 | 0% | 1115.25 | 51.4981 | 0 | 1063.7519 | 1115.25 | 41.04 | 0 | 1074.21 | Summer | 0 | 0 | 0 | 0 | 0 | 0 | 0 | 1 | 0 | 1
2002-06-08 | 6 | 8 | 13:00 | 16.1 | 13 | 2 | 61 |  | 0 | 0 | 4.7252 | 4.7252 | 95% | 0.67761 | 46.3483 | 6.1064 | 3.3667 | 3.1984 | 0.16833 | 5% | 15.9613 | 0.6 | 0.6 | 0.6 | 41.04 | 5.407 | 2.9811 | 2.9811 | 0 | 0% | 1096.75 | 46.3483 | 0 | 1050.4017 | 1096.75 | 41.04 | 0 | 1055.71 | Summer | 0 | 0 | 0 | 0 | 0 | 0 | 0 | 1 | 0 | 1
2002-06-08 | 6 | 8 | 14:00 | 16.7 | 14 | 2 | 62 |  | 0 | 0 | 3.9376 | 3.9376 | 95% | 0.56467 | 38.6235 | 5.0887 | 2.8056 | 2.6653 | 0.14028 | 5% | 15.6798 | 0.6 | 0.6 | 0.6 | 41.04 | 5.407 | 2.9811 | 2.9532 | 0.027867 | 0.9348% | 1077.5 | 38.6235 | 0 | 1038.8765 | 1077.5 | 41.04 | 0 | 1036.46 | Summer | 0 | 0 | 0 | 0 | 0 | 0 | 0 | 1 | 0 | 1
2002-06-08 | 6 | 8 | 15:00 | 16.7 | 15 | 2 | 62 |  | 0 | 0 | 3.6751 | 3.6751 | 95% | 0.52703 | 36.0486 | 4.7494 | 2.6185 | 2.4876 | 0.13093 | 5% | 15.8151 | 0.6 | 0.6 | 0.6 | 41.04 | 5.407 | 2.9811 | 2.7564 | 0.22475 | 7.539% | 1086.75 | 36.0486 | 0 | 1050.7014 | 1086.75 | 41.04 | 0 | 1045.71 | Summer | 0 | 0 | 0 | 0 | 0 | 0 | 0 | 1 | 0 | 1
2002-06-08 | 6 | 8 | 16:00 | 16.7 | 16 | 2 | 62 |  | 0 | 0 | 3.6751 | 3.6751 | 95% | 0.52703 | 36.0486 | 4.7494 | 2.6185 | 2.4876 | 0.13093 | 5% | 17.2442 | 0.6 | 0.6 | 0.6 | 41.04 | 5.407 | 2.9811 | 2.7564 | 0.22475 | 7.539% | 1184.5 | 36.0486 | 0 | 1148.4514 | 1184.5 | 41.04 | 0 | 1143.46 | Summer | 0 | 0 | 0 | 0 | 0 | 0 | 0 | 1 | 0 | 1
2002-06-08 | 6 | 8 | 17:00 | 16.1 | 17 | 2 | 61 |  | 0 | 0 | 4.7252 | 4.7252 | 95% | 0.67761 | 46.3483 | 6.1064 | 3.3667 | 3.1984 | 0.16833 | 5% | 16.6959 | 0.6 | 0.6 | 0.6 | 41.04 | 5.407 | 2.9811 | 2.9811 | 0 | 0% | 1147 | 46.3483 | 0 | 1100.6517 | 1147 | 41.04 | 0 | 1105.96 | Summer | 0 | 0 | 0 | 0 | 0 | 0 | 0 | 1 | 0 | 1
2002-06-08 | 6 | 8 | 18:00 | 15.6 | 18 | 2 | 60 |  | 0 | 0 | 6.0377 | 6.0377 | 95% | 0.86583 | 59.2228 | 7.8026 | 4.3019 | 4.0868 | 0.21509 | 5% | 15.1352 | 0.6 | 0.6 | 0.6 | 41.04 | 5.407 | 2.9811 | 2.9811 | 0 | 0% | 1040.25 | 59.2228 | 0 | 981.0272 | 1040.25 | 41.04 | 0 | 999.21 | Summer | 0 | 0 | 0 | 0 | 0 | 0 | 0 | 1 | 0 | 1
2002-06-08 | 6 | 8 | 19:00 | 15.6 | 19 | 2 | 60 |  | 0 | 0 | 6.5627 | 6.5627 | 95% | 0.94112 | 64.3726 | 8.4811 | 4.676 | 4.4422 | 0.2338 | 5% | 14.4262 | 0.6 | 0.6 | 0.6 | 41.04 | 5.407 | 2.9811 | 2.9811 | 0 | 0% | 991.75 | 64.3726 | 0 | 927.3774 | 991.75 | 41.04 | 0 | 950.71 | Summer | 0 | 0 | 0 | 0 | 0 | 0 | 0 | 1 | 0 | 1
2002-06-08 | 6 | 8 | 20:00 | 15.6 | 20 | 2 | 60 |  | 0 | 0 | 5.7752 | 5.7752 | 95% | 0.82819 | 56.6479 | 7.4634 | 4.1148 | 3.9091 | 0.20574 | 5% | 13.9876 | 0.6 | 0.6 | 0.6 | 41.04 | 5.407 | 2.9811 | 2.9811 | 0 | 0% | 961.75 | 56.6479 | 0 | 905.1021 | 961.75 | 41.04 | 0 | 920.71 | Summer | 0 | 0 | 0 | 0 | 0 | 0 | 0 | 1 | 0 | 1
2002-06-08 | 6 | 8 | 21:00 | 14.4 | 21 | 2 | 58 |  | 0 | 0 | 4.7252 | 4.7252 | 95% | 0.67761 | 46.3483 | 6.1064 | 3.3667 | 3.1984 | 0.16833 | 5% | 13.2858 | 0.6 | 0.6 | 0.6 | 41.04 | 5.407 | 2.9811 | 2.9811 | 0 | 0% | 913.75 | 46.3483 | 0 | 867.4017 | 913.75 | 41.04 | 0 | 872.71 | Summer | 0 | 0 | 0 | 0 | 0 | 0 | 0 | 1 | 0 | 1
2002-06-08 | 6 | 8 | 22:00 | 13.3 | 22 | 2 | 56 |  | 0 | 0 | 4.2002 | 4.2002 | 95% | 0.60232 | 41.1985 | 5.4279 | 2.9926 | 2.843 | 0.14963 | 5% | 12.5439 | 0.6 | 0.6 | 0.6 | 41.04 | 5.407 | 2.9811 | 2.9811 | 0 | 0% | 863 | 41.1985 | 0 | 821.8015 | 863 | 41.04 | 0 | 821.96 | Summer | 0 | 0 | 0 | 0 | 0 | 0 | 0 | 1 | 0 | 1
2002-06-08 | 6 | 8 | 23:00 | 12.8 | 23 | 2 | 55 |  | 0 | 0 | 5.2502 | 5.2502 | 95% | 0.7529 | 51.4981 | 6.7849 | 3.7408 | 3.5537 | 0.18704 | 5% | 12.6316 | 0.6 | 0.6 | 0.6 | 41.04 | 5.407 | 2.9811 | 2.9811 | 0 | 0% | 869 | 51.4981 | 0 | 817.5019 | 869 | 41.04 | 0 | 827.96 | Summer | 0 | 0 | 0 | 0 | 0 | 0 | 0 | 1 | 0 | 1
2002-06-08 | 6 | 8 | 24:00 | 12.8 | 0 | 2 | 55 |  | 0 | 0 | 4.2002 | 4.2002 | 95% | 0.60232 | 41.1985 | 5.4279 | 2.9926 | 2.843 | 0.14963 | 5% | 12.6608 | 0 | 0 | 0 | 0 | 0 | 0 | 0 | 0 | 0% | 871 | 41.1985 | 0 | 829.8015 | 871 | 0 | 0 | 871 | Summer | 0 | 0 | 0 | 0 | 0 | 0 | 0 | 1 | 0 | 1
2002-06-09 | 6 | 9 | 1:00 | 12.2 | 1 | 1 | 54 |  | 1 | 1.7666 | 3.9376 | 5.7042 | 95% | 0.81801 | 55.9518 | 7.3716 | 4.0643 | 3.8611 | 0.20321 | 5% | 12.8728 | 0 | 0 | 0 | 0 | 0 | 0 | 0 | 0 | 0% | 885.5 | 55.9518 | 0 | 829.5482 | 885.5 | 0 | 0 | 885.5 | Summer | FALSE | 0 | 0 | 0 | 0 | 0 | 0 | 1 | 0 | 1
2002-06-09 | 6 | 9 | 2:00 | 11.7 | 2 | 1 | 53 |  | 2 | 3.5332 | 3.1501 | 6.6833 | 95% | 0.95841 | 65.5553 | 8.6369 | 4.7619 | 4.5238 | 0.23809 | 5% | 12.5365 | 0 | 0 | 0 | 0 | 0 | 0 | 0 | 0 | 0% | 862.5 | 65.5553 | 0 | 796.9447 | 862.5 | 0 | 0 | 862.5 | Summer | FALSE | 0 | 0 | 0 | 0 | 0 | 0 | 1 | 0 | 1
2002-06-09 | 6 | 9 | 3:00 | 12.2 | 3 | 1 | 54 |  | 1 | 1.7666 | 3.4126 | 5.1792 | 95% | 0.74272 | 50.8019 | 6.6932 | 3.6902 | 3.5057 | 0.18451 | 5% | 12.7047 | 0 | 0 | 0 | 0 | 0 | 0 | 0 | 0 | 0% | 874 | 50.8019 | 0 | 823.1981 | 874 | 0 | 0 | 874 | Summer | FALSE | 0 | 0 | 0 | 0 | 0 | 0 | 1 | 0 | 1
2002-06-09 | 6 | 9 | 4:00 | 12.2 | 4 | 1 | 54 |  | 1 | 1.7666 | 3.1501 | 4.9167 | 95% | 0.70507 | 48.227 | 6.3539 | 3.5032 | 3.328 | 0.17516 | 5% | 12.7668 | 0 | 0 | 0 | 0 | 0 | 0 | 0 | 0 | 0% | 878.25 | 48.227 | 0 | 830.023 | 878.25 | 0 | 0 | 878.25 | Summer | FALSE | 0 | 0 | 0 | 0 | 0 | 0 | 1 | 0 | 1
2002-06-09 | 6 | 9 | 5:00 | 12.2 | 5 | 1 | 54 |  | 1 | 1.7666 | 3.1501 | 4.9167 | 95% | 0.70507 | 48.227 | 6.3539 | 3.5032 | 3.328 | 0.17516 | 5% | 12.6572 | 0 | 0 | 0 | 0 | 0 | 0 | 0 | 0 | 0% | 870.75 | 48.227 | 0 | 822.523 | 870.75 | 0 | 0 | 870.75 | Summer | FALSE | 0 | 0 | 0 | 0 | 0 | 0 | 1 | 0 | 1
2002-06-09 | 6 | 9 | 6:00 | 13.3 | 6 | 1 | 56 |  | 0 | 0 | 3.9376 | 3.9376 | 95% | 0.56467 | 38.6235 | 5.0887 | 2.8056 | 2.6653 | 0.14028 | 5% | 13.2529 | 0.6 | 0.6 | 0.6 | 41.04 | 5.407 | 2.9811 | 2.9532 | 0.027867 | 0.9348% | 911.5 | 38.6235 | 0 | 872.8765 | 911.5 | 41.04 | 0 | 870.46 | Summer | FALSE | 0 | 0 | 0 | 0 | 0 | 0 | 1 | 0 | 1
2002-06-09 | 6 | 9 | 7:00 | 14.4 | 7 | 1 | 58 |  | 0 | 0 | 4.7252 | 4.7252 | 95% | 0.67761 | 46.3483 | 6.1064 | 3.3667 | 3.1984 | 0.16833 | 5% | 15.8333 | 0.6 | 0.6 | 0.6 | 41.04 | 5.407 | 2.9811 | 2.9811 | 0 | 0% | 1088 | 46.3483 | 0 | 1041.6517 | 1088 | 41.04 | 0 | 1046.96 | Summer | FALSE | 0 | 0 | 0 | 0 | 0 | 0 | 1 | 0 | 1
2002-06-09 | 6 | 9 | 8:00 | 16.7 | 8 | 1 | 62 |  | 0 | 0 | 7.6128 | 7.6128 | 95% | 1 | 68.4 | 9.0117 | 4.9685 | 4.7201 | 0.24843 | 5% | 15.72 | 0.6 | 0.6 | 0.6 | 41.04 | 5.407 | 2.9811 | 2.9811 | 0 | 0% | 1080.25 | 68.4 | 0 | 1011.85 | 1080.25 | 41.04 | 0 | 1039.21 | Summer | FALSE | 0 | 0 | 0 | 0 | 0 | 0 | 0 | 1 | 1
2002-06-09 | 6 | 9 | 9:00 | 17.2 | 9 | 1 | 63 |  | 0 | 0 | 6.5627 | 6.5627 | 95% | 0.94112 | 64.3726 | 8.4811 | 4.676 | 4.4422 | 0.2338 | 5% | 16.6557 | 0.6 | 0.6 | 0.6 | 41.04 | 5.407 | 2.9811 | 2.9811 | 0 | 0% | 1144.25 | 64.3726 | 0 | 1079.8774 | 1144.25 | 41.04 | 0 | 1103.21 | Summer | FALSE | 0 | 0 | 0 | 0 | 0 | 0 | 1 | 0 | 1
2002-06-09 | 6 | 9 | 10:00 | 18.3 | 10 | 1 | 65 |  | 0 | 0 | 6.0377 | 6.0377 | 95% | 0.86583 | 59.2228 | 7.8026 | 4.3019 | 4.0868 | 0.21509 | 5% | 16.5607 | 0.6 | 0.6 | 0.6 | 41.04 | 5.407 | 2.9811 | 2.9811 | 0 | 0% | 1137.75 | 59.2228 | 0 | 1078.5272 | 1137.75 | 41.04 | 0 | 1096.71 | Summer | FALSE | 0 | 0 | 0 | 0 | 0 | 0 | 1 | 0 | 1
2002-06-09 | 6 | 9 | 11:00 | 21.7 | 11 | 1 | 71 |  | 0 | 0 | 5.2502 | 5.2502 | 95% | 0.7529 | 51.4981 | 6.7849 | 3.7408 | 3.5537 | 0.18704 | 5% | 18.7025 | 0.6 | 0.6 | 0.6 | 41.04 | 5.407 | 2.9811 | 2.9811 | 0 | 0% | 1284.25 | 51.4981 | 0 | 1232.7519 | 1284.25 | 41.04 | 0 | 1243.21 | Summer | FALSE | 0 | 0 | 0 | 0 | 0 | 0 | 1 | 0 | 1
2002-06-09 | 6 | 9 | 12:00 | 23.3 | 12 | 1 | 74 |  | 0 | 0 | 5.2502 | 5.2502 | 95% | 0.7529 | 51.4981 | 6.7849 | 3.7408 | 3.5537 | 0.18704 | 5% | 18.0738 | 0.6 | 0.6 | 0.6 | 41.04 | 5.407 | 2.9811 | 2.9811 | 0 | 0% | 1241.25 | 51.4981 | 0 | 1189.7519 | 1241.25 | 41.04 | 0 | 1200.21 | Summer | FALSE | 0 | 0 | 0 | 0 | 0 | 0 | 1 | 0 | 1
2002-06-09 | 6 | 9 | 13:00 | 25 | 13 | 1 | 77 |  | 0 | 0 | 4.7252 | 4.7252 | 95% | 0.67761 | 46.3483 | 6.1064 | 3.3667 | 3.1984 | 0.16833 | 5% | 19.6711 | 1 | 1 | 1 | 68.4 | 9.0117 | 4.9685 | 3.5439 | 1.4246 | 28.67% | 1350.5 | 46.3483 | 0 | 1304.1517 | 1350.5 | 68.4 | 0 | 1282.1 | Summer | FALSE | 1 | 1 | 46.3483 | 68.4 | 0 | 0 | 1 | 0 | 1
2002-06-09 | 6 | 9 | 14:00 | 26.1 | 14 | 1 | 79 |  | 0 | 0 | 3.9376 | 3.9376 | 95% | 0.56467 | 38.6235 | 5.0887 | 2.8056 | 2.6653 | 0.14028 | 5% | 19.7734 | 1 | 1 | 1 | 68.4 | 9.0117 | 4.9685 | 2.9532 | 2.0153 | 40.56% | 1357.5 | 38.6235 | 0 | 1318.8765 | 1357.5 | 68.4 | 0 | 1289.1 | Summer | FALSE | 1 | 1 | 38.6235 | 68.4 | 0 | 0 | 1 | 0 | 1
2002-06-09 | 6 | 9 | 15:00 | 27.2 | 15 | 1 | 81 |  | 0 | 0 | 3.6751 | 3.6751 | 95% | 0.52703 | 36.0486 | 4.7494 | 2.6185 | 2.4876 | 0.13093 | 5% | 17.2515 | 1 | 1 | 1 | 68.4 | 9.0117 | 4.9685 | 2.7564 | 2.2121 | 44.52% | 1185 | 36.0486 | 0 | 1148.9514 | 1185 | 68.4 | 0 | 1116.6 | Summer | FALSE | 1 | 1 | 36.0486 | 68.4 | 0 | 0 | 1 | 0 | 1
2002-06-09 | 6 | 9 | 16:00 | 27.2 | 16 | 1 | 81 |  | 0 | 0 | 3.6751 | 3.6751 | 95% | 0.52703 | 36.0486 | 4.7494 | 2.6185 | 2.4876 | 0.13093 | 5% | 18.7244 | 1 | 1 | 1 | 68.4 | 9.0117 | 4.9685 | 2.7564 | 2.2121 | 44.52% | 1285.75 | 36.0486 | 0 | 1249.7014 | 1285.75 | 68.4 | 0 | 1217.35 | Summer | FALSE | 1 | 1 | 36.0486 | 68.4 | 0 | 0 | 1 | 0 | 1
2002-06-09 | 6 | 9 | 17:00 | 27.2 | 17 | 1 | 81 |  | 0 | 0 | 4.7252 | 4.7252 | 95% | 0.67761 | 46.3483 | 6.1064 | 3.3667 | 3.1984 | 0.16833 | 5% | 18.114 | 1 | 1 | 1 | 68.4 | 9.0117 | 4.9685 | 3.5439 | 1.4246 | 28.67% | 1244 | 46.3483 | 0 | 1197.6517 | 1244 | 68.4 | 0 | 1175.6 | Summer | FALSE | 0 | 0 | 0 | 0 | 0 | 0 | 1 | 0 | 1
2002-06-09 | 6 | 9 | 18:00 | 26.7 | 18 | 1 | 80 |  | 0 | 0 | 6.0377 | 6.0377 | 95% | 0.86583 | 59.2228 | 7.8026 | 4.3019 | 4.0868 | 0.21509 | 5% | 17.0468 | 0.6 | 0.6 | 0.6 | 41.04 | 5.407 | 2.9811 | 2.9811 | 0 | 0% | 1171 | 59.2228 | 0 | 1111.7772 | 1171 | 41.04 | 0 | 1129.96 | Summer | FALSE | 0 | 0 | 0 | 0 | 0 | 0 | 1 | 0 | 1
2002-06-09 | 6 | 9 | 19:00 | 25.6 | 19 | 1 | 78 |  | 0 | 0 | 6.5627 | 6.5627 | 95% | 0.94112 | 64.3726 | 8.4811 | 4.676 | 4.4422 | 0.2338 | 5% | 16.8713 | 0.6 | 0.6 | 0.6 | 41.04 | 5.407 | 2.9811 | 2.9811 | 0 | 0% | 1159 | 64.3726 | 0 | 1094.6274 | 1159 | 41.04 | 0 | 1117.96 | Summer | FALSE | 0 | 0 | 0 | 0 | 0 | 0 | 1 | 0 | 1
2002-06-09 | 6 | 9 | 20:00 | 25 | 20 | 1 | 77 |  | 0 | 0 | 5.7752 | 5.7752 | 95% | 0.82819 | 56.6479 | 7.4634 | 4.1148 | 3.9091 | 0.20574 | 5% | 16.3925 | 0.6 | 0.6 | 0.6 | 41.04 | 5.407 | 2.9811 | 2.9811 | 0 | 0% | 1126.25 | 56.6479 | 0 | 1069.6021 | 1126.25 | 41.04 | 0 | 1085.21 | Summer | FALSE | 0 | 0 | 0 | 0 | 0 | 0 | 1 | 0 | 1
2002-06-09 | 6 | 9 | 21:00 | 24.4 | 21 | 1 | 76 |  | 0 | 0 | 4.7252 | 4.7252 | 95% | 0.67761 | 46.3483 | 6.1064 | 3.3667 | 3.1984 | 0.16833 | 5% | 14.7295 | 0.6 | 0.6 | 0.6 | 41.04 | 5.407 | 2.9811 | 2.9811 | 0 | 0% | 1012.5 | 46.3483 | 0 | 966.1517 | 1012.5 | 41.04 | 0 | 971.46 | Summer | FALSE | 0 | 0 | 0 | 0 | 0 | 0 | 1 | 0 | 1
2002-06-09 | 6 | 9 | 22:00 | 22.8 | 22 | 1 | 73 |  | 0 | 0 | 4.2002 | 4.2002 | 95% | 0.60232 | 41.1985 | 5.4279 | 2.9926 | 2.843 | 0.14963 | 5% | 14.2982 | 0.6 | 0.6 | 0.6 | 41.04 | 5.407 | 2.9811 | 2.9811 | 0 | 0% | 983 | 41.1985 | 0 | 941.8015 | 983 | 41.04 | 0 | 941.96 | Summer | FALSE | 0 | 0 | 0 | 0 | 0 | 0 | 1 | 0 | 1
2002-06-09 | 6 | 9 | 23:00 | 22.8 | 23 | 1 | 73 |  | 0 | 0 | 5.2502 | 5.2502 | 95% | 0.7529 | 51.4981 | 6.7849 | 3.7408 | 3.5537 | 0.18704 | 5% | 13.9985 | 0.6 | 0.6 | 0.6 | 41.04 | 5.407 | 2.9811 | 2.9811 | 0 | 0% | 962.5 | 51.4981 | 0 | 911.0019 | 962.5 | 41.04 | 0 | 921.46 | Summer | FALSE | 0 | 0 | 0 | 0 | 0 | 0 | 1 | 0 | 1
2002-06-09 | 6 | 9 | 24:00 | 21.1 | 0 | 1 | 70 |  | 0 | 0 | 4.2002 | 4.2002 | 95% | 0.60232 | 41.1985 | 5.4279 | 2.9926 | 2.843 | 0.14963 | 5% | 13.6148 | 0 | 0 | 0 | 0 | 0 | 0 | 0 | 0 | 0% | 936.25 | 41.1985 | 0 | 895.0515 | 936.25 | 0 | 0 | 936.25 | Summer | FALSE | 0 | 0 | 0 | 0 | 0 | 0 | 1 | 0 | 1
2002-06-10 | 6 | 10 | 1:00 | 20 | 1 | 1 | 68 |  | 0 | 0 | 3.9376 | 3.9376 | 95% | 0.56467 | 38.6235 | 5.0887 | 2.8056 | 2.6653 | 0.14028 | 5% | 13.3845 | 0 | 0 | 0 | 0 | 0 | 0 | 0 | 0 | 0% | 920.5 | 38.6235 | 0 | 881.8765 | 920.5 | 0 | 0 | 920.5 | Summer | FALSE | 0 | 0 | 0 | 0 | 0 | 0 | 1 | 0 | 1
2002-06-10 | 6 | 10 | 2:00 | 19.4 | 2 | 1 | 67 |  | 0 | 0 | 3.1501 | 3.1501 | 95% | 0 | 0 | 0 | 0 | 0 | 0 | 5% | 13.1762 | 0 | 0 | 0 | 0 | 0 | 0 | 0 | 0 | 0% | 906.25 | 0 | 0 | 906.25 | 906.25 | 0 | 0 | 906.25 | Summer | FALSE | 0 | 0 | 0 | 0 | 1 | 0 | 1 | 0 | 0
2002-06-10 | 6 | 10 | 3:00 | 17.8 | 3 | 1 | 64 |  | 0 | 0 | 3.4126 | 3.4126 | 95% | 0 | 0 | 0 | 0 | 0 | 0 | 5% | 13.0811 | 0 | 0 | 0 | 0 | 0 | 0 | 0 | 0 | 0% | 899.75 | 0 | 0 | 899.75 | 899.75 | 0 | 0 | 899.75 | Summer | FALSE | 0 | 0 | 0 | 0 | 1 | 0 | 1 | 0 | 0
2002-06-10 | 6 | 10 | 4:00 | 17.2 | 4 | 1 | 63 |  | 0 | 0 | 3.1501 | 3.1501 | 95% | 0 | 0 | 0 | 0 | 0 | 0 | 5% | 13.1542 | 0 | 0 | 0 | 0 | 0 | 0 | 0 | 0 | 0% | 904.75 | 0 | 0 | 904.75 | 904.75 | 0 | 0 | 904.75 | Summer | FALSE | 0 | 0 | 0 | 0 | 1 | 0 | 1 | 0 | 0
2002-06-10 | 6 | 10 | 5:00 | 16.7 | 5 | 1 | 62 |  | 0 | 0 | 3.1501 | 3.1501 | 95% | 0 | 0 | 0 | 0 | 0 | 0 | 5% | 13.0556 | 0 | 0 | 0 | 0 | 0 | 0 | 0 | 0 | 0% | 898 | 0 | 0 | 898 | 898 | 0 | 0 | 898 | Summer | FALSE | 0 | 0 | 0 | 0 | 1 | 0 | 1 | 0 | 0
2002-06-10 | 6 | 10 | 6:00 | 17.2 | 6 | 1 | 63 |  | 0 | 0 | 3.9376 | 3.9376 | 95% | 0.56467 | 38.6235 | 5.0887 | 2.8056 | 2.6653 | 0.14028 | 5% | 13.4393 | 0.6 | 0.6 | 0.6 | 41.04 | 5.407 | 2.9811 | 2.9532 | 0.027867 | 0.9348% | 924.25 | 38.6235 | 0 | 885.6265 | 924.25 | 41.04 | 0 | 883.21 | Summer | FALSE | 0 | 0 | 0 | 0 | 0 | 0 | 1 | 0 | 1
2002-06-10 | 6 | 10 | 7:00 | 17.8 | 7 | 1 | 64 |  | 0 | 0 | 4.7252 | 4.7252 | 95% | 0.67761 | 46.3483 | 6.1064 | 3.3667 | 3.1984 | 0.16833 | 5% | 15.0512 | 0.6 | 0.6 | 0.6 | 41.04 | 5.407 | 2.9811 | 2.9811 | 0 | 0% | 1034.5 | 46.3483 | 0 | 988.1517 | 1034.5 | 41.04 | 0 | 993.46 | Summer | FALSE | 0 | 0 | 0 | 0 | 0 | 0 | 1 | 0 | 1
2002-06-10 | 6 | 10 | 8:00 | 18.9 | 8 | 1 | 66 |  | 0 | 0 | 7.6128 | 7.6128 | 95% | 1 | 68.4 | 9.0117 | 4.9685 | 4.7201 | 0.24843 | 5% | 15.223 | 0.6 | 0.6 | 0.6 | 41.04 | 5.407 | 2.9811 | 2.9811 | 0 | 0% | 1046.25 | 68.4 | 0 | 977.85 | 1046.25 | 41.04 | 0 | 1005.21 | Summer | FALSE | 0 | 0 | 0 | 0 | 0 | 0 | 0 | 1 | 1
2002-06-10 | 6 | 10 | 9:00 | 20 | 9 | 1 | 68 |  | 0 | 0 | 6.5627 | 6.5627 | 95% | 0.94112 | 64.3726 | 8.4811 | 4.676 | 4.4422 | 0.2338 | 5% | 16.1111 | 0.6 | 0.6 | 0.6 | 41.04 | 5.407 | 2.9811 | 2.9811 | 0 | 0% | 1107 | 64.3726 | 0 | 1042.6274 | 1107 | 41.04 | 0 | 1065.96 | Summer | FALSE | 0 | 0 | 0 | 0 | 0 | 0 | 1 | 0 | 1
2002-06-10 | 6 | 10 | 10:00 | 20 | 10 | 1 | 68 |  | 0 | 0 | 6.0377 | 6.0377 | 95% | 0.86583 | 59.2228 | 7.8026 | 4.3019 | 4.0868 | 0.21509 | 5% | 16.8092 | 0.6 | 0.6 | 0.6 | 41.04 | 5.407 | 2.9811 | 2.9811 | 0 | 0% | 1154.75 | 59.2228 | 0 | 1095.5272 | 1154.75 | 41.04 | 0 | 1113.71 | Summer | FALSE | 0 | 0 | 0 | 0 | 0 | 0 | 1 | 0 | 1
2002-06-10 | 6 | 10 | 11:00 | 18.3 | 11 | 1 | 65 |  | 0 | 0 | 5.2502 | 5.2502 | 95% | 0.7529 | 51.4981 | 6.7849 | 3.7408 | 3.5537 | 0.18704 | 5% | 16.8713 | 0.6 | 0.6 | 0.6 | 41.04 | 5.407 | 2.9811 | 2.9811 | 0 | 0% | 1159 | 51.4981 | 0 | 1107.5019 | 1159 | 41.04 | 0 | 1117.96 | Summer | FALSE | 0 | 0 | 0 | 0 | 0 | 0 | 1 | 0 | 1
2002-06-10 | 6 | 10 | 12:00 | 19.4 | 12 | 1 | 67 |  | 0 | 0 | 5.2502 | 5.2502 | 95% | 0.7529 | 51.4981 | 6.7849 | 3.7408 | 3.5537 | 0.18704 | 5% | 16.7544 | 0.6 | 0.6 | 0.6 | 41.04 | 5.407 | 2.9811 | 2.9811 | 0 | 0% | 1151 | 51.4981 | 0 | 1099.5019 | 1151 | 41.04 | 0 | 1109.96 | Summer | FALSE | 0 | 0 | 0 | 0 | 0 | 0 | 1 | 0 | 1
2002-06-10 | 6 | 10 | 13:00 | 20 | 13 | 1 | 68 |  | 0 | 0 | 4.7252 | 4.7252 | 95% | 0.67761 | 46.3483 | 6.1064 | 3.3667 | 3.1984 | 0.16833 | 5% | 16.8604 | 1 | 1 | 1 | 68.4 | 9.0117 | 4.9685 | 3.5439 | 1.4246 | 28.67% | 1158.25 | 46.3483 | 0 | 1111.9017 | 1158.25 | 68.4 | 0 | 1089.85 | Summer | FALSE | 1 | 1 | 46.3483 | 68.4 | 0 | 0 | 1 | 0 | 1
2002-06-10 | 6 | 10 | 14:00 | 22.8 | 14 | 1 | 73 |  | 0 | 0 | 3.9376 | 3.9376 | 95% | 0.56467 | 38.6235 | 5.0887 | 2.8056 | 2.6653 | 0.14028 | 5% | 16.451 | 1 | 1 | 1 | 68.4 | 9.0117 | 4.9685 | 2.9532 | 2.0153 | 40.56% | 1130.25 | 38.6235 | 0 | 1091.6265 | 1130.25 | 68.4 | 0 | 1061.85 | Summer | FALSE | 1 | 1 | 38.6235 | 68.4 | 0 | 0 | 1 | 0 | 1
2002-06-10 | 6 | 10 | 15:00 | 23.3 | 15 | 1 | 74 |  | 0 | 0 | 3.6751 | 3.6751 | 95% | 0.52703 | 36.0486 | 4.7494 | 2.6185 | 2.4876 | 0.13093 | 5% | 17.0395 | 1 | 1 | 1 | 68.4 | 9.0117 | 4.9685 | 2.7564 | 2.2121 | 44.52% | 1170.5 | 36.0486 | 0 | 1134.4514 | 1170.5 | 68.4 | 0 | 1102.1 | Summer | FALSE | 1 | 1 | 36.0486 | 68.4 | 0 | 0 | 1 | 0 | 1
2002-06-10 | 6 | 10 | 16:00 | 21.7 | 16 | 1 | 71 |  | 0 | 0 | 3.6751 | 3.6751 | 95% | 0.52703 | 36.0486 | 4.7494 | 2.6185 | 2.4876 | 0.13093 | 5% | 17.0614 | 1 | 1 | 1 | 68.4 | 9.0117 | 4.9685 | 2.7564 | 2.2121 | 44.52% | 1172 | 36.0486 | 0 | 1135.9514 | 1172 | 68.4 | 0 | 1103.6 | Summer | FALSE | 1 | 1 | 36.0486 | 68.4 | 0 | 0 | 1 | 0 | 1
2002-06-10 | 6 | 10 | 17:00 | 21.1 | 17 | 1 | 70 |  | 0 | 0 | 4.7252 | 4.7252 | 95% | 0.67761 | 46.3483 | 6.1064 | 3.3667 | 3.1984 | 0.16833 | 5% | 16.9554 | 1 | 1 | 1 | 68.4 | 9.0117 | 4.9685 | 3.5439 | 1.4246 | 28.67% | 1164.75 | 46.3483 | 0 | 1118.4017 | 1164.75 | 68.4 | 0 | 1096.35 | Summer | FALSE | 0 | 0 | 0 | 0 | 0 | 0 | 1 | 0 | 1
2002-06-10 | 6 | 10 | 18:00 | 20.6 | 18 | 1 | 69 |  | 0 | 0 | 6.0377 | 6.0377 | 95% | 0.86583 | 59.2228 | 7.8026 | 4.3019 | 4.0868 | 0.21509 | 5% | 16.0855 | 0.6 | 0.6 | 0.6 | 41.04 | 5.407 | 2.9811 | 2.9811 | 0 | 0% | 1105.25 | 59.2228 | 0 | 1046.0272 | 1105.25 | 41.04 | 0 | 1064.21 | Summer | FALSE | 0 | 0 | 0 | 0 | 0 | 0 | 1 | 0 | 1
2002-06-10 | 6 | 10 | 19:00 | 18.9 | 19 | 1 | 66 |  | 0 | 0 | 6.5627 | 6.5627 | 95% | 0.94112 | 64.3726 | 8.4811 | 4.676 | 4.4422 | 0.2338 | 5% | 15.636 | 0.6 | 0.6 | 0.6 | 41.04 | 5.407 | 2.9811 | 2.9811 | 0 | 0% | 1074.5 | 64.3726 | 0 | 1010.1274 | 1074.5 | 41.04 | 0 | 1033.46 | Summer | FALSE | 0 | 0 | 0 | 0 | 0 | 0 | 1 | 0 | 1
2002-06-10 | 6 | 10 | 20:00 | 19.4 | 20 | 1 | 67 |  | 0 | 0 | 5.7752 | 5.7752 | 95% | 0.82819 | 56.6479 | 7.4634 | 4.1148 | 3.9091 | 0.20574 | 5% | 14.883 | 0.6 | 0.6 | 0.6 | 41.04 | 5.407 | 2.9811 | 2.9811 | 0 | 0% | 1023 | 56.6479 | 0 | 966.3521 | 1023 | 41.04 | 0 | 981.96 | Summer | FALSE | 0 | 0 | 0 | 0 | 0 | 0 | 1 | 0 | 1
2002-06-10 | 6 | 10 | 21:00 | 17.8 | 21 | 1 | 64 |  | 0 | 0 | 4.7252 | 4.7252 | 95% | 0.67761 | 46.3483 | 6.1064 | 3.3667 | 3.1984 | 0.16833 | 5% | 14.2727 | 0.6 | 0.6 | 0.6 | 41.04 | 5.407 | 2.9811 | 2.9811 | 0 | 0% | 981.25 | 46.3483 | 0 | 934.9017 | 981.25 | 41.04 | 0 | 940.21 | Summer | FALSE | 0 | 0 | 0 | 0 | 0 | 0 | 1 | 0 | 1
2002-06-10 | 6 | 10 | 22:00 | 16.7 | 22 | 1 | 62 |  | 0 | 0 | 4.2002 | 4.2002 | 95% | 0.60232 | 41.1985 | 5.4279 | 2.9926 | 2.843 | 0.14963 | 5% | 14.1776 | 0.6 | 0.6 | 0.6 | 41.04 | 5.407 | 2.9811 | 2.9811 | 0 | 0% | 974.75 | 41.1985 | 0 | 933.5515 | 974.75 | 41.04 | 0 | 933.71 | Summer | FALSE | 0 | 0 | 0 | 0 | 0 | 0 | 1 | 0 | 1
2002-06-10 | 6 | 10 | 23:00 | 16.1 | 23 | 1 | 61 |  | 0 | 0 | 5.2502 | 5.2502 | 95% | 0.7529 | 51.4981 | 6.7849 | 3.7408 | 3.5537 | 0.18704 | 5% | 13.867 | 0.6 | 0.6 | 0.6 | 41.04 | 5.407 | 2.9811 | 2.9811 | 0 | 0% | 953.5 | 51.4981 | 0 | 902.0019 | 953.5 | 41.04 | 0 | 912.46 | Summer | FALSE | 0 | 0 | 0 | 0 | 0 | 0 | 1 | 0 | 1
2002-06-10 | 6 | 10 | 24:00 | 16.1 | 0 | 1 | 61 |  | 0 | 0 | 4.2002 | 4.2002 | 95% | 0.60232 | 41.1985 | 5.4279 | 2.9926 | 2.843 | 0.14963 | 5% | 13.7025 | 0 | 0 | 0 | 0 | 0 | 0 | 0 | 0 | 0% | 942.25 | 41.1985 | 0 | 901.0515 | 942.25 | 0 | 0 | 942.25 | Summer | FALSE | 0 | 0 | 0 | 0 | 0 | 0 | 1 | 0 | 1
2002-06-11 | 6 | 11 | 1:00 | 15 | 1 | 1 | 59 |  | 0 | 0 | 3.9376 | 3.9376 | 95% | 0.56467 | 38.6235 | 5.0887 | 2.8056 | 2.6653 | 0.14028 | 5% | 13.6842 | 0 | 0 | 0 | 0 | 0 | 0 | 0 | 0 | 0% | 941 | 38.6235 | 0 | 902.3765 | 941 | 0 | 0 | 941 | Summer | FALSE | 0 | 0 | 0 | 0 | 0 | 0 | 1 | 0 | 1
2002-06-11 | 6 | 11 | 2:00 | 15 | 2 | 1 | 59 |  | 0 | 0 | 3.1501 | 3.1501 | 95% | 0 | 0 | 0 | 0 | 0 | 0 | 5% | 13.4466 | 0 | 0 | 0 | 0 | 0 | 0 | 0 | 0 | 0% | 924.75 | 0 | 0 | 924.75 | 924.75 | 0 | 0 | 924.75 | Summer | FALSE | 0 | 0 | 0 | 0 | 1 | 0 | 1 | 0 | 0
2002-06-11 | 6 | 11 | 3:00 | 15 | 3 | 1 | 59 |  | 0 | 0 | 3.4126 | 3.4126 | 95% | 0 | 0 | 0 | 0 | 0 | 0 | 5% | 13.5417 | 0 | 0 | 0 | 0 | 0 | 0 | 0 | 0 | 0% | 931.25 | 0 | 0 | 931.25 | 931.25 | 0 | 0 | 931.25 | Summer | FALSE | 0 | 0 | 0 | 0 | 1 | 0 | 1 | 0 | 0
2002-06-11 | 6 | 11 | 4:00 | 15.6 | 4 | 1 | 60 |  | 0 | 0 | 3.1501 | 3.1501 | 95% | 0 | 0 | 0 | 0 | 0 | 0 | 5% | 13.7208 | 0 | 0 | 0 | 0 | 0 | 0 | 0 | 0 | 0% | 943.5 | 0 | 0 | 943.5 | 943.5 | 0 | 0 | 943.5 | Summer | FALSE | 0 | 0 | 0 | 0 | 1 | 0 | 1 | 0 | 0
2002-06-11 | 6 | 11 | 5:00 | 16.1 | 5 | 1 | 61 |  | 0 | 0 | 3.1501 | 3.1501 | 95% | 0 | 0 | 0 | 0 | 0 | 0 | 5% | 13.3699 | 0 | 0 | 0 | 0 | 0 | 0 | 0 | 0 | 0% | 919.5 | 0 | 0 | 919.5 | 919.5 | 0 | 0 | 919.5 | Summer | FALSE | 0 | 0 | 0 | 0 | 1 | 0 | 1 | 0 | 0
2002-06-11 | 6 | 11 | 6:00 | 16.1 | 6 | 1 | 61 |  | 0 | 0 | 3.9376 | 3.9376 | 95% | 0.56467 | 38.6235 | 5.0887 | 2.8056 | 2.6653 | 0.14028 | 5% | 14.1045 | 0.6 | 0.6 | 0.6 | 41.04 | 5.407 | 2.9811 | 2.9532 | 0.027867 | 0.9348% | 969.75 | 38.6235 | 0 | 931.1265 | 969.75 | 41.04 | 0 | 928.71 | Summer | FALSE | 0 | 0 | 0 | 0 | 0 | 0 | 1 | 0 | 1
2002-06-11 | 6 | 11 | 7:00 | 17.2 | 7 | 1 | 63 |  | 0 | 0 | 4.7252 | 4.7252 | 95% | 0.67761 | 46.3483 | 6.1064 | 3.3667 | 3.1984 | 0.16833 | 5% | 16.356 | 0.6 | 0.6 | 0.6 | 41.04 | 5.407 | 2.9811 | 2.9811 | 0 | 0% | 1123.75 | 46.3483 | 0 | 1077.4017 | 1123.75 | 41.04 | 0 | 1082.71 | Summer | FALSE | 0 | 0 | 0 | 0 | 0 | 0 | 1 | 0 | 1
2002-06-11 | 6 | 11 | 8:00 | 18.9 | 8 | 1 | 66 |  | 0 | 0 | 7.6128 | 7.6128 | 95% | 1 | 68.4 | 9.0117 | 4.9685 | 4.7201 | 0.24843 | 5% | 16.4547 | 0.6 | 0.6 | 0.6 | 41.04 | 5.407 | 2.9811 | 2.9811 | 0 | 0% | 1130.5 | 68.4 | 0 | 1062.1 | 1130.5 | 41.04 | 0 | 1089.46 | Summer | FALSE | 0 | 0 | 0 | 0 | 0 | 0 | 0 | 1 | 1
2002-06-11 | 6 | 11 | 9:00 | 21.7 | 9 | 1 | 71 |  | 0 | 0 | 6.5627 | 6.5627 | 95% | 0.94112 | 64.3726 | 8.4811 | 4.676 | 4.4422 | 0.2338 | 5% | 16.8933 | 0.6 | 0.6 | 0.6 | 41.04 | 5.407 | 2.9811 | 2.9811 | 0 | 0% | 1160.5 | 64.3726 | 0 | 1096.1274 | 1160.5 | 41.04 | 0 | 1119.46 | Summer | FALSE | 0 | 0 | 0 | 0 | 0 | 0 | 1 | 0 | 1
2002-06-11 | 6 | 11 | 10:00 | 24.4 | 10 | 1 | 76 |  | 0 | 0 | 6.0377 | 6.0377 | 95% | 0.86583 | 59.2228 | 7.8026 | 4.3019 | 4.0868 | 0.21509 | 5% | 17.7851 | 0.6 | 0.6 | 0.6 | 41.04 | 5.407 | 2.9811 | 2.9811 | 0 | 0% | 1221.5 | 59.2228 | 0 | 1162.2772 | 1221.5 | 41.04 | 0 | 1180.46 | Summer | FALSE | 0 | 0 | 0 | 0 | 0 | 0 | 1 | 0 | 1
2002-06-11 | 6 | 11 | 11:00 | 26.7 | 11 | 1 | 80 |  | 0 | 0 | 5.2502 | 5.2502 | 95% | 0.7529 | 51.4981 | 6.7849 | 3.7408 | 3.5537 | 0.18704 | 5% | 18.4284 | 0.6 | 0.6 | 0.6 | 41.04 | 5.407 | 2.9811 | 2.9811 | 0 | 0% | 1265.5 | 51.4981 | 0 | 1214.0019 | 1265.5 | 41.04 | 0 | 1224.46 | Summer | FALSE | 0 | 0 | 0 | 0 | 0 | 0 | 1 | 0 | 1
2002-06-11 | 6 | 11 | 12:00 | 28.3 | 12 | 1 | 83 |  | 0 | 0 | 5.2502 | 5.2502 | 95% | 0.7529 | 51.4981 | 6.7849 | 3.7408 | 3.5537 | 0.18704 | 5% | 18.9656 | 0.6 | 0.6 | 0.6 | 41.04 | 5.407 | 2.9811 | 2.9811 | 0 | 0% | 1302.25 | 51.4981 | 0 | 1250.7519 | 1302.25 | 41.04 | 0 | 1261.21 | Summer | FALSE | 0 | 0 | 0 | 0 | 0 | 0 | 1 | 0 | 1
2002-06-11 | 6 | 11 | 13:00 | 30 | 13 | 1 | 86 |  | 0 | 0 | 4.7252 | 4.7252 | 95% | 0.67761 | 46.3483 | 6.1064 | 3.3667 | 3.1984 | 0.16833 | 5% | 19.2763 | 1 | 1 | 1 | 68.4 | 9.0117 | 4.9685 | 3.5439 | 1.4246 | 28.67% | 1323.5 | 46.3483 | 0 | 1277.1517 | 1323.5 | 68.4 | 0 | 1255.1 | Summer | FALSE | 1 | 1 | 46.3483 | 68.4 | 0 | 0 | 1 | 0 | 1
2002-06-11 | 6 | 11 | 14:00 | 31.1 | 14 | 1 | 88 |  | 0 | 0 | 3.9376 | 3.9376 | 95% | 0.56467 | 38.6235 | 5.0887 | 2.8056 | 2.6653 | 0.14028 | 5% | 19.0205 | 1 | 1 | 1 | 68.4 | 9.0117 | 4.9685 | 2.9532 | 2.0153 | 40.56% | 1306 | 38.6235 | 0 | 1267.3765 | 1306 | 68.4 | 0 | 1237.6 | Summer | FALSE | 1 | 1 | 38.6235 | 68.4 | 0 | 0 | 1 | 0 | 1
2002-06-11 | 6 | 11 | 15:00 | 31.7 | 15 | 1 | 89 |  | 0 | 0 | 3.6751 | 3.6751 | 95% | 0.52703 | 36.0486 | 4.7494 | 2.6185 | 2.4876 | 0.13093 | 5% | 21.2792 | 1 | 1 | 1 | 68.4 | 9.0117 | 4.9685 | 2.7564 | 2.2121 | 44.52% | 1460.5 | 36.0486 | 0 | 1424.4514 | 1460.5 | 68.4 | 0 | 1392.1 | Summer | FALSE | 1 | 1 | 36.0486 | 68.4 | 0 | 0 | 1 | 0 | 1
2002-06-11 | 6 | 11 | 16:00 | 17.8 | 16 | 1 | 64 |  | 0 | 0 | 3.6751 | 3.6751 | 95% | 0.52703 | 36.0486 | 4.7494 | 2.6185 | 2.4876 | 0.13093 | 5% | 21.261 | 1 | 1 | 1 | 68.4 | 9.0117 | 4.9685 | 2.7564 | 2.2121 | 44.52% | 1459.25 | 36.0486 | 0 | 1423.2014 | 1459.25 | 68.4 | 0 | 1390.85 | Summer | FALSE | 1 | 1 | 36.0486 | 68.4 | 0 | 0 | 1 | 0 | 1
2002-06-11 | 6 | 11 | 17:00 | 16.1 | 17 | 1 | 61 |  | 0 | 0 | 4.7252 | 4.7252 | 95% | 0.67761 | 46.3483 | 6.1064 | 3.3667 | 3.1984 | 0.16833 | 5% | 20.6835 | 1 | 1 | 1 | 68.4 | 9.0117 | 4.9685 | 3.5439 | 1.4246 | 28.67% | 1419.75 | 46.3483 | 0 | 1373.4017 | 1419.75 | 68.4 | 0 | 1351.35 | Summer | FALSE | 0 | 0 | 0 | 0 | 0 | 0 | 1 | 0 | 1
2002-06-11 | 6 | 11 | 18:00 | 15 | 18 | 1 | 59 |  | 0 | 0 | 6.0377 | 6.0377 | 95% | 0.86583 | 59.2228 | 7.8026 | 4.3019 | 4.0868 | 0.21509 | 5% | 17.8582 | 0.6 | 0.6 | 0.6 | 41.04 | 5.407 | 2.9811 | 2.9811 | 0 | 0% | 1226.5 | 59.2228 | 0 | 1167.2772 | 1226.5 | 41.04 | 0 | 1185.46 | Summer | FALSE | 0 | 0 | 0 | 0 | 0 | 0 | 1 | 0 | 1
2002-06-11 | 6 | 11 | 19:00 | 13.9 | 19 | 1 | 57 |  | 0 | 0 | 6.5627 | 6.5627 | 95% | 0.94112 | 64.3726 | 8.4811 | 4.676 | 4.4422 | 0.2338 | 5% | 16.2865 | 0.6 | 0.6 | 0.6 | 41.04 | 5.407 | 2.9811 | 2.9811 | 0 | 0% | 1119 | 64.3726 | 0 | 1054.6274 | 1119 | 41.04 | 0 | 1077.96 | Summer | FALSE | 0 | 0 | 0 | 0 | 0 | 0 | 1 | 0 | 1
2002-06-11 | 6 | 11 | 20:00 | 13.9 | 20 | 1 | 57 |  | 0 | 0 | 5.7752 | 5.7752 | 95% | 0.82819 | 56.6479 | 7.4634 | 4.1148 | 3.9091 | 0.20574 | 5% | 16.0819 | 0.6 | 0.6 | 0.6 | 41.04 | 5.407 | 2.9811 | 2.9811 | 0 | 0% | 1105 | 56.6479 | 0 | 1048.3521 | 1105 | 41.04 | 0 | 1063.96 | Summer | FALSE | 0 | 0 | 0 | 0 | 0 | 0 | 1 | 0 | 1
2002-06-11 | 6 | 11 | 21:00 | 13.3 | 21 | 1 | 56 |  | 0 | 0 | 4.7252 | 4.7252 | 95% | 0.67761 | 46.3483 | 6.1064 | 3.3667 | 3.1984 | 0.16833 | 5% | 14.4664 | 0.6 | 0.6 | 0.6 | 41.04 | 5.407 | 2.9811 | 2.9811 | 0 | 0% | 994.5 | 46.3483 | 0 | 948.1517 | 994.5 | 41.04 | 0 | 953.46 | Summer | FALSE | 0 | 0 | 0 | 0 | 0 | 0 | 1 | 0 | 1
2002-06-11 | 6 | 11 | 22:00 | 13.3 | 22 | 1 | 56 |  | 0 | 0 | 4.2002 | 4.2002 | 95% | 0.60232 | 41.1985 | 5.4279 | 2.9926 | 2.843 | 0.14963 | 5% | 14.1923 | 0.6 | 0.6 | 0.6 | 41.04 | 5.407 | 2.9811 | 2.9811 | 0 | 0% | 975.75 | 41.1985 | 0 | 934.5515 | 975.75 | 41.04 | 0 | 934.71 | Summer | FALSE | 0 | 0 | 0 | 0 | 0 | 0 | 1 | 0 | 1
2002-06-11 | 6 | 11 | 23:00 | 13.3 | 23 | 1 | 56 |  | 0 | 0 | 5.2502 | 5.2502 | 95% | 0.7529 | 51.4981 | 6.7849 | 3.7408 | 3.5537 | 0.18704 | 5% | 14.0424 | 0.6 | 0.6 | 0.6 | 41.04 | 5.407 | 2.9811 | 2.9811 | 0 | 0% | 965.5 | 51.4981 | 0 | 914.0019 | 965.5 | 41.04 | 0 | 924.46 | Summer | FALSE | 0 | 0 | 0 | 0 | 0 | 0 | 1 | 0 | 1
2002-06-11 | 6 | 11 | 24:00 | 12.8 | 0 | 1 | 55 |  | 0 | 0 | 4.2002 | 4.2002 | 95% | 0.60232 | 41.1985 | 5.4279 | 2.9926 | 2.843 | 0.14963 | 5% | 13.9291 | 0 | 0 | 0 | 0 | 0 | 0 | 0 | 0 | 0% | 957.75 | 41.1985 | 0 | 916.5515 | 957.75 | 0 | 0 | 957.75 | Summer | FALSE | 0 | 0 | 0 | 0 | 0 | 0 | 1 | 0 | 1
2002-06-12 | 6 | 12 | 1:00 | 12.8 | 1 | 1 | 55 |  | 0 | 0 | 3.9376 | 3.9376 | 95% | 0.56467 | 38.6235 | 5.0887 | 2.8056 | 2.6653 | 0.14028 | 5% | 14.0241 | 0 | 0 | 0 | 0 | 0 | 0 | 0 | 0 | 0% | 964.25 | 38.6235 | 0 | 925.6265 | 964.25 | 0 | 0 | 964.25 | Summer | FALSE | 0 | 0 | 0 | 0 | 0 | 0 | 1 | 0 | 1
2002-06-12 | 6 | 12 | 2:00 | 12.2 | 2 | 1 | 54 |  | 1 | 1.7666 | 3.1501 | 4.9167 | 95% | 0.70507 | 48.227 | 6.3539 | 3.5032 | 3.328 | 0.17516 | 5% | 14.0205 | 0 | 0 | 0 | 0 | 0 | 0 | 0 | 0 | 0% | 964 | 48.227 | 0 | 915.773 | 964 | 0 | 0 | 964 | Summer | FALSE | 0 | 0 | 0 | 0 | 0 | 0 | 1 | 0 | 1
2002-06-12 | 6 | 12 | 3:00 | 12.2 | 3 | 1 | 54 |  | 1 | 1.7666 | 3.4126 | 5.1792 | 95% | 0.74272 | 50.8019 | 6.6932 | 3.6902 | 3.5057 | 0.18451 | 5% | 13.7683 | 0 | 0 | 0 | 0 | 0 | 0 | 0 | 0 | 0% | 946.75 | 50.8019 | 0 | 895.9481 | 946.75 | 0 | 0 | 946.75 | Summer | FALSE | 0 | 0 | 0 | 0 | 0 | 0 | 1 | 0 | 1
2002-06-12 | 6 | 12 | 4:00 | 12.2 | 4 | 1 | 54 |  | 1 | 1.7666 | 3.1501 | 4.9167 | 95% | 0.70507 | 48.227 | 6.3539 | 3.5032 | 3.328 | 0.17516 | 5% | 14.0716 | 0 | 0 | 0 | 0 | 0 | 0 | 0 | 0 | 0% | 967.5 | 48.227 | 0 | 919.273 | 967.5 | 0 | 0 | 967.5 | Summer | FALSE | 0 | 0 | 0 | 0 | 0 | 0 | 1 | 0 | 1
2002-06-12 | 6 | 12 | 5:00 | 12.2 | 5 | 1 | 54 |  | 1 | 1.7666 | 3.1501 | 4.9167 | 95% | 0.70507 | 48.227 | 6.3539 | 3.5032 | 3.328 | 0.17516 | 5% | 13.7354 | 0 | 0 | 0 | 0 | 0 | 0 | 0 | 0 | 0% | 944.5 | 48.227 | 0 | 896.273 | 944.5 | 0 | 0 | 944.5 | Summer | FALSE | 0 | 0 | 0 | 0 | 0 | 0 | 1 | 0 | 1
2002-06-12 | 6 | 12 | 6:00 | 12.2 | 6 | 1 | 54 |  | 1 | 1.7666 | 3.9376 | 5.7042 | 95% | 0.81801 | 55.9518 | 7.3716 | 4.0643 | 3.8611 | 0.20321 | 5% | 14.2069 | 0.6 | 0.6 | 0.6 | 41.04 | 5.407 | 2.9811 | 2.9811 | 0 | 0% | 976.75 | 55.9518 | 0 | 920.7982 | 976.75 | 41.04 | 0 | 935.71 | Summer | FALSE | 0 | 0 | 0 | 0 | 0 | 0 | 1 | 0 | 1
2002-06-12 | 6 | 12 | 7:00 | 12.2 | 7 | 1 | 54 |  | 1 | 1.7666 | 4.7252 | 6.4918 | 95% | 0.93094 | 63.6765 | 8.3894 | 4.6254 | 4.3941 | 0.23127 | 5% | 15.742 | 0.6 | 0.6 | 0.6 | 41.04 | 5.407 | 2.9811 | 2.9811 | 0 | 0% | 1081.75 | 63.6765 | 0 | 1018.0735 | 1081.75 | 41.04 | 0 | 1040.71 | Summer | FALSE | 0 | 0 | 0 | 0 | 0 | 0 | 1 | 0 | 1
2002-06-12 | 6 | 12 | 8:00 | 12.8 | 8 | 1 | 55 |  | 0 | 0 | 7.6128 | 7.6128 | 95% | 1 | 68.4 | 9.0117 | 4.9685 | 4.7201 | 0.24843 | 5% | 16.0965 | 0.6 | 0.6 | 0.6 | 41.04 | 5.407 | 2.9811 | 2.9811 | 0 | 0% | 1106 | 68.4 | 0 | 1037.6 | 1106 | 41.04 | 0 | 1064.96 | Summer | FALSE | 0 | 0 | 0 | 0 | 0 | 0 | 0 | 1 | 1
2002-06-12 | 6 | 12 | 9:00 | 12.8 | 9 | 1 | 55 |  | 0 | 0 | 6.5627 | 6.5627 | 95% | 0.94112 | 64.3726 | 8.4811 | 4.676 | 4.4422 | 0.2338 | 5% | 16.4145 | 0.6 | 0.6 | 0.6 | 41.04 | 5.407 | 2.9811 | 2.9811 | 0 | 0% | 1127.75 | 64.3726 | 0 | 1063.3774 | 1127.75 | 41.04 | 0 | 1086.71 | Summer | FALSE | 0 | 0 | 0 | 0 | 0 | 0 | 1 | 0 | 1
2002-06-12 | 6 | 12 | 10:00 | 12.8 | 10 | 1 | 55 |  | 0 | 0 | 6.0377 | 6.0377 | 95% | 0.86583 | 59.2228 | 7.8026 | 4.3019 | 4.0868 | 0.21509 | 5% | 16.8385 | 0.6 | 0.6 | 0.6 | 41.04 | 5.407 | 2.9811 | 2.9811 | 0 | 0% | 1156.75 | 59.2228 | 0 | 1097.5272 | 1156.75 | 41.04 | 0 | 1115.71 | Summer | FALSE | 0 | 0 | 0 | 0 | 0 | 0 | 1 | 0 | 1
2002-06-12 | 6 | 12 | 11:00 | 13.3 | 11 | 1 | 56 |  | 0 | 0 | 5.2502 | 5.2502 | 95% | 0.7529 | 51.4981 | 6.7849 | 3.7408 | 3.5537 | 0.18704 | 5% | 16.6374 | 0.6 | 0.6 | 0.6 | 41.04 | 5.407 | 2.9811 | 2.9811 | 0 | 0% | 1143 | 51.4981 | 0 | 1091.5019 | 1143 | 41.04 | 0 | 1101.96 | Summer | FALSE | 0 | 0 | 0 | 0 | 0 | 0 | 1 | 0 | 1
2002-06-12 | 6 | 12 | 12:00 | 12.8 | 12 | 1 | 55 |  | 0 | 0 | 5.2502 | 5.2502 | 95% | 0.7529 | 51.4981 | 6.7849 | 3.7408 | 3.5537 | 0.18704 | 5% | 16.9737 | 0.6 | 0.6 | 0.6 | 41.04 | 5.407 | 2.9811 | 2.9811 | 0 | 0% | 1166 | 51.4981 | 0 | 1114.5019 | 1166 | 41.04 | 0 | 1124.96 | Summer | FALSE | 0 | 0 | 0 | 0 | 0 | 0 | 1 | 0 | 1
2002-06-12 | 6 | 12 | 13:00 | 12.8 | 13 | 1 | 55 |  | 0 | 0 | 4.7252 | 4.7252 | 95% | 0.67761 | 46.3483 | 6.1064 | 3.3667 | 3.1984 | 0.16833 | 5% | 17.2844 | 1 | 1 | 1 | 68.4 | 9.0117 | 4.9685 | 3.5439 | 1.4246 | 28.67% | 1187.25 | 46.3483 | 0 | 1140.9017 | 1187.25 | 68.4 | 0 | 1118.85 | Summer | FALSE | 1 | 1 | 46.3483 | 68.4 | 0 | 0 | 1 | 0 | 1
2002-06-12 | 6 | 12 | 14:00 | 12.8 | 14 | 1 | 55 |  | 0 | 0 | 3.9376 | 3.9376 | 95% | 0.56467 | 38.6235 | 5.0887 | 2.8056 | 2.6653 | 0.14028 | 5% | 17.3392 | 1 | 1 | 1 | 68.4 | 9.0117 | 4.9685 | 2.9532 | 2.0153 | 40.56% | 1191 | 38.6235 | 0 | 1152.3765 | 1191 | 68.4 | 0 | 1122.6 | Summer | FALSE | 1 | 1 | 38.6235 | 68.4 | 0 | 0 | 1 | 0 | 1
2002-06-12 | 6 | 12 | 15:00 | 12.2 | 15 | 1 | 54 |  | 1 | 1.7666 | 3.6751 | 5.4417 | 95% | 0.78036 | 53.3769 | 7.0324 | 3.8772 | 3.6834 | 0.19386 | 5% | 17.1857 | 1 | 1 | 1 | 68.4 | 9.0117 | 4.9685 | 4.0813 | 0.8872 | 17.86% | 1180.5 | 53.3769 | 0 | 1127.1231 | 1180.5 | 68.4 | 0 | 1112.1 | Summer | FALSE | 1 | 1 | 53.3769 | 68.4 | 0 | 0 | 1 | 0 | 1
2002-06-12 | 6 | 12 | 16:00 | 12 | 16 | 1 | 54 |  | 1 | 1.7666 | 3.6751 | 5.4417 | 95% | 0.78036 | 53.3769 | 7.0324 | 3.8772 | 3.6834 | 0.19386 | 5% | 16.875 | 1 | 1 | 1 | 68.4 | 9.0117 | 4.9685 | 4.0813 | 0.8872 | 17.86% | 1159.25 | 53.3769 | 0 | 1105.8731 | 1159.25 | 68.4 | 0 | 1090.85 | Summer | FALSE | 1 | 1 | 53.3769 | 68.4 | 0 | 0 | 1 | 0 | 1
2002-06-12 | 6 | 12 | 17:00 | 11.7 | 17 | 1 | 53 |  | 2 | 3.5332 | 4.7252 | 8.2584 | 95% | 1 | 68.4 | 9.0117 | 4.9685 | 4.7201 | 0.24843 | 5% | 16.3999 | 1 | 1 | 1 | 68.4 | 9.0117 | 4.9685 | 4.9685 | 0 | 0% | 1126.75 | 68.4 | 0 | 1058.35 | 1126.75 | 68.4 | 0 | 1058.35 | Summer | FALSE | 0 | 0 | 0 | 0 | 0 | 0 | 0 | 1 | 1
2002-06-12 | 6 | 12 | 18:00 | 11.7 | 18 | 1 | 53 |  | 2 | 3.5332 | 6.0377 | 9.5709 | 95% | 1 | 68.4 | 9.0117 | 4.9685 | 4.7201 | 0.24843 | 5% | 15.4788 | 0.6 | 0.6 | 0.6 | 41.04 | 5.407 | 2.9811 | 2.9811 | 0 | 0% | 1063.75 | 68.4 | 0 | 995.35 | 1063.75 | 41.04 | 0 | 1022.71 | Summer | FALSE | 0 | 0 | 0 | 0 | 0 | 0 | 0 | 1 | 1
2002-06-12 | 6 | 12 | 19:00 | 11.1 | 19 | 1 | 52 |  | 3 | 5.2998 | 6.5627 | 11.8625 | 95% | 1 | 68.4 | 9.0117 | 4.9685 | 4.7201 | 0.24843 | 5% | 15.0548 | 0.6 | 0.6 | 0.6 | 41.04 | 5.407 | 2.9811 | 2.9811 | 0 | 0% | 1034.75 | 68.4 | 0 | 966.35 | 1034.75 | 41.04 | 0 | 993.71 | Summer | FALSE | 0 | 0 | 0 | 0 | 0 | 0 | 0 | 1 | 1
2002-06-12 | 6 | 12 | 20:00 | 11.1 | 20 | 1 | 52 |  | 3 | 5.2998 | 5.7752 | 11.075 | 95% | 1 | 68.4 | 9.0117 | 4.9685 | 4.7201 | 0.24843 | 5% | 15.1608 | 0.6 | 0.6 | 0.6 | 41.04 | 5.407 | 2.9811 | 2.9811 | 0 | 0% | 1042 | 68.4 | 0 | 973.6 | 1042 | 41.04 | 0 | 1000.96 | Summer | FALSE | 0 | 0 | 0 | 0 | 0 | 0 | 0 | 1 | 1
2002-06-12 | 6 | 12 | 21:00 | 11.1 | 21 | 1 | 52 |  | 3 | 5.2998 | 4.7252 | 10.025 | 95% | 1 | 68.4 | 9.0117 | 4.9685 | 4.7201 | 0.24843 | 5% | 14.5906 | 0.6 | 0.6 | 0.6 | 41.04 | 5.407 | 2.9811 | 2.9811 | 0 | 0% | 1003 | 68.4 | 0 | 934.6 | 1003 | 41.04 | 0 | 961.96 | Summer | FALSE | 0 | 0 | 0 | 0 | 0 | 0 | 0 | 1 | 1
2002-06-12 | 6 | 12 | 22:00 | 11.1 | 22 | 1 | 52 |  | 3 | 5.2998 | 4.2002 | 9.5 | 95% | 1 | 68.4 | 9.0117 | 4.9685 | 4.7201 | 0.24843 | 5% | 15.2595 | 0.6 | 0.6 | 0.6 | 41.04 | 5.407 | 2.9811 | 2.9811 | 0 | 0% | 1048.75 | 68.4 | 0 | 980.35 | 1048.75 | 41.04 | 0 | 1007.71 | Summer | FALSE | 0 | 0 | 0 | 0 | 0 | 0 | 0 | 1 | 1
2002-06-12 | 6 | 12 | 23:00 | 10.6 | 23 | 1 | 51 |  | 4 | 7.0664 | 5.2502 | 12.3166 | 95% | 1 | 68.4 | 9.0117 | 4.9685 | 4.7201 | 0.24843 | 5% | 15.2741 | 0.6 | 0.6 | 0.6 | 41.04 | 5.407 | 2.9811 | 2.9811 | 0 | 0% | 1049.75 | 68.4 | 0 | 981.35 | 1049.75 | 41.04 | 0 | 1008.71 | Summer | FALSE | 0 | 0 | 0 | 0 | 0 | 0 | 0 | 1 | 1
2002-06-12 | 6 | 12 | 24:00 | 10.6 | 0 | 1 | 51 |  | 4 | 7.0664 | 4.2002 | 11.2665 | 95% | 1 | 68.4 | 9.0117 | 4.9685 | 4.7201 | 0.24843 | 5% | 15.2851 | 0 | 0 | 0 | 0 | 0 | 0 | 0 | 0 | 0% | 1050.5 | 68.4 | 0 | 982.1 | 1050.5 | 0 | 0 | 1050.5 | Summer | FALSE | 0 | 0 | 0 | 0 | 0 | 0 | 0 | 1 | 1
2002-06-13 | 6 | 13 | 1:00 | 10.6 | 1 | 1 | 51 |  | 4 | 7.0664 | 3.9376 | 11.004 | 95% | 1 | 68.4 | 9.0117 | 4.9685 | 4.7201 | 0.24843 | 5% | 15.3034 | 0 | 0 | 0 | 0 | 0 | 0 | 0 | 0 | 0% | 1051.75 | 68.4 | 0 | 983.35 | 1051.75 | 0 | 0 | 1051.75 | Summer | FALSE | 0 | 0 | 0 | 0 | 0 | 0 | 0 | 1 | 1
2002-06-13 | 6 | 13 | 2:00 | 10.6 | 2 | 1 | 51 |  | 4 | 7.0664 | 3.1501 | 10.2165 | 95% | 1 | 68.4 | 9.0117 | 4.9685 | 4.7201 | 0.24843 | 5% | 15.318 | 0 | 0 | 0 | 0 | 0 | 0 | 0 | 0 | 0% | 1052.75 | 68.4 | 0 | 984.35 | 1052.75 | 0 | 0 | 1052.75 | Summer | FALSE | 0 | 0 | 0 | 0 | 0 | 0 | 0 | 1 | 1
2002-06-13 | 6 | 13 | 3:00 | 10.6 | 3 | 1 | 51 |  | 4 | 7.0664 | 3.4126 | 10.479 | 95% | 1 | 68.4 | 9.0117 | 4.9685 | 4.7201 | 0.24843 | 5% | 15.2851 | 0 | 0 | 0 | 0 | 0 | 0 | 0 | 0 | 0% | 1050.5 | 68.4 | 0 | 982.1 | 1050.5 | 0 | 0 | 1050.5 | Summer | FALSE | 0 | 0 | 0 | 0 | 0 | 0 | 0 | 1 | 1
2002-06-13 | 6 | 13 | 4:00 | 10.6 | 4 | 1 | 51 |  | 4 | 7.0664 | 3.1501 | 10.2165 | 95% | 1 | 68.4 | 9.0117 | 4.9685 | 4.7201 | 0.24843 | 5% | 15.5994 | 0 | 0 | 0 | 0 | 0 | 0 | 0 | 0 | 0% | 1072 | 68.4 | 0 | 1003.6 | 1072 | 0 | 0 | 1072 | Summer | FALSE | 0 | 0 | 0 | 0 | 0 | 0 | 0 | 1 | 1
2002-06-13 | 6 | 13 | 5:00 | 10.6 | 5 | 1 | 51 |  | 4 | 7.0664 | 3.1501 | 10.2165 | 95% | 1 | 68.4 | 9.0117 | 4.9685 | 4.7201 | 0.24843 | 5% | 15.0841 | 0 | 0 | 0 | 0 | 0 | 0 | 0 | 0 | 0% | 1036.75 | 68.4 | 0 | 968.35 | 1036.75 | 0 | 0 | 1036.75 | Summer | FALSE | 0 | 0 | 0 | 0 | 0 | 0 | 0 | 1 | 1
2002-06-13 | 6 | 13 | 6:00 | 10.6 | 6 | 1 | 51 |  | 4 | 7.0664 | 3.9376 | 11.004 | 95% | 1 | 68.4 | 9.0117 | 4.9685 | 4.7201 | 0.24843 | 5% | 15.1206 | 0.6 | 0.6 | 0.6 | 41.04 | 5.407 | 2.9811 | 2.9811 | 0 | 0% | 1039.25 | 68.4 | 0 | 970.85 | 1039.25 | 41.04 | 0 | 998.21 | Summer | FALSE | 0 | 0 | 0 | 0 | 0 | 0 | 0 | 1 | 1
2002-06-13 | 6 | 13 | 7:00 | 11.7 | 7 | 1 | 53 |  | 2 | 3.5332 | 4.7252 | 8.2584 | 95% | 1 | 68.4 | 9.0117 | 4.9685 | 4.7201 | 0.24843 | 5% | 15.2558 | 0.6 | 0.6 | 0.6 | 41.04 | 5.407 | 2.9811 | 2.9811 | 0 | 0% | 1048.5 | 68.4 | 0 | 980.1 | 1048.5 | 41.04 | 0 | 1007.46 | Summer | FALSE | 0 | 0 | 0 | 0 | 0 | 0 | 0 | 1 | 1
2002-06-13 | 6 | 13 | 8:00 | 12.2 | 8 | 1 | 54 |  | 1 | 1.7666 | 7.6128 | 9.3794 | 95% | 1 | 68.4 | 9.0117 | 4.9685 | 4.7201 | 0.24843 | 5% | 15.0146 | 0.6 | 0.6 | 0.6 | 41.04 | 5.407 | 2.9811 | 2.9811 | 0 | 0% | 1032 | 68.4 | 0 | 963.6 | 1032 | 41.04 | 0 | 990.96 | Summer | FALSE | 0 | 0 | 0 | 0 | 0 | 0 | 0 | 1 | 1
2002-06-13 | 6 | 13 | 9:00 | 12.8 | 9 | 1 | 55 |  | 0 | 0 | 6.5627 | 6.5627 | 95% | 0.94112 | 64.3726 | 8.4811 | 4.676 | 4.4422 | 0.2338 | 5% | 15.508 | 0.6 | 0.6 | 0.6 | 41.04 | 5.407 | 2.9811 | 2.9811 | 0 | 0% | 1065.75 | 64.3726 | 0 | 1001.3774 | 1065.75 | 41.04 | 0 | 1024.71 | Summer | FALSE | 0 | 0 | 0 | 0 | 0 | 0 | 1 | 0 | 1
2002-06-13 | 6 | 13 | 10:00 | 12.8 | 10 | 1 | 55 |  | 0 | 0 | 6.0377 | 6.0377 | 95% | 0.86583 | 59.2228 | 7.8026 | 4.3019 | 4.0868 | 0.21509 | 5% | 15.4934 | 0.6 | 0.6 | 0.6 | 41.04 | 5.407 | 2.9811 | 2.9811 | 0 | 0% | 1064.75 | 59.2228 | 0 | 1005.5272 | 1064.75 | 41.04 | 0 | 1023.71 | Summer | FALSE | 0 | 0 | 0 | 0 | 0 | 0 | 1 | 0 | 1
2002-06-13 | 6 | 13 | 11:00 | 12.8 | 11 | 1 | 55 |  | 0 | 0 | 5.2502 | 5.2502 | 95% | 0.7529 | 51.4981 | 6.7849 | 3.7408 | 3.5537 | 0.18704 | 5% | 15.6762 | 0.6 | 0.6 | 0.6 | 41.04 | 5.407 | 2.9811 | 2.9811 | 0 | 0% | 1077.25 | 51.4981 | 0 | 1025.7519 | 1077.25 | 41.04 | 0 | 1036.21 | Summer | FALSE | 0 | 0 | 0 | 0 | 0 | 0 | 1 | 0 | 1
2002-06-13 | 6 | 13 | 12:00 | 13.9 | 12 | 1 | 57 |  | 0 | 0 | 5.2502 | 5.2502 | 95% | 0.7529 | 51.4981 | 6.7849 | 3.7408 | 3.5537 | 0.18704 | 5% | 16.1221 | 0.6 | 0.6 | 0.6 | 41.04 | 5.407 | 2.9811 | 2.9811 | 0 | 0% | 1107.75 | 51.4981 | 0 | 1056.2519 | 1107.75 | 41.04 | 0 | 1066.71 | Summer | FALSE | 0 | 0 | 0 | 0 | 0 | 0 | 1 | 0 | 1
2002-06-13 | 6 | 13 | 13:00 | 14.4 | 13 | 1 | 58 |  | 0 | 0 | 4.7252 | 4.7252 | 95% | 0.67761 | 46.3483 | 6.1064 | 3.3667 | 3.1984 | 0.16833 | 5% | 15.8772 | 1 | 1 | 1 | 68.4 | 9.0117 | 4.9685 | 3.5439 | 1.4246 | 28.67% | 1091 | 46.3483 | 0 | 1044.6517 | 1091 | 68.4 | 0 | 1022.6 | Summer | FALSE | 1 | 1 | 46.3483 | 68.4 | 0 | 0 | 1 | 0 | 1
2002-06-13 | 6 | 13 | 14:00 | 15.6 | 14 | 1 | 60 |  | 0 | 0 | 3.9376 | 3.9376 | 95% | 0.56467 | 38.6235 | 5.0887 | 2.8056 | 2.6653 | 0.14028 | 5% | 15.8516 | 1 | 1 | 1 | 68.4 | 9.0117 | 4.9685 | 2.9532 | 2.0153 | 40.56% | 1089.25 | 38.6235 | 0 | 1050.6265 | 1089.25 | 68.4 | 0 | 1020.85 | Summer | FALSE | 1 | 1 | 38.6235 | 68.4 | 0 | 0 | 1 | 0 | 1
2002-06-13 | 6 | 13 | 15:00 | 16.1 | 15 | 1 | 61 |  | 0 | 0 | 3.6751 | 3.6751 | 95% | 0.52703 | 36.0486 | 4.7494 | 2.6185 | 2.4876 | 0.13093 | 5% | 15.7018 | 1 | 1 | 1 | 68.4 | 9.0117 | 4.9685 | 2.7564 | 2.2121 | 44.52% | 1079 | 36.0486 | 0 | 1042.9514 | 1079 | 68.4 | 0 | 1010.6 | Summer | FALSE | 1 | 1 | 36.0486 | 68.4 | 0 | 0 | 1 | 0 | 1
2002-06-13 | 6 | 13 | 16:00 | 15.6 | 16 | 1 | 60 |  | 0 | 0 | 3.6751 | 3.6751 | 95% | 0.52703 | 36.0486 | 4.7494 | 2.6185 | 2.4876 | 0.13093 | 5% | 15.7273 | 1 | 1 | 1 | 68.4 | 9.0117 | 4.9685 | 2.7564 | 2.2121 | 44.52% | 1080.75 | 36.0486 | 0 | 1044.7014 | 1080.75 | 68.4 | 0 | 1012.35 | Summer | FALSE | 1 | 1 | 36.0486 | 68.4 | 0 | 0 | 1 | 0 | 1
2002-06-13 | 6 | 13 | 17:00 | 14.4 | 17 | 1 | 58 |  | 0 | 0 | 4.7252 | 4.7252 | 95% | 0.67761 | 46.3483 | 6.1064 | 3.3667 | 3.1984 | 0.16833 | 5% | 15.4313 | 1 | 1 | 1 | 68.4 | 9.0117 | 4.9685 | 3.5439 | 1.4246 | 28.67% | 1060.5 | 46.3483 | 0 | 1014.1517 | 1060.5 | 68.4 | 0 | 992.1 | Summer | FALSE | 0 | 0 | 0 | 0 | 0 | 0 | 1 | 0 | 1
2002-06-13 | 6 | 13 | 18:00 | 14.4 | 18 | 1 | 58 |  | 0 | 0 | 6.0377 | 6.0377 | 95% | 0.86583 | 59.2228 | 7.8026 | 4.3019 | 4.0868 | 0.21509 | 5% | 14.8355 | 0.6 | 0.6 | 0.6 | 41.04 | 5.407 | 2.9811 | 2.9811 | 0 | 0% | 1019.75 | 59.2228 | 0 | 960.5272 | 1019.75 | 41.04 | 0 | 978.71 | Summer | FALSE | 0 | 0 | 0 | 0 | 0 | 0 | 1 | 0 | 1
2002-06-13 | 6 | 13 | 19:00 | 14.4 | 19 | 1 | 58 |  | 0 | 0 | 6.5627 | 6.5627 | 95% | 0.94112 | 64.3726 | 8.4811 | 4.676 | 4.4422 | 0.2338 | 5% | 14.5724 | 0.6 | 0.6 | 0.6 | 41.04 | 5.407 | 2.9811 | 2.9811 | 0 | 0% | 1001.75 | 64.3726 | 0 | 937.3774 | 1001.75 | 41.04 | 0 | 960.71 | Summer | FALSE | 0 | 0 | 0 | 0 | 0 | 0 | 1 | 0 | 1
2002-06-13 | 6 | 13 | 20:00 | 16.7 | 20 | 1 | 62 |  | 0 | 0 | 5.7752 | 5.7752 | 95% | 0.82819 | 56.6479 | 7.4634 | 4.1148 | 3.9091 | 0.20574 | 5% | 14.5358 | 0.6 | 0.6 | 0.6 | 41.04 | 5.407 | 2.9811 | 2.9811 | 0 | 0% | 999.25 | 56.6479 | 0 | 942.6021 | 999.25 | 41.04 | 0 | 958.21 | Summer | FALSE | 0 | 0 | 0 | 0 | 0 | 0 | 1 | 0 | 1
2002-06-13 | 6 | 13 | 21:00 | 16.1 | 21 | 1 | 61 |  | 0 | 0 | 4.7252 | 4.7252 | 95% | 0.67761 | 46.3483 | 6.1064 | 3.3667 | 3.1984 | 0.16833 | 5% | 14.4554 | 0.6 | 0.6 | 0.6 | 41.04 | 5.407 | 2.9811 | 2.9811 | 0 | 0% | 993.75 | 46.3483 | 0 | 947.4017 | 993.75 | 41.04 | 0 | 952.71 | Summer | FALSE | 0 | 0 | 0 | 0 | 0 | 0 | 1 | 0 | 1
2002-06-13 | 6 | 13 | 22:00 | 15.6 | 22 | 1 | 60 |  | 0 | 0 | 4.2002 | 4.2002 | 95% | 0.60232 | 41.1985 | 5.4279 | 2.9926 | 2.843 | 0.14963 | 5% | 14.3092 | 0.6 | 0.6 | 0.6 | 41.04 | 5.407 | 2.9811 | 2.9811 | 0 | 0% | 983.75 | 41.1985 | 0 | 942.5515 | 983.75 | 41.04 | 0 | 942.71 | Summer | FALSE | 0 | 0 | 0 | 0 | 0 | 0 | 1 | 0 | 1
2002-06-13 | 6 | 13 | 23:00 | 14.4 | 23 | 1 | 58 |  | 0 | 0 | 5.2502 | 5.2502 | 95% | 0.7529 | 51.4981 | 6.7849 | 3.7408 | 3.5537 | 0.18704 | 5% | 14.2982 | 0.6 | 0.6 | 0.6 | 41.04 | 5.407 | 2.9811 | 2.9811 | 0 | 0% | 983 | 51.4981 | 0 | 931.5019 | 983 | 41.04 | 0 | 941.96 | Summer | FALSE | 0 | 0 | 0 | 0 | 0 | 0 | 1 | 0 | 1
2002-06-13 | 6 | 13 | 24:00 | 13.9 | 0 | 1 | 57 |  | 0 | 0 | 4.2002 | 4.2002 | 95% | 0.60232 | 41.1985 | 5.4279 | 2.9926 | 2.843 | 0.14963 | 5% | 13.9035 | 0 | 0 | 0 | 0 | 0 | 0 | 0 | 0 | 0% | 956 | 41.1985 | 0 | 914.8015 | 956 | 0 | 0 | 956 | Summer | FALSE | 0 | 0 | 0 | 0 | 0 | 0 | 1 | 0 | 1
2002-06-14 | 6 | 14 | 1:00 | 13.3 | 1 | 2 | 56 |  | 0 | 0 | 3.9376 | 3.9376 | 95% | 0.56467 | 38.6235 | 5.0887 | 2.8056 | 2.6653 | 0.14028 | 5% | 13.8852 | 0 | 0 | 0 | 0 | 0 | 0 | 0 | 0 | 0% | 954.75 | 38.6235 | 0 | 916.1265 | 954.75 | 0 | 0 | 954.75 | Summer | 0 | 0 | 0 | 0 | 0 | 0 | 0 | 1 | 0 | 1
2002-06-14 | 6 | 14 | 2:00 | 13.3 | 2 | 2 | 56 |  | 0 | 0 | 3.1501 | 3.1501 | 95% | 0 | 0 | 0 | 0 | 0 | 0 | 5% | 14.1923 | 0 | 0 | 0 | 0 | 0 | 0 | 0 | 0 | 0% | 975.75 | 0 | 0 | 975.75 | 975.75 | 0 | 0 | 975.75 | Summer | 0 | 0 | 0 | 0 | 0 | 1 | 0 | 1 | 0 | 0
2002-06-14 | 6 | 14 | 3:00 | 12.8 | 3 | 2 | 55 |  | 0 | 0 | 3.4126 | 3.4126 | 95% | 0 | 0 | 0 | 0 | 0 | 0 | 5% | 13.8341 | 0 | 0 | 0 | 0 | 0 | 0 | 0 | 0 | 0% | 951.25 | 0 | 0 | 951.25 | 951.25 | 0 | 0 | 951.25 | Summer | 0 | 0 | 0 | 0 | 0 | 1 | 0 | 1 | 0 | 0
2002-06-14 | 6 | 14 | 4:00 | 12.8 | 4 | 2 | 55 |  | 0 | 0 | 3.1501 | 3.1501 | 95% | 0 | 0 | 0 | 0 | 0 | 0 | 5% | 14.1594 | 0 | 0 | 0 | 0 | 0 | 0 | 0 | 0 | 0% | 973.5 | 0 | 0 | 973.5 | 973.5 | 0 | 0 | 973.5 | Summer | 0 | 0 | 0 | 0 | 0 | 1 | 0 | 1 | 0 | 0
2002-06-14 | 6 | 14 | 5:00 | 12.8 | 5 | 2 | 55 |  | 0 | 0 | 3.1501 | 3.1501 | 95% | 0 | 0 | 0 | 0 | 0 | 0 | 5% | 13.7975 | 0 | 0 | 0 | 0 | 0 | 0 | 0 | 0 | 0% | 948.75 | 0 | 0 | 948.75 | 948.75 | 0 | 0 | 948.75 | Summer | 0 | 0 | 0 | 0 | 0 | 1 | 0 | 1 | 0 | 0
2002-06-14 | 6 | 14 | 6:00 | 12.8 | 6 | 2 | 55 |  | 0 | 0 | 3.9376 | 3.9376 | 95% | 0.56467 | 38.6235 | 5.0887 | 2.8056 | 2.6653 | 0.14028 | 5% | 14.163 | 0.6 | 0.6 | 0.6 | 41.04 | 5.407 | 2.9811 | 2.9532 | 0.027867 | 0.9348% | 973.75 | 38.6235 | 0 | 935.1265 | 973.75 | 41.04 | 0 | 932.71 | Summer | 0 | 0 | 0 | 0 | 0 | 0 | 0 | 1 | 0 | 1
2002-06-14 | 6 | 14 | 7:00 | 13.3 | 7 | 2 | 56 |  | 0 | 0 | 4.7252 | 4.7252 | 95% | 0.67761 | 46.3483 | 6.1064 | 3.3667 | 3.1984 | 0.16833 | 5% | 14.5687 | 0.6 | 0.6 | 0.6 | 41.04 | 5.407 | 2.9811 | 2.9811 | 0 | 0% | 1001.5 | 46.3483 | 0 | 955.1517 | 1001.5 | 41.04 | 0 | 960.46 | Summer | 0 | 0 | 0 | 0 | 0 | 0 | 0 | 1 | 0 | 1
2002-06-14 | 6 | 14 | 8:00 | 15 | 8 | 2 | 59 |  | 0 | 0 | 7.6128 | 7.6128 | 95% | 1 | 68.4 | 9.0117 | 4.9685 | 4.7201 | 0.24843 | 5% | 14.3311 | 0.6 | 0.6 | 0.6 | 41.04 | 5.407 | 2.9811 | 2.9811 | 0 | 0% | 985.25 | 68.4 | 0 | 916.85 | 985.25 | 41.04 | 0 | 944.21 | Summer | 0 | 0 | 0 | 0 | 0 | 0 | 0 | 0 | 1 | 1
2002-06-14 | 6 | 14 | 9:00 | 15.6 | 9 | 2 | 60 |  | 0 | 0 | 6.5627 | 6.5627 | 95% | 0.94112 | 64.3726 | 8.4811 | 4.676 | 4.4422 | 0.2338 | 5% | 14.4042 | 0.6 | 0.6 | 0.6 | 41.04 | 5.407 | 2.9811 | 2.9811 | 0 | 0% | 990.25 | 64.3726 | 0 | 925.8774 | 990.25 | 41.04 | 0 | 949.21 | Summer | 0 | 0 | 0 | 0 | 0 | 0 | 0 | 1 | 0 | 1
2002-06-14 | 6 | 14 | 10:00 | 15.6 | 10 | 2 | 60 |  | 0 | 0 | 6.0377 | 6.0377 | 95% | 0.86583 | 59.2228 | 7.8026 | 4.3019 | 4.0868 | 0.21509 | 5% | 14.8721 | 0.6 | 0.6 | 0.6 | 41.04 | 5.407 | 2.9811 | 2.9811 | 0 | 0% | 1022.25 | 59.2228 | 0 | 963.0272 | 1022.25 | 41.04 | 0 | 981.21 | Summer | 0 | 0 | 0 | 0 | 0 | 0 | 0 | 1 | 0 | 1
2002-06-14 | 6 | 14 | 11:00 | 14.4 | 11 | 2 | 58 |  | 0 | 0 | 5.2502 | 5.2502 | 95% | 0.7529 | 51.4981 | 6.7849 | 3.7408 | 3.5537 | 0.18704 | 5% | 14.3421 | 0.6 | 0.6 | 0.6 | 41.04 | 5.407 | 2.9811 | 2.9811 | 0 | 0% | 986 | 51.4981 | 0 | 934.5019 | 986 | 41.04 | 0 | 944.96 | Summer | 0 | 0 | 0 | 0 | 0 | 0 | 0 | 1 | 0 | 1
2002-06-14 | 6 | 14 | 12:00 | 14.4 | 12 | 2 | 58 |  | 0 | 0 | 5.2502 | 5.2502 | 95% | 0.7529 | 51.4981 | 6.7849 | 3.7408 | 3.5537 | 0.18704 | 5% | 14.3019 | 0.6 | 0.6 | 0.6 | 41.04 | 5.407 | 2.9811 | 2.9811 | 0 | 0% | 983.25 | 51.4981 | 0 | 931.7519 | 983.25 | 41.04 | 0 | 942.21 | Summer | 0 | 0 | 0 | 0 | 0 | 0 | 0 | 1 | 0 | 1
2002-06-14 | 6 | 14 | 13:00 | 13.9 | 13 | 2 | 57 |  | 0 | 0 | 4.7252 | 4.7252 | 95% | 0.67761 | 46.3483 | 6.1064 | 3.3667 | 3.1984 | 0.16833 | 5% | 14.3056 | 0.6 | 0.6 | 0.6 | 41.04 | 5.407 | 2.9811 | 2.9811 | 0 | 0% | 983.5 | 46.3483 | 0 | 937.1517 | 983.5 | 41.04 | 0 | 942.46 | Summer | 0 | 0 | 0 | 0 | 0 | 0 | 0 | 1 | 0 | 1
2002-06-14 | 6 | 14 | 14:00 | 13.3 | 14 | 2 | 56 |  | 0 | 0 | 3.9376 | 3.9376 | 95% | 0.56467 | 38.6235 | 5.0887 | 2.8056 | 2.6653 | 0.14028 | 5% | 14.4006 | 0.6 | 0.6 | 0.6 | 41.04 | 5.407 | 2.9811 | 2.9532 | 0.027867 | 0.9348% | 990 | 38.6235 | 0 | 951.3765 | 990 | 41.04 | 0 | 948.96 | Summer | 0 | 0 | 0 | 0 | 0 | 0 | 0 | 1 | 0 | 1
2002-06-14 | 6 | 14 | 15:00 | 13.3 | 15 | 2 | 56 |  | 0 | 0 | 3.6751 | 3.6751 | 95% | 0.52703 | 36.0486 | 4.7494 | 2.6185 | 2.4876 | 0.13093 | 5% | 14.4006 | 0.6 | 0.6 | 0.6 | 41.04 | 5.407 | 2.9811 | 2.7564 | 0.22475 | 7.539% | 990 | 36.0486 | 0 | 953.9514 | 990 | 41.04 | 0 | 948.96 | Summer | 0 | 0 | 0 | 0 | 0 | 0 | 0 | 1 | 0 | 1
2002-06-14 | 6 | 14 | 16:00 | 13.3 | 16 | 2 | 56 |  | 0 | 0 | 3.6751 | 3.6751 | 95% | 0.52703 | 36.0486 | 4.7494 | 2.6185 | 2.4876 | 0.13093 | 5% | 14.5029 | 0.6 | 0.6 | 0.6 | 41.04 | 5.407 | 2.9811 | 2.7564 | 0.22475 | 7.539% | 997 | 36.0486 | 0 | 960.9514 | 997 | 41.04 | 0 | 955.96 | Summer | 0 | 0 | 0 | 0 | 0 | 0 | 0 | 1 | 0 | 1
2002-06-14 | 6 | 14 | 17:00 | 12.8 | 17 | 2 | 55 |  | 0 | 0 | 4.7252 | 4.7252 | 95% | 0.67761 | 46.3483 | 6.1064 | 3.3667 | 3.1984 | 0.16833 | 5% | 13.9181 | 0.6 | 0.6 | 0.6 | 41.04 | 5.407 | 2.9811 | 2.9811 | 0 | 0% | 957 | 46.3483 | 0 | 910.6517 | 957 | 41.04 | 0 | 915.96 | Summer | 0 | 0 | 0 | 0 | 0 | 0 | 0 | 1 | 0 | 1
2002-06-14 | 6 | 14 | 18:00 | 12.8 | 18 | 2 | 55 |  | 0 | 0 | 6.0377 | 6.0377 | 95% | 0.86583 | 59.2228 | 7.8026 | 4.3019 | 4.0868 | 0.21509 | 5% | 14.2142 | 0.6 | 0.6 | 0.6 | 41.04 | 5.407 | 2.9811 | 2.9811 | 0 | 0% | 977.25 | 59.2228 | 0 | 918.0272 | 977.25 | 41.04 | 0 | 936.21 | Summer | 0 | 0 | 0 | 0 | 0 | 0 | 0 | 1 | 0 | 1
2002-06-14 | 6 | 14 | 19:00 | 12.2 | 19 | 2 | 54 |  | 1 | 1.7666 | 6.5627 | 8.3293 | 95% | 1 | 68.4 | 9.0117 | 4.9685 | 4.7201 | 0.24843 | 5% | 14.1484 | 0.6 | 0.6 | 0.6 | 41.04 | 5.407 | 2.9811 | 2.9811 | 0 | 0% | 972.75 | 68.4 | 0 | 904.35 | 972.75 | 41.04 | 0 | 931.71 | Summer | 0 | 0 | 0 | 0 | 0 | 0 | 0 | 0 | 1 | 1
2002-06-14 | 6 | 14 | 20:00 | 12.2 | 20 | 2 | 54 |  | 1 | 1.7666 | 5.7752 | 7.5418 | 95% | 1 | 68.4 | 9.0117 | 4.9685 | 4.7201 | 0.24843 | 5% | 13.7098 | 0.6 | 0.6 | 0.6 | 41.04 | 5.407 | 2.9811 | 2.9811 | 0 | 0% | 942.75 | 68.4 | 0 | 874.35 | 942.75 | 41.04 | 0 | 901.71 | Summer | 0 | 0 | 0 | 0 | 0 | 0 | 0 | 0 | 1 | 1
2002-06-14 | 6 | 14 | 21:00 | 12.2 | 21 | 2 | 54 |  | 1 | 1.7666 | 4.7252 | 6.4918 | 95% | 0.93094 | 63.6765 | 8.3894 | 4.6254 | 4.3941 | 0.23127 | 5% | 13.7865 | 0.6 | 0.6 | 0.6 | 41.04 | 5.407 | 2.9811 | 2.9811 | 0 | 0% | 948 | 63.6765 | 0 | 884.3235 | 948 | 41.04 | 0 | 906.96 | Summer | 0 | 0 | 0 | 0 | 0 | 0 | 0 | 1 | 0 | 1
2002-06-14 | 6 | 14 | 22:00 | 12 | 22 | 2 | 54 |  | 1 | 1.7666 | 4.2002 | 5.9668 | 95% | 0.85565 | 58.5267 | 7.7109 | 4.2513 | 4.0387 | 0.21257 | 5% | 13.6513 | 0.6 | 0.6 | 0.6 | 41.04 | 5.407 | 2.9811 | 2.9811 | 0 | 0% | 938.75 | 58.5267 | 0 | 880.2233 | 938.75 | 41.04 | 0 | 897.71 | Summer | 0 | 0 | 0 | 0 | 0 | 0 | 0 | 1 | 0 | 1
2002-06-14 | 6 | 14 | 23:00 | 12.2 | 23 | 2 | 54 |  | 1 | 1.7666 | 5.2502 | 7.0168 | 95% | 1 | 68.4 | 9.0117 | 4.9685 | 4.7201 | 0.24843 | 5% | 13.2785 | 0.6 | 0.6 | 0.6 | 41.04 | 5.407 | 2.9811 | 2.9811 | 0 | 0% | 913.25 | 68.4 | 0 | 844.85 | 913.25 | 41.04 | 0 | 872.21 | Summer | 0 | 0 | 0 | 0 | 0 | 0 | 0 | 0 | 1 | 1
2002-06-14 | 6 | 14 | 24:00 | 12.2 | 0 | 2 | 54 |  | 1 | 1.7666 | 4.2002 | 5.9668 | 95% | 0.85565 | 58.5267 | 7.7109 | 4.2513 | 4.0387 | 0.21257 | 5% | 12.9349 | 0 | 0 | 0 | 0 | 0 | 0 | 0 | 0 | 0% | 889.75 | 58.5267 | 0 | 831.2233 | 889.75 | 0 | 0 | 889.75 | Summer | 0 | 0 | 0 | 0 | 0 | 0 | 0 | 1 | 0 | 1
2002-06-15 | 6 | 15 | 1:00 | 11.7 | 1 | 2 | 53 |  | 2 | 3.5332 | 3.9376 | 7.4708 | 95% | 1 | 68.4 | 9.0117 | 4.9685 | 4.7201 | 0.24843 | 5% | 13.1762 | 0 | 0 | 0 | 0 | 0 | 0 | 0 | 0 | 0% | 906.25 | 68.4 | 0 | 837.85 | 906.25 | 0 | 0 | 906.25 | Summer | 0 | 0 | 0 | 0 | 0 | 0 | 0 | 0 | 1 | 1
2002-06-15 | 6 | 15 | 2:00 | 11.7 | 2 | 2 | 53 |  | 2 | 3.5332 | 3.1501 | 6.6833 | 95% | 0.95841 | 65.5553 | 8.6369 | 4.7619 | 4.5238 | 0.23809 | 5% | 12.924 | 0 | 0 | 0 | 0 | 0 | 0 | 0 | 0 | 0% | 889 | 65.5553 | 0 | 823.4447 | 889 | 0 | 0 | 889 | Summer | 0 | 0 | 0 | 0 | 0 | 0 | 0 | 1 | 0 | 1
2002-06-15 | 6 | 15 | 3:00 | 11.7 | 3 | 2 | 53 |  | 2 | 3.5332 | 3.4126 | 6.9458 | 95% | 0.99605 | 68.1302 | 8.9761 | 4.9489 | 4.7015 | 0.24744 | 5% | 13.0629 | 0 | 0 | 0 | 0 | 0 | 0 | 0 | 0 | 0% | 898.5 | 68.1302 | 0 | 830.3698 | 898.5 | 0 | 0 | 898.5 | Summer | 0 | 0 | 0 | 0 | 0 | 0 | 0 | 1 | 0 | 1
2002-06-15 | 6 | 15 | 4:00 | 11.7 | 4 | 2 | 53 |  | 2 | 3.5332 | 3.1501 | 6.6833 | 95% | 0.95841 | 65.5553 | 8.6369 | 4.7619 | 4.5238 | 0.23809 | 5% | 13.973 | 0 | 0 | 0 | 0 | 0 | 0 | 0 | 0 | 0% | 960.75 | 65.5553 | 0 | 895.1947 | 960.75 | 0 | 0 | 960.75 | Summer | 0 | 0 | 0 | 0 | 0 | 0 | 0 | 1 | 0 | 1
2002-06-15 | 6 | 15 | 5:00 | 11.1 | 5 | 2 | 52 |  | 3 | 5.2998 | 3.1501 | 8.4499 | 95% | 1 | 68.4 | 9.0117 | 4.9685 | 4.7201 | 0.24843 | 5% | 13.0592 | 0 | 0 | 0 | 0 | 0 | 0 | 0 | 0 | 0% | 898.25 | 68.4 | 0 | 829.85 | 898.25 | 0 | 0 | 898.25 | Summer | 0 | 0 | 0 | 0 | 0 | 0 | 0 | 0 | 1 | 1
2002-06-15 | 6 | 15 | 6:00 | 11.7 | 6 | 2 | 53 |  | 2 | 3.5332 | 3.9376 | 7.4708 | 95% | 1 | 68.4 | 9.0117 | 4.9685 | 4.7201 | 0.24843 | 5% | 13.6001 | 0.6 | 0.6 | 0.6 | 41.04 | 5.407 | 2.9811 | 2.9811 | 0 | 0% | 935.25 | 68.4 | 0 | 866.85 | 935.25 | 41.04 | 0 | 894.21 | Summer | 0 | 0 | 0 | 0 | 0 | 0 | 0 | 0 | 1 | 1
2002-06-15 | 6 | 15 | 7:00 | 11.7 | 7 | 2 | 53 |  | 2 | 3.5332 | 4.7252 | 8.2584 | 95% | 1 | 68.4 | 9.0117 | 4.9685 | 4.7201 | 0.24843 | 5% | 14.7405 | 0.6 | 0.6 | 0.6 | 41.04 | 5.407 | 2.9811 | 2.9811 | 0 | 0% | 1013.25 | 68.4 | 0 | 944.85 | 1013.25 | 41.04 | 0 | 972.21 | Summer | 0 | 0 | 0 | 0 | 0 | 0 | 0 | 0 | 1 | 1
2002-06-15 | 6 | 15 | 8:00 | 11.7 | 8 | 2 | 53 |  | 2 | 3.5332 | 7.6128 | 11.146 | 95% | 1 | 68.4 | 9.0117 | 4.9685 | 4.7201 | 0.24843 | 5% | 14.8246 | 0.6 | 0.6 | 0.6 | 41.04 | 5.407 | 2.9811 | 2.9811 | 0 | 0% | 1019 | 68.4 | 0 | 950.6 | 1019 | 41.04 | 0 | 977.96 | Summer | 0 | 0 | 0 | 0 | 0 | 0 | 0 | 0 | 1 | 1
2002-06-15 | 6 | 15 | 9:00 | 11.7 | 9 | 2 | 53 |  | 2 | 3.5332 | 6.5627 | 10.0959 | 95% | 1 | 68.4 | 9.0117 | 4.9685 | 4.7201 | 0.24843 | 5% | 14.9817 | 0.6 | 0.6 | 0.6 | 41.04 | 5.407 | 2.9811 | 2.9811 | 0 | 0% | 1029.75 | 68.4 | 0 | 961.35 | 1029.75 | 41.04 | 0 | 988.71 | Summer | 0 | 0 | 0 | 0 | 0 | 0 | 0 | 0 | 1 | 1
2002-06-15 | 6 | 15 | 10:00 | 12.2 | 10 | 2 | 54 |  | 1 | 1.7666 | 6.0377 | 7.8043 | 95% | 1 | 68.4 | 9.0117 | 4.9685 | 4.7201 | 0.24843 | 5% | 15.6067 | 0.6 | 0.6 | 0.6 | 41.04 | 5.407 | 2.9811 | 2.9811 | 0 | 0% | 1072.5 | 68.4 | 0 | 1004.1 | 1072.5 | 41.04 | 0 | 1031.46 | Summer | 0 | 0 | 0 | 0 | 0 | 0 | 0 | 0 | 1 | 1
2002-06-15 | 6 | 15 | 11:00 | 13 | 11 | 2 | 55 |  | 0 | 0 | 5.2502 | 5.2502 | 95% | 0.7529 | 51.4981 | 6.7849 | 3.7408 | 3.5537 | 0.18704 | 5% | 15.3728 | 0.6 | 0.6 | 0.6 | 41.04 | 5.407 | 2.9811 | 2.9811 | 0 | 0% | 1056.5 | 51.4981 | 0 | 1005.0019 | 1056.5 | 41.04 | 0 | 1015.46 | Summer | 0 | 0 | 0 | 0 | 0 | 0 | 0 | 1 | 0 | 1
2002-06-15 | 6 | 15 | 12:00 | 12.8 | 12 | 2 | 55 |  | 0 | 0 | 5.2502 | 5.2502 | 95% | 0.7529 | 51.4981 | 6.7849 | 3.7408 | 3.5537 | 0.18704 | 5% | 15.8699 | 0.6 | 0.6 | 0.6 | 41.04 | 5.407 | 2.9811 | 2.9811 | 0 | 0% | 1090.5 | 51.4981 | 0 | 1039.0019 | 1090.5 | 41.04 | 0 | 1049.46 | Summer | 0 | 0 | 0 | 0 | 0 | 0 | 0 | 1 | 0 | 1
2002-06-15 | 6 | 15 | 13:00 | 12.8 | 13 | 2 | 55 |  | 0 | 0 | 4.7252 | 4.7252 | 95% | 0.67761 | 46.3483 | 6.1064 | 3.3667 | 3.1984 | 0.16833 | 5% | 16.3048 | 0.6 | 0.6 | 0.6 | 41.04 | 5.407 | 2.9811 | 2.9811 | 0 | 0% | 1120.25 | 46.3483 | 0 | 1073.9017 | 1120.25 | 41.04 | 0 | 1079.21 | Summer | 0 | 0 | 0 | 0 | 0 | 0 | 0 | 1 | 0 | 1
2002-06-15 | 6 | 15 | 14:00 | 12.8 | 14 | 2 | 55 |  | 0 | 0 | 3.9376 | 3.9376 | 95% | 0.56467 | 38.6235 | 5.0887 | 2.8056 | 2.6653 | 0.14028 | 5% | 15.6871 | 0.6 | 0.6 | 0.6 | 41.04 | 5.407 | 2.9811 | 2.9532 | 0.027867 | 0.9348% | 1078 | 38.6235 | 0 | 1039.3765 | 1078 | 41.04 | 0 | 1036.96 | Summer | 0 | 0 | 0 | 0 | 0 | 0 | 0 | 1 | 0 | 1
2002-06-15 | 6 | 15 | 15:00 | 12.2 | 15 | 2 | 54 |  | 1 | 1.7666 | 3.6751 | 5.4417 | 95% | 0.78036 | 53.3769 | 7.0324 | 3.8772 | 3.6834 | 0.19386 | 5% | 15.4861 | 0.6 | 0.6 | 0.6 | 41.04 | 5.407 | 2.9811 | 2.9811 | 0 | 0% | 1064.25 | 53.3769 | 0 | 1010.8731 | 1064.25 | 41.04 | 0 | 1023.21 | Summer | 0 | 0 | 0 | 0 | 0 | 0 | 0 | 1 | 0 | 1
2002-06-15 | 6 | 15 | 16:00 | 12 | 16 | 2 | 54 |  | 1 | 1.7666 | 3.6751 | 5.4417 | 95% | 0.78036 | 53.3769 | 7.0324 | 3.8772 | 3.6834 | 0.19386 | 5% | 15.3472 | 0.6 | 0.6 | 0.6 | 41.04 | 5.407 | 2.9811 | 2.9811 | 0 | 0% | 1054.75 | 53.3769 | 0 | 1001.3731 | 1054.75 | 41.04 | 0 | 1013.71 | Summer | 0 | 0 | 0 | 0 | 0 | 0 | 0 | 1 | 0 | 1
2002-06-15 | 6 | 15 | 17:00 | 11.7 | 17 | 2 | 53 |  | 2 | 3.5332 | 4.7252 | 8.2584 | 95% | 1 | 68.4 | 9.0117 | 4.9685 | 4.7201 | 0.24843 | 5% | 15.4715 | 0.6 | 0.6 | 0.6 | 41.04 | 5.407 | 2.9811 | 2.9811 | 0 | 0% | 1063.25 | 68.4 | 0 | 994.85 | 1063.25 | 41.04 | 0 | 1022.21 | Summer | 0 | 0 | 0 | 0 | 0 | 0 | 0 | 0 | 1 | 1
2002-06-15 | 6 | 15 | 18:00 | 11.1 | 18 | 2 | 52 |  | 3 | 5.2998 | 6.0377 | 11.3375 | 95% | 1 | 68.4 | 9.0117 | 4.9685 | 4.7201 | 0.24843 | 5% | 14.9123 | 0.6 | 0.6 | 0.6 | 41.04 | 5.407 | 2.9811 | 2.9811 | 0 | 0% | 1025 | 68.4 | 0 | 956.6 | 1025 | 41.04 | 0 | 983.96 | Summer | 0 | 0 | 0 | 0 | 0 | 0 | 0 | 0 | 1 | 1
2002-06-15 | 6 | 15 | 19:00 | 11.1 | 19 | 2 | 52 |  | 3 | 5.2998 | 6.5627 | 11.8625 | 95% | 1 | 68.4 | 9.0117 | 4.9685 | 4.7201 | 0.24843 | 5% | 14.3311 | 0.6 | 0.6 | 0.6 | 41.04 | 5.407 | 2.9811 | 2.9811 | 0 | 0% | 985.25 | 68.4 | 0 | 916.85 | 985.25 | 41.04 | 0 | 944.21 | Summer | 0 | 0 | 0 | 0 | 0 | 0 | 0 | 0 | 1 | 1
2002-06-15 | 6 | 15 | 20:00 | 10.6 | 20 | 2 | 51 |  | 4 | 7.0664 | 5.7752 | 12.8416 | 95% | 1 | 68.4 | 9.0117 | 4.9685 | 4.7201 | 0.24843 | 5% | 13.9181 | 0.6 | 0.6 | 0.6 | 41.04 | 5.407 | 2.9811 | 2.9811 | 0 | 0% | 957 | 68.4 | 0 | 888.6 | 957 | 41.04 | 0 | 915.96 | Summer | 0 | 0 | 0 | 0 | 0 | 0 | 0 | 0 | 1 | 1
2002-06-15 | 6 | 15 | 21:00 | 10 | 21 | 2 | 50 |  | 5 | 8.833 | 4.7252 | 13.5582 | 95% | 1 | 68.4 | 9.0117 | 4.9685 | 4.7201 | 0.24843 | 5% | 13.326 | 0.6 | 0.6 | 0.6 | 41.04 | 5.407 | 2.9811 | 2.9811 | 0 | 0% | 916.5 | 68.4 | 0 | 848.1 | 916.5 | 41.04 | 0 | 875.46 | Summer | 0 | 0 | 0 | 0 | 0 | 0 | 0 | 0 | 1 | 1
2002-06-15 | 6 | 15 | 22:00 | 10 | 22 | 2 | 50 |  | 5 | 8.833 | 4.2002 | 13.0331 | 95% | 1 | 68.4 | 9.0117 | 4.9685 | 4.7201 | 0.24843 | 5% | 13.0885 | 0.6 | 0.6 | 0.6 | 41.04 | 5.407 | 2.9811 | 2.9811 | 0 | 0% | 900.25 | 68.4 | 0 | 831.85 | 900.25 | 41.04 | 0 | 859.21 | Summer | 0 | 0 | 0 | 0 | 0 | 0 | 0 | 0 | 1 | 1
2002-06-15 | 6 | 15 | 23:00 | 10 | 23 | 2 | 50 |  | 5 | 8.833 | 5.2502 | 14.0832 | 95% | 1 | 68.4 | 9.0117 | 4.9685 | 4.7201 | 0.24843 | 5% | 13.0154 | 0.6 | 0.6 | 0.6 | 41.04 | 5.407 | 2.9811 | 2.9811 | 0 | 0% | 895.25 | 68.4 | 0 | 826.85 | 895.25 | 41.04 | 0 | 854.21 | Summer | 0 | 0 | 0 | 0 | 0 | 0 | 0 | 0 | 1 | 1
2002-06-15 | 6 | 15 | 24:00 | 10 | 0 | 2 | 50 |  | 5 | 8.833 | 4.2002 | 13.0331 | 95% | 1 | 68.4 | 9.0117 | 4.9685 | 4.7201 | 0.24843 | 5% | 13.0921 | 0 | 0 | 0 | 0 | 0 | 0 | 0 | 0 | 0% | 900.5 | 68.4 | 0 | 832.1 | 900.5 | 0 | 0 | 900.5 | Summer | 0 | 0 | 0 | 0 | 0 | 0 | 0 | 0 | 1 | 1
2002-06-16 | 6 | 16 | 1:00 | 10 | 1 | 1 | 50 |  | 5 | 8.833 | 3.9376 | 12.7706 | 95% | 1 | 68.4 | 9.0117 | 4.9685 | 4.7201 | 0.24843 | 5% | 12.9825 | 0 | 0 | 0 | 0 | 0 | 0 | 0 | 0 | 0% | 893 | 68.4 | 0 | 824.6 | 893 | 0 | 0 | 893 | Summer | FALSE | 0 | 0 | 0 | 0 | 0 | 0 | 0 | 1 | 1
2002-06-16 | 6 | 16 | 2:00 | 10 | 2 | 1 | 50 |  | 5 | 8.833 | 3.1501 | 11.9831 | 95% | 1 | 68.4 | 9.0117 | 4.9685 | 4.7201 | 0.24843 | 5% | 12.8801 | 0 | 0 | 0 | 0 | 0 | 0 | 0 | 0 | 0% | 886 | 68.4 | 0 | 817.6 | 886 | 0 | 0 | 886 | Summer | FALSE | 0 | 0 | 0 | 0 | 0 | 0 | 0 | 1 | 1
2002-06-16 | 6 | 16 | 3:00 | 10 | 3 | 1 | 50 |  | 5 | 8.833 | 3.4126 | 12.2456 | 95% | 1 | 68.4 | 9.0117 | 4.9685 | 4.7201 | 0.24843 | 5% | 12.9569 | 0 | 0 | 0 | 0 | 0 | 0 | 0 | 0 | 0% | 891.25 | 68.4 | 0 | 822.85 | 891.25 | 0 | 0 | 891.25 | Summer | FALSE | 0 | 0 | 0 | 0 | 0 | 0 | 0 | 1 | 1
2002-06-16 | 6 | 16 | 4:00 | 10.6 | 4 | 1 | 51 |  | 4 | 7.0664 | 3.1501 | 10.2165 | 95% | 1 | 68.4 | 9.0117 | 4.9685 | 4.7201 | 0.24843 | 5% | 13.3772 | 0 | 0 | 0 | 0 | 0 | 0 | 0 | 0 | 0% | 920 | 68.4 | 0 | 851.6 | 920 | 0 | 0 | 920 | Summer | FALSE | 0 | 0 | 0 | 0 | 0 | 0 | 0 | 1 | 1
2002-06-16 | 6 | 16 | 5:00 | 10.6 | 5 | 1 | 51 |  | 4 | 7.0664 | 3.1501 | 10.2165 | 95% | 1 | 68.4 | 9.0117 | 4.9685 | 4.7201 | 0.24843 | 5% | 13.2712 | 0 | 0 | 0 | 0 | 0 | 0 | 0 | 0 | 0% | 912.75 | 68.4 | 0 | 844.35 | 912.75 | 0 | 0 | 912.75 | Summer | FALSE | 0 | 0 | 0 | 0 | 0 | 0 | 0 | 1 | 1
2002-06-16 | 6 | 16 | 6:00 | 10.6 | 6 | 1 | 51 |  | 4 | 7.0664 | 3.9376 | 11.004 | 95% | 1 | 68.4 | 9.0117 | 4.9685 | 4.7201 | 0.24843 | 5% | 13.2931 | 0.6 | 0.6 | 0.6 | 41.04 | 5.407 | 2.9811 | 2.9811 | 0 | 0% | 914.25 | 68.4 | 0 | 845.85 | 914.25 | 41.04 | 0 | 873.21 | Summer | FALSE | 0 | 0 | 0 | 0 | 0 | 0 | 0 | 1 | 1
2002-06-16 | 6 | 16 | 7:00 | 11.1 | 7 | 1 | 52 |  | 3 | 5.2998 | 4.7252 | 10.025 | 95% | 1 | 68.4 | 9.0117 | 4.9685 | 4.7201 | 0.24843 | 5% | 14.7515 | 0.6 | 0.6 | 0.6 | 41.04 | 5.407 | 2.9811 | 2.9811 | 0 | 0% | 1014 | 68.4 | 0 | 945.6 | 1014 | 41.04 | 0 | 972.96 | Summer | FALSE | 0 | 0 | 0 | 0 | 0 | 0 | 0 | 1 | 1
2002-06-16 | 6 | 16 | 8:00 | 11.1 | 8 | 1 | 52 |  | 3 | 5.2998 | 7.6128 | 12.9126 | 95% | 1 | 68.4 | 9.0117 | 4.9685 | 4.7201 | 0.24843 | 5% | 15.4532 | 0.6 | 0.6 | 0.6 | 41.04 | 5.407 | 2.9811 | 2.9811 | 0 | 0% | 1062 | 68.4 | 0 | 993.6 | 1062 | 41.04 | 0 | 1020.96 | Summer | FALSE | 0 | 0 | 0 | 0 | 0 | 0 | 0 | 1 | 1
2002-06-16 | 6 | 16 | 9:00 | 11.1 | 9 | 1 | 52 |  | 3 | 5.2998 | 6.5627 | 11.8625 | 95% | 1 | 68.4 | 9.0117 | 4.9685 | 4.7201 | 0.24843 | 5% | 15.8077 | 0.6 | 0.6 | 0.6 | 41.04 | 5.407 | 2.9811 | 2.9811 | 0 | 0% | 1086.25 | 68.4 | 0 | 1017.85 | 1086.25 | 41.04 | 0 | 1045.21 | Summer | FALSE | 0 | 0 | 0 | 0 | 0 | 0 | 0 | 1 | 1
2002-06-16 | 6 | 16 | 10:00 | 11.1 | 10 | 1 | 52 |  | 3 | 5.2998 | 6.0377 | 11.3375 | 95% | 1 | 68.4 | 9.0117 | 4.9685 | 4.7201 | 0.24843 | 5% | 15.9174 | 0.6 | 0.6 | 0.6 | 41.04 | 5.407 | 2.9811 | 2.9811 | 0 | 0% | 1093.75 | 68.4 | 0 | 1025.35 | 1093.75 | 41.04 | 0 | 1052.71 | Summer | FALSE | 0 | 0 | 0 | 0 | 0 | 0 | 0 | 1 | 1
2002-06-16 | 6 | 16 | 11:00 | 11.7 | 11 | 1 | 53 |  | 2 | 3.5332 | 5.2502 | 8.7834 | 95% | 1 | 68.4 | 9.0117 | 4.9685 | 4.7201 | 0.24843 | 5% | 16.6667 | 0.6 | 0.6 | 0.6 | 41.04 | 5.407 | 2.9811 | 2.9811 | 0 | 0% | 1145 | 68.4 | 0 | 1076.6 | 1145 | 41.04 | 0 | 1103.96 | Summer | FALSE | 0 | 0 | 0 | 0 | 0 | 0 | 0 | 1 | 1
2002-06-16 | 6 | 16 | 12:00 | 12.2 | 12 | 1 | 54 |  | 1 | 1.7666 | 5.2502 | 7.0168 | 95% | 1 | 68.4 | 9.0117 | 4.9685 | 4.7201 | 0.24843 | 5% | 17.2039 | 0.6 | 0.6 | 0.6 | 41.04 | 5.407 | 2.9811 | 2.9811 | 0 | 0% | 1181.75 | 68.4 | 0 | 1113.35 | 1181.75 | 41.04 | 0 | 1140.71 | Summer | FALSE | 0 | 0 | 0 | 0 | 0 | 0 | 0 | 1 | 1
2002-06-16 | 6 | 16 | 13:00 | 13.3 | 13 | 1 | 56 |  | 0 | 0 | 4.7252 | 4.7252 | 95% | 0.67761 | 46.3483 | 6.1064 | 3.3667 | 3.1984 | 0.16833 | 5% | 17.8472 | 1 | 1 | 1 | 68.4 | 9.0117 | 4.9685 | 3.5439 | 1.4246 | 28.67% | 1225.75 | 46.3483 | 0 | 1179.4017 | 1225.75 | 68.4 | 0 | 1157.35 | Summer | FALSE | 1 | 1 | 46.3483 | 68.4 | 0 | 0 | 1 | 0 | 1
2002-06-16 | 6 | 16 | 14:00 | 13.9 | 14 | 1 | 57 |  | 0 | 0 | 3.9376 | 3.9376 | 95% | 0.56467 | 38.6235 | 5.0887 | 2.8056 | 2.6653 | 0.14028 | 5% | 17.4708 | 1 | 1 | 1 | 68.4 | 9.0117 | 4.9685 | 2.9532 | 2.0153 | 40.56% | 1200 | 38.6235 | 0 | 1161.3765 | 1200 | 68.4 | 0 | 1131.6 | Summer | FALSE | 1 | 1 | 38.6235 | 68.4 | 0 | 0 | 1 | 0 | 1
2002-06-16 | 6 | 16 | 15:00 | 13.9 | 15 | 1 | 57 |  | 0 | 0 | 3.6751 | 3.6751 | 95% | 0.52703 | 36.0486 | 4.7494 | 2.6185 | 2.4876 | 0.13093 | 5% | 18.3443 | 1 | 1 | 1 | 68.4 | 9.0117 | 4.9685 | 2.7564 | 2.2121 | 44.52% | 1259.75 | 36.0486 | 0 | 1223.7014 | 1259.75 | 68.4 | 0 | 1191.35 | Summer | FALSE | 1 | 1 | 36.0486 | 68.4 | 0 | 0 | 1 | 0 | 1
2002-06-16 | 6 | 16 | 16:00 | 13.9 | 16 | 1 | 57 |  | 0 | 0 | 3.6751 | 3.6751 | 95% | 0.52703 | 36.0486 | 4.7494 | 2.6185 | 2.4876 | 0.13093 | 5% | 18.3845 | 1 | 1 | 1 | 68.4 | 9.0117 | 4.9685 | 2.7564 | 2.2121 | 44.52% | 1262.5 | 36.0486 | 0 | 1226.4514 | 1262.5 | 68.4 | 0 | 1194.1 | Summer | FALSE | 1 | 1 | 36.0486 | 68.4 | 0 | 0 | 1 | 0 | 1
2002-06-16 | 6 | 16 | 17:00 | 12.8 | 17 | 1 | 55 |  | 0 | 0 | 4.7252 | 4.7252 | 95% | 0.67761 | 46.3483 | 6.1064 | 3.3667 | 3.1984 | 0.16833 | 5% | 18.9254 | 1 | 1 | 1 | 68.4 | 9.0117 | 4.9685 | 3.5439 | 1.4246 | 28.67% | 1299.5 | 46.3483 | 0 | 1253.1517 | 1299.5 | 68.4 | 0 | 1231.1 | Summer | FALSE | 0 | 0 | 0 | 0 | 0 | 0 | 1 | 0 | 1
2002-06-16 | 6 | 16 | 18:00 | 12.8 | 18 | 1 | 55 |  | 0 | 0 | 6.0377 | 6.0377 | 95% | 0.86583 | 59.2228 | 7.8026 | 4.3019 | 4.0868 | 0.21509 | 5% | 18.1981 | 0.6 | 0.6 | 0.6 | 41.04 | 5.407 | 2.9811 | 2.9811 | 0 | 0% | 1249.75 | 59.2228 | 0 | 1190.5272 | 1249.75 | 41.04 | 0 | 1208.71 | Summer | FALSE | 0 | 0 | 0 | 0 | 0 | 0 | 1 | 0 | 1
2002-06-16 | 6 | 16 | 19:00 | 12.2 | 19 | 1 | 54 |  | 1 | 1.7666 | 6.5627 | 8.3293 | 95% | 1 | 68.4 | 9.0117 | 4.9685 | 4.7201 | 0.24843 | 5% | 17.5292 | 0.6 | 0.6 | 0.6 | 41.04 | 5.407 | 2.9811 | 2.9811 | 0 | 0% | 1204 | 68.4 | 0 | 1135.6 | 1204 | 41.04 | 0 | 1162.96 | Summer | FALSE | 0 | 0 | 0 | 0 | 0 | 0 | 0 | 1 | 1
2002-06-16 | 6 | 16 | 20:00 | 12.8 | 20 | 1 | 55 |  | 0 | 0 | 5.7752 | 5.7752 | 95% | 0.82819 | 56.6479 | 7.4634 | 4.1148 | 3.9091 | 0.20574 | 5% | 16.7105 | 0.6 | 0.6 | 0.6 | 41.04 | 5.407 | 2.9811 | 2.9811 | 0 | 0% | 1148 | 56.6479 | 0 | 1091.3521 | 1148 | 41.04 | 0 | 1106.96 | Summer | FALSE | 0 | 0 | 0 | 0 | 0 | 0 | 1 | 0 | 1
2002-06-16 | 6 | 16 | 21:00 | 13.3 | 21 | 1 | 56 |  | 0 | 0 | 4.7252 | 4.7252 | 95% | 0.67761 | 46.3483 | 6.1064 | 3.3667 | 3.1984 | 0.16833 | 5% | 15.6652 | 0.6 | 0.6 | 0.6 | 41.04 | 5.407 | 2.9811 | 2.9811 | 0 | 0% | 1076.5 | 46.3483 | 0 | 1030.1517 | 1076.5 | 41.04 | 0 | 1035.46 | Summer | FALSE | 0 | 0 | 0 | 0 | 0 | 0 | 1 | 0 | 1
2002-06-16 | 6 | 16 | 22:00 | 13.3 | 22 | 1 | 56 |  | 0 | 0 | 4.2002 | 4.2002 | 95% | 0.60232 | 41.1985 | 5.4279 | 2.9926 | 2.843 | 0.14963 | 5% | 15.6104 | 0.6 | 0.6 | 0.6 | 41.04 | 5.407 | 2.9811 | 2.9811 | 0 | 0% | 1072.75 | 41.1985 | 0 | 1031.5515 | 1072.75 | 41.04 | 0 | 1031.71 | Summer | FALSE | 0 | 0 | 0 | 0 | 0 | 0 | 1 | 0 | 1
2002-06-16 | 6 | 16 | 23:00 | 13.3 | 23 | 1 | 56 |  | 0 | 0 | 5.2502 | 5.2502 | 95% | 0.7529 | 51.4981 | 6.7849 | 3.7408 | 3.5537 | 0.18704 | 5% | 14.9817 | 0.6 | 0.6 | 0.6 | 41.04 | 5.407 | 2.9811 | 2.9811 | 0 | 0% | 1029.75 | 51.4981 | 0 | 978.2519 | 1029.75 | 41.04 | 0 | 988.71 | Summer | FALSE | 0 | 0 | 0 | 0 | 0 | 0 | 1 | 0 | 1
2002-06-16 | 6 | 16 | 24:00 | 12.8 | 0 | 1 | 55 |  | 0 | 0 | 4.2002 | 4.2002 | 95% | 0.60232 | 41.1985 | 5.4279 | 2.9926 | 2.843 | 0.14963 | 5% | 14.6235 | 0 | 0 | 0 | 0 | 0 | 0 | 0 | 0 | 0% | 1005.25 | 41.1985 | 0 | 964.0515 | 1005.25 | 0 | 0 | 1005.25 | Summer | FALSE | 0 | 0 | 0 | 0 | 0 | 0 | 1 | 0 | 1
2002-06-17 | 6 | 17 | 1:00 | 13.3 | 1 | 1 | 56 |  | 0 | 0 | 3.9376 | 3.9376 | 95% | 0.56467 | 38.6235 | 5.0887 | 2.8056 | 2.6653 | 0.14028 | 5% | 14.6491 | 0 | 0 | 0 | 0 | 0 | 0 | 0 | 0 | 0% | 1007 | 38.6235 | 0 | 968.3765 | 1007 | 0 | 0 | 1007 | Summer | FALSE | 0 | 0 | 0 | 0 | 0 | 0 | 1 | 0 | 1
2002-06-17 | 6 | 17 | 2:00 | 13.3 | 2 | 1 | 56 |  | 0 | 0 | 3.1501 | 3.1501 | 95% | 0 | 0 | 0 | 0 | 0 | 0 | 5% | 14.0972 | 0 | 0 | 0 | 0 | 0 | 0 | 0 | 0 | 0% | 969.25 | 0 | 0 | 969.25 | 969.25 | 0 | 0 | 969.25 | Summer | FALSE | 0 | 0 | 0 | 0 | 1 | 0 | 1 | 0 | 0
2002-06-17 | 6 | 17 | 3:00 | 13.3 | 3 | 1 | 56 |  | 0 | 0 | 3.4126 | 3.4126 | 95% | 0 | 0 | 0 | 0 | 0 | 0 | 5% | 13.7865 | 0 | 0 | 0 | 0 | 0 | 0 | 0 | 0 | 0% | 948 | 0 | 0 | 948 | 948 | 0 | 0 | 948 | Summer | FALSE | 0 | 0 | 0 | 0 | 1 | 0 | 1 | 0 | 0
2002-06-17 | 6 | 17 | 4:00 | 13.3 | 4 | 1 | 56 |  | 0 | 0 | 3.1501 | 3.1501 | 95% | 0 | 0 | 0 | 0 | 0 | 0 | 5% | 14.4371 | 0 | 0 | 0 | 0 | 0 | 0 | 0 | 0 | 0% | 992.5 | 0 | 0 | 992.5 | 992.5 | 0 | 0 | 992.5 | Summer | FALSE | 0 | 0 | 0 | 0 | 1 | 0 | 1 | 0 | 0
2002-06-17 | 6 | 17 | 5:00 | 13.3 | 5 | 1 | 56 |  | 0 | 0 | 3.1501 | 3.1501 | 95% | 0 | 0 | 0 | 0 | 0 | 0 | 5% | 13.4649 | 0 | 0 | 0 | 0 | 0 | 0 | 0 | 0 | 0% | 926 | 0 | 0 | 926 | 926 | 0 | 0 | 926 | Summer | FALSE | 0 | 0 | 0 | 0 | 1 | 0 | 1 | 0 | 0
2002-06-17 | 6 | 17 | 6:00 | 13.9 | 6 | 1 | 57 |  | 0 | 0 | 3.9376 | 3.9376 | 95% | 0.56467 | 38.6235 | 5.0887 | 2.8056 | 2.6653 | 0.14028 | 5% | 13.6111 | 0.6 | 0.6 | 0.6 | 41.04 | 5.407 | 2.9811 | 2.9532 | 0.027867 | 0.9348% | 936 | 38.6235 | 0 | 897.3765 | 936 | 41.04 | 0 | 894.96 | Summer | FALSE | 0 | 0 | 0 | 0 | 0 | 0 | 1 | 0 | 1
2002-06-17 | 6 | 17 | 7:00 | 14.4 | 7 | 1 | 58 |  | 0 | 0 | 4.7252 | 4.7252 | 95% | 0.67761 | 46.3483 | 6.1064 | 3.3667 | 3.1984 | 0.16833 | 5% | 15.424 | 0.6 | 0.6 | 0.6 | 41.04 | 5.407 | 2.9811 | 2.9811 | 0 | 0% | 1060 | 46.3483 | 0 | 1013.6517 | 1060 | 41.04 | 0 | 1018.96 | Summer | FALSE | 0 | 0 | 0 | 0 | 0 | 0 | 1 | 0 | 1
2002-06-17 | 6 | 17 | 8:00 | 16.1 | 8 | 1 | 61 |  | 0 | 0 | 7.6128 | 7.6128 | 95% | 1 | 68.4 | 9.0117 | 4.9685 | 4.7201 | 0.24843 | 5% | 16.0526 | 0.6 | 0.6 | 0.6 | 41.04 | 5.407 | 2.9811 | 2.9811 | 0 | 0% | 1103 | 68.4 | 0 | 1034.6 | 1103 | 41.04 | 0 | 1061.96 | Summer | FALSE | 0 | 0 | 0 | 0 | 0 | 0 | 0 | 1 | 1
2002-06-17 | 6 | 17 | 9:00 | 19.4 | 9 | 1 | 67 |  | 0 | 0 | 6.5627 | 6.5627 | 95% | 0.94112 | 64.3726 | 8.4811 | 4.676 | 4.4422 | 0.2338 | 5% | 15.8443 | 0.6 | 0.6 | 0.6 | 41.04 | 5.407 | 2.9811 | 2.9811 | 0 | 0% | 1088.75 | 64.3726 | 0 | 1024.3774 | 1088.75 | 41.04 | 0 | 1047.71 | Summer | FALSE | 0 | 0 | 0 | 0 | 0 | 0 | 1 | 0 | 1
2002-06-17 | 6 | 17 | 10:00 | 21.1 | 10 | 1 | 70 |  | 0 | 0 | 6.0377 | 6.0377 | 95% | 0.86583 | 59.2228 | 7.8026 | 4.3019 | 4.0868 | 0.21509 | 5% | 15.3363 | 0.6 | 0.6 | 0.6 | 41.04 | 5.407 | 2.9811 | 2.9811 | 0 | 0% | 1054 | 59.2228 | 0 | 994.7772 | 1054 | 41.04 | 0 | 1012.96 | Summer | FALSE | 0 | 0 | 0 | 0 | 0 | 0 | 1 | 0 | 1
2002-06-17 | 6 | 17 | 11:00 | 22.2 | 11 | 1 | 72 |  | 0 | 0 | 5.2502 | 5.2502 | 95% | 0.7529 | 51.4981 | 6.7849 | 3.7408 | 3.5537 | 0.18704 | 5% | 15.9905 | 0.6 | 0.6 | 0.6 | 41.04 | 5.407 | 2.9811 | 2.9811 | 0 | 0% | 1098.75 | 51.4981 | 0 | 1047.2519 | 1098.75 | 41.04 | 0 | 1057.71 | Summer | FALSE | 0 | 0 | 0 | 0 | 0 | 0 | 1 | 0 | 1
2002-06-17 | 6 | 17 | 12:00 | 22.8 | 12 | 1 | 73 |  | 0 | 0 | 5.2502 | 5.2502 | 95% | 0.7529 | 51.4981 | 6.7849 | 3.7408 | 3.5537 | 0.18704 | 5% | 16.5058 | 0.6 | 0.6 | 0.6 | 41.04 | 5.407 | 2.9811 | 2.9811 | 0 | 0% | 1134 | 51.4981 | 0 | 1082.5019 | 1134 | 41.04 | 0 | 1092.96 | Summer | FALSE | 0 | 0 | 0 | 0 | 0 | 0 | 1 | 0 | 1
2002-06-17 | 6 | 17 | 13:00 | 23.3 | 13 | 1 | 74 |  | 0 | 0 | 4.7252 | 4.7252 | 95% | 0.67761 | 46.3483 | 6.1064 | 3.3667 | 3.1984 | 0.16833 | 5% | 16.0088 | 1 | 1 | 1 | 68.4 | 9.0117 | 4.9685 | 3.5439 | 1.4246 | 28.67% | 1100 | 46.3483 | 0 | 1053.6517 | 1100 | 68.4 | 0 | 1031.6 | Summer | FALSE | 1 | 1 | 46.3483 | 68.4 | 0 | 0 | 1 | 0 | 1
2002-06-17 | 6 | 17 | 14:00 | 23.9 | 14 | 1 | 75 |  | 0 | 0 | 3.9376 | 3.9376 | 95% | 0.56467 | 38.6235 | 5.0887 | 2.8056 | 2.6653 | 0.14028 | 5% | 15.6506 | 1 | 1 | 1 | 68.4 | 9.0117 | 4.9685 | 2.9532 | 2.0153 | 40.56% | 1075.5 | 38.6235 | 0 | 1036.8765 | 1075.5 | 68.4 | 0 | 1007.1 | Summer | FALSE | 1 | 1 | 38.6235 | 68.4 | 0 | 0 | 1 | 0 | 1
2002-06-17 | 6 | 17 | 15:00 | 23.9 | 15 | 1 | 75 |  | 0 | 0 | 3.6751 | 3.6751 | 95% | 0.52703 | 36.0486 | 4.7494 | 2.6185 | 2.4876 | 0.13093 | 5% | 16.0636 | 1 | 1 | 1 | 68.4 | 9.0117 | 4.9685 | 2.7564 | 2.2121 | 44.52% | 1103.75 | 36.0486 | 0 | 1067.7014 | 1103.75 | 68.4 | 0 | 1035.35 | Summer | FALSE | 1 | 1 | 36.0486 | 68.4 | 0 | 0 | 1 | 0 | 1
2002-06-17 | 6 | 17 | 16:00 | 24.4 | 16 | 1 | 76 |  | 0 | 0 | 3.6751 | 3.6751 | 95% | 0.52703 | 36.0486 | 4.7494 | 2.6185 | 2.4876 | 0.13093 | 5% | 15.7712 | 1 | 1 | 1 | 68.4 | 9.0117 | 4.9685 | 2.7564 | 2.2121 | 44.52% | 1083.75 | 36.0486 | 0 | 1047.7014 | 1083.75 | 68.4 | 0 | 1015.35 | Summer | FALSE | 1 | 1 | 36.0486 | 68.4 | 0 | 0 | 1 | 0 | 1
2002-06-17 | 6 | 17 | 17:00 | 23.9 | 17 | 1 | 75 |  | 0 | 0 | 4.7252 | 4.7252 | 95% | 0.67761 | 46.3483 | 6.1064 | 3.3667 | 3.1984 | 0.16833 | 5% | 16.1075 | 1 | 1 | 1 | 68.4 | 9.0117 | 4.9685 | 3.5439 | 1.4246 | 28.67% | 1106.75 | 46.3483 | 0 | 1060.4017 | 1106.75 | 68.4 | 0 | 1038.35 | Summer | FALSE | 0 | 0 | 0 | 0 | 0 | 0 | 1 | 0 | 1
2002-06-17 | 6 | 17 | 18:00 | 24.4 | 18 | 1 | 76 |  | 0 | 0 | 6.0377 | 6.0377 | 95% | 0.86583 | 59.2228 | 7.8026 | 4.3019 | 4.0868 | 0.21509 | 5% | 14.9817 | 0.6 | 0.6 | 0.6 | 41.04 | 5.407 | 2.9811 | 2.9811 | 0 | 0% | 1029.75 | 59.2228 | 0 | 970.5272 | 1029.75 | 41.04 | 0 | 988.71 | Summer | FALSE | 0 | 0 | 0 | 0 | 0 | 0 | 1 | 0 | 1
2002-06-17 | 6 | 17 | 19:00 | 23.3 | 19 | 1 | 74 |  | 0 | 0 | 6.5627 | 6.5627 | 95% | 0.94112 | 64.3726 | 8.4811 | 4.676 | 4.4422 | 0.2338 | 5% | 14.5431 | 0.6 | 0.6 | 0.6 | 41.04 | 5.407 | 2.9811 | 2.9811 | 0 | 0% | 999.75 | 64.3726 | 0 | 935.3774 | 999.75 | 41.04 | 0 | 958.71 | Summer | FALSE | 0 | 0 | 0 | 0 | 0 | 0 | 1 | 0 | 1
2002-06-17 | 6 | 17 | 20:00 | 19 | 20 | 1 | 66 |  | 0 | 0 | 5.7752 | 5.7752 | 95% | 0.82819 | 56.6479 | 7.4634 | 4.1148 | 3.9091 | 0.20574 | 5% | 14.28 | 0.6 | 0.6 | 0.6 | 41.04 | 5.407 | 2.9811 | 2.9811 | 0 | 0% | 981.75 | 56.6479 | 0 | 925.1021 | 981.75 | 41.04 | 0 | 940.71 | Summer | FALSE | 0 | 0 | 0 | 0 | 0 | 0 | 1 | 0 | 1
2002-06-17 | 6 | 17 | 21:00 | 16.7 | 21 | 1 | 62 |  | 0 | 0 | 4.7252 | 4.7252 | 95% | 0.67761 | 46.3483 | 6.1064 | 3.3667 | 3.1984 | 0.16833 | 5% | 13.3553 | 0.6 | 0.6 | 0.6 | 41.04 | 5.407 | 2.9811 | 2.9811 | 0 | 0% | 918.5 | 46.3483 | 0 | 872.1517 | 918.5 | 41.04 | 0 | 877.46 | Summer | FALSE | 0 | 0 | 0 | 0 | 0 | 0 | 1 | 0 | 1
2002-06-17 | 6 | 17 | 22:00 | 16.7 | 22 | 1 | 62 |  | 0 | 0 | 4.2002 | 4.2002 | 95% | 0.60232 | 41.1985 | 5.4279 | 2.9926 | 2.843 | 0.14963 | 5% | 13.2091 | 0.6 | 0.6 | 0.6 | 41.04 | 5.407 | 2.9811 | 2.9811 | 0 | 0% | 908.5 | 41.1985 | 0 | 867.3015 | 908.5 | 41.04 | 0 | 867.46 | Summer | FALSE | 0 | 0 | 0 | 0 | 0 | 0 | 1 | 0 | 1
2002-06-17 | 6 | 17 | 23:00 | 16.1 | 23 | 1 | 61 |  | 0 | 0 | 5.2502 | 5.2502 | 95% | 0.7529 | 51.4981 | 6.7849 | 3.7408 | 3.5537 | 0.18704 | 5% | 13.3224 | 0.6 | 0.6 | 0.6 | 41.04 | 5.407 | 2.9811 | 2.9811 | 0 | 0% | 916.25 | 51.4981 | 0 | 864.7519 | 916.25 | 41.04 | 0 | 875.21 | Summer | FALSE | 0 | 0 | 0 | 0 | 0 | 0 | 1 | 0 | 1
2002-06-17 | 6 | 17 | 24:00 | 16.1 | 0 | 1 | 61 |  | 0 | 0 | 4.2002 | 4.2002 | 95% | 0.60232 | 41.1985 | 5.4279 | 2.9926 | 2.843 | 0.14963 | 5% | 13.0738 | 0 | 0 | 0 | 0 | 0 | 0 | 0 | 0 | 0% | 899.25 | 41.1985 | 0 | 858.0515 | 899.25 | 0 | 0 | 899.25 | Summer | FALSE | 0 | 0 | 0 | 0 | 0 | 0 | 1 | 0 | 1
2002-06-18 | 6 | 18 | 1:00 | 16.7 | 1 | 1 | 62 |  | 0 | 0 | 3.9376 | 3.9376 | 95% | 0.56467 | 38.6235 | 5.0887 | 2.8056 | 2.6653 | 0.14028 | 5% | 12.9825 | 0 | 0 | 0 | 0 | 0 | 0 | 0 | 0 | 0% | 893 | 38.6235 | 0 | 854.3765 | 893 | 0 | 0 | 893 | Summer | FALSE | 0 | 0 | 0 | 0 | 0 | 0 | 1 | 0 | 1
2002-06-18 | 6 | 18 | 2:00 | 15 | 2 | 1 | 59 |  | 0 | 0 | 3.1501 | 3.1501 | 95% | 0 | 0 | 0 | 0 | 0 | 0 | 5% | 12.8911 | 0 | 0 | 0 | 0 | 0 | 0 | 0 | 0 | 0% | 886.75 | 0 | 0 | 886.75 | 886.75 | 0 | 0 | 886.75 | Summer | FALSE | 0 | 0 | 0 | 0 | 1 | 0 | 1 | 0 | 0
2002-06-18 | 6 | 18 | 3:00 | 15.6 | 3 | 1 | 60 |  | 0 | 0 | 3.4126 | 3.4126 | 95% | 0 | 0 | 0 | 0 | 0 | 0 | 5% | 12.8143 | 0 | 0 | 0 | 0 | 0 | 0 | 0 | 0 | 0% | 881.5 | 0 | 0 | 881.5 | 881.5 | 0 | 0 | 881.5 | Summer | FALSE | 0 | 0 | 0 | 0 | 1 | 0 | 1 | 0 | 0
2002-06-18 | 6 | 18 | 4:00 | 15 | 4 | 1 | 59 |  | 0 | 0 | 3.1501 | 3.1501 | 95% | 0 | 0 | 0 | 0 | 0 | 0 | 5% | 12.8582 | 0 | 0 | 0 | 0 | 0 | 0 | 0 | 0 | 0% | 884.5 | 0 | 0 | 884.5 | 884.5 | 0 | 0 | 884.5 | Summer | FALSE | 0 | 0 | 0 | 0 | 1 | 0 | 1 | 0 | 0
2002-06-18 | 6 | 18 | 5:00 | 15.6 | 5 | 1 | 60 |  | 0 | 0 | 3.1501 | 3.1501 | 95% | 0 | 0 | 0 | 0 | 0 | 0 | 5% | 12.7047 | 0 | 0 | 0 | 0 | 0 | 0 | 0 | 0 | 0% | 874 | 0 | 0 | 874 | 874 | 0 | 0 | 874 | Summer | FALSE | 0 | 0 | 0 | 0 | 1 | 0 | 1 | 0 | 0
2002-06-18 | 6 | 18 | 6:00 | 17.2 | 6 | 1 | 63 |  | 0 | 0 | 3.9376 | 3.9376 | 95% | 0.56467 | 38.6235 | 5.0887 | 2.8056 | 2.6653 | 0.14028 | 5% | 13.3808 | 0.6 | 0.6 | 0.6 | 41.04 | 5.407 | 2.9811 | 2.9532 | 0.027867 | 0.9348% | 920.25 | 38.6235 | 0 | 881.6265 | 920.25 | 41.04 | 0 | 879.21 | Summer | FALSE | 0 | 0 | 0 | 0 | 0 | 0 | 1 | 0 | 1
2002-06-18 | 6 | 18 | 7:00 | 17.8 | 7 | 1 | 64 |  | 0 | 0 | 4.7252 | 4.7252 | 95% | 0.67761 | 46.3483 | 6.1064 | 3.3667 | 3.1984 | 0.16833 | 5% | 14.3019 | 0.6 | 0.6 | 0.6 | 41.04 | 5.407 | 2.9811 | 2.9811 | 0 | 0% | 983.25 | 46.3483 | 0 | 936.9017 | 983.25 | 41.04 | 0 | 942.21 | Summer | FALSE | 0 | 0 | 0 | 0 | 0 | 0 | 1 | 0 | 1
2002-06-18 | 6 | 18 | 8:00 | 18.9 | 8 | 1 | 66 |  | 0 | 0 | 7.6128 | 7.6128 | 95% | 1 | 68.4 | 9.0117 | 4.9685 | 4.7201 | 0.24843 | 5% | 14.6272 | 0.6 | 0.6 | 0.6 | 41.04 | 5.407 | 2.9811 | 2.9811 | 0 | 0% | 1005.5 | 68.4 | 0 | 937.1 | 1005.5 | 41.04 | 0 | 964.46 | Summer | FALSE | 0 | 0 | 0 | 0 | 0 | 0 | 0 | 1 | 1
2002-06-18 | 6 | 18 | 9:00 | 20 | 9 | 1 | 68 |  | 0 | 0 | 6.5627 | 6.5627 | 95% | 0.94112 | 64.3726 | 8.4811 | 4.676 | 4.4422 | 0.2338 | 5% | 15.5482 | 0.6 | 0.6 | 0.6 | 41.04 | 5.407 | 2.9811 | 2.9811 | 0 | 0% | 1068.5 | 64.3726 | 0 | 1004.1274 | 1068.5 | 41.04 | 0 | 1027.46 | Summer | FALSE | 0 | 0 | 0 | 0 | 0 | 0 | 1 | 0 | 1
2002-06-18 | 6 | 18 | 10:00 | 21.1 | 10 | 1 | 70 |  | 0 | 0 | 6.0377 | 6.0377 | 95% | 0.86583 | 59.2228 | 7.8026 | 4.3019 | 4.0868 | 0.21509 | 5% | 15.6615 | 0.6 | 0.6 | 0.6 | 41.04 | 5.407 | 2.9811 | 2.9811 | 0 | 0% | 1076.25 | 59.2228 | 0 | 1017.0272 | 1076.25 | 41.04 | 0 | 1035.21 | Summer | FALSE | 0 | 0 | 0 | 0 | 0 | 0 | 1 | 0 | 1
2002-06-18 | 6 | 18 | 11:00 | 22.2 | 11 | 1 | 72 |  | 0 | 0 | 5.2502 | 5.2502 | 95% | 0.7529 | 51.4981 | 6.7849 | 3.7408 | 3.5537 | 0.18704 | 5% | 16.2317 | 0.6 | 0.6 | 0.6 | 41.04 | 5.407 | 2.9811 | 2.9811 | 0 | 0% | 1115.25 | 51.4981 | 0 | 1063.7519 | 1115.25 | 41.04 | 0 | 1074.21 | Summer | FALSE | 0 | 0 | 0 | 0 | 0 | 0 | 1 | 0 | 1
2002-06-18 | 6 | 18 | 12:00 | 23.3 | 12 | 1 | 74 |  | 0 | 0 | 5.2502 | 5.2502 | 95% | 0.7529 | 51.4981 | 6.7849 | 3.7408 | 3.5537 | 0.18704 | 5% | 16.1001 | 0.6 | 0.6 | 0.6 | 41.04 | 5.407 | 2.9811 | 2.9811 | 0 | 0% | 1106.25 | 51.4981 | 0 | 1054.7519 | 1106.25 | 41.04 | 0 | 1065.21 | Summer | FALSE | 0 | 0 | 0 | 0 | 0 | 0 | 1 | 0 | 1
2002-06-18 | 6 | 18 | 13:00 | 23.3 | 13 | 1 | 74 |  | 0 | 0 | 4.7252 | 4.7252 | 95% | 0.67761 | 46.3483 | 6.1064 | 3.3667 | 3.1984 | 0.16833 | 5% | 16.1001 | 1 | 1 | 1 | 68.4 | 9.0117 | 4.9685 | 3.5439 | 1.4246 | 28.67% | 1106.25 | 46.3483 | 0 | 1059.9017 | 1106.25 | 68.4 | 0 | 1037.85 | Summer | FALSE | 1 | 1 | 46.3483 | 68.4 | 0 | 0 | 1 | 0 | 1
2002-06-18 | 6 | 18 | 14:00 | 24.4 | 14 | 1 | 76 |  | 0 | 0 | 3.9376 | 3.9376 | 95% | 0.56467 | 38.6235 | 5.0887 | 2.8056 | 2.6653 | 0.14028 | 5% | 16.6228 | 1 | 1 | 1 | 68.4 | 9.0117 | 4.9685 | 2.9532 | 2.0153 | 40.56% | 1142 | 38.6235 | 0 | 1103.3765 | 1142 | 68.4 | 0 | 1073.6 | Summer | FALSE | 1 | 1 | 38.6235 | 68.4 | 0 | 0 | 1 | 0 | 1
2002-06-18 | 6 | 18 | 15:00 | 25 | 15 | 1 | 77 |  | 0 | 0 | 3.6751 | 3.6751 | 95% | 0.52703 | 36.0486 | 4.7494 | 2.6185 | 2.4876 | 0.13093 | 5% | 16.2281 | 1 | 1 | 1 | 68.4 | 9.0117 | 4.9685 | 2.7564 | 2.2121 | 44.52% | 1115 | 36.0486 | 0 | 1078.9514 | 1115 | 68.4 | 0 | 1046.6 | Summer | FALSE | 1 | 1 | 36.0486 | 68.4 | 0 | 0 | 1 | 0 | 1
2002-06-18 | 6 | 18 | 16:00 | 25 | 16 | 1 | 77 |  | 0 | 0 | 3.6751 | 3.6751 | 95% | 0.52703 | 36.0486 | 4.7494 | 2.6185 | 2.4876 | 0.13093 | 5% | 16.6192 | 1 | 1 | 1 | 68.4 | 9.0117 | 4.9685 | 2.7564 | 2.2121 | 44.52% | 1141.75 | 36.0486 | 0 | 1105.7014 | 1141.75 | 68.4 | 0 | 1073.35 | Summer | FALSE | 1 | 1 | 36.0486 | 68.4 | 0 | 0 | 1 | 0 | 1
2002-06-18 | 6 | 18 | 17:00 | 25 | 17 | 1 | 77 |  | 0 | 0 | 4.7252 | 4.7252 | 95% | 0.67761 | 46.3483 | 6.1064 | 3.3667 | 3.1984 | 0.16833 | 5% | 16.4291 | 1 | 1 | 1 | 68.4 | 9.0117 | 4.9685 | 3.5439 | 1.4246 | 28.67% | 1128.75 | 46.3483 | 0 | 1082.4017 | 1128.75 | 68.4 | 0 | 1060.35 | Summer | FALSE | 0 | 0 | 0 | 0 | 0 | 0 | 1 | 0 | 1
2002-06-18 | 6 | 18 | 18:00 | 25 | 18 | 1 | 77 |  | 0 | 0 | 6.0377 | 6.0377 | 95% | 0.86583 | 59.2228 | 7.8026 | 4.3019 | 4.0868 | 0.21509 | 5% | 15.5117 | 0.6 | 0.6 | 0.6 | 41.04 | 5.407 | 2.9811 | 2.9811 | 0 | 0% | 1066 | 59.2228 | 0 | 1006.7772 | 1066 | 41.04 | 0 | 1024.96 | Summer | FALSE | 0 | 0 | 0 | 0 | 0 | 0 | 1 | 0 | 1
2002-06-18 | 6 | 18 | 19:00 | 20 | 19 | 1 | 68 |  | 0 | 0 | 6.5627 | 6.5627 | 95% | 0.94112 | 64.3726 | 8.4811 | 4.676 | 4.4422 | 0.2338 | 5% | 15.0877 | 0.6 | 0.6 | 0.6 | 41.04 | 5.407 | 2.9811 | 2.9811 | 0 | 0% | 1037 | 64.3726 | 0 | 972.6274 | 1037 | 41.04 | 0 | 995.96 | Summer | FALSE | 0 | 0 | 0 | 0 | 0 | 0 | 1 | 0 | 1
2002-06-18 | 6 | 18 | 20:00 | 18.9 | 20 | 1 | 66 |  | 0 | 0 | 5.7752 | 5.7752 | 95% | 0.82819 | 56.6479 | 7.4634 | 4.1148 | 3.9091 | 0.20574 | 5% | 14.2361 | 0.6 | 0.6 | 0.6 | 41.04 | 5.407 | 2.9811 | 2.9811 | 0 | 0% | 978.75 | 56.6479 | 0 | 922.1021 | 978.75 | 41.04 | 0 | 937.71 | Summer | FALSE | 0 | 0 | 0 | 0 | 0 | 0 | 1 | 0 | 1
2002-06-18 | 6 | 18 | 21:00 | 17.2 | 21 | 1 | 63 |  | 0 | 0 | 4.7252 | 4.7252 | 95% | 0.67761 | 46.3483 | 6.1064 | 3.3667 | 3.1984 | 0.16833 | 5% | 13.5344 | 0.6 | 0.6 | 0.6 | 41.04 | 5.407 | 2.9811 | 2.9811 | 0 | 0% | 930.75 | 46.3483 | 0 | 884.4017 | 930.75 | 41.04 | 0 | 889.71 | Summer | FALSE | 0 | 0 | 0 | 0 | 0 | 0 | 1 | 0 | 1
2002-06-18 | 6 | 18 | 22:00 | 16.7 | 22 | 1 | 62 |  | 0 | 0 | 4.2002 | 4.2002 | 95% | 0.60232 | 41.1985 | 5.4279 | 2.9926 | 2.843 | 0.14963 | 5% | 13.1762 | 0.6 | 0.6 | 0.6 | 41.04 | 5.407 | 2.9811 | 2.9811 | 0 | 0% | 906.25 | 41.1985 | 0 | 865.0515 | 906.25 | 41.04 | 0 | 865.21 | Summer | FALSE | 0 | 0 | 0 | 0 | 0 | 0 | 1 | 0 | 1
2002-06-18 | 6 | 18 | 23:00 | 16.1 | 23 | 1 | 61 |  | 0 | 0 | 5.2502 | 5.2502 | 95% | 0.7529 | 51.4981 | 6.7849 | 3.7408 | 3.5537 | 0.18704 | 5% | 13.136 | 0.6 | 0.6 | 0.6 | 41.04 | 5.407 | 2.9811 | 2.9811 | 0 | 0% | 903.5 | 51.4981 | 0 | 852.0019 | 903.5 | 41.04 | 0 | 862.46 | Summer | FALSE | 0 | 0 | 0 | 0 | 0 | 0 | 1 | 0 | 1
2002-06-18 | 6 | 18 | 24:00 | 16.7 | 0 | 1 | 62 |  | 0 | 0 | 4.2002 | 4.2002 | 95% | 0.60232 | 41.1985 | 5.4279 | 2.9926 | 2.843 | 0.14963 | 5% | 12.9715 | 0 | 0 | 0 | 0 | 0 | 0 | 0 | 0 | 0% | 892.25 | 41.1985 | 0 | 851.0515 | 892.25 | 0 | 0 | 892.25 | Summer | FALSE | 0 | 0 | 0 | 0 | 0 | 0 | 1 | 0 | 1
2002-06-19 | 6 | 19 | 1:00 | 18.9 | 1 | 1 | 66 |  | 0 | 0 | 3.9376 | 3.9376 | 95% | 0.56467 | 38.6235 | 5.0887 | 2.8056 | 2.6653 | 0.14028 | 5% | 12.9276 | 0 | 0 | 0 | 0 | 0 | 0 | 0 | 0 | 0% | 889.25 | 38.6235 | 0 | 850.6265 | 889.25 | 0 | 0 | 889.25 | Summer | FALSE | 0 | 0 | 0 | 0 | 0 | 0 | 1 | 0 | 1
2002-06-19 | 6 | 19 | 2:00 | 17.8 | 2 | 1 | 64 |  | 0 | 0 | 3.1501 | 3.1501 | 95% | 0 | 0 | 0 | 0 | 0 | 0 | 5% | 12.8472 | 0 | 0 | 0 | 0 | 0 | 0 | 0 | 0 | 0% | 883.75 | 0 | 0 | 883.75 | 883.75 | 0 | 0 | 883.75 | Summer | FALSE | 0 | 0 | 0 | 0 | 1 | 0 | 1 | 0 | 0
2002-06-19 | 6 | 19 | 3:00 | 17.8 | 3 | 1 | 64 |  | 0 | 0 | 3.4126 | 3.4126 | 95% | 0 | 0 | 0 | 0 | 0 | 0 | 5% | 12.9678 | 0 | 0 | 0 | 0 | 0 | 0 | 0 | 0 | 0% | 892 | 0 | 0 | 892 | 892 | 0 | 0 | 892 | Summer | FALSE | 0 | 0 | 0 | 0 | 1 | 0 | 1 | 0 | 0
2002-06-19 | 6 | 19 | 4:00 | 17.2 | 4 | 1 | 63 |  | 0 | 0 | 3.1501 | 3.1501 | 95% | 0 | 0 | 0 | 0 | 0 | 0 | 5% | 13.3772 | 0 | 0 | 0 | 0 | 0 | 0 | 0 | 0 | 0% | 920 | 0 | 0 | 920 | 920 | 0 | 0 | 920 | Summer | FALSE | 0 | 0 | 0 | 0 | 1 | 0 | 1 | 0 | 0
2002-06-19 | 6 | 19 | 5:00 | 17.2 | 5 | 1 | 63 |  | 0 | 0 | 3.1501 | 3.1501 | 95% | 0 | 0 | 0 | 0 | 0 | 0 | 5% | 13.2346 | 0 | 0 | 0 | 0 | 0 | 0 | 0 | 0 | 0% | 910.25 | 0 | 0 | 910.25 | 910.25 | 0 | 0 | 910.25 | Summer | FALSE | 0 | 0 | 0 | 0 | 1 | 0 | 1 | 0 | 0
2002-06-19 | 6 | 19 | 6:00 | 17.2 | 6 | 1 | 63 |  | 0 | 0 | 3.9376 | 3.9376 | 95% | 0.56467 | 38.6235 | 5.0887 | 2.8056 | 2.6653 | 0.14028 | 5% | 13.761 | 0.6 | 0.6 | 0.6 | 41.04 | 5.407 | 2.9811 | 2.9532 | 0.027867 | 0.9348% | 946.25 | 38.6235 | 0 | 907.6265 | 946.25 | 41.04 | 0 | 905.21 | Summer | FALSE | 0 | 0 | 0 | 0 | 0 | 0 | 1 | 0 | 1
2002-06-19 | 6 | 19 | 7:00 | 17.8 | 7 | 1 | 64 |  | 0 | 0 | 4.7252 | 4.7252 | 95% | 0.67761 | 46.3483 | 6.1064 | 3.3667 | 3.1984 | 0.16833 | 5% | 15.4898 | 0.6 | 0.6 | 0.6 | 41.04 | 5.407 | 2.9811 | 2.9811 | 0 | 0% | 1064.5 | 46.3483 | 0 | 1018.1517 | 1064.5 | 41.04 | 0 | 1023.46 | Summer | FALSE | 0 | 0 | 0 | 0 | 0 | 0 | 1 | 0 | 1
2002-06-19 | 6 | 19 | 8:00 | 18.3 | 8 | 1 | 65 |  | 0 | 0 | 7.6128 | 7.6128 | 95% | 1 | 68.4 | 9.0117 | 4.9685 | 4.7201 | 0.24843 | 5% | 15.8735 | 0.6 | 0.6 | 0.6 | 41.04 | 5.407 | 2.9811 | 2.9811 | 0 | 0% | 1090.75 | 68.4 | 0 | 1022.35 | 1090.75 | 41.04 | 0 | 1049.71 | Summer | FALSE | 0 | 0 | 0 | 0 | 0 | 0 | 0 | 1 | 1
2002-06-19 | 6 | 19 | 9:00 | 17.8 | 9 | 1 | 64 |  | 0 | 0 | 6.5627 | 6.5627 | 95% | 0.94112 | 64.3726 | 8.4811 | 4.676 | 4.4422 | 0.2338 | 5% | 16.7105 | 0.6 | 0.6 | 0.6 | 41.04 | 5.407 | 2.9811 | 2.9811 | 0 | 0% | 1148 | 64.3726 | 0 | 1083.6274 | 1148 | 41.04 | 0 | 1106.96 | Summer | FALSE | 0 | 0 | 0 | 0 | 0 | 0 | 1 | 0 | 1
2002-06-19 | 6 | 19 | 10:00 | 17.2 | 10 | 1 | 63 |  | 0 | 0 | 6.0377 | 6.0377 | 95% | 0.86583 | 59.2228 | 7.8026 | 4.3019 | 4.0868 | 0.21509 | 5% | 17.193 | 0.6 | 0.6 | 0.6 | 41.04 | 5.407 | 2.9811 | 2.9811 | 0 | 0% | 1181 | 59.2228 | 0 | 1121.7772 | 1181 | 41.04 | 0 | 1139.96 | Summer | FALSE | 0 | 0 | 0 | 0 | 0 | 0 | 1 | 0 | 1
2002-06-19 | 6 | 19 | 11:00 | 16.7 | 11 | 1 | 62 |  | 0 | 0 | 5.2502 | 5.2502 | 95% | 0.7529 | 51.4981 | 6.7849 | 3.7408 | 3.5537 | 0.18704 | 5% | 17.6462 | 0.6 | 0.6 | 0.6 | 41.04 | 5.407 | 2.9811 | 2.9811 | 0 | 0% | 1212 | 51.4981 | 0 | 1160.5019 | 1212 | 41.04 | 0 | 1170.96 | Summer | FALSE | 0 | 0 | 0 | 0 | 0 | 0 | 1 | 0 | 1
2002-06-19 | 6 | 19 | 12:00 | 17.8 | 12 | 1 | 64 |  | 0 | 0 | 5.2502 | 5.2502 | 95% | 0.7529 | 51.4981 | 6.7849 | 3.7408 | 3.5537 | 0.18704 | 5% | 18.1469 | 0.6 | 0.6 | 0.6 | 41.04 | 5.407 | 2.9811 | 2.9811 | 0 | 0% | 1246.25 | 51.4981 | 0 | 1194.7519 | 1246.25 | 41.04 | 0 | 1205.21 | Summer | FALSE | 0 | 0 | 0 | 0 | 0 | 0 | 1 | 0 | 1
2002-06-19 | 6 | 19 | 13:00 | 19.4 | 13 | 1 | 67 |  | 0 | 0 | 4.7252 | 4.7252 | 95% | 0.67761 | 46.3483 | 6.1064 | 3.3667 | 3.1984 | 0.16833 | 5% | 18.0921 | 1 | 1 | 1 | 68.4 | 9.0117 | 4.9685 | 3.5439 | 1.4246 | 28.67% | 1242.5 | 46.3483 | 0 | 1196.1517 | 1242.5 | 68.4 | 0 | 1174.1 | Summer | FALSE | 1 | 1 | 46.3483 | 68.4 | 0 | 0 | 1 | 0 | 1
2002-06-19 | 6 | 19 | 14:00 | 20 | 14 | 1 | 68 |  | 0 | 0 | 3.9376 | 3.9376 | 95% | 0.56467 | 38.6235 | 5.0887 | 2.8056 | 2.6653 | 0.14028 | 5% | 17.9496 | 1 | 1 | 1 | 68.4 | 9.0117 | 4.9685 | 2.9532 | 2.0153 | 40.56% | 1232.75 | 38.6235 | 0 | 1194.1265 | 1232.75 | 68.4 | 0 | 1164.35 | Summer | FALSE | 1 | 1 | 38.6235 | 68.4 | 0 | 0 | 1 | 0 | 1
2002-06-19 | 6 | 19 | 15:00 | 19.4 | 15 | 1 | 67 |  | 0 | 0 | 3.6751 | 3.6751 | 95% | 0.52703 | 36.0486 | 4.7494 | 2.6185 | 2.4876 | 0.13093 | 5% | 17.299 | 1 | 1 | 1 | 68.4 | 9.0117 | 4.9685 | 2.7564 | 2.2121 | 44.52% | 1188.25 | 36.0486 | 0 | 1152.2014 | 1188.25 | 68.4 | 0 | 1119.85 | Summer | FALSE | 1 | 1 | 36.0486 | 68.4 | 0 | 0 | 1 | 0 | 1
2002-06-19 | 6 | 19 | 16:00 | 18.3 | 16 | 1 | 65 |  | 0 | 0 | 3.6751 | 3.6751 | 95% | 0.52703 | 36.0486 | 4.7494 | 2.6185 | 2.4876 | 0.13093 | 5% | 17.2442 | 1 | 1 | 1 | 68.4 | 9.0117 | 4.9685 | 2.7564 | 2.2121 | 44.52% | 1184.5 | 36.0486 | 0 | 1148.4514 | 1184.5 | 68.4 | 0 | 1116.1 | Summer | FALSE | 1 | 1 | 36.0486 | 68.4 | 0 | 0 | 1 | 0 | 1
2002-06-19 | 6 | 19 | 17:00 | 18.9 | 17 | 1 | 66 |  | 0 | 0 | 4.7252 | 4.7252 | 95% | 0.67761 | 46.3483 | 6.1064 | 3.3667 | 3.1984 | 0.16833 | 5% | 16.5205 | 1 | 1 | 1 | 68.4 | 9.0117 | 4.9685 | 3.5439 | 1.4246 | 28.67% | 1135 | 46.3483 | 0 | 1088.6517 | 1135 | 68.4 | 0 | 1066.6 | Summer | FALSE | 0 | 0 | 0 | 0 | 0 | 0 | 1 | 0 | 1
2002-06-19 | 6 | 19 | 18:00 | 17.8 | 18 | 1 | 64 |  | 0 | 0 | 6.0377 | 6.0377 | 95% | 0.86583 | 59.2228 | 7.8026 | 4.3019 | 4.0868 | 0.21509 | 5% | 16.1769 | 0.6 | 0.6 | 0.6 | 41.04 | 5.407 | 2.9811 | 2.9811 | 0 | 0% | 1111.5 | 59.2228 | 0 | 1052.2772 | 1111.5 | 41.04 | 0 | 1070.46 | Summer | FALSE | 0 | 0 | 0 | 0 | 0 | 0 | 1 | 0 | 1
2002-06-19 | 6 | 19 | 19:00 | 16.1 | 19 | 1 | 61 |  | 0 | 0 | 6.5627 | 6.5627 | 95% | 0.94112 | 64.3726 | 8.4811 | 4.676 | 4.4422 | 0.2338 | 5% | 15.3838 | 0.6 | 0.6 | 0.6 | 41.04 | 5.407 | 2.9811 | 2.9811 | 0 | 0% | 1057.25 | 64.3726 | 0 | 992.8774 | 1057.25 | 41.04 | 0 | 1016.21 | Summer | FALSE | 0 | 0 | 0 | 0 | 0 | 0 | 1 | 0 | 1
2002-06-19 | 6 | 19 | 20:00 | 15.6 | 20 | 1 | 60 |  | 0 | 0 | 5.7752 | 5.7752 | 95% | 0.82819 | 56.6479 | 7.4634 | 4.1148 | 3.9091 | 0.20574 | 5% | 14.883 | 0.6 | 0.6 | 0.6 | 41.04 | 5.407 | 2.9811 | 2.9811 | 0 | 0% | 1023 | 56.6479 | 0 | 966.3521 | 1023 | 41.04 | 0 | 981.96 | Summer | FALSE | 0 | 0 | 0 | 0 | 0 | 0 | 1 | 0 | 1
2002-06-19 | 6 | 19 | 21:00 | 15 | 21 | 1 | 59 |  | 0 | 0 | 4.7252 | 4.7252 | 95% | 0.67761 | 46.3483 | 6.1064 | 3.3667 | 3.1984 | 0.16833 | 5% | 14.3421 | 0.6 | 0.6 | 0.6 | 41.04 | 5.407 | 2.9811 | 2.9811 | 0 | 0% | 986 | 46.3483 | 0 | 939.6517 | 986 | 41.04 | 0 | 944.96 | Summer | FALSE | 0 | 0 | 0 | 0 | 0 | 0 | 1 | 0 | 1
2002-06-19 | 6 | 19 | 22:00 | 16.1 | 22 | 1 | 61 |  | 0 | 0 | 4.2002 | 4.2002 | 95% | 0.60232 | 41.1985 | 5.4279 | 2.9926 | 2.843 | 0.14963 | 5% | 13.6952 | 0.6 | 0.6 | 0.6 | 41.04 | 5.407 | 2.9811 | 2.9811 | 0 | 0% | 941.75 | 41.1985 | 0 | 900.5515 | 941.75 | 41.04 | 0 | 900.71 | Summer | FALSE | 0 | 0 | 0 | 0 | 0 | 0 | 1 | 0 | 1
2002-06-19 | 6 | 19 | 23:00 | 15.6 | 23 | 1 | 60 |  | 0 | 0 | 5.2502 | 5.2502 | 95% | 0.7529 | 51.4981 | 6.7849 | 3.7408 | 3.5537 | 0.18704 | 5% | 13.0811 | 0.6 | 0.6 | 0.6 | 41.04 | 5.407 | 2.9811 | 2.9811 | 0 | 0% | 899.75 | 51.4981 | 0 | 848.2519 | 899.75 | 41.04 | 0 | 858.71 | Summer | FALSE | 0 | 0 | 0 | 0 | 0 | 0 | 1 | 0 | 1
2002-06-19 | 6 | 19 | 24:00 | 15.6 | 0 | 1 | 60 |  | 0 | 0 | 4.2002 | 4.2002 | 95% | 0.60232 | 41.1985 | 5.4279 | 2.9926 | 2.843 | 0.14963 | 5% | 12.8143 | 0 | 0 | 0 | 0 | 0 | 0 | 0 | 0 | 0% | 881.5 | 41.1985 | 0 | 840.3015 | 881.5 | 0 | 0 | 881.5 | Summer | FALSE | 0 | 0 | 0 | 0 | 0 | 0 | 1 | 0 | 1
2002-06-20 | 6 | 20 | 1:00 | 15 | 1 | 1 | 59 |  | 0 | 0 | 3.9376 | 3.9376 | 95% | 0.56467 | 38.6235 | 5.0887 | 2.8056 | 2.6653 | 0.14028 | 5% | 12.617 | 0 | 0 | 0 | 0 | 0 | 0 | 0 | 0 | 0% | 868 | 38.6235 | 0 | 829.3765 | 868 | 0 | 0 | 868 | Summer | FALSE | 0 | 0 | 0 | 0 | 0 | 0 | 1 | 0 | 1
2002-06-20 | 6 | 20 | 2:00 | 15 | 2 | 1 | 59 |  | 0 | 0 | 3.1501 | 3.1501 | 95% | 0 | 0 | 0 | 0 | 0 | 0 | 5% | 12.4123 | 0 | 0 | 0 | 0 | 0 | 0 | 0 | 0 | 0% | 854 | 0 | 0 | 854 | 854 | 0 | 0 | 854 | Summer | FALSE | 0 | 0 | 0 | 0 | 1 | 0 | 1 | 0 | 0
2002-06-20 | 6 | 20 | 3:00 | 14.4 | 3 | 1 | 58 |  | 0 | 0 | 3.4126 | 3.4126 | 95% | 0 | 0 | 0 | 0 | 0 | 0 | 5% | 12.8143 | 0 | 0 | 0 | 0 | 0 | 0 | 0 | 0 | 0% | 881.5 | 0 | 0 | 881.5 | 881.5 | 0 | 0 | 881.5 | Summer | FALSE | 0 | 0 | 0 | 0 | 1 | 0 | 1 | 0 | 0
2002-06-20 | 6 | 20 | 4:00 | 13.9 | 4 | 1 | 57 |  | 0 | 0 | 3.1501 | 3.1501 | 95% | 0 | 0 | 0 | 0 | 0 | 0 | 5% | 12.7266 | 0 | 0 | 0 | 0 | 0 | 0 | 0 | 0 | 0% | 875.5 | 0 | 0 | 875.5 | 875.5 | 0 | 0 | 875.5 | Summer | FALSE | 0 | 0 | 0 | 0 | 1 | 0 | 1 | 0 | 0
2002-06-20 | 6 | 20 | 5:00 | 15.6 | 5 | 1 | 60 |  | 0 | 0 | 3.1501 | 3.1501 | 95% | 0 | 0 | 0 | 0 | 0 | 0 | 5% | 12.4342 | 0 | 0 | 0 | 0 | 0 | 0 | 0 | 0 | 0% | 855.5 | 0 | 0 | 855.5 | 855.5 | 0 | 0 | 855.5 | Summer | FALSE | 0 | 0 | 0 | 0 | 1 | 0 | 1 | 0 | 0
2002-06-20 | 6 | 20 | 6:00 | 16.1 | 6 | 1 | 61 |  | 0 | 0 | 3.9376 | 3.9376 | 95% | 0.56467 | 38.6235 | 5.0887 | 2.8056 | 2.6653 | 0.14028 | 5% | 12.8143 | 0.6 | 0.6 | 0.6 | 41.04 | 5.407 | 2.9811 | 2.9532 | 0.027867 | 0.9348% | 881.5 | 38.6235 | 0 | 842.8765 | 881.5 | 41.04 | 0 | 840.46 | Summer | FALSE | 0 | 0 | 0 | 0 | 0 | 0 | 1 | 0 | 1
2002-06-20 | 6 | 20 | 7:00 | 17.8 | 7 | 1 | 64 |  | 0 | 0 | 4.7252 | 4.7252 | 95% | 0.67761 | 46.3483 | 6.1064 | 3.3667 | 3.1984 | 0.16833 | 5% | 13.0958 | 0.6 | 0.6 | 0.6 | 41.04 | 5.407 | 2.9811 | 2.9811 | 0 | 0% | 900.75 | 46.3483 | 0 | 854.4017 | 900.75 | 41.04 | 0 | 859.71 | Summer | FALSE | 0 | 0 | 0 | 0 | 0 | 0 | 1 | 0 | 1
2002-06-20 | 6 | 20 | 8:00 | 17.8 | 8 | 1 | 64 |  | 0 | 0 | 7.6128 | 7.6128 | 95% | 1 | 68.4 | 9.0117 | 4.9685 | 4.7201 | 0.24843 | 5% | 13.5709 | 0.6 | 0.6 | 0.6 | 41.04 | 5.407 | 2.9811 | 2.9811 | 0 | 0% | 933.25 | 68.4 | 0 | 864.85 | 933.25 | 41.04 | 0 | 892.21 | Summer | FALSE | 0 | 0 | 0 | 0 | 0 | 0 | 0 | 1 | 1
2002-06-20 | 6 | 20 | 9:00 | 18.3 | 9 | 1 | 65 |  | 0 | 0 | 6.5627 | 6.5627 | 95% | 0.94112 | 64.3726 | 8.4811 | 4.676 | 4.4422 | 0.2338 | 5% | 14.1192 | 0.6 | 0.6 | 0.6 | 41.04 | 5.407 | 2.9811 | 2.9811 | 0 | 0% | 970.75 | 64.3726 | 0 | 906.3774 | 970.75 | 41.04 | 0 | 929.71 | Summer | FALSE | 0 | 0 | 0 | 0 | 0 | 0 | 1 | 0 | 1
2002-06-20 | 6 | 20 | 10:00 | 18.9 | 10 | 1 | 66 |  | 0 | 0 | 6.0377 | 6.0377 | 95% | 0.86583 | 59.2228 | 7.8026 | 4.3019 | 4.0868 | 0.21509 | 5% | 14.7953 | 0.6 | 0.6 | 0.6 | 41.04 | 5.407 | 2.9811 | 2.9811 | 0 | 0% | 1017 | 59.2228 | 0 | 957.7772 | 1017 | 41.04 | 0 | 975.96 | Summer | FALSE | 0 | 0 | 0 | 0 | 0 | 0 | 1 | 0 | 1
2002-06-20 | 6 | 20 | 11:00 | 20 | 11 | 1 | 68 |  | 0 | 0 | 5.2502 | 5.2502 | 95% | 0.7529 | 51.4981 | 6.7849 | 3.7408 | 3.5537 | 0.18704 | 5% | 14.4591 | 0.6 | 0.6 | 0.6 | 41.04 | 5.407 | 2.9811 | 2.9811 | 0 | 0% | 994 | 51.4981 | 0 | 942.5019 | 994 | 41.04 | 0 | 952.96 | Summer | FALSE | 0 | 0 | 0 | 0 | 0 | 0 | 1 | 0 | 1
2002-06-20 | 6 | 20 | 12:00 | 19.4 | 12 | 1 | 67 |  | 0 | 0 | 5.2502 | 5.2502 | 95% | 0.7529 | 51.4981 | 6.7849 | 3.7408 | 3.5537 | 0.18704 | 5% | 15.0914 | 0.6 | 0.6 | 0.6 | 41.04 | 5.407 | 2.9811 | 2.9811 | 0 | 0% | 1037.25 | 51.4981 | 0 | 985.7519 | 1037.25 | 41.04 | 0 | 996.21 | Summer | FALSE | 0 | 0 | 0 | 0 | 0 | 0 | 1 | 0 | 1
2002-06-20 | 6 | 20 | 13:00 | 19.4 | 13 | 1 | 67 |  | 0 | 0 | 4.7252 | 4.7252 | 95% | 0.67761 | 46.3483 | 6.1064 | 3.3667 | 3.1984 | 0.16833 | 5% | 15.2339 | 1 | 1 | 1 | 68.4 | 9.0117 | 4.9685 | 3.5439 | 1.4246 | 28.67% | 1047 | 46.3483 | 0 | 1000.6517 | 1047 | 68.4 | 0 | 978.6 | Summer | FALSE | 1 | 1 | 46.3483 | 68.4 | 0 | 0 | 1 | 0 | 1
2002-06-20 | 6 | 20 | 14:00 | 20.6 | 14 | 1 | 69 |  | 0 | 0 | 3.9376 | 3.9376 | 95% | 0.56467 | 38.6235 | 5.0887 | 2.8056 | 2.6653 | 0.14028 | 5% | 15.0694 | 1 | 1 | 1 | 68.4 | 9.0117 | 4.9685 | 2.9532 | 2.0153 | 40.56% | 1035.75 | 38.6235 | 0 | 997.1265 | 1035.75 | 68.4 | 0 | 967.35 | Summer | FALSE | 1 | 1 | 38.6235 | 68.4 | 0 | 0 | 1 | 0 | 1
2002-06-20 | 6 | 20 | 15:00 | 22.8 | 15 | 1 | 73 |  | 0 | 0 | 3.6751 | 3.6751 | 95% | 0.52703 | 36.0486 | 4.7494 | 2.6185 | 2.4876 | 0.13093 | 5% | 14.989 | 1 | 1 | 1 | 68.4 | 9.0117 | 4.9685 | 2.7564 | 2.2121 | 44.52% | 1030.25 | 36.0486 | 0 | 994.2014 | 1030.25 | 68.4 | 0 | 961.85 | Summer | FALSE | 1 | 1 | 36.0486 | 68.4 | 0 | 0 | 1 | 0 | 1
2002-06-20 | 6 | 20 | 16:00 | 22.8 | 16 | 1 | 73 |  | 0 | 0 | 3.6751 | 3.6751 | 95% | 0.52703 | 36.0486 | 4.7494 | 2.6185 | 2.4876 | 0.13093 | 5% | 14.7844 | 1 | 1 | 1 | 68.4 | 9.0117 | 4.9685 | 2.7564 | 2.2121 | 44.52% | 1016.25 | 36.0486 | 0 | 980.2014 | 1016.25 | 68.4 | 0 | 947.85 | Summer | FALSE | 1 | 1 | 36.0486 | 68.4 | 0 | 0 | 1 | 0 | 1
2002-06-20 | 6 | 20 | 17:00 | 22.2 | 17 | 1 | 72 |  | 0 | 0 | 4.7252 | 4.7252 | 95% | 0.67761 | 46.3483 | 6.1064 | 3.3667 | 3.1984 | 0.16833 | 5% | 14.7734 | 1 | 1 | 1 | 68.4 | 9.0117 | 4.9685 | 3.5439 | 1.4246 | 28.67% | 1015.5 | 46.3483 | 0 | 969.1517 | 1015.5 | 68.4 | 0 | 947.1 | Summer | FALSE | 0 | 0 | 0 | 0 | 0 | 0 | 1 | 0 | 1
2002-06-20 | 6 | 20 | 18:00 | 21.1 | 18 | 1 | 70 |  | 0 | 0 | 6.0377 | 6.0377 | 95% | 0.86583 | 59.2228 | 7.8026 | 4.3019 | 4.0868 | 0.21509 | 5% | 14.2946 | 0.6 | 0.6 | 0.6 | 41.04 | 5.407 | 2.9811 | 2.9811 | 0 | 0% | 982.75 | 59.2228 | 0 | 923.5272 | 982.75 | 41.04 | 0 | 941.71 | Summer | FALSE | 0 | 0 | 0 | 0 | 0 | 0 | 1 | 0 | 1
2002-06-20 | 6 | 20 | 19:00 | 22.8 | 19 | 1 | 73 |  | 0 | 0 | 6.5627 | 6.5627 | 95% | 0.94112 | 64.3726 | 8.4811 | 4.676 | 4.4422 | 0.2338 | 5% | 13.3114 | 0.6 | 0.6 | 0.6 | 41.04 | 5.407 | 2.9811 | 2.9811 | 0 | 0% | 915.5 | 64.3726 | 0 | 851.1274 | 915.5 | 41.04 | 0 | 874.46 | Summer | FALSE | 0 | 0 | 0 | 0 | 0 | 0 | 1 | 0 | 1
2002-06-20 | 6 | 20 | 20:00 | 21.1 | 20 | 1 | 70 |  | 0 | 0 | 5.7752 | 5.7752 | 95% | 0.82819 | 56.6479 | 7.4634 | 4.1148 | 3.9091 | 0.20574 | 5% | 13.3626 | 0.6 | 0.6 | 0.6 | 41.04 | 5.407 | 2.9811 | 2.9811 | 0 | 0% | 919 | 56.6479 | 0 | 862.3521 | 919 | 41.04 | 0 | 877.96 | Summer | FALSE | 0 | 0 | 0 | 0 | 0 | 0 | 1 | 0 | 1
2002-06-20 | 6 | 20 | 21:00 | 20 | 21 | 1 | 68 |  | 0 | 0 | 4.7252 | 4.7252 | 95% | 0.67761 | 46.3483 | 6.1064 | 3.3667 | 3.1984 | 0.16833 | 5% | 13.337 | 0.6 | 0.6 | 0.6 | 41.04 | 5.407 | 2.9811 | 2.9811 | 0 | 0% | 917.25 | 46.3483 | 0 | 870.9017 | 917.25 | 41.04 | 0 | 876.21 | Summer | FALSE | 0 | 0 | 0 | 0 | 0 | 0 | 1 | 0 | 1
2002-06-20 | 6 | 20 | 22:00 | 18.3 | 22 | 1 | 65 |  | 0 | 0 | 4.2002 | 4.2002 | 95% | 0.60232 | 41.1985 | 5.4279 | 2.9926 | 2.843 | 0.14963 | 5% | 13.443 | 0.6 | 0.6 | 0.6 | 41.04 | 5.407 | 2.9811 | 2.9811 | 0 | 0% | 924.5 | 41.1985 | 0 | 883.3015 | 924.5 | 41.04 | 0 | 883.46 | Summer | FALSE | 0 | 0 | 0 | 0 | 0 | 0 | 1 | 0 | 1
2002-06-20 | 6 | 20 | 23:00 | 17.8 | 23 | 1 | 64 |  | 0 | 0 | 5.2502 | 5.2502 | 95% | 0.7529 | 51.4981 | 6.7849 | 3.7408 | 3.5537 | 0.18704 | 5% | 13.3004 | 0.6 | 0.6 | 0.6 | 41.04 | 5.407 | 2.9811 | 2.9811 | 0 | 0% | 914.75 | 51.4981 | 0 | 863.2519 | 914.75 | 41.04 | 0 | 873.71 | Summer | FALSE | 0 | 0 | 0 | 0 | 0 | 0 | 1 | 0 | 1
2002-06-20 | 6 | 20 | 24:00 | 16.7 | 0 | 1 | 62 |  | 0 | 0 | 4.2002 | 4.2002 | 95% | 0.60232 | 41.1985 | 5.4279 | 2.9926 | 2.843 | 0.14963 | 5% | 13.7792 | 0 | 0 | 0 | 0 | 0 | 0 | 0 | 0 | 0% | 947.5 | 41.1985 | 0 | 906.3015 | 947.5 | 0 | 0 | 947.5 | Summer | FALSE | 0 | 0 | 0 | 0 | 0 | 0 | 1 | 0 | 1
2002-06-21 | 6 | 21 | 1:00 | 17.2 | 1 | 2 | 63 |  | 0 | 0 | 3.9376 | 3.9376 | 95% | 0.56467 | 38.6235 | 5.0887 | 2.8056 | 2.6653 | 0.14028 | 5% | 13.655 | 0 | 0 | 0 | 0 | 0 | 0 | 0 | 0 | 0% | 939 | 38.6235 | 0 | 900.3765 | 939 | 0 | 0 | 939 | Summer | 0 | 0 | 0 | 0 | 0 | 0 | 0 | 1 | 0 | 1
2002-06-21 | 6 | 21 | 2:00 | 16.7 | 2 | 2 | 62 |  | 0 | 0 | 3.1501 | 3.1501 | 95% | 0 | 0 | 0 | 0 | 0 | 0 | 5% | 13.5526 | 0 | 0 | 0 | 0 | 0 | 0 | 0 | 0 | 0% | 932 | 0 | 0 | 932 | 932 | 0 | 0 | 932 | Summer | 0 | 0 | 0 | 0 | 0 | 1 | 0 | 1 | 0 | 0
2002-06-21 | 6 | 21 | 3:00 | 16.1 | 3 | 2 | 61 |  | 0 | 0 | 3.4126 | 3.4126 | 95% | 0 | 0 | 0 | 0 | 0 | 0 | 5% | 13.973 | 0 | 0 | 0 | 0 | 0 | 0 | 0 | 0 | 0% | 960.75 | 0 | 0 | 960.75 | 960.75 | 0 | 0 | 960.75 | Summer | 0 | 0 | 0 | 0 | 0 | 1 | 0 | 1 | 0 | 0
2002-06-21 | 6 | 21 | 4:00 | 16.1 | 4 | 2 | 61 |  | 0 | 0 | 3.1501 | 3.1501 | 95% | 0 | 0 | 0 | 0 | 0 | 0 | 5% | 14.0314 | 0 | 0 | 0 | 0 | 0 | 0 | 0 | 0 | 0% | 964.75 | 0 | 0 | 964.75 | 964.75 | 0 | 0 | 964.75 | Summer | 0 | 0 | 0 | 0 | 0 | 1 | 0 | 1 | 0 | 0
2002-06-21 | 6 | 21 | 5:00 | 16.1 | 5 | 2 | 61 |  | 0 | 0 | 3.1501 | 3.1501 | 95% | 0 | 0 | 0 | 0 | 0 | 0 | 5% | 13.7463 | 0 | 0 | 0 | 0 | 0 | 0 | 0 | 0 | 0% | 945.25 | 0 | 0 | 945.25 | 945.25 | 0 | 0 | 945.25 | Summer | 0 | 0 | 0 | 0 | 0 | 1 | 0 | 1 | 0 | 0
2002-06-21 | 6 | 21 | 6:00 | 17.2 | 6 | 2 | 63 |  | 0 | 0 | 3.9376 | 3.9376 | 95% | 0.56467 | 38.6235 | 5.0887 | 2.8056 | 2.6653 | 0.14028 | 5% | 14.2946 | 0.6 | 0.6 | 0.6 | 41.04 | 5.407 | 2.9811 | 2.9532 | 0.027867 | 0.9348% | 982.75 | 38.6235 | 0 | 944.1265 | 982.75 | 41.04 | 0 | 941.71 | Summer | 0 | 0 | 0 | 0 | 0 | 0 | 0 | 1 | 0 | 1
2002-06-21 | 6 | 21 | 7:00 | 19.4 | 7 | 2 | 67 |  | 0 | 0 | 4.7252 | 4.7252 | 95% | 0.67761 | 46.3483 | 6.1064 | 3.3667 | 3.1984 | 0.16833 | 5% | 15.1608 | 0.6 | 0.6 | 0.6 | 41.04 | 5.407 | 2.9811 | 2.9811 | 0 | 0% | 1042 | 46.3483 | 0 | 995.6517 | 1042 | 41.04 | 0 | 1000.96 | Summer | 0 | 0 | 0 | 0 | 0 | 0 | 0 | 1 | 0 | 1
2002-06-21 | 6 | 21 | 8:00 | 21.7 | 8 | 2 | 71 |  | 0 | 0 | 7.6128 | 7.6128 | 95% | 1 | 68.4 | 9.0117 | 4.9685 | 4.7201 | 0.24843 | 5% | 14.5687 | 0.6 | 0.6 | 0.6 | 41.04 | 5.407 | 2.9811 | 2.9811 | 0 | 0% | 1001.5 | 68.4 | 0 | 933.1 | 1001.5 | 41.04 | 0 | 960.46 | Summer | 0 | 0 | 0 | 0 | 0 | 0 | 0 | 0 | 1 | 1
2002-06-21 | 6 | 21 | 9:00 | 23.9 | 9 | 2 | 75 |  | 0 | 0 | 6.5627 | 6.5627 | 95% | 0.94112 | 64.3726 | 8.4811 | 4.676 | 4.4422 | 0.2338 | 5% | 15.0037 | 0.6 | 0.6 | 0.6 | 41.04 | 5.407 | 2.9811 | 2.9811 | 0 | 0% | 1031.25 | 64.3726 | 0 | 966.8774 | 1031.25 | 41.04 | 0 | 990.21 | Summer | 0 | 0 | 0 | 0 | 0 | 0 | 0 | 1 | 0 | 1
2002-06-21 | 6 | 21 | 10:00 | 25.6 | 10 | 2 | 78 |  | 0 | 0 | 6.0377 | 6.0377 | 95% | 0.86583 | 59.2228 | 7.8026 | 4.3019 | 4.0868 | 0.21509 | 5% | 16.3889 | 0.6 | 0.6 | 0.6 | 41.04 | 5.407 | 2.9811 | 2.9811 | 0 | 0% | 1126 | 59.2228 | 0 | 1066.7772 | 1126 | 41.04 | 0 | 1084.96 | Summer | 0 | 0 | 0 | 0 | 0 | 0 | 0 | 1 | 0 | 1
2002-06-21 | 6 | 21 | 11:00 | 27.2 | 11 | 2 | 81 |  | 0 | 0 | 5.2502 | 5.2502 | 95% | 0.7529 | 51.4981 | 6.7849 | 3.7408 | 3.5537 | 0.18704 | 5% | 17.0431 | 0.6 | 0.6 | 0.6 | 41.04 | 5.407 | 2.9811 | 2.9811 | 0 | 0% | 1170.75 | 51.4981 | 0 | 1119.2519 | 1170.75 | 41.04 | 0 | 1129.71 | Summer | 0 | 0 | 0 | 0 | 0 | 0 | 0 | 1 | 0 | 1
2002-06-21 | 6 | 21 | 12:00 | 28.3 | 12 | 2 | 83 |  | 0 | 0 | 5.2502 | 5.2502 | 95% | 0.7529 | 51.4981 | 6.7849 | 3.7408 | 3.5537 | 0.18704 | 5% | 17.1674 | 0.6 | 0.6 | 0.6 | 41.04 | 5.407 | 2.9811 | 2.9811 | 0 | 0% | 1179.25 | 51.4981 | 0 | 1127.7519 | 1179.25 | 41.04 | 0 | 1138.21 | Summer | 0 | 0 | 0 | 0 | 0 | 0 | 0 | 1 | 0 | 1
2002-06-21 | 6 | 21 | 13:00 | 28.9 | 13 | 2 | 84 |  | 0 | 0 | 4.7252 | 4.7252 | 95% | 0.67761 | 46.3483 | 6.1064 | 3.3667 | 3.1984 | 0.16833 | 5% | 16.6813 | 0.6 | 0.6 | 0.6 | 41.04 | 5.407 | 2.9811 | 2.9811 | 0 | 0% | 1146 | 46.3483 | 0 | 1099.6517 | 1146 | 41.04 | 0 | 1104.96 | Summer | 0 | 0 | 0 | 0 | 0 | 0 | 0 | 1 | 0 | 1
2002-06-21 | 6 | 21 | 14:00 | 28.3 | 14 | 2 | 83 |  | 0 | 0 | 3.9376 | 3.9376 | 95% | 0.56467 | 38.6235 | 5.0887 | 2.8056 | 2.6653 | 0.14028 | 5% | 16.5972 | 0.6 | 0.6 | 0.6 | 41.04 | 5.407 | 2.9811 | 2.9532 | 0.027867 | 0.9348% | 1140.25 | 38.6235 | 0 | 1101.6265 | 1140.25 | 41.04 | 0 | 1099.21 | Summer | 0 | 0 | 0 | 0 | 0 | 0 | 0 | 1 | 0 | 1
2002-06-21 | 6 | 21 | 15:00 | 28.3 | 15 | 2 | 83 |  | 0 | 0 | 3.6751 | 3.6751 | 95% | 0.52703 | 36.0486 | 4.7494 | 2.6185 | 2.4876 | 0.13093 | 5% | 17.3246 | 0.6 | 0.6 | 0.6 | 41.04 | 5.407 | 2.9811 | 2.7564 | 0.22475 | 7.539% | 1190 | 36.0486 | 0 | 1153.9514 | 1190 | 41.04 | 0 | 1148.96 | Summer | 0 | 0 | 0 | 0 | 0 | 0 | 0 | 1 | 0 | 1
2002-06-21 | 6 | 21 | 16:00 | 27.8 | 16 | 2 | 82 |  | 0 | 0 | 3.6751 | 3.6751 | 95% | 0.52703 | 36.0486 | 4.7494 | 2.6185 | 2.4876 | 0.13093 | 5% | 16.7836 | 0.6 | 0.6 | 0.6 | 41.04 | 5.407 | 2.9811 | 2.7564 | 0.22475 | 7.539% | 1153 | 36.0486 | 0 | 1116.9514 | 1153 | 41.04 | 0 | 1111.96 | Summer | 0 | 0 | 0 | 0 | 0 | 0 | 0 | 1 | 0 | 1
2002-06-21 | 6 | 21 | 17:00 | 27.2 | 17 | 2 | 81 |  | 0 | 0 | 4.7252 | 4.7252 | 95% | 0.67761 | 46.3483 | 6.1064 | 3.3667 | 3.1984 | 0.16833 | 5% | 17.4306 | 0.6 | 0.6 | 0.6 | 41.04 | 5.407 | 2.9811 | 2.9811 | 0 | 0% | 1197.25 | 46.3483 | 0 | 1150.9017 | 1197.25 | 41.04 | 0 | 1156.21 | Summer | 0 | 0 | 0 | 0 | 0 | 0 | 0 | 1 | 0 | 1
2002-06-21 | 6 | 21 | 18:00 | 26.1 | 18 | 2 | 79 |  | 0 | 0 | 6.0377 | 6.0377 | 95% | 0.86583 | 59.2228 | 7.8026 | 4.3019 | 4.0868 | 0.21509 | 5% | 16.5387 | 0.6 | 0.6 | 0.6 | 41.04 | 5.407 | 2.9811 | 2.9811 | 0 | 0% | 1136.25 | 59.2228 | 0 | 1077.0272 | 1136.25 | 41.04 | 0 | 1095.21 | Summer | 0 | 0 | 0 | 0 | 0 | 0 | 0 | 1 | 0 | 1
2002-06-21 | 6 | 21 | 19:00 | 24.4 | 19 | 2 | 76 |  | 0 | 0 | 6.5627 | 6.5627 | 95% | 0.94112 | 64.3726 | 8.4811 | 4.676 | 4.4422 | 0.2338 | 5% | 15.9576 | 0.6 | 0.6 | 0.6 | 41.04 | 5.407 | 2.9811 | 2.9811 | 0 | 0% | 1096.5 | 64.3726 | 0 | 1032.1274 | 1096.5 | 41.04 | 0 | 1055.46 | Summer | 0 | 0 | 0 | 0 | 0 | 0 | 0 | 1 | 0 | 1
2002-06-21 | 6 | 21 | 20:00 | 23.9 | 20 | 2 | 75 |  | 0 | 0 | 5.7752 | 5.7752 | 95% | 0.82819 | 56.6479 | 7.4634 | 4.1148 | 3.9091 | 0.20574 | 5% | 16.1842 | 0.6 | 0.6 | 0.6 | 41.04 | 5.407 | 2.9811 | 2.9811 | 0 | 0% | 1112 | 56.6479 | 0 | 1055.3521 | 1112 | 41.04 | 0 | 1070.96 | Summer | 0 | 0 | 0 | 0 | 0 | 0 | 0 | 1 | 0 | 1
2002-06-21 | 6 | 21 | 21:00 | 21.7 | 21 | 2 | 71 |  | 0 | 0 | 4.7252 | 4.7252 | 95% | 0.67761 | 46.3483 | 6.1064 | 3.3667 | 3.1984 | 0.16833 | 5% | 15.1316 | 0.6 | 0.6 | 0.6 | 41.04 | 5.407 | 2.9811 | 2.9811 | 0 | 0% | 1040 | 46.3483 | 0 | 993.6517 | 1040 | 41.04 | 0 | 998.96 | Summer | 0 | 0 | 0 | 0 | 0 | 0 | 0 | 1 | 0 | 1
2002-06-21 | 6 | 21 | 22:00 | 21.1 | 22 | 2 | 70 |  | 0 | 0 | 4.2002 | 4.2002 | 95% | 0.60232 | 41.1985 | 5.4279 | 2.9926 | 2.843 | 0.14963 | 5% | 14.6345 | 0.6 | 0.6 | 0.6 | 41.04 | 5.407 | 2.9811 | 2.9811 | 0 | 0% | 1006 | 41.1985 | 0 | 964.8015 | 1006 | 41.04 | 0 | 964.96 | Summer | 0 | 0 | 0 | 0 | 0 | 0 | 0 | 1 | 0 | 1
2002-06-21 | 6 | 21 | 23:00 | 20.6 | 23 | 2 | 69 |  | 0 | 0 | 5.2502 | 5.2502 | 95% | 0.7529 | 51.4981 | 6.7849 | 3.7408 | 3.5537 | 0.18704 | 5% | 13.9985 | 0.6 | 0.6 | 0.6 | 41.04 | 5.407 | 2.9811 | 2.9811 | 0 | 0% | 962.5 | 51.4981 | 0 | 911.0019 | 962.5 | 41.04 | 0 | 921.46 | Summer | 0 | 0 | 0 | 0 | 0 | 0 | 0 | 1 | 0 | 1
2002-06-21 | 6 | 21 | 24:00 | 20 | 0 | 2 | 68 |  | 0 | 0 | 4.2002 | 4.2002 | 95% | 0.60232 | 41.1985 | 5.4279 | 2.9926 | 2.843 | 0.14963 | 5% | 14.0314 | 0 | 0 | 0 | 0 | 0 | 0 | 0 | 0 | 0% | 964.75 | 41.1985 | 0 | 923.5515 | 964.75 | 0 | 0 | 964.75 | Summer | 0 | 0 | 0 | 0 | 0 | 0 | 0 | 1 | 0 | 1
2002-06-22 | 6 | 22 | 1:00 | 20 | 1 | 2 | 68 |  | 0 | 0 | 3.9376 | 3.9376 | 95% | 0.56467 | 38.6235 | 5.0887 | 2.8056 | 2.6653 | 0.14028 | 5% | 13.9583 | 0 | 0 | 0 | 0 | 0 | 0 | 0 | 0 | 0% | 959.75 | 38.6235 | 0 | 921.1265 | 959.75 | 0 | 0 | 959.75 | Summer | 0 | 0 | 0 | 0 | 0 | 0 | 0 | 1 | 0 | 1
2002-06-22 | 6 | 22 | 2:00 | 20 | 2 | 2 | 68 |  | 0 | 0 | 3.1501 | 3.1501 | 95% | 0 | 0 | 0 | 0 | 0 | 0 | 5% | 13.9145 | 0 | 0 | 0 | 0 | 0 | 0 | 0 | 0 | 0% | 956.75 | 0 | 0 | 956.75 | 956.75 | 0 | 0 | 956.75 | Summer | 0 | 0 | 0 | 0 | 0 | 1 | 0 | 1 | 0 | 0
2002-06-22 | 6 | 22 | 3:00 | 20 | 3 | 2 | 68 |  | 0 | 0 | 3.4126 | 3.4126 | 95% | 0 | 0 | 0 | 0 | 0 | 0 | 5% | 13.973 | 0 | 0 | 0 | 0 | 0 | 0 | 0 | 0 | 0% | 960.75 | 0 | 0 | 960.75 | 960.75 | 0 | 0 | 960.75 | Summer | 0 | 0 | 0 | 0 | 0 | 1 | 0 | 1 | 0 | 0
2002-06-22 | 6 | 22 | 4:00 | 20 | 4 | 2 | 68 |  | 0 | 0 | 3.1501 | 3.1501 | 95% | 0 | 0 | 0 | 0 | 0 | 0 | 5% | 14.3421 | 0 | 0 | 0 | 0 | 0 | 0 | 0 | 0 | 0% | 986 | 0 | 0 | 986 | 986 | 0 | 0 | 986 | Summer | 0 | 0 | 0 | 0 | 0 | 1 | 0 | 1 | 0 | 0
2002-06-22 | 6 | 22 | 5:00 | 20 | 5 | 2 | 68 |  | 0 | 0 | 3.1501 | 3.1501 | 95% | 0 | 0 | 0 | 0 | 0 | 0 | 5% | 13.6477 | 0 | 0 | 0 | 0 | 0 | 0 | 0 | 0 | 0% | 938.5 | 0 | 0 | 938.5 | 938.5 | 0 | 0 | 938.5 | Summer | 0 | 0 | 0 | 0 | 0 | 1 | 0 | 1 | 0 | 0
2002-06-22 | 6 | 22 | 6:00 | 20.6 | 6 | 2 | 69 |  | 0 | 0 | 3.9376 | 3.9376 | 95% | 0.56467 | 38.6235 | 5.0887 | 2.8056 | 2.6653 | 0.14028 | 5% | 14.1301 | 0.6 | 0.6 | 0.6 | 41.04 | 5.407 | 2.9811 | 2.9532 | 0.027867 | 0.9348% | 971.5 | 38.6235 | 0 | 932.8765 | 971.5 | 41.04 | 0 | 930.46 | Summer | 0 | 0 | 0 | 0 | 0 | 0 | 0 | 1 | 0 | 1
2002-06-22 | 6 | 22 | 7:00 | 22.2 | 7 | 2 | 72 |  | 0 | 0 | 4.7252 | 4.7252 | 95% | 0.67761 | 46.3483 | 6.1064 | 3.3667 | 3.1984 | 0.16833 | 5% | 16.1001 | 0.6 | 0.6 | 0.6 | 41.04 | 5.407 | 2.9811 | 2.9811 | 0 | 0% | 1106.25 | 46.3483 | 0 | 1059.9017 | 1106.25 | 41.04 | 0 | 1065.21 | Summer | 0 | 0 | 0 | 0 | 0 | 0 | 0 | 1 | 0 | 1
2002-06-22 | 6 | 22 | 8:00 | 23.9 | 8 | 2 | 75 |  | 0 | 0 | 7.6128 | 7.6128 | 95% | 1 | 68.4 | 9.0117 | 4.9685 | 4.7201 | 0.24843 | 5% | 17.0797 | 0.6 | 0.6 | 0.6 | 41.04 | 5.407 | 2.9811 | 2.9811 | 0 | 0% | 1173.25 | 68.4 | 0 | 1104.85 | 1173.25 | 41.04 | 0 | 1132.21 | Summer | 0 | 0 | 0 | 0 | 0 | 0 | 0 | 0 | 1 | 1
2002-06-22 | 6 | 22 | 9:00 | 25.6 | 9 | 2 | 78 |  | 0 | 0 | 6.5627 | 6.5627 | 95% | 0.94112 | 64.3726 | 8.4811 | 4.676 | 4.4422 | 0.2338 | 5% | 17.8618 | 0.6 | 0.6 | 0.6 | 41.04 | 5.407 | 2.9811 | 2.9811 | 0 | 0% | 1226.75 | 64.3726 | 0 | 1162.3774 | 1226.75 | 41.04 | 0 | 1185.71 | Summer | 0 | 0 | 0 | 0 | 0 | 0 | 0 | 1 | 0 | 1
2002-06-22 | 6 | 22 | 10:00 | 27.8 | 10 | 2 | 82 |  | 0 | 0 | 6.0377 | 6.0377 | 95% | 0.86583 | 59.2228 | 7.8026 | 4.3019 | 4.0868 | 0.21509 | 5% | 17.6608 | 0.6 | 0.6 | 0.6 | 41.04 | 5.407 | 2.9811 | 2.9811 | 0 | 0% | 1213 | 59.2228 | 0 | 1153.7772 | 1213 | 41.04 | 0 | 1171.96 | Summer | 0 | 0 | 0 | 0 | 0 | 0 | 0 | 1 | 0 | 1
2002-06-22 | 6 | 22 | 11:00 | 27.8 | 11 | 2 | 82 |  | 0 | 0 | 5.2502 | 5.2502 | 95% | 0.7529 | 51.4981 | 6.7849 | 3.7408 | 3.5537 | 0.18704 | 5% | 17.3794 | 0.6 | 0.6 | 0.6 | 41.04 | 5.407 | 2.9811 | 2.9811 | 0 | 0% | 1193.75 | 51.4981 | 0 | 1142.2519 | 1193.75 | 41.04 | 0 | 1152.71 | Summer | 0 | 0 | 0 | 0 | 0 | 0 | 0 | 1 | 0 | 1
2002-06-22 | 6 | 22 | 12:00 | 26.1 | 12 | 2 | 79 |  | 0 | 0 | 5.2502 | 5.2502 | 95% | 0.7529 | 51.4981 | 6.7849 | 3.7408 | 3.5537 | 0.18704 | 5% | 18.0044 | 0.6 | 0.6 | 0.6 | 41.04 | 5.407 | 2.9811 | 2.9811 | 0 | 0% | 1236.5 | 51.4981 | 0 | 1185.0019 | 1236.5 | 41.04 | 0 | 1195.46 | Summer | 0 | 0 | 0 | 0 | 0 | 0 | 0 | 1 | 0 | 1
2002-06-22 | 6 | 22 | 13:00 | 25 | 13 | 2 | 77 |  | 0 | 0 | 4.7252 | 4.7252 | 95% | 0.67761 | 46.3483 | 6.1064 | 3.3667 | 3.1984 | 0.16833 | 5% | 18.0409 | 0.6 | 0.6 | 0.6 | 41.04 | 5.407 | 2.9811 | 2.9811 | 0 | 0% | 1239 | 46.3483 | 0 | 1192.6517 | 1239 | 41.04 | 0 | 1197.96 | Summer | 0 | 0 | 0 | 0 | 0 | 0 | 0 | 1 | 0 | 1
2002-06-22 | 6 | 22 | 14:00 | 23.3 | 14 | 2 | 74 |  | 0 | 0 | 3.9376 | 3.9376 | 95% | 0.56467 | 38.6235 | 5.0887 | 2.8056 | 2.6653 | 0.14028 | 5% | 18.1615 | 0.6 | 0.6 | 0.6 | 41.04 | 5.407 | 2.9811 | 2.9532 | 0.027867 | 0.9348% | 1247.25 | 38.6235 | 0 | 1208.6265 | 1247.25 | 41.04 | 0 | 1206.21 | Summer | 0 | 0 | 0 | 0 | 0 | 0 | 0 | 1 | 0 | 1
2002-06-22 | 6 | 22 | 15:00 | 21.7 | 15 | 2 | 71 |  | 0 | 0 | 3.6751 | 3.6751 | 95% | 0.52703 | 36.0486 | 4.7494 | 2.6185 | 2.4876 | 0.13093 | 5% | 18.4613 | 0.6 | 0.6 | 0.6 | 41.04 | 5.407 | 2.9811 | 2.7564 | 0.22475 | 7.539% | 1267.75 | 36.0486 | 0 | 1231.7014 | 1267.75 | 41.04 | 0 | 1226.71 | Summer | 0 | 0 | 0 | 0 | 0 | 0 | 0 | 1 | 0 | 1
2002-06-22 | 6 | 22 | 16:00 | 21.1 | 16 | 2 | 70 |  | 0 | 0 | 3.6751 | 3.6751 | 95% | 0.52703 | 36.0486 | 4.7494 | 2.6185 | 2.4876 | 0.13093 | 5% | 18.6038 | 0.6 | 0.6 | 0.6 | 41.04 | 5.407 | 2.9811 | 2.7564 | 0.22475 | 7.539% | 1277.5 | 36.0486 | 0 | 1241.4514 | 1277.5 | 41.04 | 0 | 1236.46 | Summer | 0 | 0 | 0 | 0 | 0 | 0 | 0 | 1 | 0 | 1
2002-06-22 | 6 | 22 | 17:00 | 20.6 | 17 | 2 | 69 |  | 0 | 0 | 4.7252 | 4.7252 | 95% | 0.67761 | 46.3483 | 6.1064 | 3.3667 | 3.1984 | 0.16833 | 5% | 18.9474 | 0.6 | 0.6 | 0.6 | 41.04 | 5.407 | 2.9811 | 2.9811 | 0 | 0% | 1301 | 46.3483 | 0 | 1254.6517 | 1301 | 41.04 | 0 | 1259.96 | Summer | 0 | 0 | 0 | 0 | 0 | 0 | 0 | 1 | 0 | 1
2002-06-22 | 6 | 22 | 18:00 | 18.9 | 18 | 2 | 66 |  | 0 | 0 | 6.0377 | 6.0377 | 95% | 0.86583 | 59.2228 | 7.8026 | 4.3019 | 4.0868 | 0.21509 | 5% | 17.2295 | 0.6 | 0.6 | 0.6 | 41.04 | 5.407 | 2.9811 | 2.9811 | 0 | 0% | 1183.5 | 59.2228 | 0 | 1124.2772 | 1183.5 | 41.04 | 0 | 1142.46 | Summer | 0 | 0 | 0 | 0 | 0 | 0 | 0 | 1 | 0 | 1
2002-06-22 | 6 | 22 | 19:00 | 18.3 | 19 | 2 | 65 |  | 0 | 0 | 6.5627 | 6.5627 | 95% | 0.94112 | 64.3726 | 8.4811 | 4.676 | 4.4422 | 0.2338 | 5% | 16.4656 | 0.6 | 0.6 | 0.6 | 41.04 | 5.407 | 2.9811 | 2.9811 | 0 | 0% | 1131.25 | 64.3726 | 0 | 1066.8774 | 1131.25 | 41.04 | 0 | 1090.21 | Summer | 0 | 0 | 0 | 0 | 0 | 0 | 0 | 1 | 0 | 1
2002-06-22 | 6 | 22 | 20:00 | 17.2 | 20 | 2 | 63 |  | 0 | 0 | 5.7752 | 5.7752 | 95% | 0.82819 | 56.6479 | 7.4634 | 4.1148 | 3.9091 | 0.20574 | 5% | 16.7763 | 0.6 | 0.6 | 0.6 | 41.04 | 5.407 | 2.9811 | 2.9811 | 0 | 0% | 1152.5 | 56.6479 | 0 | 1095.8521 | 1152.5 | 41.04 | 0 | 1111.46 | Summer | 0 | 0 | 0 | 0 | 0 | 0 | 0 | 1 | 0 | 1
2002-06-22 | 6 | 22 | 21:00 | 17.2 | 21 | 2 | 63 |  | 0 | 0 | 4.7252 | 4.7252 | 95% | 0.67761 | 46.3483 | 6.1064 | 3.3667 | 3.1984 | 0.16833 | 5% | 15.2449 | 0.6 | 0.6 | 0.6 | 41.04 | 5.407 | 2.9811 | 2.9811 | 0 | 0% | 1047.75 | 46.3483 | 0 | 1001.4017 | 1047.75 | 41.04 | 0 | 1006.71 | Summer | 0 | 0 | 0 | 0 | 0 | 0 | 0 | 1 | 0 | 1
2002-06-22 | 6 | 22 | 22:00 | 17.2 | 22 | 2 | 63 |  | 0 | 0 | 4.2002 | 4.2002 | 95% | 0.60232 | 41.1985 | 5.4279 | 2.9926 | 2.843 | 0.14963 | 5% | 15.1645 | 0.6 | 0.6 | 0.6 | 41.04 | 5.407 | 2.9811 | 2.9811 | 0 | 0% | 1042.25 | 41.1985 | 0 | 1001.0515 | 1042.25 | 41.04 | 0 | 1001.21 | Summer | 0 | 0 | 0 | 0 | 0 | 0 | 0 | 1 | 0 | 1
2002-06-22 | 6 | 22 | 23:00 | 17.2 | 23 | 2 | 63 |  | 0 | 0 | 5.2502 | 5.2502 | 95% | 0.7529 | 51.4981 | 6.7849 | 3.7408 | 3.5537 | 0.18704 | 5% | 15.1279 | 0.6 | 0.6 | 0.6 | 41.04 | 5.407 | 2.9811 | 2.9811 | 0 | 0% | 1039.75 | 51.4981 | 0 | 988.2519 | 1039.75 | 41.04 | 0 | 998.71 | Summer | 0 | 0 | 0 | 0 | 0 | 0 | 0 | 1 | 0 | 1
2002-06-22 | 6 | 22 | 24:00 | 17.2 | 0 | 2 | 63 |  | 0 | 0 | 4.2002 | 4.2002 | 95% | 0.60232 | 41.1985 | 5.4279 | 2.9926 | 2.843 | 0.14963 | 5% | 14.8648 | 0 | 0 | 0 | 0 | 0 | 0 | 0 | 0 | 0% | 1021.75 | 41.1985 | 0 | 980.5515 | 1021.75 | 0 | 0 | 1021.75 | Summer | 0 | 0 | 0 | 0 | 0 | 0 | 0 | 1 | 0 | 1
2002-06-23 | 6 | 23 | 1:00 | 16.7 | 1 | 1 | 62 |  | 0 | 0 | 3.9376 | 3.9376 | 95% | 0.56467 | 38.6235 | 5.0887 | 2.8056 | 2.6653 | 0.14028 | 5% | 14.5249 | 0 | 0 | 0 | 0 | 0 | 0 | 0 | 0 | 0% | 998.5 | 38.6235 | 0 | 959.8765 | 998.5 | 0 | 0 | 998.5 | Summer | FALSE | 0 | 0 | 0 | 0 | 0 | 0 | 1 | 0 | 1
2002-06-23 | 6 | 23 | 2:00 | 16.1 | 2 | 1 | 61 |  | 0 | 0 | 3.1501 | 3.1501 | 95% | 0 | 0 | 0 | 0 | 0 | 0 | 5% | 14.163 | 0 | 0 | 0 | 0 | 0 | 0 | 0 | 0 | 0% | 973.75 | 0 | 0 | 973.75 | 973.75 | 0 | 0 | 973.75 | Summer | FALSE | 0 | 0 | 0 | 0 | 1 | 0 | 1 | 0 | 0
2002-06-23 | 6 | 23 | 3:00 | 16.7 | 3 | 1 | 62 |  | 0 | 0 | 3.4126 | 3.4126 | 95% | 0 | 0 | 0 | 0 | 0 | 0 | 5% | 13.9437 | 0 | 0 | 0 | 0 | 0 | 0 | 0 | 0 | 0% | 958.75 | 0 | 0 | 958.75 | 958.75 | 0 | 0 | 958.75 | Summer | FALSE | 0 | 0 | 0 | 0 | 1 | 0 | 1 | 0 | 0
2002-06-23 | 6 | 23 | 4:00 | 16 | 4 | 1 | 61 |  | 0 | 0 | 3.1501 | 3.1501 | 95% | 0 | 0 | 0 | 0 | 0 | 0 | 5% | 14.2763 | 0 | 0 | 0 | 0 | 0 | 0 | 0 | 0 | 0% | 981.5 | 0 | 0 | 981.5 | 981.5 | 0 | 0 | 981.5 | Summer | FALSE | 0 | 0 | 0 | 0 | 1 | 0 | 1 | 0 | 0
2002-06-23 | 6 | 23 | 5:00 | 16.1 | 5 | 1 | 61 |  | 0 | 0 | 3.1501 | 3.1501 | 95% | 0 | 0 | 0 | 0 | 0 | 0 | 5% | 14.1813 | 0 | 0 | 0 | 0 | 0 | 0 | 0 | 0 | 0% | 975 | 0 | 0 | 975 | 975 | 0 | 0 | 975 | Summer | FALSE | 0 | 0 | 0 | 0 | 1 | 0 | 1 | 0 | 0
2002-06-23 | 6 | 23 | 6:00 | 16.1 | 6 | 1 | 61 |  | 0 | 0 | 3.9376 | 3.9376 | 95% | 0.56467 | 38.6235 | 5.0887 | 2.8056 | 2.6653 | 0.14028 | 5% | 14.7515 | 0.6 | 0.6 | 0.6 | 41.04 | 5.407 | 2.9811 | 2.9532 | 0.027867 | 0.9348% | 1014 | 38.6235 | 0 | 975.3765 | 1014 | 41.04 | 0 | 972.96 | Summer | FALSE | 0 | 0 | 0 | 0 | 0 | 0 | 1 | 0 | 1
2002-06-23 | 6 | 23 | 7:00 | 15.6 | 7 | 1 | 60 |  | 0 | 0 | 4.7252 | 4.7252 | 95% | 0.67761 | 46.3483 | 6.1064 | 3.3667 | 3.1984 | 0.16833 | 5% | 16.4949 | 0.6 | 0.6 | 0.6 | 41.04 | 5.407 | 2.9811 | 2.9811 | 0 | 0% | 1133.25 | 46.3483 | 0 | 1086.9017 | 1133.25 | 41.04 | 0 | 1092.21 | Summer | FALSE | 0 | 0 | 0 | 0 | 0 | 0 | 1 | 0 | 1
2002-06-23 | 6 | 23 | 8:00 | 17.2 | 8 | 1 | 63 |  | 0 | 0 | 7.6128 | 7.6128 | 95% | 1 | 68.4 | 9.0117 | 4.9685 | 4.7201 | 0.24843 | 5% | 16.9006 | 0.6 | 0.6 | 0.6 | 41.04 | 5.407 | 2.9811 | 2.9811 | 0 | 0% | 1161 | 68.4 | 0 | 1092.6 | 1161 | 41.04 | 0 | 1119.96 | Summer | FALSE | 0 | 0 | 0 | 0 | 0 | 0 | 0 | 1 | 1
2002-06-23 | 6 | 23 | 9:00 | 18.9 | 9 | 1 | 66 |  | 0 | 0 | 6.5627 | 6.5627 | 95% | 0.94112 | 64.3726 | 8.4811 | 4.676 | 4.4422 | 0.2338 | 5% | 17.9788 | 0.6 | 0.6 | 0.6 | 41.04 | 5.407 | 2.9811 | 2.9811 | 0 | 0% | 1234.75 | 64.3726 | 0 | 1170.3774 | 1234.75 | 41.04 | 0 | 1193.71 | Summer | FALSE | 0 | 0 | 0 | 0 | 0 | 0 | 1 | 0 | 1
2002-06-23 | 6 | 23 | 10:00 | 20 | 10 | 1 | 68 |  | 0 | 0 | 6.0377 | 6.0377 | 95% | 0.86583 | 59.2228 | 7.8026 | 4.3019 | 4.0868 | 0.21509 | 5% | 19.4262 | 0.6 | 0.6 | 0.6 | 41.04 | 5.407 | 2.9811 | 2.9811 | 0 | 0% | 1333.75 | 59.2228 | 0 | 1274.5272 | 1333.75 | 41.04 | 0 | 1292.71 | Summer | FALSE | 0 | 0 | 0 | 0 | 0 | 0 | 1 | 0 | 1
2002-06-23 | 6 | 23 | 11:00 | 21.7 | 11 | 1 | 71 |  | 0 | 0 | 5.2502 | 5.2502 | 95% | 0.7529 | 51.4981 | 6.7849 | 3.7408 | 3.5537 | 0.18704 | 5% | 20.5373 | 0.6 | 0.6 | 0.6 | 41.04 | 5.407 | 2.9811 | 2.9811 | 0 | 0% | 1409.75 | 51.4981 | 0 | 1358.2519 | 1409.75 | 41.04 | 0 | 1368.71 | Summer | FALSE | 0 | 0 | 0 | 0 | 0 | 0 | 1 | 0 | 1
2002-06-23 | 6 | 23 | 12:00 | 23.3 | 12 | 1 | 74 |  | 0 | 0 | 5.2502 | 5.2502 | 95% | 0.7529 | 51.4981 | 6.7849 | 3.7408 | 3.5537 | 0.18704 | 5% | 22.299 | 0.6 | 0.6 | 0.6 | 41.04 | 5.407 | 2.9811 | 2.9811 | 0 | 0% | 1530.25 | 51.4981 | 0 | 1478.7519 | 1530.25 | 41.04 | 0 | 1489.21 | Summer | FALSE | 0 | 0 | 0 | 0 | 0 | 0 | 1 | 0 | 1
2002-06-23 | 6 | 23 | 13:00 | 22.8 | 13 | 1 | 73 |  | 0 | 0 | 4.7252 | 4.7252 | 95% | 0.67761 | 46.3483 | 6.1064 | 3.3667 | 3.1984 | 0.16833 | 5% | 23.1798 | 1 | 1 | 1 | 68.4 | 9.0117 | 4.9685 | 3.5439 | 1.4246 | 28.67% | 1590.5 | 46.3483 | 0 | 1544.1517 | 1590.5 | 68.4 | 0 | 1522.1 | Summer | FALSE | 1 | 1 | 46.3483 | 68.4 | 0 | 0 | 1 | 0 | 1
2002-06-23 | 6 | 23 | 14:00 | 20.6 | 14 | 1 | 69 |  | 0 | 0 | 3.9376 | 3.9376 | 95% | 0.56467 | 38.6235 | 5.0887 | 2.8056 | 2.6653 | 0.14028 | 5% | 22.6937 | 1 | 1 | 1 | 68.4 | 9.0117 | 4.9685 | 2.9532 | 2.0153 | 40.56% | 1557.25 | 38.6235 | 0 | 1518.6265 | 1557.25 | 68.4 | 0 | 1488.85 | Summer | FALSE | 1 | 1 | 38.6235 | 68.4 | 0 | 0 | 1 | 0 | 1
2002-06-23 | 6 | 23 | 15:00 | 21.7 | 15 | 1 | 71 |  | 0 | 0 | 3.6751 | 3.6751 | 95% | 0.52703 | 36.0486 | 4.7494 | 2.6185 | 2.4876 | 0.13093 | 5% | 22.8545 | 1 | 1 | 1 | 68.4 | 9.0117 | 4.9685 | 2.7564 | 2.2121 | 44.52% | 1568.25 | 36.0486 | 0 | 1532.2014 | 1568.25 | 68.4 | 0 | 1499.85 | Summer | FALSE | 1 | 1 | 36.0486 | 68.4 | 0 | 0 | 1 | 0 | 1
2002-06-23 | 6 | 23 | 16:00 | 22.2 | 16 | 1 | 72 |  | 0 | 0 | 3.6751 | 3.6751 | 95% | 0.52703 | 36.0486 | 4.7494 | 2.6185 | 2.4876 | 0.13093 | 5% | 22.9532 | 1 | 1 | 1 | 68.4 | 9.0117 | 4.9685 | 2.7564 | 2.2121 | 44.52% | 1575 | 36.0486 | 0 | 1538.9514 | 1575 | 68.4 | 0 | 1506.6 | Summer | FALSE | 1 | 1 | 36.0486 | 68.4 | 0 | 0 | 1 | 0 | 1
2002-06-23 | 6 | 23 | 17:00 | 21.1 | 17 | 1 | 70 |  | 0 | 0 | 4.7252 | 4.7252 | 95% | 0.67761 | 46.3483 | 6.1064 | 3.3667 | 3.1984 | 0.16833 | 5% | 23.4686 | 1 | 1 | 1 | 68.4 | 9.0117 | 4.9685 | 3.5439 | 1.4246 | 28.67% | 1610.25 | 46.3483 | 0 | 1563.9017 | 1610.25 | 68.4 | 0 | 1541.85 | Summer | FALSE | 0 | 0 | 0 | 0 | 0 | 0 | 1 | 0 | 1
2002-06-23 | 6 | 23 | 18:00 | 24.4 | 18 | 1 | 76 |  | 0 | 0 | 6.0377 | 6.0377 | 95% | 0.86583 | 59.2228 | 7.8026 | 4.3019 | 4.0868 | 0.21509 | 5% | 20.3363 | 0.6 | 0.6 | 0.6 | 41.04 | 5.407 | 2.9811 | 2.9811 | 0 | 0% | 1396 | 59.2228 | 0 | 1336.7772 | 1396 | 41.04 | 0 | 1354.96 | Summer | FALSE | 0 | 0 | 0 | 0 | 0 | 0 | 1 | 0 | 1
2002-06-23 | 6 | 23 | 19:00 | 26.7 | 19 | 1 | 80 |  | 0 | 0 | 6.5627 | 6.5627 | 95% | 0.94112 | 64.3726 | 8.4811 | 4.676 | 4.4422 | 0.2338 | 5% | 18.0336 | 0.6 | 0.6 | 0.6 | 41.04 | 5.407 | 2.9811 | 2.9811 | 0 | 0% | 1238.5 | 64.3726 | 0 | 1174.1274 | 1238.5 | 41.04 | 0 | 1197.46 | Summer | FALSE | 0 | 0 | 0 | 0 | 0 | 0 | 1 | 0 | 1
2002-06-23 | 6 | 23 | 20:00 | 26.1 | 20 | 1 | 79 |  | 0 | 0 | 5.7752 | 5.7752 | 95% | 0.82819 | 56.6479 | 7.4634 | 4.1148 | 3.9091 | 0.20574 | 5% | 17.6206 | 0.6 | 0.6 | 0.6 | 41.04 | 5.407 | 2.9811 | 2.9811 | 0 | 0% | 1210.25 | 56.6479 | 0 | 1153.6021 | 1210.25 | 41.04 | 0 | 1169.21 | Summer | FALSE | 0 | 0 | 0 | 0 | 0 | 0 | 1 | 0 | 1
2002-06-23 | 6 | 23 | 21:00 | 25 | 21 | 1 | 77 |  | 0 | 0 | 4.7252 | 4.7252 | 95% | 0.67761 | 46.3483 | 6.1064 | 3.3667 | 3.1984 | 0.16833 | 5% | 16.7215 | 0.6 | 0.6 | 0.6 | 41.04 | 5.407 | 2.9811 | 2.9811 | 0 | 0% | 1148.75 | 46.3483 | 0 | 1102.4017 | 1148.75 | 41.04 | 0 | 1107.71 | Summer | FALSE | 0 | 0 | 0 | 0 | 0 | 0 | 1 | 0 | 1
2002-06-23 | 6 | 23 | 22:00 | 25 | 22 | 1 | 77 |  | 0 | 0 | 4.2002 | 4.2002 | 95% | 0.60232 | 41.1985 | 5.4279 | 2.9926 | 2.843 | 0.14963 | 5% | 16.2025 | 0.6 | 0.6 | 0.6 | 41.04 | 5.407 | 2.9811 | 2.9811 | 0 | 0% | 1113.25 | 41.1985 | 0 | 1072.0515 | 1113.25 | 41.04 | 0 | 1072.21 | Summer | FALSE | 0 | 0 | 0 | 0 | 0 | 0 | 1 | 0 | 1
2002-06-23 | 6 | 23 | 23:00 | 25 | 23 | 1 | 77 |  | 0 | 0 | 5.2502 | 5.2502 | 95% | 0.7529 | 51.4981 | 6.7849 | 3.7408 | 3.5537 | 0.18704 | 5% | 15.8626 | 0.6 | 0.6 | 0.6 | 41.04 | 5.407 | 2.9811 | 2.9811 | 0 | 0% | 1090 | 51.4981 | 0 | 1038.5019 | 1090 | 41.04 | 0 | 1048.96 | Summer | FALSE | 0 | 0 | 0 | 0 | 0 | 0 | 1 | 0 | 1
2002-06-23 | 6 | 23 | 24:00 | 23.9 | 0 | 1 | 75 |  | 0 | 0 | 4.2002 | 4.2002 | 95% | 0.60232 | 41.1985 | 5.4279 | 2.9926 | 2.843 | 0.14963 | 5% | 14.7186 | 0 | 0 | 0 | 0 | 0 | 0 | 0 | 0 | 0% | 1011.75 | 41.1985 | 0 | 970.5515 | 1011.75 | 0 | 0 | 1011.75 | Summer | FALSE | 0 | 0 | 0 | 0 | 0 | 0 | 1 | 0 | 1
2002-06-24 | 6 | 24 | 1:00 | 23.3 | 1 | 1 | 74 |  | 0 | 0 | 3.9376 | 3.9376 | 95% | 0.56467 | 38.6235 | 5.0887 | 2.8056 | 2.6653 | 0.14028 | 5% | 14.0314 | 0 | 0 | 0 | 0 | 0 | 0 | 0 | 0 | 0% | 964.75 | 38.6235 | 0 | 926.1265 | 964.75 | 0 | 0 | 964.75 | Summer | FALSE | 0 | 0 | 0 | 0 | 0 | 0 | 1 | 0 | 1
2002-06-24 | 6 | 24 | 2:00 | 24.4 | 2 | 1 | 76 |  | 0 | 0 | 3.1501 | 3.1501 | 95% | 0 | 0 | 0 | 0 | 0 | 0 | 5% | 13.8194 | 0 | 0 | 0 | 0 | 0 | 0 | 0 | 0 | 0% | 950.25 | 0 | 0 | 950.25 | 950.25 | 0 | 0 | 950.25 | Summer | FALSE | 0 | 0 | 0 | 0 | 1 | 0 | 1 | 0 | 0
2002-06-24 | 6 | 24 | 3:00 | 24.4 | 3 | 1 | 76 |  | 0 | 0 | 3.4126 | 3.4126 | 95% | 0 | 0 | 0 | 0 | 0 | 0 | 5% | 13.6221 | 0 | 0 | 0 | 0 | 0 | 0 | 0 | 0 | 0% | 936.75 | 0 | 0 | 936.75 | 936.75 | 0 | 0 | 936.75 | Summer | FALSE | 0 | 0 | 0 | 0 | 1 | 0 | 1 | 0 | 0
2002-06-24 | 6 | 24 | 4:00 | 24.4 | 4 | 1 | 76 |  | 0 | 0 | 3.1501 | 3.1501 | 95% | 0 | 0 | 0 | 0 | 0 | 0 | 5% | 13.9181 | 0 | 0 | 0 | 0 | 0 | 0 | 0 | 0 | 0% | 957 | 0 | 0 | 957 | 957 | 0 | 0 | 957 | Summer | FALSE | 0 | 0 | 0 | 0 | 1 | 0 | 1 | 0 | 0
2002-06-24 | 6 | 24 | 5:00 | 24.4 | 5 | 1 | 76 |  | 0 | 0 | 3.1501 | 3.1501 | 95% | 0 | 0 | 0 | 0 | 0 | 0 | 5% | 14.0095 | 0 | 0 | 0 | 0 | 0 | 0 | 0 | 0 | 0% | 963.25 | 0 | 0 | 963.25 | 963.25 | 0 | 0 | 963.25 | Summer | FALSE | 0 | 0 | 0 | 0 | 1 | 0 | 1 | 0 | 0
2002-06-24 | 6 | 24 | 6:00 | 24.4 | 6 | 1 | 76 |  | 0 | 0 | 3.9376 | 3.9376 | 95% | 0.56467 | 38.6235 | 5.0887 | 2.8056 | 2.6653 | 0.14028 | 5% | 14.0241 | 0.6 | 0.6 | 0.6 | 41.04 | 5.407 | 2.9811 | 2.9532 | 0.027867 | 0.9348% | 964.25 | 38.6235 | 0 | 925.6265 | 964.25 | 41.04 | 0 | 923.21 | Summer | FALSE | 0 | 0 | 0 | 0 | 0 | 0 | 1 | 0 | 1
2002-06-24 | 6 | 24 | 7:00 | 24.4 | 7 | 1 | 76 |  | 0 | 0 | 4.7252 | 4.7252 | 95% | 0.67761 | 46.3483 | 6.1064 | 3.3667 | 3.1984 | 0.16833 | 5% | 16.0563 | 0.6 | 0.6 | 0.6 | 41.04 | 5.407 | 2.9811 | 2.9811 | 0 | 0% | 1103.25 | 46.3483 | 0 | 1056.9017 | 1103.25 | 41.04 | 0 | 1062.21 | Summer | FALSE | 0 | 0 | 0 | 0 | 0 | 0 | 1 | 0 | 1
2002-06-24 | 6 | 24 | 8:00 | 24.4 | 8 | 1 | 76 |  | 0 | 0 | 7.6128 | 7.6128 | 95% | 1 | 68.4 | 9.0117 | 4.9685 | 4.7201 | 0.24843 | 5% | 16.5497 | 0.6 | 0.6 | 0.6 | 41.04 | 5.407 | 2.9811 | 2.9811 | 0 | 0% | 1137 | 68.4 | 0 | 1068.6 | 1137 | 41.04 | 0 | 1095.96 | Summer | FALSE | 0 | 0 | 0 | 0 | 0 | 0 | 0 | 1 | 1
2002-06-24 | 6 | 24 | 9:00 | 25 | 9 | 1 | 77 |  | 0 | 0 | 6.5627 | 6.5627 | 95% | 0.94112 | 64.3726 | 8.4811 | 4.676 | 4.4422 | 0.2338 | 5% | 16.9189 | 0.6 | 0.6 | 0.6 | 41.04 | 5.407 | 2.9811 | 2.9811 | 0 | 0% | 1162.25 | 64.3726 | 0 | 1097.8774 | 1162.25 | 41.04 | 0 | 1121.21 | Summer | FALSE | 0 | 0 | 0 | 0 | 0 | 0 | 1 | 0 | 1
2002-06-24 | 6 | 24 | 10:00 | 25.6 | 10 | 1 | 78 |  | 0 | 0 | 6.0377 | 6.0377 | 95% | 0.86583 | 59.2228 | 7.8026 | 4.3019 | 4.0868 | 0.21509 | 5% | 17.2113 | 0.6 | 0.6 | 0.6 | 41.04 | 5.407 | 2.9811 | 2.9811 | 0 | 0% | 1182.25 | 59.2228 | 0 | 1123.0272 | 1182.25 | 41.04 | 0 | 1141.21 | Summer | FALSE | 0 | 0 | 0 | 0 | 0 | 0 | 1 | 0 | 1
2002-06-24 | 6 | 24 | 11:00 | 26.7 | 11 | 1 | 80 |  | 0 | 0 | 5.2502 | 5.2502 | 95% | 0.7529 | 51.4981 | 6.7849 | 3.7408 | 3.5537 | 0.18704 | 5% | 17.5146 | 0.6 | 0.6 | 0.6 | 41.04 | 5.407 | 2.9811 | 2.9811 | 0 | 0% | 1203 | 51.4981 | 0 | 1151.5019 | 1203 | 41.04 | 0 | 1161.96 | Summer | FALSE | 0 | 0 | 0 | 0 | 0 | 0 | 1 | 0 | 1
2002-06-24 | 6 | 24 | 12:00 | 27.2 | 12 | 1 | 81 |  | 0 | 0 | 5.2502 | 5.2502 | 95% | 0.7529 | 51.4981 | 6.7849 | 3.7408 | 3.5537 | 0.18704 | 5% | 17.8801 | 0.6 | 0.6 | 0.6 | 41.04 | 5.407 | 2.9811 | 2.9811 | 0 | 0% | 1228 | 51.4981 | 0 | 1176.5019 | 1228 | 41.04 | 0 | 1186.96 | Summer | FALSE | 0 | 0 | 0 | 0 | 0 | 0 | 1 | 0 | 1
2002-06-24 | 6 | 24 | 13:00 | 28.3 | 13 | 1 | 83 |  | 0 | 0 | 4.7252 | 4.7252 | 95% | 0.67761 | 46.3483 | 6.1064 | 3.3667 | 3.1984 | 0.16833 | 5% | 17.1747 | 1 | 1 | 1 | 68.4 | 9.0117 | 4.9685 | 3.5439 | 1.4246 | 28.67% | 1179.75 | 46.3483 | 0 | 1133.4017 | 1179.75 | 68.4 | 0 | 1111.35 | Summer | FALSE | 1 | 1 | 46.3483 | 68.4 | 0 | 0 | 1 | 0 | 1
2002-06-24 | 6 | 24 | 14:00 | 28.9 | 14 | 1 | 84 |  | 0 | 0 | 3.9376 | 3.9376 | 95% | 0.56467 | 38.6235 | 5.0887 | 2.8056 | 2.6653 | 0.14028 | 5% | 17.6827 | 1 | 1 | 1 | 68.4 | 9.0117 | 4.9685 | 2.9532 | 2.0153 | 40.56% | 1214.5 | 38.6235 | 0 | 1175.8765 | 1214.5 | 68.4 | 0 | 1146.1 | Summer | FALSE | 1 | 1 | 38.6235 | 68.4 | 0 | 0 | 1 | 0 | 1
2002-06-24 | 6 | 24 | 15:00 | 29.4 | 15 | 1 | 85 |  | 0 | 0 | 3.6751 | 3.6751 | 95% | 0.52703 | 36.0486 | 4.7494 | 2.6185 | 2.4876 | 0.13093 | 5% | 17.7412 | 1 | 1 | 1 | 68.4 | 9.0117 | 4.9685 | 2.7564 | 2.2121 | 44.52% | 1218.5 | 36.0486 | 0 | 1182.4514 | 1218.5 | 68.4 | 0 | 1150.1 | Summer | FALSE | 1 | 1 | 36.0486 | 68.4 | 0 | 0 | 1 | 0 | 1
2002-06-24 | 6 | 24 | 16:00 | 30 | 16 | 1 | 86 |  | 0 | 0 | 3.6751 | 3.6751 | 95% | 0.52703 | 36.0486 | 4.7494 | 2.6185 | 2.4876 | 0.13093 | 5% | 17.9167 | 1 | 1 | 1 | 68.4 | 9.0117 | 4.9685 | 2.7564 | 2.2121 | 44.52% | 1230.5 | 36.0486 | 0 | 1194.4514 | 1230.5 | 68.4 | 0 | 1162.1 | Summer | FALSE | 1 | 1 | 36.0486 | 68.4 | 0 | 0 | 1 | 0 | 1
2002-06-24 | 6 | 24 | 17:00 | 29.4 | 17 | 1 | 85 |  | 0 | 0 | 4.7252 | 4.7252 | 95% | 0.67761 | 46.3483 | 6.1064 | 3.3667 | 3.1984 | 0.16833 | 5% | 17.1126 | 1 | 1 | 1 | 68.4 | 9.0117 | 4.9685 | 3.5439 | 1.4246 | 28.67% | 1175.5 | 46.3483 | 0 | 1129.1517 | 1175.5 | 68.4 | 0 | 1107.1 | Summer | FALSE | 0 | 0 | 0 | 0 | 0 | 0 | 1 | 0 | 1
2002-06-24 | 6 | 24 | 18:00 | 28.3 | 18 | 1 | 83 |  | 0 | 0 | 6.0377 | 6.0377 | 95% | 0.86583 | 59.2228 | 7.8026 | 4.3019 | 4.0868 | 0.21509 | 5% | 16.1184 | 0.6 | 0.6 | 0.6 | 41.04 | 5.407 | 2.9811 | 2.9811 | 0 | 0% | 1107.5 | 59.2228 | 0 | 1048.2772 | 1107.5 | 41.04 | 0 | 1066.46 | Summer | FALSE | 0 | 0 | 0 | 0 | 0 | 0 | 1 | 0 | 1
2002-06-24 | 6 | 24 | 19:00 | 27.2 | 19 | 1 | 81 |  | 0 | 0 | 6.5627 | 6.5627 | 95% | 0.94112 | 64.3726 | 8.4811 | 4.676 | 4.4422 | 0.2338 | 5% | 15.1133 | 0.6 | 0.6 | 0.6 | 41.04 | 5.407 | 2.9811 | 2.9811 | 0 | 0% | 1038.75 | 64.3726 | 0 | 974.3774 | 1038.75 | 41.04 | 0 | 997.71 | Summer | FALSE | 0 | 0 | 0 | 0 | 0 | 0 | 1 | 0 | 1
2002-06-24 | 6 | 24 | 20:00 | 25.6 | 20 | 1 | 78 |  | 0 | 0 | 5.7752 | 5.7752 | 95% | 0.82819 | 56.6479 | 7.4634 | 4.1148 | 3.9091 | 0.20574 | 5% | 14.6455 | 0.6 | 0.6 | 0.6 | 41.04 | 5.407 | 2.9811 | 2.9811 | 0 | 0% | 1006.75 | 56.6479 | 0 | 950.1021 | 1006.75 | 41.04 | 0 | 965.71 | Summer | FALSE | 0 | 0 | 0 | 0 | 0 | 0 | 1 | 0 | 1
2002-06-24 | 6 | 24 | 21:00 | 24.4 | 21 | 1 | 76 |  | 0 | 0 | 4.7252 | 4.7252 | 95% | 0.67761 | 46.3483 | 6.1064 | 3.3667 | 3.1984 | 0.16833 | 5% | 13.75 | 0.6 | 0.6 | 0.6 | 41.04 | 5.407 | 2.9811 | 2.9811 | 0 | 0% | 945.5 | 46.3483 | 0 | 899.1517 | 945.5 | 41.04 | 0 | 904.46 | Summer | FALSE | 0 | 0 | 0 | 0 | 0 | 0 | 1 | 0 | 1
2002-06-24 | 6 | 24 | 22:00 | 23.3 | 22 | 1 | 74 |  | 0 | 0 | 4.2002 | 4.2002 | 95% | 0.60232 | 41.1985 | 5.4279 | 2.9926 | 2.843 | 0.14963 | 5% | 13.3626 | 0.6 | 0.6 | 0.6 | 41.04 | 5.407 | 2.9811 | 2.9811 | 0 | 0% | 919 | 41.1985 | 0 | 877.8015 | 919 | 41.04 | 0 | 877.96 | Summer | FALSE | 0 | 0 | 0 | 0 | 0 | 0 | 1 | 0 | 1
2002-06-24 | 6 | 24 | 23:00 | 22.2 | 23 | 1 | 72 |  | 0 | 0 | 5.2502 | 5.2502 | 95% | 0.7529 | 51.4981 | 6.7849 | 3.7408 | 3.5537 | 0.18704 | 5% | 13.4905 | 0.6 | 0.6 | 0.6 | 41.04 | 5.407 | 2.9811 | 2.9811 | 0 | 0% | 927.75 | 51.4981 | 0 | 876.2519 | 927.75 | 41.04 | 0 | 886.71 | Summer | FALSE | 0 | 0 | 0 | 0 | 0 | 0 | 1 | 0 | 1
2002-06-24 | 6 | 24 | 24:00 | 20.6 | 0 | 1 | 69 |  | 0 | 0 | 4.2002 | 4.2002 | 95% | 0.60232 | 41.1985 | 5.4279 | 2.9926 | 2.843 | 0.14963 | 5% | 13.5344 | 0 | 0 | 0 | 0 | 0 | 0 | 0 | 0 | 0% | 930.75 | 41.1985 | 0 | 889.5515 | 930.75 | 0 | 0 | 930.75 | Summer | FALSE | 0 | 0 | 0 | 0 | 0 | 0 | 1 | 0 | 1
2002-06-25 | 6 | 25 | 1:00 | 20.6 | 1 | 1 | 69 |  | 0 | 0 | 3.9376 | 3.9376 | 95% | 0.56467 | 38.6235 | 5.0887 | 2.8056 | 2.6653 | 0.14028 | 5% | 13.4686 | 0 | 0 | 0 | 0 | 0 | 0 | 0 | 0 | 0% | 926.25 | 38.6235 | 0 | 887.6265 | 926.25 | 0 | 0 | 926.25 | Summer | FALSE | 0 | 0 | 0 | 0 | 0 | 0 | 1 | 0 | 1
2002-06-25 | 6 | 25 | 2:00 | 18.9 | 2 | 1 | 66 |  | 0 | 0 | 3.1501 | 3.1501 | 95% | 0 | 0 | 0 | 0 | 0 | 0 | 5% | 13.3443 | 0 | 0 | 0 | 0 | 0 | 0 | 0 | 0 | 0% | 917.75 | 0 | 0 | 917.75 | 917.75 | 0 | 0 | 917.75 | Summer | FALSE | 0 | 0 | 0 | 0 | 1 | 0 | 1 | 0 | 0
2002-06-25 | 6 | 25 | 3:00 | 18.9 | 3 | 1 | 66 |  | 0 | 0 | 3.4126 | 3.4126 | 95% | 0 | 0 | 0 | 0 | 0 | 0 | 5% | 13.5234 | 0 | 0 | 0 | 0 | 0 | 0 | 0 | 0 | 0% | 930 | 0 | 0 | 930 | 930 | 0 | 0 | 930 | Summer | FALSE | 0 | 0 | 0 | 0 | 1 | 0 | 1 | 0 | 0
2002-06-25 | 6 | 25 | 4:00 | 18.3 | 4 | 1 | 65 |  | 0 | 0 | 3.1501 | 3.1501 | 95% | 0 | 0 | 0 | 0 | 0 | 0 | 5% | 13.6732 | 0 | 0 | 0 | 0 | 0 | 0 | 0 | 0 | 0% | 940.25 | 0 | 0 | 940.25 | 940.25 | 0 | 0 | 940.25 | Summer | FALSE | 0 | 0 | 0 | 0 | 1 | 0 | 1 | 0 | 0
2002-06-25 | 6 | 25 | 5:00 | 18.3 | 5 | 1 | 65 |  | 0 | 0 | 3.1501 | 3.1501 | 95% | 0 | 0 | 0 | 0 | 0 | 0 | 5% | 13.1652 | 0 | 0 | 0 | 0 | 0 | 0 | 0 | 0 | 0% | 905.5 | 0 | 0 | 905.5 | 905.5 | 0 | 0 | 905.5 | Summer | FALSE | 0 | 0 | 0 | 0 | 1 | 0 | 1 | 0 | 0
2002-06-25 | 6 | 25 | 6:00 | 19.4 | 6 | 1 | 67 |  | 0 | 0 | 3.9376 | 3.9376 | 95% | 0.56467 | 38.6235 | 5.0887 | 2.8056 | 2.6653 | 0.14028 | 5% | 13.6952 | 0.6 | 0.6 | 0.6 | 41.04 | 5.407 | 2.9811 | 2.9532 | 0.027867 | 0.9348% | 941.75 | 38.6235 | 0 | 903.1265 | 941.75 | 41.04 | 0 | 900.71 | Summer | FALSE | 0 | 0 | 0 | 0 | 0 | 0 | 1 | 0 | 1
2002-06-25 | 6 | 25 | 7:00 | 21.7 | 7 | 1 | 71 |  | 0 | 0 | 4.7252 | 4.7252 | 95% | 0.67761 | 46.3483 | 6.1064 | 3.3667 | 3.1984 | 0.16833 | 5% | 15.837 | 0.6 | 0.6 | 0.6 | 41.04 | 5.407 | 2.9811 | 2.9811 | 0 | 0% | 1088.25 | 46.3483 | 0 | 1041.9017 | 1088.25 | 41.04 | 0 | 1047.21 | Summer | FALSE | 0 | 0 | 0 | 0 | 0 | 0 | 1 | 0 | 1
2002-06-25 | 6 | 25 | 8:00 | 23.3 | 8 | 1 | 74 |  | 0 | 0 | 7.6128 | 7.6128 | 95% | 1 | 68.4 | 9.0117 | 4.9685 | 4.7201 | 0.24843 | 5% | 15.4898 | 0.6 | 0.6 | 0.6 | 41.04 | 5.407 | 2.9811 | 2.9811 | 0 | 0% | 1064.5 | 68.4 | 0 | 996.1 | 1064.5 | 41.04 | 0 | 1023.46 | Summer | FALSE | 0 | 0 | 0 | 0 | 0 | 0 | 0 | 1 | 1
2002-06-25 | 6 | 25 | 9:00 | 21.7 | 9 | 1 | 71 |  | 0 | 0 | 6.5627 | 6.5627 | 95% | 0.94112 | 64.3726 | 8.4811 | 4.676 | 4.4422 | 0.2338 | 5% | 16.674 | 0.6 | 0.6 | 0.6 | 41.04 | 5.407 | 2.9811 | 2.9811 | 0 | 0% | 1145.5 | 64.3726 | 0 | 1081.1274 | 1145.5 | 41.04 | 0 | 1104.46 | Summer | FALSE | 0 | 0 | 0 | 0 | 0 | 0 | 1 | 0 | 1
2002-06-25 | 6 | 25 | 10:00 | 22.2 | 10 | 1 | 72 |  | 0 | 0 | 6.0377 | 6.0377 | 95% | 0.86583 | 59.2228 | 7.8026 | 4.3019 | 4.0868 | 0.21509 | 5% | 16.7288 | 0.6 | 0.6 | 0.6 | 41.04 | 5.407 | 2.9811 | 2.9811 | 0 | 0% | 1149.25 | 59.2228 | 0 | 1090.0272 | 1149.25 | 41.04 | 0 | 1108.21 | Summer | FALSE | 0 | 0 | 0 | 0 | 0 | 0 | 1 | 0 | 1
2002-06-25 | 6 | 25 | 11:00 | 23.3 | 11 | 1 | 74 |  | 0 | 0 | 5.2502 | 5.2502 | 95% | 0.7529 | 51.4981 | 6.7849 | 3.7408 | 3.5537 | 0.18704 | 5% | 16.4876 | 0.6 | 0.6 | 0.6 | 41.04 | 5.407 | 2.9811 | 2.9811 | 0 | 0% | 1132.75 | 51.4981 | 0 | 1081.2519 | 1132.75 | 41.04 | 0 | 1091.71 | Summer | FALSE | 0 | 0 | 0 | 0 | 0 | 0 | 1 | 0 | 1
2002-06-25 | 6 | 25 | 12:00 | 23.3 | 12 | 1 | 74 |  | 0 | 0 | 5.2502 | 5.2502 | 95% | 0.7529 | 51.4981 | 6.7849 | 3.7408 | 3.5537 | 0.18704 | 5% | 17.3428 | 0.6 | 0.6 | 0.6 | 41.04 | 5.407 | 2.9811 | 2.9811 | 0 | 0% | 1191.25 | 51.4981 | 0 | 1139.7519 | 1191.25 | 41.04 | 0 | 1150.21 | Summer | FALSE | 0 | 0 | 0 | 0 | 0 | 0 | 1 | 0 | 1
2002-06-25 | 6 | 25 | 13:00 | 22.8 | 13 | 1 | 73 |  | 0 | 0 | 4.7252 | 4.7252 | 95% | 0.67761 | 46.3483 | 6.1064 | 3.3667 | 3.1984 | 0.16833 | 5% | 17.6243 | 1 | 1 | 1 | 68.4 | 9.0117 | 4.9685 | 3.5439 | 1.4246 | 28.67% | 1210.5 | 46.3483 | 0 | 1164.1517 | 1210.5 | 68.4 | 0 | 1142.1 | Summer | FALSE | 1 | 1 | 46.3483 | 68.4 | 0 | 0 | 1 | 0 | 1
2002-06-25 | 6 | 25 | 14:00 | 25 | 14 | 1 | 77 |  | 0 | 0 | 3.9376 | 3.9376 | 95% | 0.56467 | 38.6235 | 5.0887 | 2.8056 | 2.6653 | 0.14028 | 5% | 17.0431 | 1 | 1 | 1 | 68.4 | 9.0117 | 4.9685 | 2.9532 | 2.0153 | 40.56% | 1170.75 | 38.6235 | 0 | 1132.1265 | 1170.75 | 68.4 | 0 | 1102.35 | Summer | FALSE | 1 | 1 | 38.6235 | 68.4 | 0 | 0 | 1 | 0 | 1
2002-06-25 | 6 | 25 | 15:00 | 28.9 | 15 | 1 | 84 |  | 0 | 0 | 3.6751 | 3.6751 | 95% | 0.52703 | 36.0486 | 4.7494 | 2.6185 | 2.4876 | 0.13093 | 5% | 17.5768 | 1 | 1 | 1 | 68.4 | 9.0117 | 4.9685 | 2.7564 | 2.2121 | 44.52% | 1207.25 | 36.0486 | 0 | 1171.2014 | 1207.25 | 68.4 | 0 | 1138.85 | Summer | FALSE | 1 | 1 | 36.0486 | 68.4 | 0 | 0 | 1 | 0 | 1
2002-06-25 | 6 | 25 | 16:00 | 28.9 | 16 | 1 | 84 |  | 0 | 0 | 3.6751 | 3.6751 | 95% | 0.52703 | 36.0486 | 4.7494 | 2.6185 | 2.4876 | 0.13093 | 5% | 17.3099 | 1 | 1 | 1 | 68.4 | 9.0117 | 4.9685 | 2.7564 | 2.2121 | 44.52% | 1189 | 36.0486 | 0 | 1152.9514 | 1189 | 68.4 | 0 | 1120.6 | Summer | FALSE | 1 | 1 | 36.0486 | 68.4 | 0 | 0 | 1 | 0 | 1
2002-06-25 | 6 | 25 | 17:00 | 27.2 | 17 | 1 | 81 |  | 0 | 0 | 4.7252 | 4.7252 | 95% | 0.67761 | 46.3483 | 6.1064 | 3.3667 | 3.1984 | 0.16833 | 5% | 17.098 | 1 | 1 | 1 | 68.4 | 9.0117 | 4.9685 | 3.5439 | 1.4246 | 28.67% | 1174.5 | 46.3483 | 0 | 1128.1517 | 1174.5 | 68.4 | 0 | 1106.1 | Summer | FALSE | 0 | 0 | 0 | 0 | 0 | 0 | 1 | 0 | 1
2002-06-25 | 6 | 25 | 18:00 | 26.1 | 18 | 1 | 79 |  | 0 | 0 | 6.0377 | 6.0377 | 95% | 0.86583 | 59.2228 | 7.8026 | 4.3019 | 4.0868 | 0.21509 | 5% | 16.5643 | 0.6 | 0.6 | 0.6 | 41.04 | 5.407 | 2.9811 | 2.9811 | 0 | 0% | 1138 | 59.2228 | 0 | 1078.7772 | 1138 | 41.04 | 0 | 1096.96 | Summer | FALSE | 0 | 0 | 0 | 0 | 0 | 0 | 1 | 0 | 1
2002-06-25 | 6 | 25 | 19:00 | 24.4 | 19 | 1 | 76 |  | 0 | 0 | 6.5627 | 6.5627 | 95% | 0.94112 | 64.3726 | 8.4811 | 4.676 | 4.4422 | 0.2338 | 5% | 15.614 | 0.6 | 0.6 | 0.6 | 41.04 | 5.407 | 2.9811 | 2.9811 | 0 | 0% | 1073 | 64.3726 | 0 | 1008.6274 | 1073 | 41.04 | 0 | 1031.96 | Summer | FALSE | 0 | 0 | 0 | 0 | 0 | 0 | 1 | 0 | 1
2002-06-25 | 6 | 25 | 20:00 | 22.8 | 20 | 1 | 73 |  | 0 | 0 | 5.7752 | 5.7752 | 95% | 0.82819 | 56.6479 | 7.4634 | 4.1148 | 3.9091 | 0.20574 | 5% | 15.4642 | 0.6 | 0.6 | 0.6 | 41.04 | 5.407 | 2.9811 | 2.9811 | 0 | 0% | 1062.75 | 56.6479 | 0 | 1006.1021 | 1062.75 | 41.04 | 0 | 1021.71 | Summer | FALSE | 0 | 0 | 0 | 0 | 0 | 0 | 1 | 0 | 1
2002-06-25 | 6 | 25 | 21:00 | 22.2 | 21 | 1 | 72 |  | 0 | 0 | 4.7252 | 4.7252 | 95% | 0.67761 | 46.3483 | 6.1064 | 3.3667 | 3.1984 | 0.16833 | 5% | 14.3348 | 0.6 | 0.6 | 0.6 | 41.04 | 5.407 | 2.9811 | 2.9811 | 0 | 0% | 985.5 | 46.3483 | 0 | 939.1517 | 985.5 | 41.04 | 0 | 944.46 | Summer | FALSE | 0 | 0 | 0 | 0 | 0 | 0 | 1 | 0 | 1
2002-06-25 | 6 | 25 | 22:00 | 21.7 | 22 | 1 | 71 |  | 0 | 0 | 4.2002 | 4.2002 | 95% | 0.60232 | 41.1985 | 5.4279 | 2.9926 | 2.843 | 0.14963 | 5% | 14.1447 | 0.6 | 0.6 | 0.6 | 41.04 | 5.407 | 2.9811 | 2.9811 | 0 | 0% | 972.5 | 41.1985 | 0 | 931.3015 | 972.5 | 41.04 | 0 | 931.46 | Summer | FALSE | 0 | 0 | 0 | 0 | 0 | 0 | 1 | 0 | 1
2002-06-25 | 6 | 25 | 23:00 | 21.7 | 23 | 1 | 71 |  | 0 | 0 | 5.2502 | 5.2502 | 95% | 0.7529 | 51.4981 | 6.7849 | 3.7408 | 3.5537 | 0.18704 | 5% | 14.0205 | 0.6 | 0.6 | 0.6 | 41.04 | 5.407 | 2.9811 | 2.9811 | 0 | 0% | 964 | 51.4981 | 0 | 912.5019 | 964 | 41.04 | 0 | 922.96 | Summer | FALSE | 0 | 0 | 0 | 0 | 0 | 0 | 1 | 0 | 1
2002-06-25 | 6 | 25 | 24:00 | 20.6 | 0 | 1 | 69 |  | 0 | 0 | 4.2002 | 4.2002 | 95% | 0.60232 | 41.1985 | 5.4279 | 2.9926 | 2.843 | 0.14963 | 5% | 13.9035 | 0 | 0 | 0 | 0 | 0 | 0 | 0 | 0 | 0% | 956 | 41.1985 | 0 | 914.8015 | 956 | 0 | 0 | 956 | Summer | FALSE | 0 | 0 | 0 | 0 | 0 | 0 | 1 | 0 | 1
2002-06-26 | 6 | 26 | 1:00 | 20 | 1 | 1 | 68 |  | 0 | 0 | 3.9376 | 3.9376 | 95% | 0.56467 | 38.6235 | 5.0887 | 2.8056 | 2.6653 | 0.14028 | 5% | 13.7098 | 0 | 0 | 0 | 0 | 0 | 0 | 0 | 0 | 0% | 942.75 | 38.6235 | 0 | 904.1265 | 942.75 | 0 | 0 | 942.75 | Summer | FALSE | 0 | 0 | 0 | 0 | 0 | 0 | 1 | 0 | 1
2002-06-26 | 6 | 26 | 2:00 | 20 | 2 | 1 | 68 |  | 0 | 0 | 3.1501 | 3.1501 | 95% | 0 | 0 | 0 | 0 | 0 | 0 | 5% | 14.0497 | 0 | 0 | 0 | 0 | 0 | 0 | 0 | 0 | 0% | 966 | 0 | 0 | 966 | 966 | 0 | 0 | 966 | Summer | FALSE | 0 | 0 | 0 | 0 | 1 | 0 | 1 | 0 | 0
2002-06-26 | 6 | 26 | 3:00 | 20.6 | 3 | 1 | 69 |  | 0 | 0 | 3.4126 | 3.4126 | 95% | 0 | 0 | 0 | 0 | 0 | 0 | 5% | 13.9291 | 0 | 0 | 0 | 0 | 0 | 0 | 0 | 0 | 0% | 957.75 | 0 | 0 | 957.75 | 957.75 | 0 | 0 | 957.75 | Summer | FALSE | 0 | 0 | 0 | 0 | 1 | 0 | 1 | 0 | 0
2002-06-26 | 6 | 26 | 4:00 | 21.1 | 4 | 1 | 70 |  | 0 | 0 | 3.1501 | 3.1501 | 95% | 0 | 0 | 0 | 0 | 0 | 0 | 5% | 13.5892 | 0 | 0 | 0 | 0 | 0 | 0 | 0 | 0 | 0% | 934.5 | 0 | 0 | 934.5 | 934.5 | 0 | 0 | 934.5 | Summer | FALSE | 0 | 0 | 0 | 0 | 1 | 0 | 1 | 0 | 0
2002-06-26 | 6 | 26 | 5:00 | 21.1 | 5 | 1 | 70 |  | 0 | 0 | 3.1501 | 3.1501 | 95% | 0 | 0 | 0 | 0 | 0 | 0 | 5% | 13.231 | 0 | 0 | 0 | 0 | 0 | 0 | 0 | 0 | 0% | 910 | 0 | 0 | 910 | 910 | 0 | 0 | 910 | Summer | FALSE | 0 | 0 | 0 | 0 | 1 | 0 | 1 | 0 | 0
2002-06-26 | 6 | 26 | 6:00 | 21.7 | 6 | 1 | 71 |  | 0 | 0 | 3.9376 | 3.9376 | 95% | 0.56467 | 38.6235 | 5.0887 | 2.8056 | 2.6653 | 0.14028 | 5% | 13.242 | 0.6 | 0.6 | 0.6 | 41.04 | 5.407 | 2.9811 | 2.9532 | 0.027867 | 0.9348% | 910.75 | 38.6235 | 0 | 872.1265 | 910.75 | 41.04 | 0 | 869.71 | Summer | FALSE | 0 | 0 | 0 | 0 | 0 | 0 | 1 | 0 | 1
2002-06-26 | 6 | 26 | 7:00 | 23.3 | 7 | 1 | 74 |  | 0 | 0 | 4.7252 | 4.7252 | 95% | 0.67761 | 46.3483 | 6.1064 | 3.3667 | 3.1984 | 0.16833 | 5% | 15.2485 | 0.6 | 0.6 | 0.6 | 41.04 | 5.407 | 2.9811 | 2.9811 | 0 | 0% | 1048 | 46.3483 | 0 | 1001.6517 | 1048 | 41.04 | 0 | 1006.96 | Summer | FALSE | 0 | 0 | 0 | 0 | 0 | 0 | 1 | 0 | 1
2002-06-26 | 6 | 26 | 8:00 | 25 | 8 | 1 | 77 |  | 0 | 0 | 7.6128 | 7.6128 | 95% | 1 | 68.4 | 9.0117 | 4.9685 | 4.7201 | 0.24843 | 5% | 14.7295 | 0.6 | 0.6 | 0.6 | 41.04 | 5.407 | 2.9811 | 2.9811 | 0 | 0% | 1012.5 | 68.4 | 0 | 944.1 | 1012.5 | 41.04 | 0 | 971.46 | Summer | FALSE | 0 | 0 | 0 | 0 | 0 | 0 | 0 | 1 | 1
2002-06-26 | 6 | 26 | 9:00 | 27.2 | 9 | 1 | 81 |  | 0 | 0 | 6.5627 | 6.5627 | 95% | 0.94112 | 64.3726 | 8.4811 | 4.676 | 4.4422 | 0.2338 | 5% | 15.4934 | 0.6 | 0.6 | 0.6 | 41.04 | 5.407 | 2.9811 | 2.9811 | 0 | 0% | 1064.75 | 64.3726 | 0 | 1000.3774 | 1064.75 | 41.04 | 0 | 1023.71 | Summer | FALSE | 0 | 0 | 0 | 0 | 0 | 0 | 1 | 0 | 1
2002-06-26 | 6 | 26 | 10:00 | 29.4 | 10 | 1 | 85 |  | 0 | 0 | 6.0377 | 6.0377 | 95% | 0.86583 | 59.2228 | 7.8026 | 4.3019 | 4.0868 | 0.21509 | 5% | 16.027 | 0.6 | 0.6 | 0.6 | 41.04 | 5.407 | 2.9811 | 2.9811 | 0 | 0% | 1101.25 | 59.2228 | 0 | 1042.0272 | 1101.25 | 41.04 | 0 | 1060.21 | Summer | FALSE | 0 | 0 | 0 | 0 | 0 | 0 | 1 | 0 | 1
2002-06-26 | 6 | 26 | 11:00 | 31.1 | 11 | 1 | 88 |  | 0 | 0 | 5.2502 | 5.2502 | 95% | 0.7529 | 51.4981 | 6.7849 | 3.7408 | 3.5537 | 0.18704 | 5% | 16.0709 | 0.6 | 0.6 | 0.6 | 41.04 | 5.407 | 2.9811 | 2.9811 | 0 | 0% | 1104.25 | 51.4981 | 0 | 1052.7519 | 1104.25 | 41.04 | 0 | 1063.21 | Summer | FALSE | 0 | 0 | 0 | 0 | 0 | 0 | 1 | 0 | 1
2002-06-26 | 6 | 26 | 12:00 | 32.8 | 12 | 1 | 91 |  | 0 | 0 | 5.2502 | 5.2502 | 95% | 0.7529 | 51.4981 | 6.7849 | 3.7408 | 3.5537 | 0.18704 | 5% | 16.3158 | 0.6 | 0.6 | 0.6 | 41.04 | 5.407 | 2.9811 | 2.9811 | 0 | 0% | 1121 | 51.4981 | 0 | 1069.5019 | 1121 | 41.04 | 0 | 1079.96 | Summer | FALSE | 0 | 0 | 0 | 0 | 0 | 0 | 1 | 0 | 1
2002-06-26 | 6 | 26 | 13:00 | 33.3 | 13 | 1 | 92 |  | 0 | 0 | 4.7252 | 4.7252 | 95% | 0.67761 | 46.3483 | 6.1064 | 3.3667 | 3.1984 | 0.16833 | 5% | 16.0161 | 1 | 1 | 1 | 68.4 | 9.0117 | 4.9685 | 3.5439 | 1.4246 | 28.67% | 1100.5 | 46.3483 | 0 | 1054.1517 | 1100.5 | 68.4 | 0 | 1032.1 | Summer | FALSE | 1 | 1 | 46.3483 | 68.4 | 0 | 0 | 1 | 0 | 1
2002-06-26 | 6 | 26 | 14:00 | 33.3 | 14 | 1 | 92 |  | 0 | 0 | 3.9376 | 3.9376 | 95% | 0.56467 | 38.6235 | 5.0887 | 2.8056 | 2.6653 | 0.14028 | 5% | 16.2025 | 1 | 1 | 1 | 68.4 | 9.0117 | 4.9685 | 2.9532 | 2.0153 | 40.56% | 1113.25 | 38.6235 | 0 | 1074.6265 | 1113.25 | 68.4 | 0 | 1044.85 | Summer | FALSE | 1 | 1 | 38.6235 | 68.4 | 0 | 0 | 1 | 0 | 1
2002-06-26 | 6 | 26 | 15:00 | 32.8 | 15 | 1 | 91 |  | 0 | 0 | 3.6751 | 3.6751 | 95% | 0.52703 | 36.0486 | 4.7494 | 2.6185 | 2.4876 | 0.13093 | 5% | 16.0124 | 1 | 1 | 1 | 68.4 | 9.0117 | 4.9685 | 2.7564 | 2.2121 | 44.52% | 1100.25 | 36.0486 | 0 | 1064.2014 | 1100.25 | 68.4 | 0 | 1031.85 | Summer | FALSE | 1 | 1 | 36.0486 | 68.4 | 0 | 0 | 1 | 0 | 1
2002-06-26 | 6 | 26 | 16:00 | 33.3 | 16 | 1 | 92 |  | 0 | 0 | 3.6751 | 3.6751 | 95% | 0.52703 | 36.0486 | 4.7494 | 2.6185 | 2.4876 | 0.13093 | 5% | 15.9064 | 1 | 1 | 1 | 68.4 | 9.0117 | 4.9685 | 2.7564 | 2.2121 | 44.52% | 1093 | 36.0486 | 0 | 1056.9514 | 1093 | 68.4 | 0 | 1024.6 | Summer | FALSE | 1 | 1 | 36.0486 | 68.4 | 0 | 0 | 1 | 0 | 1
2002-06-26 | 6 | 26 | 17:00 | 31.1 | 17 | 1 | 88 |  | 0 | 0 | 4.7252 | 4.7252 | 95% | 0.67761 | 46.3483 | 6.1064 | 3.3667 | 3.1984 | 0.16833 | 5% | 15.6506 | 1 | 1 | 1 | 68.4 | 9.0117 | 4.9685 | 3.5439 | 1.4246 | 28.67% | 1075.5 | 46.3483 | 0 | 1029.1517 | 1075.5 | 68.4 | 0 | 1007.1 | Summer | FALSE | 0 | 0 | 0 | 0 | 0 | 0 | 1 | 0 | 1
2002-06-26 | 6 | 26 | 18:00 | 31.1 | 18 | 1 | 88 |  | 0 | 0 | 6.0377 | 6.0377 | 95% | 0.86583 | 59.2228 | 7.8026 | 4.3019 | 4.0868 | 0.21509 | 5% | 15.1864 | 0.6 | 0.6 | 0.6 | 41.04 | 5.407 | 2.9811 | 2.9811 | 0 | 0% | 1043.75 | 59.2228 | 0 | 984.5272 | 1043.75 | 41.04 | 0 | 1002.71 | Summer | FALSE | 0 | 0 | 0 | 0 | 0 | 0 | 1 | 0 | 1
2002-06-26 | 6 | 26 | 19:00 | 29.4 | 19 | 1 | 85 |  | 0 | 0 | 6.5627 | 6.5627 | 95% | 0.94112 | 64.3726 | 8.4811 | 4.676 | 4.4422 | 0.2338 | 5% | 14.5285 | 0.6 | 0.6 | 0.6 | 41.04 | 5.407 | 2.9811 | 2.9811 | 0 | 0% | 998.75 | 64.3726 | 0 | 934.3774 | 998.75 | 41.04 | 0 | 957.71 | Summer | FALSE | 0 | 0 | 0 | 0 | 0 | 0 | 1 | 0 | 1
2002-06-26 | 6 | 26 | 20:00 | 28.3 | 20 | 1 | 83 |  | 0 | 0 | 5.7752 | 5.7752 | 95% | 0.82819 | 56.6479 | 7.4634 | 4.1148 | 3.9091 | 0.20574 | 5% | 13.9766 | 0.6 | 0.6 | 0.6 | 41.04 | 5.407 | 2.9811 | 2.9811 | 0 | 0% | 961 | 56.6479 | 0 | 904.3521 | 961 | 41.04 | 0 | 919.96 | Summer | FALSE | 0 | 0 | 0 | 0 | 0 | 0 | 1 | 0 | 1
2002-06-26 | 6 | 26 | 21:00 | 27.8 | 21 | 1 | 82 |  | 0 | 0 | 4.7252 | 4.7252 | 95% | 0.67761 | 46.3483 | 6.1064 | 3.3667 | 3.1984 | 0.16833 | 5% | 13.7646 | 0.6 | 0.6 | 0.6 | 41.04 | 5.407 | 2.9811 | 2.9811 | 0 | 0% | 946.5 | 46.3483 | 0 | 900.1517 | 946.5 | 41.04 | 0 | 905.46 | Summer | FALSE | 0 | 0 | 0 | 0 | 0 | 0 | 1 | 0 | 1
2002-06-26 | 6 | 26 | 22:00 | 26.7 | 22 | 1 | 80 |  | 0 | 0 | 4.2002 | 4.2002 | 95% | 0.60232 | 41.1985 | 5.4279 | 2.9926 | 2.843 | 0.14963 | 5% | 13.3333 | 0.6 | 0.6 | 0.6 | 41.04 | 5.407 | 2.9811 | 2.9811 | 0 | 0% | 917 | 41.1985 | 0 | 875.8015 | 917 | 41.04 | 0 | 875.96 | Summer | FALSE | 0 | 0 | 0 | 0 | 0 | 0 | 1 | 0 | 1
2002-06-26 | 6 | 26 | 23:00 | 25 | 23 | 1 | 77 |  | 0 | 0 | 5.2502 | 5.2502 | 95% | 0.7529 | 51.4981 | 6.7849 | 3.7408 | 3.5537 | 0.18704 | 5% | 13.0044 | 0.6 | 0.6 | 0.6 | 41.04 | 5.407 | 2.9811 | 2.9811 | 0 | 0% | 894.5 | 51.4981 | 0 | 843.0019 | 894.5 | 41.04 | 0 | 853.46 | Summer | FALSE | 0 | 0 | 0 | 0 | 0 | 0 | 1 | 0 | 1
2002-06-26 | 6 | 26 | 24:00 | 25.6 | 0 | 1 | 78 |  | 0 | 0 | 4.2002 | 4.2002 | 95% | 0.60232 | 41.1985 | 5.4279 | 2.9926 | 2.843 | 0.14963 | 5% | 12.9349 | 0 | 0 | 0 | 0 | 0 | 0 | 0 | 0 | 0% | 889.75 | 41.1985 | 0 | 848.5515 | 889.75 | 0 | 0 | 889.75 | Summer | FALSE | 0 | 0 | 0 | 0 | 0 | 0 | 1 | 0 | 1
2002-06-27 | 6 | 27 | 1:00 | 24.4 | 1 | 1 | 76 |  | 0 | 0 | 3.9376 | 3.9376 | 95% | 0.56467 | 38.6235 | 5.0887 | 2.8056 | 2.6653 | 0.14028 | 5% | 10.5592 | 0 | 0 | 0 | 0 | 0 | 0 | 0 | 0 | 0% | 727.25 | 38.6235 | 0 | 688.6265 | 727.25 | 0 | 0 | 727.25 | Summer | FALSE | 0 | 0 | 0 | 0 | 0 | 0 | 1 | 0 | 1
2002-06-27 | 6 | 27 | 2:00 | 25 | 2 | 1 | 77 |  | 0 | 0 | 3.1501 | 3.1501 | 95% | 0 | 0 | 0 | 0 | 0 | 0 | 5% | 10.5446 | 0 | 0 | 0 | 0 | 0 | 0 | 0 | 0 | 0% | 726.25 | 0 | 0 | 726.25 | 726.25 | 0 | 0 | 726.25 | Summer | FALSE | 0 | 0 | 0 | 0 | 1 | 0 | 1 | 0 | 0
2002-06-27 | 6 | 27 | 3:00 | 24.4 | 3 | 1 | 76 |  | 0 | 0 | 3.4126 | 3.4126 | 95% | 0 | 0 | 0 | 0 | 0 | 0 | 5% | 11.5461 | 0 | 0 | 0 | 0 | 0 | 0 | 0 | 0 | 0% | 794.75 | 0 | 0 | 794.75 | 794.75 | 0 | 0 | 794.75 | Summer | FALSE | 0 | 0 | 0 | 0 | 1 | 0 | 1 | 0 | 0
2002-06-27 | 6 | 27 | 4:00 | 23.9 | 4 | 1 | 75 |  | 0 | 0 | 3.1501 | 3.1501 | 95% | 0 | 0 | 0 | 0 | 0 | 0 | 5% | 11.4693 | 0 | 0 | 0 | 0 | 0 | 0 | 0 | 0 | 0% | 789.5 | 0 | 0 | 789.5 | 789.5 | 0 | 0 | 789.5 | Summer | FALSE | 0 | 0 | 0 | 0 | 1 | 0 | 1 | 0 | 0
2002-06-27 | 6 | 27 | 5:00 | 24.4 | 5 | 1 | 76 |  | 0 | 0 | 3.1501 | 3.1501 | 95% | 0 | 0 | 0 | 0 | 0 | 0 | 5% | 10.8041 | 0 | 0 | 0 | 0 | 0 | 0 | 0 | 0 | 0% | 744 | 0 | 0 | 744 | 744 | 0 | 0 | 744 | Summer | FALSE | 0 | 0 | 0 | 0 | 1 | 0 | 1 | 0 | 0
2002-06-27 | 6 | 27 | 6:00 | 25 | 6 | 1 | 77 |  | 0 | 0 | 3.9376 | 3.9376 | 95% | 0.56467 | 38.6235 | 5.0887 | 2.8056 | 2.6653 | 0.14028 | 5% | 11.1842 | 0.6 | 0.6 | 0.6 | 41.04 | 5.407 | 2.9811 | 2.9532 | 0.027867 | 0.9348% | 770 | 38.6235 | 0 | 731.3765 | 770 | 41.04 | 0 | 728.96 | Summer | FALSE | 0 | 0 | 0 | 0 | 0 | 0 | 1 | 0 | 1
2002-06-27 | 6 | 27 | 7:00 | 26.7 | 7 | 1 | 80 |  | 0 | 0 | 4.7252 | 4.7252 | 95% | 0.67761 | 46.3483 | 6.1064 | 3.3667 | 3.1984 | 0.16833 | 5% | 14.0387 | 0.6 | 0.6 | 0.6 | 41.04 | 5.407 | 2.9811 | 2.9811 | 0 | 0% | 965.25 | 46.3483 | 0 | 918.9017 | 965.25 | 41.04 | 0 | 924.21 | Summer | FALSE | 0 | 0 | 0 | 0 | 0 | 0 | 1 | 0 | 1
2002-06-27 | 6 | 27 | 8:00 | 28.3 | 8 | 1 | 83 |  | 0 | 0 | 7.6128 | 7.6128 | 95% | 1 | 68.4 | 9.0117 | 4.9685 | 4.7201 | 0.24843 | 5% | 14.576 | 0.6 | 0.6 | 0.6 | 41.04 | 5.407 | 2.9811 | 2.9811 | 0 | 0% | 1002 | 68.4 | 0 | 933.6 | 1002 | 41.04 | 0 | 960.96 | Summer | FALSE | 0 | 0 | 0 | 0 | 0 | 0 | 0 | 1 | 1
2002-06-27 | 6 | 27 | 9:00 | 28.9 | 9 | 1 | 84 |  | 0 | 0 | 6.5627 | 6.5627 | 95% | 0.94112 | 64.3726 | 8.4811 | 4.676 | 4.4422 | 0.2338 | 5% | 14.6747 | 0.6 | 0.6 | 0.6 | 41.04 | 5.407 | 2.9811 | 2.9811 | 0 | 0% | 1008.75 | 64.3726 | 0 | 944.3774 | 1008.75 | 41.04 | 0 | 967.71 | Summer | FALSE | 0 | 0 | 0 | 0 | 0 | 0 | 1 | 0 | 1
2002-06-27 | 6 | 27 | 10:00 | 29.4 | 10 | 1 | 85 |  | 0 | 0 | 6.0377 | 6.0377 | 95% | 0.86583 | 59.2228 | 7.8026 | 4.3019 | 4.0868 | 0.21509 | 5% | 14.6491 | 0.6 | 0.6 | 0.6 | 41.04 | 5.407 | 2.9811 | 2.9811 | 0 | 0% | 1007 | 59.2228 | 0 | 947.7772 | 1007 | 41.04 | 0 | 965.96 | Summer | FALSE | 0 | 0 | 0 | 0 | 0 | 0 | 1 | 0 | 1
2002-06-27 | 6 | 27 | 11:00 | 31.1 | 11 | 1 | 88 |  | 0 | 0 | 5.2502 | 5.2502 | 95% | 0.7529 | 51.4981 | 6.7849 | 3.7408 | 3.5537 | 0.18704 | 5% | 15.2485 | 0.6 | 0.6 | 0.6 | 41.04 | 5.407 | 2.9811 | 2.9811 | 0 | 0% | 1048 | 51.4981 | 0 | 996.5019 | 1048 | 41.04 | 0 | 1006.96 | Summer | FALSE | 0 | 0 | 0 | 0 | 0 | 0 | 1 | 0 | 1
2002-06-27 | 6 | 27 | 12:00 | 31.1 | 12 | 1 | 88 |  | 0 | 0 | 5.2502 | 5.2502 | 95% | 0.7529 | 51.4981 | 6.7849 | 3.7408 | 3.5537 | 0.18704 | 5% | 15.0621 | 0.6 | 0.6 | 0.6 | 41.04 | 5.407 | 2.9811 | 2.9811 | 0 | 0% | 1035.25 | 51.4981 | 0 | 983.7519 | 1035.25 | 41.04 | 0 | 994.21 | Summer | FALSE | 0 | 0 | 0 | 0 | 0 | 0 | 1 | 0 | 1
2002-06-27 | 6 | 27 | 13:00 | 32.2 | 13 | 1 | 90 |  | 0 | 0 | 4.7252 | 4.7252 | 95% | 0.67761 | 46.3483 | 6.1064 | 3.3667 | 3.1984 | 0.16833 | 5% | 14.7368 | 1 | 1 | 1 | 68.4 | 9.0117 | 4.9685 | 3.5439 | 1.4246 | 28.67% | 1013 | 46.3483 | 0 | 966.6517 | 1013 | 68.4 | 0 | 944.6 | Summer | FALSE | 1 | 1 | 46.3483 | 68.4 | 0 | 0 | 1 | 0 | 1
2002-06-27 | 6 | 27 | 14:00 | 32.8 | 14 | 1 | 91 |  | 0 | 0 | 3.9376 | 3.9376 | 95% | 0.56467 | 38.6235 | 5.0887 | 2.8056 | 2.6653 | 0.14028 | 5% | 15 | 1 | 1 | 1 | 68.4 | 9.0117 | 4.9685 | 2.9532 | 2.0153 | 40.56% | 1031 | 38.6235 | 0 | 992.3765 | 1031 | 68.4 | 0 | 962.6 | Summer | FALSE | 1 | 1 | 38.6235 | 68.4 | 0 | 0 | 1 | 0 | 1
2002-06-27 | 6 | 27 | 15:00 | 32.8 | 15 | 1 | 91 |  | 0 | 0 | 3.6751 | 3.6751 | 95% | 0.52703 | 36.0486 | 4.7494 | 2.6185 | 2.4876 | 0.13093 | 5% | 15.1572 | 1 | 1 | 1 | 68.4 | 9.0117 | 4.9685 | 2.7564 | 2.2121 | 44.52% | 1041.75 | 36.0486 | 0 | 1005.7014 | 1041.75 | 68.4 | 0 | 973.35 | Summer | FALSE | 1 | 1 | 36.0486 | 68.4 | 0 | 0 | 1 | 0 | 1
2002-06-27 | 6 | 27 | 16:00 | 31.7 | 16 | 1 | 89 |  | 0 | 0 | 3.6751 | 3.6751 | 95% | 0.52703 | 36.0486 | 4.7494 | 2.6185 | 2.4876 | 0.13093 | 5% | 14.6601 | 1 | 1 | 1 | 68.4 | 9.0117 | 4.9685 | 2.7564 | 2.2121 | 44.52% | 1007.75 | 36.0486 | 0 | 971.7014 | 1007.75 | 68.4 | 0 | 939.35 | Summer | FALSE | 1 | 1 | 36.0486 | 68.4 | 0 | 0 | 1 | 0 | 1
2002-06-27 | 6 | 27 | 17:00 | 31.1 | 17 | 1 | 88 |  | 0 | 0 | 4.7252 | 4.7252 | 95% | 0.67761 | 46.3483 | 6.1064 | 3.3667 | 3.1984 | 0.16833 | 5% | 14.6345 | 1 | 1 | 1 | 68.4 | 9.0117 | 4.9685 | 3.5439 | 1.4246 | 28.67% | 1006 | 46.3483 | 0 | 959.6517 | 1006 | 68.4 | 0 | 937.6 | Summer | FALSE | 0 | 0 | 0 | 0 | 0 | 0 | 1 | 0 | 1
2002-06-27 | 6 | 27 | 18:00 | 23.9 | 18 | 1 | 75 |  | 0 | 0 | 6.0377 | 6.0377 | 95% | 0.86583 | 59.2228 | 7.8026 | 4.3019 | 4.0868 | 0.21509 | 5% | 14.2032 | 0.6 | 0.6 | 0.6 | 41.04 | 5.407 | 2.9811 | 2.9811 | 0 | 0% | 976.5 | 59.2228 | 0 | 917.2772 | 976.5 | 41.04 | 0 | 935.46 | Summer | FALSE | 0 | 0 | 0 | 0 | 0 | 0 | 1 | 0 | 1
2002-06-27 | 6 | 27 | 19:00 | 23.9 | 19 | 1 | 75 |  | 0 | 0 | 6.5627 | 6.5627 | 95% | 0.94112 | 64.3726 | 8.4811 | 4.676 | 4.4422 | 0.2338 | 5% | 13.6623 | 0.6 | 0.6 | 0.6 | 41.04 | 5.407 | 2.9811 | 2.9811 | 0 | 0% | 939.5 | 64.3726 | 0 | 875.1274 | 939.5 | 41.04 | 0 | 898.46 | Summer | FALSE | 0 | 0 | 0 | 0 | 0 | 0 | 1 | 0 | 1
2002-06-27 | 6 | 27 | 20:00 | 22.2 | 20 | 1 | 72 |  | 0 | 0 | 5.7752 | 5.7752 | 95% | 0.82819 | 56.6479 | 7.4634 | 4.1148 | 3.9091 | 0.20574 | 5% | 13.5161 | 0.6 | 0.6 | 0.6 | 41.04 | 5.407 | 2.9811 | 2.9811 | 0 | 0% | 929.5 | 56.6479 | 0 | 872.8521 | 929.5 | 41.04 | 0 | 888.46 | Summer | FALSE | 0 | 0 | 0 | 0 | 0 | 0 | 1 | 0 | 1
2002-06-27 | 6 | 27 | 21:00 | 23 | 21 | 1 | 73 |  | 0 | 0 | 4.7252 | 4.7252 | 95% | 0.67761 | 46.3483 | 6.1064 | 3.3667 | 3.1984 | 0.16833 | 5% | 12.8728 | 0.6 | 0.6 | 0.6 | 41.04 | 5.407 | 2.9811 | 2.9811 | 0 | 0% | 885.5 | 46.3483 | 0 | 839.1517 | 885.5 | 41.04 | 0 | 844.46 | Summer | FALSE | 0 | 0 | 0 | 0 | 0 | 0 | 1 | 0 | 1
2002-06-27 | 6 | 27 | 22:00 | 22.2 | 22 | 1 | 72 |  | 0 | 0 | 4.2002 | 4.2002 | 95% | 0.60232 | 41.1985 | 5.4279 | 2.9926 | 2.843 | 0.14963 | 5% | 13.2639 | 0.6 | 0.6 | 0.6 | 41.04 | 5.407 | 2.9811 | 2.9811 | 0 | 0% | 912.25 | 41.1985 | 0 | 871.0515 | 912.25 | 41.04 | 0 | 871.21 | Summer | FALSE | 0 | 0 | 0 | 0 | 0 | 0 | 1 | 0 | 1
2002-06-27 | 6 | 27 | 23:00 | 22.2 | 23 | 1 | 72 |  | 0 | 0 | 5.2502 | 5.2502 | 95% | 0.7529 | 51.4981 | 6.7849 | 3.7408 | 3.5537 | 0.18704 | 5% | 13.136 | 0.6 | 0.6 | 0.6 | 41.04 | 5.407 | 2.9811 | 2.9811 | 0 | 0% | 903.5 | 51.4981 | 0 | 852.0019 | 903.5 | 41.04 | 0 | 862.46 | Summer | FALSE | 0 | 0 | 0 | 0 | 0 | 0 | 1 | 0 | 1
2002-06-27 | 6 | 27 | 24:00 | 21.7 | 0 | 1 | 71 |  | 0 | 0 | 4.2002 | 4.2002 | 95% | 0.60232 | 41.1985 | 5.4279 | 2.9926 | 2.843 | 0.14963 | 5% | 13.1652 | 0 | 0 | 0 | 0 | 0 | 0 | 0 | 0 | 0% | 905.5 | 41.1985 | 0 | 864.3015 | 905.5 | 0 | 0 | 905.5 | Summer | FALSE | 0 | 0 | 0 | 0 | 0 | 0 | 1 | 0 | 1
2002-06-28 | 6 | 28 | 1:00 | 21.1 | 1 | 2 | 70 |  | 0 | 0 | 3.9376 | 3.9376 | 95% | 0.56467 | 38.6235 | 5.0887 | 2.8056 | 2.6653 | 0.14028 | 5% | 12.9569 | 0 | 0 | 0 | 0 | 0 | 0 | 0 | 0 | 0% | 891.25 | 38.6235 | 0 | 852.6265 | 891.25 | 0 | 0 | 891.25 | Summer | 0 | 0 | 0 | 0 | 0 | 0 | 0 | 1 | 0 | 1
2002-06-28 | 6 | 28 | 2:00 | 21.1 | 2 | 2 | 70 |  | 0 | 0 | 3.1501 | 3.1501 | 95% | 0 | 0 | 0 | 0 | 0 | 0 | 5% | 13.1177 | 0 | 0 | 0 | 0 | 0 | 0 | 0 | 0 | 0% | 902.25 | 0 | 0 | 902.25 | 902.25 | 0 | 0 | 902.25 | Summer | 0 | 0 | 0 | 0 | 0 | 1 | 0 | 1 | 0 | 0
2002-06-28 | 6 | 28 | 3:00 | 21.7 | 3 | 2 | 71 |  | 0 | 0 | 3.4126 | 3.4126 | 95% | 0 | 0 | 0 | 0 | 0 | 0 | 5% | 13.1031 | 0 | 0 | 0 | 0 | 0 | 0 | 0 | 0 | 0% | 901.25 | 0 | 0 | 901.25 | 901.25 | 0 | 0 | 901.25 | Summer | 0 | 0 | 0 | 0 | 0 | 1 | 0 | 1 | 0 | 0
2002-06-28 | 6 | 28 | 4:00 | 21.7 | 4 | 2 | 71 |  | 0 | 0 | 3.1501 | 3.1501 | 95% | 0 | 0 | 0 | 0 | 0 | 0 | 5% | 13.1469 | 0 | 0 | 0 | 0 | 0 | 0 | 0 | 0 | 0% | 904.25 | 0 | 0 | 904.25 | 904.25 | 0 | 0 | 904.25 | Summer | 0 | 0 | 0 | 0 | 0 | 1 | 0 | 1 | 0 | 0
2002-06-28 | 6 | 28 | 5:00 | 22.2 | 5 | 2 | 72 |  | 0 | 0 | 3.1501 | 3.1501 | 95% | 0 | 0 | 0 | 0 | 0 | 0 | 5% | 12.7851 | 0 | 0 | 0 | 0 | 0 | 0 | 0 | 0 | 0% | 879.5 | 0 | 0 | 879.5 | 879.5 | 0 | 0 | 879.5 | Summer | 0 | 0 | 0 | 0 | 0 | 1 | 0 | 1 | 0 | 0
2002-06-28 | 6 | 28 | 6:00 | 22.8 | 6 | 2 | 73 |  | 0 | 0 | 3.9376 | 3.9376 | 95% | 0.56467 | 38.6235 | 5.0887 | 2.8056 | 2.6653 | 0.14028 | 5% | 12.9349 | 0.6 | 0.6 | 0.6 | 41.04 | 5.407 | 2.9811 | 2.9532 | 0.027867 | 0.9348% | 889.75 | 38.6235 | 0 | 851.1265 | 889.75 | 41.04 | 0 | 848.71 | Summer | 0 | 0 | 0 | 0 | 0 | 0 | 0 | 1 | 0 | 1
2002-06-28 | 6 | 28 | 7:00 | 23.3 | 7 | 2 | 74 |  | 0 | 0 | 4.7252 | 4.7252 | 95% | 0.67761 | 46.3483 | 6.1064 | 3.3667 | 3.1984 | 0.16833 | 5% | 13.3443 | 0.6 | 0.6 | 0.6 | 41.04 | 5.407 | 2.9811 | 2.9811 | 0 | 0% | 917.75 | 46.3483 | 0 | 871.4017 | 917.75 | 41.04 | 0 | 876.71 | Summer | 0 | 0 | 0 | 0 | 0 | 0 | 0 | 1 | 0 | 1
2002-06-28 | 6 | 28 | 8:00 | 24.4 | 8 | 2 | 76 |  | 0 | 0 | 7.6128 | 7.6128 | 95% | 1 | 68.4 | 9.0117 | 4.9685 | 4.7201 | 0.24843 | 5% | 13.5453 | 0.6 | 0.6 | 0.6 | 41.04 | 5.407 | 2.9811 | 2.9811 | 0 | 0% | 931.5 | 68.4 | 0 | 863.1 | 931.5 | 41.04 | 0 | 890.46 | Summer | 0 | 0 | 0 | 0 | 0 | 0 | 0 | 0 | 1 | 1
2002-06-28 | 6 | 28 | 9:00 | 25 | 9 | 2 | 77 |  | 0 | 0 | 6.5627 | 6.5627 | 95% | 0.94112 | 64.3726 | 8.4811 | 4.676 | 4.4422 | 0.2338 | 5% | 13.7135 | 0.6 | 0.6 | 0.6 | 41.04 | 5.407 | 2.9811 | 2.9811 | 0 | 0% | 943 | 64.3726 | 0 | 878.6274 | 943 | 41.04 | 0 | 901.96 | Summer | 0 | 0 | 0 | 0 | 0 | 0 | 0 | 1 | 0 | 1
2002-06-28 | 6 | 28 | 10:00 | 26.7 | 10 | 2 | 80 |  | 0 | 0 | 6.0377 | 6.0377 | 95% | 0.86583 | 59.2228 | 7.8026 | 4.3019 | 4.0868 | 0.21509 | 5% | 14.3531 | 0.6 | 0.6 | 0.6 | 41.04 | 5.407 | 2.9811 | 2.9811 | 0 | 0% | 986.75 | 59.2228 | 0 | 927.5272 | 986.75 | 41.04 | 0 | 945.71 | Summer | 0 | 0 | 0 | 0 | 0 | 0 | 0 | 1 | 0 | 1
2002-06-28 | 6 | 28 | 11:00 | 27.8 | 11 | 2 | 82 |  | 0 | 0 | 5.2502 | 5.2502 | 95% | 0.7529 | 51.4981 | 6.7849 | 3.7408 | 3.5537 | 0.18704 | 5% | 13.9656 | 0.6 | 0.6 | 0.6 | 41.04 | 5.407 | 2.9811 | 2.9811 | 0 | 0% | 960.25 | 51.4981 | 0 | 908.7519 | 960.25 | 41.04 | 0 | 919.21 | Summer | 0 | 0 | 0 | 0 | 0 | 0 | 0 | 1 | 0 | 1
2002-06-28 | 6 | 28 | 12:00 | 28.3 | 12 | 2 | 83 |  | 0 | 0 | 5.2502 | 5.2502 | 95% | 0.7529 | 51.4981 | 6.7849 | 3.7408 | 3.5537 | 0.18704 | 5% | 14.2251 | 0.6 | 0.6 | 0.6 | 41.04 | 5.407 | 2.9811 | 2.9811 | 0 | 0% | 978 | 51.4981 | 0 | 926.5019 | 978 | 41.04 | 0 | 936.96 | Summer | 0 | 0 | 0 | 0 | 0 | 0 | 0 | 1 | 0 | 1
2002-06-28 | 6 | 28 | 13:00 | 28.3 | 13 | 2 | 83 |  | 0 | 0 | 4.7252 | 4.7252 | 95% | 0.67761 | 46.3483 | 6.1064 | 3.3667 | 3.1984 | 0.16833 | 5% | 14.1045 | 0.6 | 0.6 | 0.6 | 41.04 | 5.407 | 2.9811 | 2.9811 | 0 | 0% | 969.75 | 46.3483 | 0 | 923.4017 | 969.75 | 41.04 | 0 | 928.71 | Summer | 0 | 0 | 0 | 0 | 0 | 0 | 0 | 1 | 0 | 1
2002-06-28 | 6 | 28 | 14:00 | 28.9 | 14 | 2 | 84 |  | 0 | 0 | 3.9376 | 3.9376 | 95% | 0.56467 | 38.6235 | 5.0887 | 2.8056 | 2.6653 | 0.14028 | 5% | 14.0534 | 0.6 | 0.6 | 0.6 | 41.04 | 5.407 | 2.9811 | 2.9532 | 0.027867 | 0.9348% | 966.25 | 38.6235 | 0 | 927.6265 | 966.25 | 41.04 | 0 | 925.21 | Summer | 0 | 0 | 0 | 0 | 0 | 0 | 0 | 1 | 0 | 1
2002-06-28 | 6 | 28 | 15:00 | 25 | 15 | 2 | 77 |  | 0 | 0 | 3.6751 | 3.6751 | 95% | 0.52703 | 36.0486 | 4.7494 | 2.6185 | 2.4876 | 0.13093 | 5% | 14.1155 | 0.6 | 0.6 | 0.6 | 41.04 | 5.407 | 2.9811 | 2.7564 | 0.22475 | 7.539% | 970.5 | 36.0486 | 0 | 934.4514 | 970.5 | 41.04 | 0 | 929.46 | Summer | 0 | 0 | 0 | 0 | 0 | 0 | 0 | 1 | 0 | 1
2002-06-28 | 6 | 28 | 16:00 | 25 | 16 | 2 | 77 |  | 0 | 0 | 3.6751 | 3.6751 | 95% | 0.52703 | 36.0486 | 4.7494 | 2.6185 | 2.4876 | 0.13093 | 5% | 13.8414 | 0.6 | 0.6 | 0.6 | 41.04 | 5.407 | 2.9811 | 2.7564 | 0.22475 | 7.539% | 951.75 | 36.0486 | 0 | 915.7014 | 951.75 | 41.04 | 0 | 910.71 | Summer | 0 | 0 | 0 | 0 | 0 | 0 | 0 | 1 | 0 | 1
2002-06-28 | 6 | 28 | 17:00 | 24.4 | 17 | 2 | 76 |  | 0 | 0 | 4.7252 | 4.7252 | 95% | 0.67761 | 46.3483 | 6.1064 | 3.3667 | 3.1984 | 0.16833 | 5% | 13.7683 | 0.6 | 0.6 | 0.6 | 41.04 | 5.407 | 2.9811 | 2.9811 | 0 | 0% | 946.75 | 46.3483 | 0 | 900.4017 | 946.75 | 41.04 | 0 | 905.71 | Summer | 0 | 0 | 0 | 0 | 0 | 0 | 0 | 1 | 0 | 1
2002-06-28 | 6 | 28 | 18:00 | 25 | 18 | 2 | 77 |  | 0 | 0 | 6.0377 | 6.0377 | 95% | 0.86583 | 59.2228 | 7.8026 | 4.3019 | 4.0868 | 0.21509 | 5% | 13.2383 | 0.6 | 0.6 | 0.6 | 41.04 | 5.407 | 2.9811 | 2.9811 | 0 | 0% | 910.5 | 59.2228 | 0 | 851.2772 | 910.5 | 41.04 | 0 | 869.46 | Summer | 0 | 0 | 0 | 0 | 0 | 0 | 0 | 1 | 0 | 1
2002-06-28 | 6 | 28 | 19:00 | 22.2 | 19 | 2 | 72 |  | 0 | 0 | 6.5627 | 6.5627 | 95% | 0.94112 | 64.3726 | 8.4811 | 4.676 | 4.4422 | 0.2338 | 5% | 13.2858 | 0.6 | 0.6 | 0.6 | 41.04 | 5.407 | 2.9811 | 2.9811 | 0 | 0% | 913.75 | 64.3726 | 0 | 849.3774 | 913.75 | 41.04 | 0 | 872.71 | Summer | 0 | 0 | 0 | 0 | 0 | 0 | 0 | 1 | 0 | 1
2002-06-28 | 6 | 28 | 20:00 | 21.7 | 20 | 2 | 71 |  | 0 | 0 | 5.7752 | 5.7752 | 95% | 0.82819 | 56.6479 | 7.4634 | 4.1148 | 3.9091 | 0.20574 | 5% | 12.6389 | 0.6 | 0.6 | 0.6 | 41.04 | 5.407 | 2.9811 | 2.9811 | 0 | 0% | 869.5 | 56.6479 | 0 | 812.8521 | 869.5 | 41.04 | 0 | 828.46 | Summer | 0 | 0 | 0 | 0 | 0 | 0 | 0 | 1 | 0 | 1
2002-06-28 | 6 | 28 | 21:00 | 22.8 | 21 | 2 | 73 |  | 0 | 0 | 4.7252 | 4.7252 | 95% | 0.67761 | 46.3483 | 6.1064 | 3.3667 | 3.1984 | 0.16833 | 5% | 11.769 | 0.6 | 0.6 | 0.6 | 41.04 | 5.407 | 2.9811 | 2.9811 | 0 | 0% | 810 | 46.3483 | 0 | 763.6517 | 810 | 41.04 | 0 | 768.96 | Summer | 0 | 0 | 0 | 0 | 0 | 0 | 0 | 1 | 0 | 1
2002-06-28 | 6 | 28 | 22:00 | 23.3 | 22 | 2 | 74 |  | 0 | 0 | 4.2002 | 4.2002 | 95% | 0.60232 | 41.1985 | 5.4279 | 2.9926 | 2.843 | 0.14963 | 5% | 12.6754 | 0.6 | 0.6 | 0.6 | 41.04 | 5.407 | 2.9811 | 2.9811 | 0 | 0% | 872 | 41.1985 | 0 | 830.8015 | 872 | 41.04 | 0 | 830.96 | Summer | 0 | 0 | 0 | 0 | 0 | 0 | 0 | 1 | 0 | 1
2002-06-28 | 6 | 28 | 23:00 | 23.3 | 23 | 2 | 74 |  | 0 | 0 | 5.2502 | 5.2502 | 95% | 0.7529 | 51.4981 | 6.7849 | 3.7408 | 3.5537 | 0.18704 | 5% | 12.5365 | 0.6 | 0.6 | 0.6 | 41.04 | 5.407 | 2.9811 | 2.9811 | 0 | 0% | 862.5 | 51.4981 | 0 | 811.0019 | 862.5 | 41.04 | 0 | 821.46 | Summer | 0 | 0 | 0 | 0 | 0 | 0 | 0 | 1 | 0 | 1
2002-06-28 | 6 | 28 | 24:00 | 22.2 | 0 | 2 | 72 |  | 0 | 0 | 4.2002 | 4.2002 | 95% | 0.60232 | 41.1985 | 5.4279 | 2.9926 | 2.843 | 0.14963 | 5% | 12.9349 | 0 | 0 | 0 | 0 | 0 | 0 | 0 | 0 | 0% | 889.75 | 41.1985 | 0 | 848.5515 | 889.75 | 0 | 0 | 889.75 | Summer | 0 | 0 | 0 | 0 | 0 | 0 | 0 | 1 | 0 | 1
2002-06-29 | 6 | 29 | 1:00 | 22.2 | 1 | 2 | 72 |  | 0 | 0 | 3.9376 | 3.9376 | 95% | 0.56467 | 38.6235 | 5.0887 | 2.8056 | 2.6653 | 0.14028 | 5% | 12.5365 | 0 | 0 | 0 | 0 | 0 | 0 | 0 | 0 | 0% | 862.5 | 38.6235 | 0 | 823.8765 | 862.5 | 0 | 0 | 862.5 | Summer | 0 | 0 | 0 | 0 | 0 | 0 | 0 | 1 | 0 | 1
2002-06-29 | 6 | 29 | 2:00 | 22.2 | 2 | 2 | 72 |  | 0 | 0 | 3.1501 | 3.1501 | 95% | 0 | 0 | 0 | 0 | 0 | 0 | 5% | 12.2295 | 0 | 0 | 0 | 0 | 0 | 0 | 0 | 0 | 0% | 841.5 | 0 | 0 | 841.5 | 841.5 | 0 | 0 | 841.5 | Summer | 0 | 0 | 0 | 0 | 0 | 1 | 0 | 1 | 0 | 0
2002-06-29 | 6 | 29 | 3:00 | 21.7 | 3 | 2 | 71 |  | 0 | 0 | 3.4126 | 3.4126 | 95% | 0 | 0 | 0 | 0 | 0 | 0 | 5% | 12.2259 | 0 | 0 | 0 | 0 | 0 | 0 | 0 | 0 | 0% | 841.25 | 0 | 0 | 841.25 | 841.25 | 0 | 0 | 841.25 | Summer | 0 | 0 | 0 | 0 | 0 | 1 | 0 | 1 | 0 | 0
2002-06-29 | 6 | 29 | 4:00 | 21.7 | 4 | 2 | 71 |  | 0 | 0 | 3.1501 | 3.1501 | 95% | 0 | 0 | 0 | 0 | 0 | 0 | 5% | 12.5694 | 0 | 0 | 0 | 0 | 0 | 0 | 0 | 0 | 0% | 864.75 | 0 | 0 | 864.75 | 864.75 | 0 | 0 | 864.75 | Summer | 0 | 0 | 0 | 0 | 0 | 1 | 0 | 1 | 0 | 0
2002-06-29 | 6 | 29 | 5:00 | 21.7 | 5 | 2 | 71 |  | 0 | 0 | 3.1501 | 3.1501 | 95% | 0 | 0 | 0 | 0 | 0 | 0 | 5% | 12.4342 | 0 | 0 | 0 | 0 | 0 | 0 | 0 | 0 | 0% | 855.5 | 0 | 0 | 855.5 | 855.5 | 0 | 0 | 855.5 | Summer | 0 | 0 | 0 | 0 | 0 | 1 | 0 | 1 | 0 | 0
2002-06-29 | 6 | 29 | 6:00 | 22.2 | 6 | 2 | 72 |  | 0 | 0 | 3.9376 | 3.9376 | 95% | 0.56467 | 38.6235 | 5.0887 | 2.8056 | 2.6653 | 0.14028 | 5% | 12.7193 | 0.6 | 0.6 | 0.6 | 41.04 | 5.407 | 2.9811 | 2.9532 | 0.027867 | 0.9348% | 875 | 38.6235 | 0 | 836.3765 | 875 | 41.04 | 0 | 833.96 | Summer | 0 | 0 | 0 | 0 | 0 | 0 | 0 | 1 | 0 | 1
2002-06-29 | 6 | 29 | 7:00 | 22.8 | 7 | 2 | 73 |  | 0 | 0 | 4.7252 | 4.7252 | 95% | 0.67761 | 46.3483 | 6.1064 | 3.3667 | 3.1984 | 0.16833 | 5% | 14.0205 | 0.6 | 0.6 | 0.6 | 41.04 | 5.407 | 2.9811 | 2.9811 | 0 | 0% | 964 | 46.3483 | 0 | 917.6517 | 964 | 41.04 | 0 | 922.96 | Summer | 0 | 0 | 0 | 0 | 0 | 0 | 0 | 1 | 0 | 1
2002-06-29 | 6 | 29 | 8:00 | 23.3 | 8 | 2 | 74 |  | 0 | 0 | 7.6128 | 7.6128 | 95% | 1 | 68.4 | 9.0117 | 4.9685 | 4.7201 | 0.24843 | 5% | 14.3494 | 0.6 | 0.6 | 0.6 | 41.04 | 5.407 | 2.9811 | 2.9811 | 0 | 0% | 986.5 | 68.4 | 0 | 918.1 | 986.5 | 41.04 | 0 | 945.46 | Summer | 0 | 0 | 0 | 0 | 0 | 0 | 0 | 0 | 1 | 1
2002-06-29 | 6 | 29 | 9:00 | 24.4 | 9 | 2 | 76 |  | 0 | 0 | 6.5627 | 6.5627 | 95% | 0.94112 | 64.3726 | 8.4811 | 4.676 | 4.4422 | 0.2338 | 5% | 15.117 | 0.6 | 0.6 | 0.6 | 41.04 | 5.407 | 2.9811 | 2.9811 | 0 | 0% | 1039 | 64.3726 | 0 | 974.6274 | 1039 | 41.04 | 0 | 997.96 | Summer | 0 | 0 | 0 | 0 | 0 | 0 | 0 | 1 | 0 | 1
2002-06-29 | 6 | 29 | 10:00 | 23.9 | 10 | 2 | 75 |  | 0 | 0 | 6.0377 | 6.0377 | 95% | 0.86583 | 59.2228 | 7.8026 | 4.3019 | 4.0868 | 0.21509 | 5% | 15.4057 | 0.6 | 0.6 | 0.6 | 41.04 | 5.407 | 2.9811 | 2.9811 | 0 | 0% | 1058.75 | 59.2228 | 0 | 999.5272 | 1058.75 | 41.04 | 0 | 1017.71 | Summer | 0 | 0 | 0 | 0 | 0 | 0 | 0 | 1 | 0 | 1
2002-06-29 | 6 | 29 | 11:00 | 23.3 | 11 | 2 | 74 |  | 0 | 0 | 5.2502 | 5.2502 | 95% | 0.7529 | 51.4981 | 6.7849 | 3.7408 | 3.5537 | 0.18704 | 5% | 16.2829 | 0.6 | 0.6 | 0.6 | 41.04 | 5.407 | 2.9811 | 2.9811 | 0 | 0% | 1118.75 | 51.4981 | 0 | 1067.2519 | 1118.75 | 41.04 | 0 | 1077.71 | Summer | 0 | 0 | 0 | 0 | 0 | 0 | 0 | 1 | 0 | 1
2002-06-29 | 6 | 29 | 12:00 | 22.8 | 12 | 2 | 73 |  | 0 | 0 | 5.2502 | 5.2502 | 95% | 0.7529 | 51.4981 | 6.7849 | 3.7408 | 3.5537 | 0.18704 | 5% | 16.3925 | 0.6 | 0.6 | 0.6 | 41.04 | 5.407 | 2.9811 | 2.9811 | 0 | 0% | 1126.25 | 51.4981 | 0 | 1074.7519 | 1126.25 | 41.04 | 0 | 1085.21 | Summer | 0 | 0 | 0 | 0 | 0 | 0 | 0 | 1 | 0 | 1
2002-06-29 | 6 | 29 | 13:00 | 22.2 | 13 | 2 | 72 |  | 0 | 0 | 4.7252 | 4.7252 | 95% | 0.67761 | 46.3483 | 6.1064 | 3.3667 | 3.1984 | 0.16833 | 5% | 17.1637 | 0.6 | 0.6 | 0.6 | 41.04 | 5.407 | 2.9811 | 2.9811 | 0 | 0% | 1179 | 46.3483 | 0 | 1132.6517 | 1179 | 41.04 | 0 | 1137.96 | Summer | 0 | 0 | 0 | 0 | 0 | 0 | 0 | 1 | 0 | 1
2002-06-29 | 6 | 29 | 14:00 | 22.2 | 14 | 2 | 72 |  | 0 | 0 | 3.9376 | 3.9376 | 95% | 0.56467 | 38.6235 | 5.0887 | 2.8056 | 2.6653 | 0.14028 | 5% | 17.0175 | 0.6 | 0.6 | 0.6 | 41.04 | 5.407 | 2.9811 | 2.9532 | 0.027867 | 0.9348% | 1169 | 38.6235 | 0 | 1130.3765 | 1169 | 41.04 | 0 | 1127.96 | Summer | 0 | 0 | 0 | 0 | 0 | 0 | 0 | 1 | 0 | 1
2002-06-29 | 6 | 29 | 15:00 | 21.7 | 15 | 2 | 71 |  | 0 | 0 | 3.6751 | 3.6751 | 95% | 0.52703 | 36.0486 | 4.7494 | 2.6185 | 2.4876 | 0.13093 | 5% | 17.2917 | 0.6 | 0.6 | 0.6 | 41.04 | 5.407 | 2.9811 | 2.7564 | 0.22475 | 7.539% | 1187.75 | 36.0486 | 0 | 1151.7014 | 1187.75 | 41.04 | 0 | 1146.71 | Summer | 0 | 0 | 0 | 0 | 0 | 0 | 0 | 1 | 0 | 1
2002-06-29 | 6 | 29 | 16:00 | 21.1 | 16 | 2 | 70 |  | 0 | 0 | 3.6751 | 3.6751 | 95% | 0.52703 | 36.0486 | 4.7494 | 2.6185 | 2.4876 | 0.13093 | 5% | 17.076 | 0.6 | 0.6 | 0.6 | 41.04 | 5.407 | 2.9811 | 2.7564 | 0.22475 | 7.539% | 1173 | 36.0486 | 0 | 1136.9514 | 1173 | 41.04 | 0 | 1131.96 | Summer | 0 | 0 | 0 | 0 | 0 | 0 | 0 | 1 | 0 | 1
2002-06-29 | 6 | 29 | 17:00 | 21.1 | 17 | 2 | 70 |  | 0 | 0 | 4.7252 | 4.7252 | 95% | 0.67761 | 46.3483 | 6.1064 | 3.3667 | 3.1984 | 0.16833 | 5% | 16.7069 | 0.6 | 0.6 | 0.6 | 41.04 | 5.407 | 2.9811 | 2.9811 | 0 | 0% | 1147.75 | 46.3483 | 0 | 1101.4017 | 1147.75 | 41.04 | 0 | 1106.71 | Summer | 0 | 0 | 0 | 0 | 0 | 0 | 0 | 1 | 0 | 1
2002-06-29 | 6 | 29 | 18:00 | 20 | 18 | 2 | 68 |  | 0 | 0 | 6.0377 | 6.0377 | 95% | 0.86583 | 59.2228 | 7.8026 | 4.3019 | 4.0868 | 0.21509 | 5% | 15.9284 | 0.6 | 0.6 | 0.6 | 41.04 | 5.407 | 2.9811 | 2.9811 | 0 | 0% | 1094.5 | 59.2228 | 0 | 1035.2772 | 1094.5 | 41.04 | 0 | 1053.46 | Summer | 0 | 0 | 0 | 0 | 0 | 0 | 0 | 1 | 0 | 1
2002-06-29 | 6 | 29 | 19:00 | 19.4 | 19 | 2 | 67 |  | 0 | 0 | 6.5627 | 6.5627 | 95% | 0.94112 | 64.3726 | 8.4811 | 4.676 | 4.4422 | 0.2338 | 5% | 15.7091 | 0.6 | 0.6 | 0.6 | 41.04 | 5.407 | 2.9811 | 2.9811 | 0 | 0% | 1079.5 | 64.3726 | 0 | 1015.1274 | 1079.5 | 41.04 | 0 | 1038.46 | Summer | 0 | 0 | 0 | 0 | 0 | 0 | 0 | 1 | 0 | 1
2002-06-29 | 6 | 29 | 20:00 | 18.3 | 20 | 2 | 65 |  | 0 | 0 | 5.7752 | 5.7752 | 95% | 0.82819 | 56.6479 | 7.4634 | 4.1148 | 3.9091 | 0.20574 | 5% | 15.318 | 0.6 | 0.6 | 0.6 | 41.04 | 5.407 | 2.9811 | 2.9811 | 0 | 0% | 1052.75 | 56.6479 | 0 | 996.1021 | 1052.75 | 41.04 | 0 | 1011.71 | Summer | 0 | 0 | 0 | 0 | 0 | 0 | 0 | 1 | 0 | 1
2002-06-29 | 6 | 29 | 21:00 | 17.2 | 21 | 2 | 63 |  | 0 | 0 | 4.7252 | 4.7252 | 95% | 0.67761 | 46.3483 | 6.1064 | 3.3667 | 3.1984 | 0.16833 | 5% | 14.3019 | 0.6 | 0.6 | 0.6 | 41.04 | 5.407 | 2.9811 | 2.9811 | 0 | 0% | 983.25 | 46.3483 | 0 | 936.9017 | 983.25 | 41.04 | 0 | 942.21 | Summer | 0 | 0 | 0 | 0 | 0 | 0 | 0 | 1 | 0 | 1
2002-06-29 | 6 | 29 | 22:00 | 17.8 | 22 | 2 | 64 |  | 0 | 0 | 4.2002 | 4.2002 | 95% | 0.60232 | 41.1985 | 5.4279 | 2.9926 | 2.843 | 0.14963 | 5% | 14.1923 | 0.6 | 0.6 | 0.6 | 41.04 | 5.407 | 2.9811 | 2.9811 | 0 | 0% | 975.75 | 41.1985 | 0 | 934.5515 | 975.75 | 41.04 | 0 | 934.71 | Summer | 0 | 0 | 0 | 0 | 0 | 0 | 0 | 1 | 0 | 1
2002-06-29 | 6 | 29 | 23:00 | 18.3 | 23 | 2 | 65 |  | 0 | 0 | 5.2502 | 5.2502 | 95% | 0.7529 | 51.4981 | 6.7849 | 3.7408 | 3.5537 | 0.18704 | 5% | 13.8523 | 0.6 | 0.6 | 0.6 | 41.04 | 5.407 | 2.9811 | 2.9811 | 0 | 0% | 952.5 | 51.4981 | 0 | 901.0019 | 952.5 | 41.04 | 0 | 911.46 | Summer | 0 | 0 | 0 | 0 | 0 | 0 | 0 | 1 | 0 | 1
2002-06-29 | 6 | 29 | 24:00 | 18.9 | 0 | 2 | 66 |  | 0 | 0 | 4.2002 | 4.2002 | 95% | 0.60232 | 41.1985 | 5.4279 | 2.9926 | 2.843 | 0.14963 | 5% | 14.0534 | 0 | 0 | 0 | 0 | 0 | 0 | 0 | 0 | 0% | 966.25 | 41.1985 | 0 | 925.0515 | 966.25 | 0 | 0 | 966.25 | Summer | 0 | 0 | 0 | 0 | 0 | 0 | 0 | 1 | 0 | 1
2002-06-30 | 6 | 30 | 1:00 | 18.3 | 1 | 1 | 65 |  | 0 | 0 | 3.9376 | 3.9376 | 95% | 0.56467 | 38.6235 | 5.0887 | 2.8056 | 2.6653 | 0.14028 | 5% | 13.9401 | 0 | 0 | 0 | 0 | 0 | 0 | 0 | 0 | 0% | 958.5 | 38.6235 | 0 | 919.8765 | 958.5 | 0 | 0 | 958.5 | Summer | FALSE | 0 | 0 | 0 | 0 | 0 | 0 | 1 | 0 | 1
2002-06-30 | 6 | 30 | 2:00 | 17.8 | 2 | 1 | 64 |  | 0 | 0 | 3.1501 | 3.1501 | 95% | 0 | 0 | 0 | 0 | 0 | 0 | 5% | 13.6769 | 0 | 0 | 0 | 0 | 0 | 0 | 0 | 0 | 0% | 940.5 | 0 | 0 | 940.5 | 940.5 | 0 | 0 | 940.5 | Summer | FALSE | 0 | 0 | 0 | 0 | 1 | 0 | 1 | 0 | 0
2002-06-30 | 6 | 30 | 3:00 | 18.3 | 3 | 1 | 65 |  | 0 | 0 | 3.4126 | 3.4126 | 95% | 0 | 0 | 0 | 0 | 0 | 0 | 5% | 13.4942 | 0 | 0 | 0 | 0 | 0 | 0 | 0 | 0 | 0% | 928 | 0 | 0 | 928 | 928 | 0 | 0 | 928 | Summer | FALSE | 0 | 0 | 0 | 0 | 1 | 0 | 1 | 0 | 0
2002-06-30 | 6 | 30 | 4:00 | 18.3 | 4 | 1 | 65 |  | 0 | 0 | 3.1501 | 3.1501 | 95% | 0 | 0 | 0 | 0 | 0 | 0 | 5% | 14.2361 | 0 | 0 | 0 | 0 | 0 | 0 | 0 | 0 | 0% | 978.75 | 0 | 0 | 978.75 | 978.75 | 0 | 0 | 978.75 | Summer | FALSE | 0 | 0 | 0 | 0 | 1 | 0 | 1 | 0 | 0
2002-06-30 | 6 | 30 | 5:00 | 18.3 | 5 | 1 | 65 |  | 0 | 0 | 3.1501 | 3.1501 | 95% | 0 | 0 | 0 | 0 | 0 | 0 | 5% | 13.4868 | 0 | 0 | 0 | 0 | 0 | 0 | 0 | 0 | 0% | 927.5 | 0 | 0 | 927.5 | 927.5 | 0 | 0 | 927.5 | Summer | FALSE | 0 | 0 | 0 | 0 | 1 | 0 | 1 | 0 | 0
2002-06-30 | 6 | 30 | 6:00 | 17.8 | 6 | 1 | 64 |  | 0 | 0 | 3.9376 | 3.9376 | 95% | 0.56467 | 38.6235 | 5.0887 | 2.8056 | 2.6653 | 0.14028 | 5% | 14.1228 | 0.6 | 0.6 | 0.6 | 41.04 | 5.407 | 2.9811 | 2.9532 | 0.027867 | 0.9348% | 971 | 38.6235 | 0 | 932.3765 | 971 | 41.04 | 0 | 929.96 | Summer | FALSE | 0 | 0 | 0 | 0 | 0 | 0 | 1 | 0 | 1
2002-06-30 | 6 | 30 | 7:00 | 19.4 | 7 | 1 | 67 |  | 0 | 0 | 4.7252 | 4.7252 | 95% | 0.67761 | 46.3483 | 6.1064 | 3.3667 | 3.1984 | 0.16833 | 5% | 15.8662 | 0.6 | 0.6 | 0.6 | 41.04 | 5.407 | 2.9811 | 2.9811 | 0 | 0% | 1090.25 | 46.3483 | 0 | 1043.9017 | 1090.25 | 41.04 | 0 | 1049.21 | Summer | FALSE | 0 | 0 | 0 | 0 | 0 | 0 | 1 | 0 | 1
2002-06-30 | 6 | 30 | 8:00 | 21.7 | 8 | 1 | 71 |  | 0 | 0 | 7.6128 | 7.6128 | 95% | 1 | 68.4 | 9.0117 | 4.9685 | 4.7201 | 0.24843 | 5% | 16.2135 | 0.6 | 0.6 | 0.6 | 41.04 | 5.407 | 2.9811 | 2.9811 | 0 | 0% | 1114 | 68.4 | 0 | 1045.6 | 1114 | 41.04 | 0 | 1072.96 | Summer | FALSE | 0 | 0 | 0 | 0 | 0 | 0 | 0 | 1 | 1
2002-06-30 | 6 | 30 | 9:00 | 23.3 | 9 | 1 | 74 |  | 0 | 0 | 6.5627 | 6.5627 | 95% | 0.94112 | 64.3726 | 8.4811 | 4.676 | 4.4422 | 0.2338 | 5% | 16.8129 | 0.6 | 0.6 | 0.6 | 41.04 | 5.407 | 2.9811 | 2.9811 | 0 | 0% | 1155 | 64.3726 | 0 | 1090.6274 | 1155 | 41.04 | 0 | 1113.96 | Summer | FALSE | 0 | 0 | 0 | 0 | 0 | 0 | 1 | 0 | 1
2002-06-30 | 6 | 30 | 10:00 | 23.9 | 10 | 1 | 75 |  | 0 | 0 | 6.0377 | 6.0377 | 95% | 0.86583 | 59.2228 | 7.8026 | 4.3019 | 4.0868 | 0.21509 | 5% | 16.78 | 0.6 | 0.6 | 0.6 | 41.04 | 5.407 | 2.9811 | 2.9811 | 0 | 0% | 1152.75 | 59.2228 | 0 | 1093.5272 | 1152.75 | 41.04 | 0 | 1111.71 | Summer | FALSE | 0 | 0 | 0 | 0 | 0 | 0 | 1 | 0 | 1
2002-06-30 | 6 | 30 | 11:00 | 24.4 | 11 | 1 | 76 |  | 0 | 0 | 5.2502 | 5.2502 | 95% | 0.7529 | 51.4981 | 6.7849 | 3.7408 | 3.5537 | 0.18704 | 5% | 17.4561 | 0.6 | 0.6 | 0.6 | 41.04 | 5.407 | 2.9811 | 2.9811 | 0 | 0% | 1199 | 51.4981 | 0 | 1147.5019 | 1199 | 41.04 | 0 | 1157.96 | Summer | FALSE | 0 | 0 | 0 | 0 | 0 | 0 | 1 | 0 | 1
2002-06-30 | 6 | 30 | 12:00 | 25.6 | 12 | 1 | 78 |  | 0 | 0 | 5.2502 | 5.2502 | 95% | 0.7529 | 51.4981 | 6.7849 | 3.7408 | 3.5537 | 0.18704 | 5% | 17.6974 | 0.6 | 0.6 | 0.6 | 41.04 | 5.407 | 2.9811 | 2.9811 | 0 | 0% | 1215.5 | 51.4981 | 0 | 1164.0019 | 1215.5 | 41.04 | 0 | 1174.46 | Summer | FALSE | 0 | 0 | 0 | 0 | 0 | 0 | 1 | 0 | 1
2002-06-30 | 6 | 30 | 13:00 | 27.2 | 13 | 1 | 81 |  | 0 | 0 | 4.7252 | 4.7252 | 95% | 0.67761 | 46.3483 | 6.1064 | 3.3667 | 3.1984 | 0.16833 | 5% | 17.701 | 1 | 1 | 1 | 68.4 | 9.0117 | 4.9685 | 3.5439 | 1.4246 | 28.67% | 1215.75 | 46.3483 | 0 | 1169.4017 | 1215.75 | 68.4 | 0 | 1147.35 | Summer | FALSE | 1 | 1 | 46.3483 | 68.4 | 0 | 0 | 1 | 0 | 1
2002-06-30 | 6 | 30 | 14:00 | 25.6 | 14 | 1 | 78 |  | 0 | 0 | 3.9376 | 3.9376 | 95% | 0.56467 | 38.6235 | 5.0887 | 2.8056 | 2.6653 | 0.14028 | 5% | 17.7412 | 1 | 1 | 1 | 68.4 | 9.0117 | 4.9685 | 2.9532 | 2.0153 | 40.56% | 1218.5 | 38.6235 | 0 | 1179.8765 | 1218.5 | 68.4 | 0 | 1150.1 | Summer | FALSE | 1 | 1 | 38.6235 | 68.4 | 0 | 0 | 1 | 0 | 1
2002-06-30 | 6 | 30 | 15:00 | 27.8 | 15 | 1 | 82 |  | 0 | 0 | 3.6751 | 3.6751 | 95% | 0.52703 | 36.0486 | 4.7494 | 2.6185 | 2.4876 | 0.13093 | 5% | 17.2259 | 1 | 1 | 1 | 68.4 | 9.0117 | 4.9685 | 2.7564 | 2.2121 | 44.52% | 1183.25 | 36.0486 | 0 | 1147.2014 | 1183.25 | 68.4 | 0 | 1114.85 | Summer | FALSE | 1 | 1 | 36.0486 | 68.4 | 0 | 0 | 1 | 0 | 1
2002-06-30 | 6 | 30 | 16:00 | 27.2 | 16 | 1 | 81 |  | 0 | 0 | 3.6751 | 3.6751 | 95% | 0.52703 | 36.0486 | 4.7494 | 2.6185 | 2.4876 | 0.13093 | 5% | 17.4415 | 1 | 1 | 1 | 68.4 | 9.0117 | 4.9685 | 2.7564 | 2.2121 | 44.52% | 1198 | 36.0486 | 0 | 1161.9514 | 1198 | 68.4 | 0 | 1129.6 | Summer | FALSE | 1 | 1 | 36.0486 | 68.4 | 0 | 0 | 1 | 0 | 1
2002-06-30 | 6 | 30 | 17:00 | 27.2 | 17 | 1 | 81 |  | 0 | 0 | 4.7252 | 4.7252 | 95% | 0.67761 | 46.3483 | 6.1064 | 3.3667 | 3.1984 | 0.16833 | 5% | 17.2697 | 1 | 1 | 1 | 68.4 | 9.0117 | 4.9685 | 3.5439 | 1.4246 | 28.67% | 1186.25 | 46.3483 | 0 | 1139.9017 | 1186.25 | 68.4 | 0 | 1117.85 | Summer | FALSE | 0 | 0 | 0 | 0 | 0 | 0 | 1 | 0 | 1
2002-06-30 | 6 | 30 | 18:00 | 26.1 | 18 | 1 | 79 |  | 0 | 0 | 6.0377 | 6.0377 | 95% | 0.86583 | 59.2228 | 7.8026 | 4.3019 | 4.0868 | 0.21509 | 5% | 16.5789 | 0.6 | 0.6 | 0.6 | 41.04 | 5.407 | 2.9811 | 2.9811 | 0 | 0% | 1139 | 59.2228 | 0 | 1079.7772 | 1139 | 41.04 | 0 | 1097.96 | Summer | FALSE | 0 | 0 | 0 | 0 | 0 | 0 | 1 | 0 | 1
2002-06-30 | 6 | 30 | 19:00 | 25 | 19 | 1 | 77 |  | 0 | 0 | 6.5627 | 6.5627 | 95% | 0.94112 | 64.3726 | 8.4811 | 4.676 | 4.4422 | 0.2338 | 5% | 15.7456 | 0.6 | 0.6 | 0.6 | 41.04 | 5.407 | 2.9811 | 2.9811 | 0 | 0% | 1082 | 64.3726 | 0 | 1017.6274 | 1082 | 41.04 | 0 | 1040.96 | Summer | FALSE | 0 | 0 | 0 | 0 | 0 | 0 | 1 | 0 | 1
2002-06-30 | 6 | 30 | 20:00 | 23.9 | 20 | 1 | 75 |  | 0 | 0 | 5.7752 | 5.7752 | 95% | 0.82819 | 56.6479 | 7.4634 | 4.1148 | 3.9091 | 0.20574 | 5% | 15.3692 | 0.6 | 0.6 | 0.6 | 41.04 | 5.407 | 2.9811 | 2.9811 | 0 | 0% | 1056.25 | 56.6479 | 0 | 999.6021 | 1056.25 | 41.04 | 0 | 1015.21 | Summer | FALSE | 0 | 0 | 0 | 0 | 0 | 0 | 1 | 0 | 1
2002-06-30 | 6 | 30 | 21:00 | 22.8 | 21 | 1 | 73 |  | 0 | 0 | 4.7252 | 4.7252 | 95% | 0.67761 | 46.3483 | 6.1064 | 3.3667 | 3.1984 | 0.16833 | 5% | 14.0314 | 0.6 | 0.6 | 0.6 | 41.04 | 5.407 | 2.9811 | 2.9811 | 0 | 0% | 964.75 | 46.3483 | 0 | 918.4017 | 964.75 | 41.04 | 0 | 923.71 | Summer | FALSE | 0 | 0 | 0 | 0 | 0 | 0 | 1 | 0 | 1
2002-06-30 | 6 | 30 | 22:00 | 21.6 | 22 | 1 | 71 |  | 0 | 0 | 4.2002 | 4.2002 | 95% | 0.60232 | 41.1985 | 5.4279 | 2.9926 | 2.843 | 0.14963 | 5% | 13.8158 | 0.6 | 0.6 | 0.6 | 41.04 | 5.407 | 2.9811 | 2.9811 | 0 | 0% | 950 | 41.1985 | 0 | 908.8015 | 950 | 41.04 | 0 | 908.96 | Summer | FALSE | 0 | 0 | 0 | 0 | 0 | 0 | 1 | 0 | 1
2002-06-30 | 6 | 30 | 23:00 | 20.4 | 23 | 1 | 69 |  | 0 | 0 | 5.2502 | 5.2502 | 95% | 0.7529 | 51.4981 | 6.7849 | 3.7408 | 3.5537 | 0.18704 | 5% | 13.8341 | 0.6 | 0.6 | 0.6 | 41.04 | 5.407 | 2.9811 | 2.9811 | 0 | 0% | 951.25 | 51.4981 | 0 | 899.7519 | 951.25 | 41.04 | 0 | 910.21 | Summer | FALSE | 0 | 0 | 0 | 0 | 0 | 0 | 1 | 0 | 1
2002-06-30 | 6 | 30 | 24:00 | 19.2 | 0 | 1 | 67 |  | 0 | 0 | 4.2002 | 4.2002 | 95% | 0.60232 | 41.1985 | 5.4279 | 2.9926 | 2.843 | 0.14963 | 5% | 13.7683 | 0 | 0 | 0 | 0 | 0 | 0 | 0 | 0 | 0% | 946.75 | 41.1985 | 0 | 905.5515 | 946.75 | 0 | 0 | 946.75 | Summer | FALSE | 0 | 0 | 0 | 0 | 0 | 0 | 1 | 0 | 1
1981-07-01 | 7 | 1 | 1:00 | 18 | 1 | 1 | 64 |  | 0 | 0 | 3.9376 | 3.9376 | 95% | 0.56467 | 38.6235 | 5.0887 | 2.8056 | 2.6653 | 0.14028 | 5% | 11.78 | 0 | 0 | 0 | 0 | 0 | 0 | 0 | 0 | 0% | 810.75 | 38.6235 | 0 | 772.1265 | 810.75 | 0 | 0 | 810.75 | Summer | FALSE | 0 | 0 | 0 | 0 | 0 | 0 | 1 | 0 | 1
1981-07-01 | 7 | 1 | 2:00 | 16.8 | 2 | 1 | 62 |  | 0 | 0 | 3.1501 | 3.1501 | 95% | 0 | 0 | 0 | 0 | 0 | 0 | 5% | 11.7471 | 0 | 0 | 0 | 0 | 0 | 0 | 0 | 0 | 0% | 808.5 | 0 | 0 | 808.5 | 808.5 | 0 | 0 | 808.5 | Summer | FALSE | 0 | 0 | 0 | 0 | 1 | 0 | 1 | 0 | 0
1981-07-01 | 7 | 1 | 3:00 | 15.6 | 3 | 1 | 60 |  | 0 | 0 | 3.4126 | 3.4126 | 95% | 0 | 0 | 0 | 0 | 0 | 0 | 5% | 11.0892 | 0 | 0 | 0 | 0 | 0 | 0 | 0 | 0 | 0% | 763.5 | 0 | 0 | 763.5 | 763.5 | 0 | 0 | 763.5 | Summer | FALSE | 0 | 0 | 0 | 0 | 1 | 0 | 1 | 0 | 0
1981-07-01 | 7 | 1 | 4:00 | 14.4 | 4 | 1 | 58 |  | 0 | 0 | 3.1501 | 3.1501 | 95% | 0 | 0 | 0 | 0 | 0 | 0 | 5% | 11.4803 | 0 | 0 | 0 | 0 | 0 | 0 | 0 | 0 | 0% | 790.25 | 0 | 0 | 790.25 | 790.25 | 0 | 0 | 790.25 | Summer | FALSE | 0 | 0 | 0 | 0 | 1 | 0 | 1 | 0 | 0
1981-07-01 | 7 | 1 | 5:00 | 14.4 | 5 | 1 | 58 |  | 0 | 0 | 3.1501 | 3.1501 | 95% | 0 | 0 | 0 | 0 | 0 | 0 | 5% | 11.4547 | 0 | 0 | 0 | 0 | 0 | 0 | 0 | 0 | 0% | 788.5 | 0 | 0 | 788.5 | 788.5 | 0 | 0 | 788.5 | Summer | FALSE | 0 | 0 | 0 | 0 | 1 | 0 | 1 | 0 | 0
1981-07-01 | 7 | 1 | 6:00 | 15 | 6 | 1 | 59 |  | 0 | 0 | 3.9376 | 3.9376 | 95% | 0.56467 | 38.6235 | 5.0887 | 2.8056 | 2.6653 | 0.14028 | 5% | 12.2149 | 0.6 | 0.6 | 0.6 | 41.04 | 5.407 | 2.9811 | 2.9532 | 0.027867 | 0.9348% | 840.5 | 38.6235 | 0 | 801.8765 | 840.5 | 41.04 | 0 | 799.46 | Summer | FALSE | 0 | 0 | 0 | 0 | 0 | 0 | 1 | 0 | 1
1981-07-01 | 7 | 1 | 7:00 | 15.6 | 7 | 1 | 60 |  | 0 | 0 | 4.7252 | 4.7252 | 95% | 0.67761 | 46.3483 | 6.1064 | 3.3667 | 3.1984 | 0.16833 | 5% | 18.4795 | 0.6 | 0.6 | 0.6 | 41.04 | 5.407 | 2.9811 | 2.9811 | 0 | 0% | 1269 | 46.3483 | 0 | 1222.6517 | 1269 | 41.04 | 0 | 1227.96 | Summer | FALSE | 0 | 0 | 0 | 0 | 0 | 0 | 1 | 0 | 1
1981-07-01 | 7 | 1 | 8:00 | 17.2 | 8 | 1 | 63 |  | 0 | 0 | 7.6128 | 7.6128 | 95% | 1 | 68.4 | 9.0117 | 4.9685 | 4.7201 | 0.24843 | 5% | 17.6425 | 0.6 | 0.6 | 0.6 | 41.04 | 5.407 | 2.9811 | 2.9811 | 0 | 0% | 1211.75 | 68.4 | 0 | 1143.35 | 1211.75 | 41.04 | 0 | 1170.71 | Summer | FALSE | 0 | 0 | 0 | 0 | 0 | 0 | 0 | 1 | 1
1981-07-01 | 7 | 1 | 9:00 | 18.3 | 9 | 1 | 65 |  | 0 | 0 | 6.5627 | 6.5627 | 95% | 0.94112 | 64.3726 | 8.4811 | 4.676 | 4.4422 | 0.2338 | 5% | 17.9203 | 0.6 | 0.6 | 0.6 | 41.04 | 5.407 | 2.9811 | 2.9811 | 0 | 0% | 1230.75 | 64.3726 | 0 | 1166.3774 | 1230.75 | 41.04 | 0 | 1189.71 | Summer | FALSE | 0 | 0 | 0 | 0 | 0 | 0 | 1 | 0 | 1
1981-07-01 | 7 | 1 | 10:00 | 18.9 | 10 | 1 | 66 |  | 0 | 0 | 6.0377 | 6.0377 | 95% | 0.86583 | 59.2228 | 7.8026 | 4.3019 | 4.0868 | 0.21509 | 5% | 17.913 | 0.6 | 0.6 | 0.6 | 41.04 | 5.407 | 2.9811 | 2.9811 | 0 | 0% | 1230.25 | 59.2228 | 0 | 1171.0272 | 1230.25 | 41.04 | 0 | 1189.21 | Summer | FALSE | 0 | 0 | 0 | 0 | 0 | 0 | 1 | 0 | 1
1981-07-01 | 7 | 1 | 11:00 | 20 | 11 | 1 | 68 |  | 0 | 0 | 5.2502 | 5.2502 | 95% | 0.7529 | 51.4981 | 6.7849 | 3.7408 | 3.5537 | 0.18704 | 5% | 18.0885 | 0.6 | 0.6 | 0.6 | 41.04 | 5.407 | 2.9811 | 2.9811 | 0 | 0% | 1242.25 | 51.4981 | 0 | 1190.7519 | 1242.25 | 41.04 | 0 | 1201.21 | Summer | FALSE | 0 | 0 | 0 | 0 | 0 | 0 | 1 | 0 | 1
1981-07-01 | 7 | 1 | 12:00 | 20 | 12 | 1 | 68 |  | 0 | 0 | 5.2502 | 5.2502 | 95% | 0.7529 | 51.4981 | 6.7849 | 3.7408 | 3.5537 | 0.18704 | 5% | 18.951 | 0.6 | 0.6 | 0.6 | 41.04 | 5.407 | 2.9811 | 2.9811 | 0 | 0% | 1301.25 | 51.4981 | 0 | 1249.7519 | 1301.25 | 41.04 | 0 | 1260.21 | Summer | FALSE | 0 | 0 | 0 | 0 | 0 | 0 | 1 | 0 | 1
1981-07-01 | 7 | 1 | 13:00 | 19.4 | 13 | 1 | 67 |  | 0 | 0 | 4.7252 | 4.7252 | 95% | 0.67761 | 46.3483 | 6.1064 | 3.3667 | 3.1984 | 0.16833 | 5% | 20.4459 | 1 | 1 | 1 | 68.4 | 9.0117 | 4.9685 | 3.5439 | 1.4246 | 28.67% | 1403.5 | 46.3483 | 0 | 1357.1517 | 1403.5 | 68.4 | 0 | 1335.1 | Summer | FALSE | 1 | 1 | 46.3483 | 68.4 | 0 | 0 | 1 | 0 | 1
1981-07-01 | 7 | 1 | 14:00 | 19.4 | 14 | 1 | 67 |  | 0 | 0 | 3.9376 | 3.9376 | 95% | 0.56467 | 38.6235 | 5.0887 | 2.8056 | 2.6653 | 0.14028 | 5% | 20.8114 | 1 | 1 | 1 | 68.4 | 9.0117 | 4.9685 | 2.9532 | 2.0153 | 40.56% | 1428.5 | 38.6235 | 0 | 1389.8765 | 1428.5 | 68.4 | 0 | 1360.1 | Summer | FALSE | 1 | 1 | 38.6235 | 68.4 | 0 | 0 | 1 | 0 | 1
1981-07-01 | 7 | 1 | 15:00 | 18.9 | 15 | 1 | 66 |  | 0 | 0 | 3.6751 | 3.6751 | 95% | 0.52703 | 36.0486 | 4.7494 | 2.6185 | 2.4876 | 0.13093 | 5% | 21.7325 | 1 | 1 | 1 | 68.4 | 9.0117 | 4.9685 | 2.7564 | 2.2121 | 44.52% | 1491.5 | 36.0486 | 0 | 1455.4514 | 1491.5 | 68.4 | 0 | 1423.1 | Summer | FALSE | 1 | 1 | 36.0486 | 68.4 | 0 | 0 | 1 | 0 | 1
1981-07-01 | 7 | 1 | 16:00 | 18.3 | 16 | 1 | 65 |  | 0 | 0 | 3.6751 | 3.6751 | 95% | 0.52703 | 36.0486 | 4.7494 | 2.6185 | 2.4876 | 0.13093 | 5% | 21.2756 | 1 | 1 | 1 | 68.4 | 9.0117 | 4.9685 | 2.7564 | 2.2121 | 44.52% | 1460.25 | 36.0486 | 0 | 1424.2014 | 1460.25 | 68.4 | 0 | 1391.85 | Summer | FALSE | 1 | 1 | 36.0486 | 68.4 | 0 | 0 | 1 | 0 | 1
1981-07-01 | 7 | 1 | 17:00 | 18.3 | 17 | 1 | 65 |  | 0 | 0 | 4.7252 | 4.7252 | 95% | 0.67761 | 46.3483 | 6.1064 | 3.3667 | 3.1984 | 0.16833 | 5% | 20.7712 | 1 | 1 | 1 | 68.4 | 9.0117 | 4.9685 | 3.5439 | 1.4246 | 28.67% | 1425.75 | 46.3483 | 0 | 1379.4017 | 1425.75 | 68.4 | 0 | 1357.35 | Summer | FALSE | 0 | 0 | 0 | 0 | 0 | 0 | 1 | 0 | 1
1981-07-01 | 7 | 1 | 18:00 | 18.3 | 18 | 1 | 65 |  | 0 | 0 | 6.0377 | 6.0377 | 95% | 0.86583 | 59.2228 | 7.8026 | 4.3019 | 4.0868 | 0.21509 | 5% | 18.9803 | 0.6 | 0.6 | 0.6 | 41.04 | 5.407 | 2.9811 | 2.9811 | 0 | 0% | 1303.25 | 59.2228 | 0 | 1244.0272 | 1303.25 | 41.04 | 0 | 1262.21 | Summer | FALSE | 0 | 0 | 0 | 0 | 0 | 0 | 1 | 0 | 1
1981-07-01 | 7 | 1 | 19:00 | 18.3 | 19 | 1 | 65 |  | 0 | 0 | 6.5627 | 6.5627 | 95% | 0.94112 | 64.3726 | 8.4811 | 4.676 | 4.4422 | 0.2338 | 5% | 17.1382 | 0.6 | 0.6 | 0.6 | 41.04 | 5.407 | 2.9811 | 2.9811 | 0 | 0% | 1177.25 | 64.3726 | 0 | 1112.8774 | 1177.25 | 41.04 | 0 | 1136.21 | Summer | FALSE | 0 | 0 | 0 | 0 | 0 | 0 | 1 | 0 | 1
1981-07-01 | 7 | 1 | 20:00 | 17.2 | 20 | 1 | 63 |  | 0 | 0 | 5.7752 | 5.7752 | 95% | 0.82819 | 56.6479 | 7.4634 | 4.1148 | 3.9091 | 0.20574 | 5% | 16.5899 | 0.6 | 0.6 | 0.6 | 41.04 | 5.407 | 2.9811 | 2.9811 | 0 | 0% | 1139.75 | 56.6479 | 0 | 1083.1021 | 1139.75 | 41.04 | 0 | 1098.71 | Summer | FALSE | 0 | 0 | 0 | 0 | 0 | 0 | 1 | 0 | 1
1981-07-01 | 7 | 1 | 21:00 | 16.7 | 21 | 1 | 62 |  | 0 | 0 | 4.7252 | 4.7252 | 95% | 0.67761 | 46.3483 | 6.1064 | 3.3667 | 3.1984 | 0.16833 | 5% | 15.212 | 0.6 | 0.6 | 0.6 | 41.04 | 5.407 | 2.9811 | 2.9811 | 0 | 0% | 1045.5 | 46.3483 | 0 | 999.1517 | 1045.5 | 41.04 | 0 | 1004.46 | Summer | FALSE | 0 | 0 | 0 | 0 | 0 | 0 | 1 | 0 | 1
1981-07-01 | 7 | 1 | 22:00 | 16.7 | 22 | 1 | 62 |  | 0 | 0 | 4.2002 | 4.2002 | 95% | 0.60232 | 41.1985 | 5.4279 | 2.9926 | 2.843 | 0.14963 | 5% | 14.587 | 0.6 | 0.6 | 0.6 | 41.04 | 5.407 | 2.9811 | 2.9811 | 0 | 0% | 1002.75 | 41.1985 | 0 | 961.5515 | 1002.75 | 41.04 | 0 | 961.71 | Summer | FALSE | 0 | 0 | 0 | 0 | 0 | 0 | 1 | 0 | 1
1981-07-01 | 7 | 1 | 23:00 | 16.7 | 23 | 1 | 62 |  | 0 | 0 | 5.2502 | 5.2502 | 95% | 0.7529 | 51.4981 | 6.7849 | 3.7408 | 3.5537 | 0.18704 | 5% | 14.1155 | 0.6 | 0.6 | 0.6 | 41.04 | 5.407 | 2.9811 | 2.9811 | 0 | 0% | 970.5 | 51.4981 | 0 | 919.0019 | 970.5 | 41.04 | 0 | 929.46 | Summer | FALSE | 0 | 0 | 0 | 0 | 0 | 0 | 1 | 0 | 1
1981-07-01 | 7 | 1 | 24:00 | 16.7 | 0 | 1 | 62 |  | 0 | 0 | 4.2002 | 4.2002 | 95% | 0.60232 | 41.1985 | 5.4279 | 2.9926 | 2.843 | 0.14963 | 5% | 14.057 | 0 | 0 | 0 | 0 | 0 | 0 | 0 | 0 | 0% | 966.5 | 41.1985 | 0 | 925.3015 | 966.5 | 0 | 0 | 966.5 | Summer | FALSE | 0 | 0 | 0 | 0 | 0 | 0 | 1 | 0 | 1
1981-07-02 | 7 | 2 | 1:00 | 16.7 | 1 | 1 | 62 |  | 0 | 0 | 3.9376 | 3.9376 | 95% | 0.56467 | 38.6235 | 5.0887 | 2.8056 | 2.6653 | 0.14028 | 5% | 13.6075 | 0 | 0 | 0 | 0 | 0 | 0 | 0 | 0 | 0% | 935.75 | 38.6235 | 0 | 897.1265 | 935.75 | 0 | 0 | 935.75 | Summer | FALSE | 0 | 0 | 0 | 0 | 0 | 0 | 1 | 0 | 1
1981-07-02 | 7 | 2 | 2:00 | 16.7 | 2 | 1 | 62 |  | 0 | 0 | 3.1501 | 3.1501 | 95% | 0 | 0 | 0 | 0 | 0 | 0 | 5% | 13.7135 | 0 | 0 | 0 | 0 | 0 | 0 | 0 | 0 | 0% | 943 | 0 | 0 | 943 | 943 | 0 | 0 | 943 | Summer | FALSE | 0 | 0 | 0 | 0 | 1 | 0 | 1 | 0 | 0
1981-07-02 | 7 | 2 | 3:00 | 16.7 | 3 | 1 | 62 |  | 0 | 0 | 3.4126 | 3.4126 | 95% | 0 | 0 | 0 | 0 | 0 | 0 | 5% | 13.5161 | 0 | 0 | 0 | 0 | 0 | 0 | 0 | 0 | 0% | 929.5 | 0 | 0 | 929.5 | 929.5 | 0 | 0 | 929.5 | Summer | FALSE | 0 | 0 | 0 | 0 | 1 | 0 | 1 | 0 | 0
1981-07-02 | 7 | 2 | 4:00 | 16.7 | 4 | 1 | 62 |  | 0 | 0 | 3.1501 | 3.1501 | 95% | 0 | 0 | 0 | 0 | 0 | 0 | 5% | 13.5563 | 0 | 0 | 0 | 0 | 0 | 0 | 0 | 0 | 0% | 932.25 | 0 | 0 | 932.25 | 932.25 | 0 | 0 | 932.25 | Summer | FALSE | 0 | 0 | 0 | 0 | 1 | 0 | 1 | 0 | 0
1981-07-02 | 7 | 2 | 5:00 | 17.2 | 5 | 1 | 63 |  | 0 | 0 | 3.1501 | 3.1501 | 95% | 0 | 0 | 0 | 0 | 0 | 0 | 5% | 13.3333 | 0 | 0 | 0 | 0 | 0 | 0 | 0 | 0 | 0% | 917 | 0 | 0 | 917 | 917 | 0 | 0 | 917 | Summer | FALSE | 0 | 0 | 0 | 0 | 1 | 0 | 1 | 0 | 0
1981-07-02 | 7 | 2 | 6:00 | 16.7 | 6 | 1 | 62 |  | 0 | 0 | 3.9376 | 3.9376 | 95% | 0.56467 | 38.6235 | 5.0887 | 2.8056 | 2.6653 | 0.14028 | 5% | 14.4627 | 0.6 | 0.6 | 0.6 | 41.04 | 5.407 | 2.9811 | 2.9532 | 0.027867 | 0.9348% | 994.25 | 38.6235 | 0 | 955.6265 | 994.25 | 41.04 | 0 | 953.21 | Summer | FALSE | 0 | 0 | 0 | 0 | 0 | 0 | 1 | 0 | 1
1981-07-02 | 7 | 2 | 7:00 | 16.7 | 7 | 1 | 62 |  | 0 | 0 | 4.7252 | 4.7252 | 95% | 0.67761 | 46.3483 | 6.1064 | 3.3667 | 3.1984 | 0.16833 | 5% | 15.731 | 0.6 | 0.6 | 0.6 | 41.04 | 5.407 | 2.9811 | 2.9811 | 0 | 0% | 1081 | 46.3483 | 0 | 1034.6517 | 1081 | 41.04 | 0 | 1039.96 | Summer | FALSE | 0 | 0 | 0 | 0 | 0 | 0 | 1 | 0 | 1
1981-07-02 | 7 | 2 | 8:00 | 17.2 | 8 | 1 | 63 |  | 0 | 0 | 7.6128 | 7.6128 | 95% | 1 | 68.4 | 9.0117 | 4.9685 | 4.7201 | 0.24843 | 5% | 16.1842 | 0.6 | 0.6 | 0.6 | 41.04 | 5.407 | 2.9811 | 2.9811 | 0 | 0% | 1112 | 68.4 | 0 | 1043.6 | 1112 | 41.04 | 0 | 1070.96 | Summer | FALSE | 0 | 0 | 0 | 0 | 0 | 0 | 0 | 1 | 1
1981-07-02 | 7 | 2 | 9:00 | 17.8 | 9 | 1 | 64 |  | 0 | 0 | 6.5627 | 6.5627 | 95% | 0.94112 | 64.3726 | 8.4811 | 4.676 | 4.4422 | 0.2338 | 5% | 16.5424 | 0.6 | 0.6 | 0.6 | 41.04 | 5.407 | 2.9811 | 2.9811 | 0 | 0% | 1136.5 | 64.3726 | 0 | 1072.1274 | 1136.5 | 41.04 | 0 | 1095.46 | Summer | FALSE | 0 | 0 | 0 | 0 | 0 | 0 | 1 | 0 | 1
1981-07-02 | 7 | 2 | 10:00 | 18.3 | 10 | 1 | 65 |  | 0 | 0 | 6.0377 | 6.0377 | 95% | 0.86583 | 59.2228 | 7.8026 | 4.3019 | 4.0868 | 0.21509 | 5% | 16.6009 | 0.6 | 0.6 | 0.6 | 41.04 | 5.407 | 2.9811 | 2.9811 | 0 | 0% | 1140.5 | 59.2228 | 0 | 1081.2772 | 1140.5 | 41.04 | 0 | 1099.46 | Summer | FALSE | 0 | 0 | 0 | 0 | 0 | 0 | 1 | 0 | 1
1981-07-02 | 7 | 2 | 11:00 | 18.9 | 11 | 1 | 66 |  | 0 | 0 | 5.2502 | 5.2502 | 95% | 0.7529 | 51.4981 | 6.7849 | 3.7408 | 3.5537 | 0.18704 | 5% | 16.8092 | 0.6 | 0.6 | 0.6 | 41.04 | 5.407 | 2.9811 | 2.9811 | 0 | 0% | 1154.75 | 51.4981 | 0 | 1103.2519 | 1154.75 | 41.04 | 0 | 1113.71 | Summer | FALSE | 0 | 0 | 0 | 0 | 0 | 0 | 1 | 0 | 1
1981-07-02 | 7 | 2 | 12:00 | 20 | 12 | 1 | 68 |  | 0 | 0 | 5.2502 | 5.2502 | 95% | 0.7529 | 51.4981 | 6.7849 | 3.7408 | 3.5537 | 0.18704 | 5% | 17.1162 | 0.6 | 0.6 | 0.6 | 41.04 | 5.407 | 2.9811 | 2.9811 | 0 | 0% | 1175.75 | 51.4981 | 0 | 1124.2519 | 1175.75 | 41.04 | 0 | 1134.71 | Summer | FALSE | 0 | 0 | 0 | 0 | 0 | 0 | 1 | 0 | 1
1981-07-02 | 7 | 2 | 13:00 | 20 | 13 | 1 | 68 |  | 0 | 0 | 4.7252 | 4.7252 | 95% | 0.67761 | 46.3483 | 6.1064 | 3.3667 | 3.1984 | 0.16833 | 5% | 17.1966 | 1 | 1 | 1 | 68.4 | 9.0117 | 4.9685 | 3.5439 | 1.4246 | 28.67% | 1181.25 | 46.3483 | 0 | 1134.9017 | 1181.25 | 68.4 | 0 | 1112.85 | Summer | FALSE | 1 | 1 | 46.3483 | 68.4 | 0 | 0 | 1 | 0 | 1
1981-07-02 | 7 | 2 | 14:00 | 19.4 | 14 | 1 | 67 |  | 0 | 0 | 3.9376 | 3.9376 | 95% | 0.56467 | 38.6235 | 5.0887 | 2.8056 | 2.6653 | 0.14028 | 5% | 17.5475 | 1 | 1 | 1 | 68.4 | 9.0117 | 4.9685 | 2.9532 | 2.0153 | 40.56% | 1205.25 | 38.6235 | 0 | 1166.6265 | 1205.25 | 68.4 | 0 | 1136.85 | Summer | FALSE | 1 | 1 | 38.6235 | 68.4 | 0 | 0 | 1 | 0 | 1
1981-07-02 | 7 | 2 | 15:00 | 19.4 | 15 | 1 | 67 |  | 0 | 0 | 3.6751 | 3.6751 | 95% | 0.52703 | 36.0486 | 4.7494 | 2.6185 | 2.4876 | 0.13093 | 5% | 17.3319 | 1 | 1 | 1 | 68.4 | 9.0117 | 4.9685 | 2.7564 | 2.2121 | 44.52% | 1190.5 | 36.0486 | 0 | 1154.4514 | 1190.5 | 68.4 | 0 | 1122.1 | Summer | FALSE | 1 | 1 | 36.0486 | 68.4 | 0 | 0 | 1 | 0 | 1
1981-07-02 | 7 | 2 | 16:00 | 19.4 | 16 | 1 | 67 |  | 0 | 0 | 3.6751 | 3.6751 | 95% | 0.52703 | 36.0486 | 4.7494 | 2.6185 | 2.4876 | 0.13093 | 5% | 17.1528 | 1 | 1 | 1 | 68.4 | 9.0117 | 4.9685 | 2.7564 | 2.2121 | 44.52% | 1178.25 | 36.0486 | 0 | 1142.2014 | 1178.25 | 68.4 | 0 | 1109.85 | Summer | FALSE | 1 | 1 | 36.0486 | 68.4 | 0 | 0 | 1 | 0 | 1
1981-07-02 | 7 | 2 | 17:00 | 17.8 | 17 | 1 | 64 |  | 0 | 0 | 4.7252 | 4.7252 | 95% | 0.67761 | 46.3483 | 6.1064 | 3.3667 | 3.1984 | 0.16833 | 5% | 16.5643 | 1 | 1 | 1 | 68.4 | 9.0117 | 4.9685 | 3.5439 | 1.4246 | 28.67% | 1138 | 46.3483 | 0 | 1091.6517 | 1138 | 68.4 | 0 | 1069.6 | Summer | FALSE | 0 | 0 | 0 | 0 | 0 | 0 | 1 | 0 | 1
1981-07-02 | 7 | 2 | 18:00 | 17.8 | 18 | 1 | 64 |  | 0 | 0 | 6.0377 | 6.0377 | 95% | 0.86583 | 59.2228 | 7.8026 | 4.3019 | 4.0868 | 0.21509 | 5% | 15.9576 | 0.6 | 0.6 | 0.6 | 41.04 | 5.407 | 2.9811 | 2.9811 | 0 | 0% | 1096.5 | 59.2228 | 0 | 1037.2772 | 1096.5 | 41.04 | 0 | 1055.46 | Summer | FALSE | 0 | 0 | 0 | 0 | 0 | 0 | 1 | 0 | 1
1981-07-02 | 7 | 2 | 19:00 | 17.2 | 19 | 1 | 63 |  | 0 | 0 | 6.5627 | 6.5627 | 95% | 0.94112 | 64.3726 | 8.4811 | 4.676 | 4.4422 | 0.2338 | 5% | 15.0402 | 0.6 | 0.6 | 0.6 | 41.04 | 5.407 | 2.9811 | 2.9811 | 0 | 0% | 1033.75 | 64.3726 | 0 | 969.3774 | 1033.75 | 41.04 | 0 | 992.71 | Summer | FALSE | 0 | 0 | 0 | 0 | 0 | 0 | 1 | 0 | 1
1981-07-02 | 7 | 2 | 20:00 | 16.7 | 20 | 1 | 62 |  | 0 | 0 | 5.7752 | 5.7752 | 95% | 0.82819 | 56.6479 | 7.4634 | 4.1148 | 3.9091 | 0.20574 | 5% | 15.212 | 0.6 | 0.6 | 0.6 | 41.04 | 5.407 | 2.9811 | 2.9811 | 0 | 0% | 1045.5 | 56.6479 | 0 | 988.8521 | 1045.5 | 41.04 | 0 | 1004.46 | Summer | FALSE | 0 | 0 | 0 | 0 | 0 | 0 | 1 | 0 | 1
1981-07-02 | 7 | 2 | 21:00 | 16.1 | 21 | 1 | 61 |  | 0 | 0 | 4.7252 | 4.7252 | 95% | 0.67761 | 46.3483 | 6.1064 | 3.3667 | 3.1984 | 0.16833 | 5% | 13.9766 | 0.6 | 0.6 | 0.6 | 41.04 | 5.407 | 2.9811 | 2.9811 | 0 | 0% | 961 | 46.3483 | 0 | 914.6517 | 961 | 41.04 | 0 | 919.96 | Summer | FALSE | 0 | 0 | 0 | 0 | 0 | 0 | 1 | 0 | 1
1981-07-02 | 7 | 2 | 22:00 | 16.1 | 22 | 1 | 61 |  | 0 | 0 | 4.2002 | 4.2002 | 95% | 0.60232 | 41.1985 | 5.4279 | 2.9926 | 2.843 | 0.14963 | 5% | 14.1411 | 0.6 | 0.6 | 0.6 | 41.04 | 5.407 | 2.9811 | 2.9811 | 0 | 0% | 972.25 | 41.1985 | 0 | 931.0515 | 972.25 | 41.04 | 0 | 931.21 | Summer | FALSE | 0 | 0 | 0 | 0 | 0 | 0 | 1 | 0 | 1
1981-07-02 | 7 | 2 | 23:00 | 16.1 | 23 | 1 | 61 |  | 0 | 0 | 5.2502 | 5.2502 | 95% | 0.7529 | 51.4981 | 6.7849 | 3.7408 | 3.5537 | 0.18704 | 5% | 13.7135 | 0.6 | 0.6 | 0.6 | 41.04 | 5.407 | 2.9811 | 2.9811 | 0 | 0% | 943 | 51.4981 | 0 | 891.5019 | 943 | 41.04 | 0 | 901.96 | Summer | FALSE | 0 | 0 | 0 | 0 | 0 | 0 | 1 | 0 | 1
1981-07-02 | 7 | 2 | 24:00 | 16.1 | 0 | 1 | 61 |  | 0 | 0 | 4.2002 | 4.2002 | 95% | 0.60232 | 41.1985 | 5.4279 | 2.9926 | 2.843 | 0.14963 | 5% | 13.5746 | 0 | 0 | 0 | 0 | 0 | 0 | 0 | 0 | 0% | 933.5 | 41.1985 | 0 | 892.3015 | 933.5 | 0 | 0 | 933.5 | Summer | FALSE | 0 | 0 | 0 | 0 | 0 | 0 | 1 | 0 | 1
1981-07-03 | 7 | 3 | 1:00 | 16.1 | 1 | 1 | 61 |  | 0 | 0 | 3.9376 | 3.9376 | 95% | 0.56467 | 38.6235 | 5.0887 | 2.8056 | 2.6653 | 0.14028 | 5% | 13.4795 | 0 | 0 | 0 | 0 | 0 | 0 | 0 | 0 | 0% | 927 | 38.6235 | 0 | 888.3765 | 927 | 0 | 0 | 927 | Summer | FALSE | 0 | 0 | 0 | 0 | 0 | 0 | 1 | 0 | 1
1981-07-03 | 7 | 3 | 2:00 | 16.1 | 2 | 1 | 61 |  | 0 | 0 | 3.1501 | 3.1501 | 95% | 0 | 0 | 0 | 0 | 0 | 0 | 5% | 13.4722 | 0 | 0 | 0 | 0 | 0 | 0 | 0 | 0 | 0% | 926.5 | 0 | 0 | 926.5 | 926.5 | 0 | 0 | 926.5 | Summer | FALSE | 0 | 0 | 0 | 0 | 1 | 0 | 1 | 0 | 0
1981-07-03 | 7 | 3 | 3:00 | 16.1 | 3 | 1 | 61 |  | 0 | 0 | 3.4126 | 3.4126 | 95% | 0 | 0 | 0 | 0 | 0 | 0 | 5% | 13.2968 | 0 | 0 | 0 | 0 | 0 | 0 | 0 | 0 | 0% | 914.5 | 0 | 0 | 914.5 | 914.5 | 0 | 0 | 914.5 | Summer | FALSE | 0 | 0 | 0 | 0 | 1 | 0 | 1 | 0 | 0
1981-07-03 | 7 | 3 | 4:00 | 16.7 | 4 | 1 | 62 |  | 0 | 0 | 3.1501 | 3.1501 | 95% | 0 | 0 | 0 | 0 | 0 | 0 | 5% | 13.3114 | 0 | 0 | 0 | 0 | 0 | 0 | 0 | 0 | 0% | 915.5 | 0 | 0 | 915.5 | 915.5 | 0 | 0 | 915.5 | Summer | FALSE | 0 | 0 | 0 | 0 | 1 | 0 | 1 | 0 | 0
1981-07-03 | 7 | 3 | 5:00 | 16.7 | 5 | 1 | 62 |  | 0 | 0 | 3.1501 | 3.1501 | 95% | 0 | 0 | 0 | 0 | 0 | 0 | 5% | 12.7485 | 0 | 0 | 0 | 0 | 0 | 0 | 0 | 0 | 0% | 877 | 0 | 0 | 877 | 877 | 0 | 0 | 877 | Summer | FALSE | 0 | 0 | 0 | 0 | 1 | 0 | 1 | 0 | 0
1981-07-03 | 7 | 3 | 6:00 | 16.7 | 6 | 1 | 62 |  | 0 | 0 | 3.9376 | 3.9376 | 95% | 0.56467 | 38.6235 | 5.0887 | 2.8056 | 2.6653 | 0.14028 | 5% | 13.4942 | 0.6 | 0.6 | 0.6 | 41.04 | 5.407 | 2.9811 | 2.9532 | 0.027867 | 0.9348% | 928 | 38.6235 | 0 | 889.3765 | 928 | 41.04 | 0 | 886.96 | Summer | FALSE | 0 | 0 | 0 | 0 | 0 | 0 | 1 | 0 | 1
1981-07-03 | 7 | 3 | 7:00 | 17.8 | 7 | 1 | 64 |  | 0 | 0 | 4.7252 | 4.7252 | 95% | 0.67761 | 46.3483 | 6.1064 | 3.3667 | 3.1984 | 0.16833 | 5% | 14.492 | 0.6 | 0.6 | 0.6 | 41.04 | 5.407 | 2.9811 | 2.9811 | 0 | 0% | 996.25 | 46.3483 | 0 | 949.9017 | 996.25 | 41.04 | 0 | 955.21 | Summer | FALSE | 0 | 0 | 0 | 0 | 0 | 0 | 1 | 0 | 1
1981-07-03 | 7 | 3 | 8:00 | 18.3 | 8 | 1 | 65 |  | 0 | 0 | 7.6128 | 7.6128 | 95% | 1 | 68.4 | 9.0117 | 4.9685 | 4.7201 | 0.24843 | 5% | 14.5541 | 0.6 | 0.6 | 0.6 | 41.04 | 5.407 | 2.9811 | 2.9811 | 0 | 0% | 1000.5 | 68.4 | 0 | 932.1 | 1000.5 | 41.04 | 0 | 959.46 | Summer | FALSE | 0 | 0 | 0 | 0 | 0 | 0 | 0 | 1 | 1
1981-07-03 | 7 | 3 | 9:00 | 18.9 | 9 | 1 | 66 |  | 0 | 0 | 6.5627 | 6.5627 | 95% | 0.94112 | 64.3726 | 8.4811 | 4.676 | 4.4422 | 0.2338 | 5% | 14.693 | 0.6 | 0.6 | 0.6 | 41.04 | 5.407 | 2.9811 | 2.9811 | 0 | 0% | 1010 | 64.3726 | 0 | 945.6274 | 1010 | 41.04 | 0 | 968.96 | Summer | FALSE | 0 | 0 | 0 | 0 | 0 | 0 | 1 | 0 | 1
1981-07-03 | 7 | 3 | 10:00 | 20 | 10 | 1 | 68 |  | 0 | 0 | 6.0377 | 6.0377 | 95% | 0.86583 | 59.2228 | 7.8026 | 4.3019 | 4.0868 | 0.21509 | 5% | 14.8428 | 0.6 | 0.6 | 0.6 | 41.04 | 5.407 | 2.9811 | 2.9811 | 0 | 0% | 1020.25 | 59.2228 | 0 | 961.0272 | 1020.25 | 41.04 | 0 | 979.21 | Summer | FALSE | 0 | 0 | 0 | 0 | 0 | 0 | 1 | 0 | 1
1981-07-03 | 7 | 3 | 11:00 | 21.1 | 11 | 1 | 70 |  | 0 | 0 | 5.2502 | 5.2502 | 95% | 0.7529 | 51.4981 | 6.7849 | 3.7408 | 3.5537 | 0.18704 | 5% | 15.1499 | 0.6 | 0.6 | 0.6 | 41.04 | 5.407 | 2.9811 | 2.9811 | 0 | 0% | 1041.25 | 51.4981 | 0 | 989.7519 | 1041.25 | 41.04 | 0 | 1000.21 | Summer | FALSE | 0 | 0 | 0 | 0 | 0 | 0 | 1 | 0 | 1
1981-07-03 | 7 | 3 | 12:00 | 21.7 | 12 | 1 | 71 |  | 0 | 0 | 5.2502 | 5.2502 | 95% | 0.7529 | 51.4981 | 6.7849 | 3.7408 | 3.5537 | 0.18704 | 5% | 15.2376 | 0.6 | 0.6 | 0.6 | 41.04 | 5.407 | 2.9811 | 2.9811 | 0 | 0% | 1047.25 | 51.4981 | 0 | 995.7519 | 1047.25 | 41.04 | 0 | 1006.21 | Summer | FALSE | 0 | 0 | 0 | 0 | 0 | 0 | 1 | 0 | 1
1981-07-03 | 7 | 3 | 13:00 | 22.2 | 13 | 1 | 72 |  | 0 | 0 | 4.7252 | 4.7252 | 95% | 0.67761 | 46.3483 | 6.1064 | 3.3667 | 3.1984 | 0.16833 | 5% | 15.3107 | 1 | 1 | 1 | 68.4 | 9.0117 | 4.9685 | 3.5439 | 1.4246 | 28.67% | 1052.25 | 46.3483 | 0 | 1005.9017 | 1052.25 | 68.4 | 0 | 983.85 | Summer | FALSE | 1 | 1 | 46.3483 | 68.4 | 0 | 0 | 1 | 0 | 1
1981-07-03 | 7 | 3 | 14:00 | 21.7 | 14 | 1 | 71 |  | 0 | 0 | 3.9376 | 3.9376 | 95% | 0.56467 | 38.6235 | 5.0887 | 2.8056 | 2.6653 | 0.14028 | 5% | 15.0841 | 1 | 1 | 1 | 68.4 | 9.0117 | 4.9685 | 2.9532 | 2.0153 | 40.56% | 1036.75 | 38.6235 | 0 | 998.1265 | 1036.75 | 68.4 | 0 | 968.35 | Summer | FALSE | 1 | 1 | 38.6235 | 68.4 | 0 | 0 | 1 | 0 | 1
1981-07-03 | 7 | 3 | 15:00 | 20.6 | 15 | 1 | 69 |  | 0 | 0 | 3.6751 | 3.6751 | 95% | 0.52703 | 36.0486 | 4.7494 | 2.6185 | 2.4876 | 0.13093 | 5% | 15.7127 | 1 | 1 | 1 | 68.4 | 9.0117 | 4.9685 | 2.7564 | 2.2121 | 44.52% | 1079.75 | 36.0486 | 0 | 1043.7014 | 1079.75 | 68.4 | 0 | 1011.35 | Summer | FALSE | 1 | 1 | 36.0486 | 68.4 | 0 | 0 | 1 | 0 | 1
1981-07-03 | 7 | 3 | 16:00 | 20.6 | 16 | 1 | 69 |  | 0 | 0 | 3.6751 | 3.6751 | 95% | 0.52703 | 36.0486 | 4.7494 | 2.6185 | 2.4876 | 0.13093 | 5% | 15.3545 | 1 | 1 | 1 | 68.4 | 9.0117 | 4.9685 | 2.7564 | 2.2121 | 44.52% | 1055.25 | 36.0486 | 0 | 1019.2014 | 1055.25 | 68.4 | 0 | 986.85 | Summer | FALSE | 1 | 1 | 36.0486 | 68.4 | 0 | 0 | 1 | 0 | 1
1981-07-03 | 7 | 3 | 17:00 | 21.1 | 17 | 1 | 70 |  | 0 | 0 | 4.7252 | 4.7252 | 95% | 0.67761 | 46.3483 | 6.1064 | 3.3667 | 3.1984 | 0.16833 | 5% | 15.7785 | 1 | 1 | 1 | 68.4 | 9.0117 | 4.9685 | 3.5439 | 1.4246 | 28.67% | 1084.25 | 46.3483 | 0 | 1037.9017 | 1084.25 | 68.4 | 0 | 1015.85 | Summer | FALSE | 0 | 0 | 0 | 0 | 0 | 0 | 1 | 0 | 1
1981-07-03 | 7 | 3 | 18:00 | 22.2 | 18 | 1 | 72 |  | 0 | 0 | 6.0377 | 6.0377 | 95% | 0.86583 | 59.2228 | 7.8026 | 4.3019 | 4.0868 | 0.21509 | 5% | 14.7697 | 0.6 | 0.6 | 0.6 | 41.04 | 5.407 | 2.9811 | 2.9811 | 0 | 0% | 1015.25 | 59.2228 | 0 | 956.0272 | 1015.25 | 41.04 | 0 | 974.21 | Summer | FALSE | 0 | 0 | 0 | 0 | 0 | 0 | 1 | 0 | 1
1981-07-03 | 7 | 3 | 19:00 | 25 | 19 | 1 | 77 |  | 0 | 0 | 6.5627 | 6.5627 | 95% | 0.94112 | 64.3726 | 8.4811 | 4.676 | 4.4422 | 0.2338 | 5% | 14.598 | 0.6 | 0.6 | 0.6 | 41.04 | 5.407 | 2.9811 | 2.9811 | 0 | 0% | 1003.5 | 64.3726 | 0 | 939.1274 | 1003.5 | 41.04 | 0 | 962.46 | Summer | FALSE | 0 | 0 | 0 | 0 | 0 | 0 | 1 | 0 | 1
1981-07-03 | 7 | 3 | 20:00 | 23.9 | 20 | 1 | 75 |  | 0 | 0 | 5.7752 | 5.7752 | 95% | 0.82819 | 56.6479 | 7.4634 | 4.1148 | 3.9091 | 0.20574 | 5% | 14.1886 | 0.6 | 0.6 | 0.6 | 41.04 | 5.407 | 2.9811 | 2.9811 | 0 | 0% | 975.5 | 56.6479 | 0 | 918.8521 | 975.5 | 41.04 | 0 | 934.46 | Summer | FALSE | 0 | 0 | 0 | 0 | 0 | 0 | 1 | 0 | 1
1981-07-03 | 7 | 3 | 21:00 | 23.3 | 21 | 1 | 74 |  | 0 | 0 | 4.7252 | 4.7252 | 95% | 0.67761 | 46.3483 | 6.1064 | 3.3667 | 3.1984 | 0.16833 | 5% | 13.3918 | 0.6 | 0.6 | 0.6 | 41.04 | 5.407 | 2.9811 | 2.9811 | 0 | 0% | 921 | 46.3483 | 0 | 874.6517 | 921 | 41.04 | 0 | 879.96 | Summer | FALSE | 0 | 0 | 0 | 0 | 0 | 0 | 1 | 0 | 1
1981-07-03 | 7 | 3 | 22:00 | 23.3 | 22 | 1 | 74 |  | 0 | 0 | 4.2002 | 4.2002 | 95% | 0.60232 | 41.1985 | 5.4279 | 2.9926 | 2.843 | 0.14963 | 5% | 13.6075 | 0.6 | 0.6 | 0.6 | 41.04 | 5.407 | 2.9811 | 2.9811 | 0 | 0% | 935.75 | 41.1985 | 0 | 894.5515 | 935.75 | 41.04 | 0 | 894.71 | Summer | FALSE | 0 | 0 | 0 | 0 | 0 | 0 | 1 | 0 | 1
1981-07-03 | 7 | 3 | 23:00 | 22.8 | 23 | 1 | 73 |  | 0 | 0 | 5.2502 | 5.2502 | 95% | 0.7529 | 51.4981 | 6.7849 | 3.7408 | 3.5537 | 0.18704 | 5% | 13.3516 | 0.6 | 0.6 | 0.6 | 41.04 | 5.407 | 2.9811 | 2.9811 | 0 | 0% | 918.25 | 51.4981 | 0 | 866.7519 | 918.25 | 41.04 | 0 | 877.21 | Summer | FALSE | 0 | 0 | 0 | 0 | 0 | 0 | 1 | 0 | 1
1981-07-03 | 7 | 3 | 24:00 | 22.2 | 0 | 1 | 72 |  | 0 | 0 | 4.2002 | 4.2002 | 95% | 0.60232 | 41.1985 | 5.4279 | 2.9926 | 2.843 | 0.14963 | 5% | 13.2931 | 0 | 0 | 0 | 0 | 0 | 0 | 0 | 0 | 0% | 914.25 | 41.1985 | 0 | 873.0515 | 914.25 | 0 | 0 | 914.25 | Summer | FALSE | 0 | 0 | 0 | 0 | 0 | 0 | 1 | 0 | 1
1981-07-04 | 7 | 4 | 1:00 | 22.2 | 1 | 3 | 72 |  | 0 | 0 | 3.9376 | 3.9376 | 95% | 0.56467 | 38.6235 | 5.0887 | 2.8056 | 2.6653 | 0.14028 | 5% | 13.0519 | 0 | 0 | 0 | 0 | 0 | 0 | 0 | 0 | 0% | 897.75 | 38.6235 | 0 | 859.1265 | 897.75 | 0 | 0 | 897.75 | Summer | 0 | 0 | 0 | 0 | 0 | 0 | 0 | 1 | 0 | 1
1981-07-04 | 7 | 4 | 2:00 | 21.7 | 2 | 3 | 71 |  | 0 | 0 | 3.1501 | 3.1501 | 95% | 0 | 0 | 0 | 0 | 0 | 0 | 5% | 13.3114 | 0 | 0 | 0 | 0 | 0 | 0 | 0 | 0 | 0% | 915.5 | 0 | 0 | 915.5 | 915.5 | 0 | 0 | 915.5 | Summer | 0 | 0 | 0 | 0 | 0 | 1 | 0 | 1 | 0 | 0
1981-07-04 | 7 | 4 | 3:00 | 21.7 | 3 | 3 | 71 |  | 0 | 0 | 3.4126 | 3.4126 | 95% | 0 | 0 | 0 | 0 | 0 | 0 | 5% | 13.1944 | 0 | 0 | 0 | 0 | 0 | 0 | 0 | 0 | 0% | 907.5 | 0 | 0 | 907.5 | 907.5 | 0 | 0 | 907.5 | Summer | 0 | 0 | 0 | 0 | 0 | 1 | 0 | 1 | 0 | 0
1981-07-04 | 7 | 4 | 4:00 | 21.7 | 4 | 3 | 71 |  | 0 | 0 | 3.1501 | 3.1501 | 95% | 0 | 0 | 0 | 0 | 0 | 0 | 5% | 13.4868 | 0 | 0 | 0 | 0 | 0 | 0 | 0 | 0 | 0% | 927.5 | 0 | 0 | 927.5 | 927.5 | 0 | 0 | 927.5 | Summer | 0 | 0 | 0 | 0 | 0 | 1 | 0 | 1 | 0 | 0
1981-07-04 | 7 | 4 | 5:00 | 21.7 | 5 | 3 | 71 |  | 0 | 0 | 3.1501 | 3.1501 | 95% | 0 | 0 | 0 | 0 | 0 | 0 | 5% | 13.3224 | 0 | 0 | 0 | 0 | 0 | 0 | 0 | 0 | 0% | 916.25 | 0 | 0 | 916.25 | 916.25 | 0 | 0 | 916.25 | Summer | 0 | 0 | 0 | 0 | 0 | 1 | 0 | 1 | 0 | 0
1981-07-04 | 7 | 4 | 6:00 | 22.2 | 6 | 3 | 72 |  | 0 | 0 | 3.9376 | 3.9376 | 95% | 0.56467 | 38.6235 | 5.0887 | 2.8056 | 2.6653 | 0.14028 | 5% | 13.8633 | 0.6 | 0.6 | 0.6 | 41.04 | 5.407 | 2.9811 | 2.9532 | 0.027867 | 0.9348% | 953.25 | 38.6235 | 0 | 914.6265 | 953.25 | 41.04 | 0 | 912.21 | Summer | 0 | 0 | 0 | 0 | 0 | 0 | 0 | 1 | 0 | 1
1981-07-04 | 7 | 4 | 7:00 | 22.8 | 7 | 3 | 73 |  | 0 | 0 | 4.7252 | 4.7252 | 95% | 0.67761 | 46.3483 | 6.1064 | 3.3667 | 3.1984 | 0.16833 | 5% | 14.2909 | 0.6 | 0.6 | 0.6 | 41.04 | 5.407 | 2.9811 | 2.9811 | 0 | 0% | 982.5 | 46.3483 | 0 | 936.1517 | 982.5 | 41.04 | 0 | 941.46 | Summer | 0 | 0 | 0 | 0 | 0 | 0 | 0 | 1 | 0 | 1
1981-07-04 | 7 | 4 | 8:00 | 23.9 | 8 | 3 | 75 |  | 0 | 0 | 7.6128 | 7.6128 | 95% | 1 | 68.4 | 9.0117 | 4.9685 | 4.7201 | 0.24843 | 5% | 14.9781 | 0.6 | 0.6 | 0.6 | 41.04 | 5.407 | 2.9811 | 2.9811 | 0 | 0% | 1029.5 | 68.4 | 0 | 961.1 | 1029.5 | 41.04 | 0 | 988.46 | Summer | 0 | 0 | 0 | 0 | 0 | 0 | 0 | 0 | 1 | 1
1981-07-04 | 7 | 4 | 9:00 | 25.6 | 9 | 3 | 78 |  | 0 | 0 | 6.5627 | 6.5627 | 95% | 0.94112 | 64.3726 | 8.4811 | 4.676 | 4.4422 | 0.2338 | 5% | 15.3107 | 0.6 | 0.6 | 0.6 | 41.04 | 5.407 | 2.9811 | 2.9811 | 0 | 0% | 1052.25 | 64.3726 | 0 | 987.8774 | 1052.25 | 41.04 | 0 | 1011.21 | Summer | 0 | 0 | 0 | 0 | 0 | 0 | 0 | 1 | 0 | 1
1981-07-04 | 7 | 4 | 10:00 | 26.1 | 10 | 3 | 79 |  | 0 | 0 | 6.0377 | 6.0377 | 95% | 0.86583 | 59.2228 | 7.8026 | 4.3019 | 4.0868 | 0.21509 | 5% | 15.413 | 0.6 | 0.6 | 0.6 | 41.04 | 5.407 | 2.9811 | 2.9811 | 0 | 0% | 1059.25 | 59.2228 | 0 | 1000.0272 | 1059.25 | 41.04 | 0 | 1018.21 | Summer | 0 | 0 | 0 | 0 | 0 | 0 | 0 | 1 | 0 | 1
1981-07-04 | 7 | 4 | 11:00 | 27.8 | 11 | 3 | 82 |  | 0 | 0 | 5.2502 | 5.2502 | 95% | 0.7529 | 51.4981 | 6.7849 | 3.7408 | 3.5537 | 0.18704 | 5% | 15.4313 | 0.6 | 0.6 | 0.6 | 41.04 | 5.407 | 2.9811 | 2.9811 | 0 | 0% | 1060.5 | 51.4981 | 0 | 1009.0019 | 1060.5 | 41.04 | 0 | 1019.46 | Summer | 0 | 0 | 0 | 0 | 0 | 0 | 0 | 1 | 0 | 1
1981-07-04 | 7 | 4 | 12:00 | 27.8 | 12 | 3 | 82 |  | 0 | 0 | 5.2502 | 5.2502 | 95% | 0.7529 | 51.4981 | 6.7849 | 3.7408 | 3.5537 | 0.18704 | 5% | 15.4167 | 0.6 | 0.6 | 0.6 | 41.04 | 5.407 | 2.9811 | 2.9811 | 0 | 0% | 1059.5 | 51.4981 | 0 | 1008.0019 | 1059.5 | 41.04 | 0 | 1018.46 | Summer | 0 | 0 | 0 | 0 | 0 | 0 | 0 | 1 | 0 | 1
1981-07-04 | 7 | 4 | 13:00 | 27.2 | 13 | 3 | 81 |  | 0 | 0 | 4.7252 | 4.7252 | 95% | 0.67761 | 46.3483 | 6.1064 | 3.3667 | 3.1984 | 0.16833 | 5% | 15.4898 | 0.6 | 0.6 | 0.6 | 41.04 | 5.407 | 2.9811 | 2.9811 | 0 | 0% | 1064.5 | 46.3483 | 0 | 1018.1517 | 1064.5 | 41.04 | 0 | 1023.46 | Summer | 0 | 0 | 0 | 0 | 0 | 0 | 0 | 1 | 0 | 1
1981-07-04 | 7 | 4 | 14:00 | 25.6 | 14 | 3 | 78 |  | 0 | 0 | 3.9376 | 3.9376 | 95% | 0.56467 | 38.6235 | 5.0887 | 2.8056 | 2.6653 | 0.14028 | 5% | 15.3289 | 0.6 | 0.6 | 0.6 | 41.04 | 5.407 | 2.9811 | 2.9532 | 0.027867 | 0.9348% | 1053.5 | 38.6235 | 0 | 1014.8765 | 1053.5 | 41.04 | 0 | 1012.46 | Summer | 0 | 0 | 0 | 0 | 0 | 0 | 0 | 1 | 0 | 1
1981-07-04 | 7 | 4 | 15:00 | 24.4 | 15 | 3 | 76 |  | 0 | 0 | 3.6751 | 3.6751 | 95% | 0.52703 | 36.0486 | 4.7494 | 2.6185 | 2.4876 | 0.13093 | 5% | 15.2156 | 0.6 | 0.6 | 0.6 | 41.04 | 5.407 | 2.9811 | 2.7564 | 0.22475 | 7.539% | 1045.75 | 36.0486 | 0 | 1009.7014 | 1045.75 | 41.04 | 0 | 1004.71 | Summer | 0 | 0 | 0 | 0 | 0 | 0 | 0 | 1 | 0 | 1
1981-07-04 | 7 | 4 | 16:00 | 25 | 16 | 3 | 77 |  | 0 | 0 | 3.6751 | 3.6751 | 95% | 0.52703 | 36.0486 | 4.7494 | 2.6185 | 2.4876 | 0.13093 | 5% | 14.6272 | 0.6 | 0.6 | 0.6 | 41.04 | 5.407 | 2.9811 | 2.7564 | 0.22475 | 7.539% | 1005.5 | 36.0486 | 0 | 969.4514 | 1005.5 | 41.04 | 0 | 964.46 | Summer | 0 | 0 | 0 | 0 | 0 | 0 | 0 | 1 | 0 | 1
1981-07-04 | 7 | 4 | 17:00 | 23.9 | 17 | 3 | 75 |  | 0 | 0 | 4.7252 | 4.7252 | 95% | 0.67761 | 46.3483 | 6.1064 | 3.3667 | 3.1984 | 0.16833 | 5% | 14.6345 | 0.6 | 0.6 | 0.6 | 41.04 | 5.407 | 2.9811 | 2.9811 | 0 | 0% | 1006 | 46.3483 | 0 | 959.6517 | 1006 | 41.04 | 0 | 964.96 | Summer | 0 | 0 | 0 | 0 | 0 | 0 | 0 | 1 | 0 | 1
1981-07-04 | 7 | 4 | 18:00 | 23.9 | 18 | 3 | 75 |  | 0 | 0 | 6.0377 | 6.0377 | 95% | 0.86583 | 59.2228 | 7.8026 | 4.3019 | 4.0868 | 0.21509 | 5% | 13.8999 | 0.6 | 0.6 | 0.6 | 41.04 | 5.407 | 2.9811 | 2.9811 | 0 | 0% | 955.75 | 59.2228 | 0 | 896.5272 | 955.75 | 41.04 | 0 | 914.71 | Summer | 0 | 0 | 0 | 0 | 0 | 0 | 0 | 1 | 0 | 1
1981-07-04 | 7 | 4 | 19:00 | 23.3 | 19 | 3 | 74 |  | 0 | 0 | 6.5627 | 6.5627 | 95% | 0.94112 | 64.3726 | 8.4811 | 4.676 | 4.4422 | 0.2338 | 5% | 13.7061 | 0.6 | 0.6 | 0.6 | 41.04 | 5.407 | 2.9811 | 2.9811 | 0 | 0% | 942.5 | 64.3726 | 0 | 878.1274 | 942.5 | 41.04 | 0 | 901.46 | Summer | 0 | 0 | 0 | 0 | 0 | 0 | 0 | 1 | 0 | 1
1981-07-04 | 7 | 4 | 20:00 | 23.3 | 20 | 3 | 74 |  | 0 | 0 | 5.7752 | 5.7752 | 95% | 0.82819 | 56.6479 | 7.4634 | 4.1148 | 3.9091 | 0.20574 | 5% | 13.9985 | 0.6 | 0.6 | 0.6 | 41.04 | 5.407 | 2.9811 | 2.9811 | 0 | 0% | 962.5 | 56.6479 | 0 | 905.8521 | 962.5 | 41.04 | 0 | 921.46 | Summer | 0 | 0 | 0 | 0 | 0 | 0 | 0 | 1 | 0 | 1
1981-07-04 | 7 | 4 | 21:00 | 22.8 | 21 | 3 | 73 |  | 0 | 0 | 4.7252 | 4.7252 | 95% | 0.67761 | 46.3483 | 6.1064 | 3.3667 | 3.1984 | 0.16833 | 5% | 13.1762 | 0.6 | 0.6 | 0.6 | 41.04 | 5.407 | 2.9811 | 2.9811 | 0 | 0% | 906.25 | 46.3483 | 0 | 859.9017 | 906.25 | 41.04 | 0 | 865.21 | Summer | 0 | 0 | 0 | 0 | 0 | 0 | 0 | 1 | 0 | 1
1981-07-04 | 7 | 4 | 22:00 | 21.7 | 22 | 3 | 71 |  | 0 | 0 | 4.2002 | 4.2002 | 95% | 0.60232 | 41.1985 | 5.4279 | 2.9926 | 2.843 | 0.14963 | 5% | 13.2968 | 0.6 | 0.6 | 0.6 | 41.04 | 5.407 | 2.9811 | 2.9811 | 0 | 0% | 914.5 | 41.1985 | 0 | 873.3015 | 914.5 | 41.04 | 0 | 873.46 | Summer | 0 | 0 | 0 | 0 | 0 | 0 | 0 | 1 | 0 | 1
1981-07-04 | 7 | 4 | 23:00 | 21.7 | 23 | 3 | 71 |  | 0 | 0 | 5.2502 | 5.2502 | 95% | 0.7529 | 51.4981 | 6.7849 | 3.7408 | 3.5537 | 0.18704 | 5% | 12.9094 | 0.6 | 0.6 | 0.6 | 41.04 | 5.407 | 2.9811 | 2.9811 | 0 | 0% | 888 | 51.4981 | 0 | 836.5019 | 888 | 41.04 | 0 | 846.96 | Summer | 0 | 0 | 0 | 0 | 0 | 0 | 0 | 1 | 0 | 1
1981-07-04 | 7 | 4 | 24:00 | 21.1 | 0 | 3 | 70 |  | 0 | 0 | 4.2002 | 4.2002 | 95% | 0.60232 | 41.1985 | 5.4279 | 2.9926 | 2.843 | 0.14963 | 5% | 13.5344 | 0 | 0 | 0 | 0 | 0 | 0 | 0 | 0 | 0% | 930.75 | 41.1985 | 0 | 889.5515 | 930.75 | 0 | 0 | 930.75 | Summer | 0 | 0 | 0 | 0 | 0 | 0 | 0 | 1 | 0 | 1
1981-07-05 | 7 | 5 | 1:00 | 20 | 1 | 2 | 68 |  | 0 | 0 | 3.9376 | 3.9376 | 95% | 0.56467 | 38.6235 | 5.0887 | 2.8056 | 2.6653 | 0.14028 | 5% | 13.7463 | 0 | 0 | 0 | 0 | 0 | 0 | 0 | 0 | 0% | 945.25 | 38.6235 | 0 | 906.6265 | 945.25 | 0 | 0 | 945.25 | Summer | 0 | 0 | 0 | 0 | 0 | 0 | 0 | 1 | 0 | 1
1981-07-05 | 7 | 5 | 2:00 | 20 | 2 | 2 | 68 |  | 0 | 0 | 3.1501 | 3.1501 | 95% | 0 | 0 | 0 | 0 | 0 | 0 | 5% | 13.9583 | 0 | 0 | 0 | 0 | 0 | 0 | 0 | 0 | 0% | 959.75 | 0 | 0 | 959.75 | 959.75 | 0 | 0 | 959.75 | Summer | 0 | 0 | 0 | 0 | 0 | 1 | 0 | 1 | 0 | 0
1981-07-05 | 7 | 5 | 3:00 | 18.9 | 3 | 2 | 66 |  | 0 | 0 | 3.4126 | 3.4126 | 95% | 0 | 0 | 0 | 0 | 0 | 0 | 5% | 13.4028 | 0 | 0 | 0 | 0 | 0 | 0 | 0 | 0 | 0% | 921.75 | 0 | 0 | 921.75 | 921.75 | 0 | 0 | 921.75 | Summer | 0 | 0 | 0 | 0 | 0 | 1 | 0 | 1 | 0 | 0
1981-07-05 | 7 | 5 | 4:00 | 18.3 | 4 | 2 | 65 |  | 0 | 0 | 3.1501 | 3.1501 | 95% | 0 | 0 | 0 | 0 | 0 | 0 | 5% | 13.7939 | 0 | 0 | 0 | 0 | 0 | 0 | 0 | 0 | 0% | 948.5 | 0 | 0 | 948.5 | 948.5 | 0 | 0 | 948.5 | Summer | 0 | 0 | 0 | 0 | 0 | 1 | 0 | 1 | 0 | 0
1981-07-05 | 7 | 5 | 5:00 | 18.9 | 5 | 2 | 66 |  | 0 | 0 | 3.1501 | 3.1501 | 95% | 0 | 0 | 0 | 0 | 0 | 0 | 5% | 13.4649 | 0 | 0 | 0 | 0 | 0 | 0 | 0 | 0 | 0% | 926 | 0 | 0 | 926 | 926 | 0 | 0 | 926 | Summer | 0 | 0 | 0 | 0 | 0 | 1 | 0 | 1 | 0 | 0
1981-07-05 | 7 | 5 | 6:00 | 18.9 | 6 | 2 | 66 |  | 0 | 0 | 3.9376 | 3.9376 | 95% | 0.56467 | 38.6235 | 5.0887 | 2.8056 | 2.6653 | 0.14028 | 5% | 13.7865 | 0.6 | 0.6 | 0.6 | 41.04 | 5.407 | 2.9811 | 2.9532 | 0.027867 | 0.9348% | 948 | 38.6235 | 0 | 909.3765 | 948 | 41.04 | 0 | 906.96 | Summer | 0 | 0 | 0 | 0 | 0 | 0 | 0 | 1 | 0 | 1
1981-07-05 | 7 | 5 | 7:00 | 20 | 7 | 2 | 68 |  | 0 | 0 | 4.7252 | 4.7252 | 95% | 0.67761 | 46.3483 | 6.1064 | 3.3667 | 3.1984 | 0.16833 | 5% | 14.1557 | 0.6 | 0.6 | 0.6 | 41.04 | 5.407 | 2.9811 | 2.9811 | 0 | 0% | 973.25 | 46.3483 | 0 | 926.9017 | 973.25 | 41.04 | 0 | 932.21 | Summer | 0 | 0 | 0 | 0 | 0 | 0 | 0 | 1 | 0 | 1
1981-07-05 | 7 | 5 | 8:00 | 20.6 | 8 | 2 | 69 |  | 0 | 0 | 7.6128 | 7.6128 | 95% | 1 | 68.4 | 9.0117 | 4.9685 | 4.7201 | 0.24843 | 5% | 14.4993 | 0.6 | 0.6 | 0.6 | 41.04 | 5.407 | 2.9811 | 2.9811 | 0 | 0% | 996.75 | 68.4 | 0 | 928.35 | 996.75 | 41.04 | 0 | 955.71 | Summer | 0 | 0 | 0 | 0 | 0 | 0 | 0 | 0 | 1 | 1
1981-07-05 | 7 | 5 | 9:00 | 22.2 | 9 | 2 | 72 |  | 0 | 0 | 6.5627 | 6.5627 | 95% | 0.94112 | 64.3726 | 8.4811 | 4.676 | 4.4422 | 0.2338 | 5% | 14.7734 | 0.6 | 0.6 | 0.6 | 41.04 | 5.407 | 2.9811 | 2.9811 | 0 | 0% | 1015.5 | 64.3726 | 0 | 951.1274 | 1015.5 | 41.04 | 0 | 974.46 | Summer | 0 | 0 | 0 | 0 | 0 | 0 | 0 | 1 | 0 | 1
1981-07-05 | 7 | 5 | 10:00 | 21.1 | 10 | 2 | 70 |  | 0 | 0 | 6.0377 | 6.0377 | 95% | 0.86583 | 59.2228 | 7.8026 | 4.3019 | 4.0868 | 0.21509 | 5% | 15.4715 | 0.6 | 0.6 | 0.6 | 41.04 | 5.407 | 2.9811 | 2.9811 | 0 | 0% | 1063.25 | 59.2228 | 0 | 1004.0272 | 1063.25 | 41.04 | 0 | 1022.21 | Summer | 0 | 0 | 0 | 0 | 0 | 0 | 0 | 1 | 0 | 1
1981-07-05 | 7 | 5 | 11:00 | 23.3 | 11 | 2 | 74 |  | 0 | 0 | 5.2502 | 5.2502 | 95% | 0.7529 | 51.4981 | 6.7849 | 3.7408 | 3.5537 | 0.18704 | 5% | 15.2412 | 0.6 | 0.6 | 0.6 | 41.04 | 5.407 | 2.9811 | 2.9811 | 0 | 0% | 1047.5 | 51.4981 | 0 | 996.0019 | 1047.5 | 41.04 | 0 | 1006.46 | Summer | 0 | 0 | 0 | 0 | 0 | 0 | 0 | 1 | 0 | 1
1981-07-05 | 7 | 5 | 12:00 | 23.3 | 12 | 2 | 74 |  | 0 | 0 | 5.2502 | 5.2502 | 95% | 0.7529 | 51.4981 | 6.7849 | 3.7408 | 3.5537 | 0.18704 | 5% | 15.8224 | 0.6 | 0.6 | 0.6 | 41.04 | 5.407 | 2.9811 | 2.9811 | 0 | 0% | 1087.25 | 51.4981 | 0 | 1035.7519 | 1087.25 | 41.04 | 0 | 1046.21 | Summer | 0 | 0 | 0 | 0 | 0 | 0 | 0 | 1 | 0 | 1
1981-07-05 | 7 | 5 | 13:00 | 23.3 | 13 | 2 | 74 |  | 0 | 0 | 4.7252 | 4.7252 | 95% | 0.67761 | 46.3483 | 6.1064 | 3.3667 | 3.1984 | 0.16833 | 5% | 15.1901 | 0.6 | 0.6 | 0.6 | 41.04 | 5.407 | 2.9811 | 2.9811 | 0 | 0% | 1044 | 46.3483 | 0 | 997.6517 | 1044 | 41.04 | 0 | 1002.96 | Summer | 0 | 0 | 0 | 0 | 0 | 0 | 0 | 1 | 0 | 1
1981-07-05 | 7 | 5 | 14:00 | 24.4 | 14 | 2 | 76 |  | 0 | 0 | 3.9376 | 3.9376 | 95% | 0.56467 | 38.6235 | 5.0887 | 2.8056 | 2.6653 | 0.14028 | 5% | 15.4532 | 0.6 | 0.6 | 0.6 | 41.04 | 5.407 | 2.9811 | 2.9532 | 0.027867 | 0.9348% | 1062 | 38.6235 | 0 | 1023.3765 | 1062 | 41.04 | 0 | 1020.96 | Summer | 0 | 0 | 0 | 0 | 0 | 0 | 0 | 1 | 0 | 1
1981-07-05 | 7 | 5 | 15:00 | 24.4 | 15 | 2 | 76 |  | 0 | 0 | 3.6751 | 3.6751 | 95% | 0.52703 | 36.0486 | 4.7494 | 2.6185 | 2.4876 | 0.13093 | 5% | 15.7712 | 0.6 | 0.6 | 0.6 | 41.04 | 5.407 | 2.9811 | 2.7564 | 0.22475 | 7.539% | 1083.75 | 36.0486 | 0 | 1047.7014 | 1083.75 | 41.04 | 0 | 1042.71 | Summer | 0 | 0 | 0 | 0 | 0 | 0 | 0 | 1 | 0 | 1
1981-07-05 | 7 | 5 | 16:00 | 23.3 | 16 | 2 | 74 |  | 0 | 0 | 3.6751 | 3.6751 | 95% | 0.52703 | 36.0486 | 4.7494 | 2.6185 | 2.4876 | 0.13093 | 5% | 15.3765 | 0.6 | 0.6 | 0.6 | 41.04 | 5.407 | 2.9811 | 2.7564 | 0.22475 | 7.539% | 1056.75 | 36.0486 | 0 | 1020.7014 | 1056.75 | 41.04 | 0 | 1015.71 | Summer | 0 | 0 | 0 | 0 | 0 | 0 | 0 | 1 | 0 | 1
1981-07-05 | 7 | 5 | 17:00 | 22.8 | 17 | 2 | 73 |  | 0 | 0 | 4.7252 | 4.7252 | 95% | 0.67761 | 46.3483 | 6.1064 | 3.3667 | 3.1984 | 0.16833 | 5% | 15.53 | 0.6 | 0.6 | 0.6 | 41.04 | 5.407 | 2.9811 | 2.9811 | 0 | 0% | 1067.25 | 46.3483 | 0 | 1020.9017 | 1067.25 | 41.04 | 0 | 1026.21 | Summer | 0 | 0 | 0 | 0 | 0 | 0 | 0 | 1 | 0 | 1
1981-07-05 | 7 | 5 | 18:00 | 22.8 | 18 | 2 | 73 |  | 0 | 0 | 6.0377 | 6.0377 | 95% | 0.86583 | 59.2228 | 7.8026 | 4.3019 | 4.0868 | 0.21509 | 5% | 15.2485 | 0.6 | 0.6 | 0.6 | 41.04 | 5.407 | 2.9811 | 2.9811 | 0 | 0% | 1048 | 59.2228 | 0 | 988.7772 | 1048 | 41.04 | 0 | 1006.96 | Summer | 0 | 0 | 0 | 0 | 0 | 0 | 0 | 1 | 0 | 1
1981-07-05 | 7 | 5 | 19:00 | 22.2 | 19 | 2 | 72 |  | 0 | 0 | 6.5627 | 6.5627 | 95% | 0.94112 | 64.3726 | 8.4811 | 4.676 | 4.4422 | 0.2338 | 5% | 15.1462 | 0.6 | 0.6 | 0.6 | 41.04 | 5.407 | 2.9811 | 2.9811 | 0 | 0% | 1041 | 64.3726 | 0 | 976.6274 | 1041 | 41.04 | 0 | 999.96 | Summer | 0 | 0 | 0 | 0 | 0 | 0 | 0 | 1 | 0 | 1
1981-07-05 | 7 | 5 | 20:00 | 22.2 | 20 | 2 | 72 |  | 0 | 0 | 5.7752 | 5.7752 | 95% | 0.82819 | 56.6479 | 7.4634 | 4.1148 | 3.9091 | 0.20574 | 5% | 15.4276 | 0.6 | 0.6 | 0.6 | 41.04 | 5.407 | 2.9811 | 2.9811 | 0 | 0% | 1060.25 | 56.6479 | 0 | 1003.6021 | 1060.25 | 41.04 | 0 | 1019.21 | Summer | 0 | 0 | 0 | 0 | 0 | 0 | 0 | 1 | 0 | 1
1981-07-05 | 7 | 5 | 21:00 | 22.2 | 21 | 2 | 72 |  | 0 | 0 | 4.7252 | 4.7252 | 95% | 0.67761 | 46.3483 | 6.1064 | 3.3667 | 3.1984 | 0.16833 | 5% | 14.9927 | 0.6 | 0.6 | 0.6 | 41.04 | 5.407 | 2.9811 | 2.9811 | 0 | 0% | 1030.5 | 46.3483 | 0 | 984.1517 | 1030.5 | 41.04 | 0 | 989.46 | Summer | 0 | 0 | 0 | 0 | 0 | 0 | 0 | 1 | 0 | 1
1981-07-05 | 7 | 5 | 22:00 | 22.2 | 22 | 2 | 72 |  | 0 | 0 | 4.2002 | 4.2002 | 95% | 0.60232 | 41.1985 | 5.4279 | 2.9926 | 2.843 | 0.14963 | 5% | 14.8319 | 0.6 | 0.6 | 0.6 | 41.04 | 5.407 | 2.9811 | 2.9811 | 0 | 0% | 1019.5 | 41.1985 | 0 | 978.3015 | 1019.5 | 41.04 | 0 | 978.46 | Summer | 0 | 0 | 0 | 0 | 0 | 0 | 0 | 1 | 0 | 1
1981-07-05 | 7 | 5 | 23:00 | 21.7 | 23 | 2 | 71 |  | 0 | 0 | 5.2502 | 5.2502 | 95% | 0.7529 | 51.4981 | 6.7849 | 3.7408 | 3.5537 | 0.18704 | 5% | 14.6966 | 0.6 | 0.6 | 0.6 | 41.04 | 5.407 | 2.9811 | 2.9811 | 0 | 0% | 1010.25 | 51.4981 | 0 | 958.7519 | 1010.25 | 41.04 | 0 | 969.21 | Summer | 0 | 0 | 0 | 0 | 0 | 0 | 0 | 1 | 0 | 1
1981-07-05 | 7 | 5 | 24:00 | 21.7 | 0 | 2 | 71 |  | 0 | 0 | 4.2002 | 4.2002 | 95% | 0.60232 | 41.1985 | 5.4279 | 2.9926 | 2.843 | 0.14963 | 5% | 14.5651 | 0 | 0 | 0 | 0 | 0 | 0 | 0 | 0 | 0% | 1001.25 | 41.1985 | 0 | 960.0515 | 1001.25 | 0 | 0 | 1001.25 | Summer | 0 | 0 | 0 | 0 | 0 | 0 | 0 | 1 | 0 | 1
1981-07-06 | 7 | 6 | 1:00 | 21.7 | 1 | 2 | 71 |  | 0 | 0 | 3.9376 | 3.9376 | 95% | 0.56467 | 38.6235 | 5.0887 | 2.8056 | 2.6653 | 0.14028 | 5% | 14.8721 | 0 | 0 | 0 | 0 | 0 | 0 | 0 | 0 | 0% | 1022.25 | 38.6235 | 0 | 983.6265 | 1022.25 | 0 | 0 | 1022.25 | Summer | 0 | 0 | 0 | 0 | 0 | 0 | 0 | 1 | 0 | 1
1981-07-06 | 7 | 6 | 2:00 | 22.2 | 2 | 2 | 72 |  | 0 | 0 | 3.1501 | 3.1501 | 95% | 0 | 0 | 0 | 0 | 0 | 0 | 5% | 14.5943 | 0 | 0 | 0 | 0 | 0 | 0 | 0 | 0 | 0% | 1003.25 | 0 | 0 | 1003.25 | 1003.25 | 0 | 0 | 1003.25 | Summer | 0 | 0 | 0 | 0 | 0 | 1 | 0 | 1 | 0 | 0
1981-07-06 | 7 | 6 | 3:00 | 21.7 | 3 | 2 | 71 |  | 0 | 0 | 3.4126 | 3.4126 | 95% | 0 | 0 | 0 | 0 | 0 | 0 | 5% | 14.3421 | 0 | 0 | 0 | 0 | 0 | 0 | 0 | 0 | 0% | 986 | 0 | 0 | 986 | 986 | 0 | 0 | 986 | Summer | 0 | 0 | 0 | 0 | 0 | 1 | 0 | 1 | 0 | 0
1981-07-06 | 7 | 6 | 4:00 | 21.7 | 4 | 2 | 71 |  | 0 | 0 | 3.1501 | 3.1501 | 95% | 0 | 0 | 0 | 0 | 0 | 0 | 5% | 14.788 | 0 | 0 | 0 | 0 | 0 | 0 | 0 | 0 | 0% | 1016.5 | 0 | 0 | 1016.5 | 1016.5 | 0 | 0 | 1016.5 | Summer | 0 | 0 | 0 | 0 | 0 | 1 | 0 | 1 | 0 | 0
1981-07-06 | 7 | 6 | 5:00 | 21.7 | 5 | 2 | 71 |  | 0 | 0 | 3.1501 | 3.1501 | 95% | 0 | 0 | 0 | 0 | 0 | 0 | 5% | 14.3421 | 0 | 0 | 0 | 0 | 0 | 0 | 0 | 0 | 0% | 986 | 0 | 0 | 986 | 986 | 0 | 0 | 986 | Summer | 0 | 0 | 0 | 0 | 0 | 1 | 0 | 1 | 0 | 0
1981-07-06 | 7 | 6 | 6:00 | 22.8 | 6 | 2 | 73 |  | 0 | 0 | 3.9376 | 3.9376 | 95% | 0.56467 | 38.6235 | 5.0887 | 2.8056 | 2.6653 | 0.14028 | 5% | 14.8209 | 0.6 | 0.6 | 0.6 | 41.04 | 5.407 | 2.9811 | 2.9532 | 0.027867 | 0.9348% | 1018.75 | 38.6235 | 0 | 980.1265 | 1018.75 | 41.04 | 0 | 977.71 | Summer | 0 | 0 | 0 | 0 | 0 | 0 | 0 | 1 | 0 | 1
1981-07-06 | 7 | 6 | 7:00 | 22.2 | 7 | 2 | 72 |  | 0 | 0 | 4.7252 | 4.7252 | 95% | 0.67761 | 46.3483 | 6.1064 | 3.3667 | 3.1984 | 0.16833 | 5% | 15.8333 | 0.6 | 0.6 | 0.6 | 41.04 | 5.407 | 2.9811 | 2.9811 | 0 | 0% | 1088 | 46.3483 | 0 | 1041.6517 | 1088 | 41.04 | 0 | 1046.96 | Summer | 0 | 0 | 0 | 0 | 0 | 0 | 0 | 1 | 0 | 1
1981-07-06 | 7 | 6 | 8:00 | 23.3 | 8 | 2 | 74 |  | 0 | 0 | 7.6128 | 7.6128 | 95% | 1 | 68.4 | 9.0117 | 4.9685 | 4.7201 | 0.24843 | 5% | 16.6155 | 0.6 | 0.6 | 0.6 | 41.04 | 5.407 | 2.9811 | 2.9811 | 0 | 0% | 1141.5 | 68.4 | 0 | 1073.1 | 1141.5 | 41.04 | 0 | 1100.46 | Summer | 0 | 0 | 0 | 0 | 0 | 0 | 0 | 0 | 1 | 1
1981-07-06 | 7 | 6 | 9:00 | 24.4 | 9 | 2 | 76 |  | 0 | 0 | 6.5627 | 6.5627 | 95% | 0.94112 | 64.3726 | 8.4811 | 4.676 | 4.4422 | 0.2338 | 5% | 17.2697 | 0.6 | 0.6 | 0.6 | 41.04 | 5.407 | 2.9811 | 2.9811 | 0 | 0% | 1186.25 | 64.3726 | 0 | 1121.8774 | 1186.25 | 41.04 | 0 | 1145.21 | Summer | 0 | 0 | 0 | 0 | 0 | 0 | 0 | 1 | 0 | 1
1981-07-06 | 7 | 6 | 10:00 | 26.7 | 10 | 2 | 80 |  | 0 | 0 | 6.0377 | 6.0377 | 95% | 0.86583 | 59.2228 | 7.8026 | 4.3019 | 4.0868 | 0.21509 | 5% | 17.3648 | 0.6 | 0.6 | 0.6 | 41.04 | 5.407 | 2.9811 | 2.9811 | 0 | 0% | 1192.75 | 59.2228 | 0 | 1133.5272 | 1192.75 | 41.04 | 0 | 1151.71 | Summer | 0 | 0 | 0 | 0 | 0 | 0 | 0 | 1 | 0 | 1
1981-07-06 | 7 | 6 | 11:00 | 28.3 | 11 | 2 | 83 |  | 0 | 0 | 5.2502 | 5.2502 | 95% | 0.7529 | 51.4981 | 6.7849 | 3.7408 | 3.5537 | 0.18704 | 5% | 17.4306 | 0.6 | 0.6 | 0.6 | 41.04 | 5.407 | 2.9811 | 2.9811 | 0 | 0% | 1197.25 | 51.4981 | 0 | 1145.7519 | 1197.25 | 41.04 | 0 | 1156.21 | Summer | 0 | 0 | 0 | 0 | 0 | 0 | 0 | 1 | 0 | 1
1981-07-06 | 7 | 6 | 12:00 | 28.9 | 12 | 2 | 84 |  | 0 | 0 | 5.2502 | 5.2502 | 95% | 0.7529 | 51.4981 | 6.7849 | 3.7408 | 3.5537 | 0.18704 | 5% | 17.6864 | 0.6 | 0.6 | 0.6 | 41.04 | 5.407 | 2.9811 | 2.9811 | 0 | 0% | 1214.75 | 51.4981 | 0 | 1163.2519 | 1214.75 | 41.04 | 0 | 1173.71 | Summer | 0 | 0 | 0 | 0 | 0 | 0 | 0 | 1 | 0 | 1
1981-07-06 | 7 | 6 | 13:00 | 29.4 | 13 | 2 | 85 |  | 0 | 0 | 4.7252 | 4.7252 | 95% | 0.67761 | 46.3483 | 6.1064 | 3.3667 | 3.1984 | 0.16833 | 5% | 17.7412 | 0.6 | 0.6 | 0.6 | 41.04 | 5.407 | 2.9811 | 2.9811 | 0 | 0% | 1218.5 | 46.3483 | 0 | 1172.1517 | 1218.5 | 41.04 | 0 | 1177.46 | Summer | 0 | 0 | 0 | 0 | 0 | 0 | 0 | 1 | 0 | 1
1981-07-06 | 7 | 6 | 14:00 | 28.9 | 14 | 2 | 84 |  | 0 | 0 | 3.9376 | 3.9376 | 95% | 0.56467 | 38.6235 | 5.0887 | 2.8056 | 2.6653 | 0.14028 | 5% | 18.0556 | 0.6 | 0.6 | 0.6 | 41.04 | 5.407 | 2.9811 | 2.9532 | 0.027867 | 0.9348% | 1240 | 38.6235 | 0 | 1201.3765 | 1240 | 41.04 | 0 | 1198.96 | Summer | 0 | 0 | 0 | 0 | 0 | 0 | 0 | 1 | 0 | 1
1981-07-06 | 7 | 6 | 15:00 | 31.1 | 15 | 2 | 88 |  | 0 | 0 | 3.6751 | 3.6751 | 95% | 0.52703 | 36.0486 | 4.7494 | 2.6185 | 2.4876 | 0.13093 | 5% | 17.9423 | 0.6 | 0.6 | 0.6 | 41.04 | 5.407 | 2.9811 | 2.7564 | 0.22475 | 7.539% | 1232.25 | 36.0486 | 0 | 1196.2014 | 1232.25 | 41.04 | 0 | 1191.21 | Summer | 0 | 0 | 0 | 0 | 0 | 0 | 0 | 1 | 0 | 1
1981-07-06 | 7 | 6 | 16:00 | 28.3 | 16 | 2 | 83 |  | 0 | 0 | 3.6751 | 3.6751 | 95% | 0.52703 | 36.0486 | 4.7494 | 2.6185 | 2.4876 | 0.13093 | 5% | 17.6316 | 0.6 | 0.6 | 0.6 | 41.04 | 5.407 | 2.9811 | 2.7564 | 0.22475 | 7.539% | 1211 | 36.0486 | 0 | 1174.9514 | 1211 | 41.04 | 0 | 1169.96 | Summer | 0 | 0 | 0 | 0 | 0 | 0 | 0 | 1 | 0 | 1
1981-07-06 | 7 | 6 | 17:00 | 27.8 | 17 | 2 | 82 |  | 0 | 0 | 4.7252 | 4.7252 | 95% | 0.67761 | 46.3483 | 6.1064 | 3.3667 | 3.1984 | 0.16833 | 5% | 17.6462 | 0.6 | 0.6 | 0.6 | 41.04 | 5.407 | 2.9811 | 2.9811 | 0 | 0% | 1212 | 46.3483 | 0 | 1165.6517 | 1212 | 41.04 | 0 | 1170.96 | Summer | 0 | 0 | 0 | 0 | 0 | 0 | 0 | 1 | 0 | 1
1981-07-06 | 7 | 6 | 18:00 | 27.8 | 18 | 2 | 82 |  | 0 | 0 | 6.0377 | 6.0377 | 95% | 0.86583 | 59.2228 | 7.8026 | 4.3019 | 4.0868 | 0.21509 | 5% | 17.0614 | 0.6 | 0.6 | 0.6 | 41.04 | 5.407 | 2.9811 | 2.9811 | 0 | 0% | 1172 | 59.2228 | 0 | 1112.7772 | 1172 | 41.04 | 0 | 1130.96 | Summer | 0 | 0 | 0 | 0 | 0 | 0 | 0 | 1 | 0 | 1
1981-07-06 | 7 | 6 | 19:00 | 29.4 | 19 | 2 | 85 |  | 0 | 0 | 6.5627 | 6.5627 | 95% | 0.94112 | 64.3726 | 8.4811 | 4.676 | 4.4422 | 0.2338 | 5% | 17.0066 | 0.6 | 0.6 | 0.6 | 41.04 | 5.407 | 2.9811 | 2.9811 | 0 | 0% | 1168.25 | 64.3726 | 0 | 1103.8774 | 1168.25 | 41.04 | 0 | 1127.21 | Summer | 0 | 0 | 0 | 0 | 0 | 0 | 0 | 1 | 0 | 1
1981-07-06 | 7 | 6 | 20:00 | 28.9 | 20 | 2 | 84 |  | 0 | 0 | 5.7752 | 5.7752 | 95% | 0.82819 | 56.6479 | 7.4634 | 4.1148 | 3.9091 | 0.20574 | 5% | 16.5314 | 0.6 | 0.6 | 0.6 | 41.04 | 5.407 | 2.9811 | 2.9811 | 0 | 0% | 1135.75 | 56.6479 | 0 | 1079.1021 | 1135.75 | 41.04 | 0 | 1094.71 | Summer | 0 | 0 | 0 | 0 | 0 | 0 | 0 | 1 | 0 | 1
1981-07-06 | 7 | 6 | 21:00 | 27.8 | 21 | 2 | 82 |  | 0 | 0 | 4.7252 | 4.7252 | 95% | 0.67761 | 46.3483 | 6.1064 | 3.3667 | 3.1984 | 0.16833 | 5% | 16.0746 | 0.6 | 0.6 | 0.6 | 41.04 | 5.407 | 2.9811 | 2.9811 | 0 | 0% | 1104.5 | 46.3483 | 0 | 1058.1517 | 1104.5 | 41.04 | 0 | 1063.46 | Summer | 0 | 0 | 0 | 0 | 0 | 0 | 0 | 1 | 0 | 1
1981-07-06 | 7 | 6 | 22:00 | 27.2 | 22 | 2 | 81 |  | 0 | 0 | 4.2002 | 4.2002 | 95% | 0.60232 | 41.1985 | 5.4279 | 2.9926 | 2.843 | 0.14963 | 5% | 15.6104 | 0.6 | 0.6 | 0.6 | 41.04 | 5.407 | 2.9811 | 2.9811 | 0 | 0% | 1072.75 | 41.1985 | 0 | 1031.5515 | 1072.75 | 41.04 | 0 | 1031.71 | Summer | 0 | 0 | 0 | 0 | 0 | 0 | 0 | 1 | 0 | 1
1981-07-06 | 7 | 6 | 23:00 | 26.7 | 23 | 2 | 80 |  | 0 | 0 | 5.2502 | 5.2502 | 95% | 0.7529 | 51.4981 | 6.7849 | 3.7408 | 3.5537 | 0.18704 | 5% | 15.1096 | 0.6 | 0.6 | 0.6 | 41.04 | 5.407 | 2.9811 | 2.9811 | 0 | 0% | 1038.5 | 51.4981 | 0 | 987.0019 | 1038.5 | 41.04 | 0 | 997.46 | Summer | 0 | 0 | 0 | 0 | 0 | 0 | 0 | 1 | 0 | 1
1981-07-06 | 7 | 6 | 24:00 | 25.6 | 0 | 2 | 78 |  | 0 | 0 | 4.2002 | 4.2002 | 95% | 0.60232 | 41.1985 | 5.4279 | 2.9926 | 2.843 | 0.14963 | 5% | 14.6126 | 0 | 0 | 0 | 0 | 0 | 0 | 0 | 0 | 0% | 1004.5 | 41.1985 | 0 | 963.3015 | 1004.5 | 0 | 0 | 1004.5 | Summer | 0 | 0 | 0 | 0 | 0 | 0 | 0 | 1 | 0 | 1
1981-07-07 | 7 | 7 | 1:00 | 25.6 | 1 | 1 | 78 |  | 0 | 0 | 3.9376 | 3.9376 | 95% | 0.56467 | 38.6235 | 5.0887 | 2.8056 | 2.6653 | 0.14028 | 5% | 14.5285 | 0 | 0 | 0 | 0 | 0 | 0 | 0 | 0 | 0% | 998.75 | 38.6235 | 0 | 960.1265 | 998.75 | 0 | 0 | 998.75 | Summer | FALSE | 0 | 0 | 0 | 0 | 0 | 0 | 1 | 0 | 1
1981-07-07 | 7 | 7 | 2:00 | 25 | 2 | 1 | 77 |  | 0 | 0 | 3.1501 | 3.1501 | 95% | 0 | 0 | 0 | 0 | 0 | 0 | 5% | 14.3458 | 0 | 0 | 0 | 0 | 0 | 0 | 0 | 0 | 0% | 986.25 | 0 | 0 | 986.25 | 986.25 | 0 | 0 | 986.25 | Summer | FALSE | 0 | 0 | 0 | 0 | 1 | 0 | 1 | 0 | 0
1981-07-07 | 7 | 7 | 3:00 | 24.4 | 3 | 1 | 76 |  | 0 | 0 | 3.4126 | 3.4126 | 95% | 0 | 0 | 0 | 0 | 0 | 0 | 5% | 14.0278 | 0 | 0 | 0 | 0 | 0 | 0 | 0 | 0 | 0% | 964.5 | 0 | 0 | 964.5 | 964.5 | 0 | 0 | 964.5 | Summer | FALSE | 0 | 0 | 0 | 0 | 1 | 0 | 1 | 0 | 0
1981-07-07 | 7 | 7 | 4:00 | 23.9 | 4 | 1 | 75 |  | 0 | 0 | 3.1501 | 3.1501 | 95% | 0 | 0 | 0 | 0 | 0 | 0 | 5% | 14.6345 | 0 | 0 | 0 | 0 | 0 | 0 | 0 | 0 | 0% | 1006 | 0 | 0 | 1006 | 1006 | 0 | 0 | 1006 | Summer | FALSE | 0 | 0 | 0 | 0 | 1 | 0 | 1 | 0 | 0
1981-07-07 | 7 | 7 | 5:00 | 23.9 | 5 | 1 | 75 |  | 0 | 0 | 3.1501 | 3.1501 | 95% | 0 | 0 | 0 | 0 | 0 | 0 | 5% | 14.5175 | 0 | 0 | 0 | 0 | 0 | 0 | 0 | 0 | 0% | 998 | 0 | 0 | 998 | 998 | 0 | 0 | 998 | Summer | FALSE | 0 | 0 | 0 | 0 | 1 | 0 | 1 | 0 | 0
1981-07-07 | 7 | 7 | 6:00 | 23.9 | 6 | 1 | 75 |  | 0 | 0 | 3.9376 | 3.9376 | 95% | 0.56467 | 38.6235 | 5.0887 | 2.8056 | 2.6653 | 0.14028 | 5% | 15.0804 | 0.6 | 0.6 | 0.6 | 41.04 | 5.407 | 2.9811 | 2.9532 | 0.027867 | 0.9348% | 1036.5 | 38.6235 | 0 | 997.8765 | 1036.5 | 41.04 | 0 | 995.46 | Summer | FALSE | 0 | 0 | 0 | 0 | 0 | 0 | 1 | 0 | 1
1981-07-07 | 7 | 7 | 7:00 | 26.1 | 7 | 1 | 79 |  | 0 | 0 | 4.7252 | 4.7252 | 95% | 0.67761 | 46.3483 | 6.1064 | 3.3667 | 3.1984 | 0.16833 | 5% | 16.8165 | 0.6 | 0.6 | 0.6 | 41.04 | 5.407 | 2.9811 | 2.9811 | 0 | 0% | 1155.25 | 46.3483 | 0 | 1108.9017 | 1155.25 | 41.04 | 0 | 1114.21 | Summer | FALSE | 0 | 0 | 0 | 0 | 0 | 0 | 1 | 0 | 1
1981-07-07 | 7 | 7 | 8:00 | 28.3 | 8 | 1 | 83 |  | 0 | 0 | 7.6128 | 7.6128 | 95% | 1 | 68.4 | 9.0117 | 4.9685 | 4.7201 | 0.24843 | 5% | 17.7193 | 0.6 | 0.6 | 0.6 | 41.04 | 5.407 | 2.9811 | 2.9811 | 0 | 0% | 1217 | 68.4 | 0 | 1148.6 | 1217 | 41.04 | 0 | 1175.96 | Summer | FALSE | 0 | 0 | 0 | 0 | 0 | 0 | 0 | 1 | 1
1981-07-07 | 7 | 7 | 9:00 | 29.4 | 9 | 1 | 85 |  | 0 | 0 | 6.5627 | 6.5627 | 95% | 0.94112 | 64.3726 | 8.4811 | 4.676 | 4.4422 | 0.2338 | 5% | 18.8085 | 0.6 | 0.6 | 0.6 | 41.04 | 5.407 | 2.9811 | 2.9811 | 0 | 0% | 1291.5 | 64.3726 | 0 | 1227.1274 | 1291.5 | 41.04 | 0 | 1250.46 | Summer | FALSE | 0 | 0 | 0 | 0 | 0 | 0 | 1 | 0 | 1
1981-07-07 | 7 | 7 | 10:00 | 31.1 | 10 | 1 | 88 |  | 0 | 0 | 6.0377 | 6.0377 | 95% | 0.86583 | 59.2228 | 7.8026 | 4.3019 | 4.0868 | 0.21509 | 5% | 20.2851 | 0.6 | 0.6 | 0.6 | 41.04 | 5.407 | 2.9811 | 2.9811 | 0 | 0% | 1392.5 | 59.2228 | 0 | 1333.2772 | 1392.5 | 41.04 | 0 | 1351.46 | Summer | FALSE | 0 | 0 | 0 | 0 | 0 | 0 | 1 | 0 | 1
1981-07-07 | 7 | 7 | 11:00 | 31.7 | 11 | 1 | 89 |  | 0 | 0 | 5.2502 | 5.2502 | 95% | 0.7529 | 51.4981 | 6.7849 | 3.7408 | 3.5537 | 0.18704 | 5% | 21.9335 | 0.6 | 0.6 | 0.6 | 41.04 | 5.407 | 2.9811 | 2.9811 | 0 | 0% | 1505.25 | 51.4981 | 0 | 1453.7519 | 1505.25 | 41.04 | 0 | 1464.21 | Summer | FALSE | 0 | 0 | 0 | 0 | 0 | 0 | 1 | 0 | 1
1981-07-07 | 7 | 7 | 12:00 | 33.3 | 12 | 1 | 92 |  | 0 | 0 | 5.2502 | 5.2502 | 95% | 0.7529 | 51.4981 | 6.7849 | 3.7408 | 3.5537 | 0.18704 | 5% | 22.2953 | 0.6 | 0.6 | 0.6 | 41.04 | 5.407 | 2.9811 | 2.9811 | 0 | 0% | 1530 | 51.4981 | 0 | 1478.5019 | 1530 | 41.04 | 0 | 1488.96 | Summer | FALSE | 0 | 0 | 0 | 0 | 0 | 0 | 1 | 0 | 1
1981-07-07 | 7 | 7 | 13:00 | 33.9 | 13 | 1 | 93 |  | 0 | 0 | 4.7252 | 4.7252 | 95% | 0.67761 | 46.3483 | 6.1064 | 3.3667 | 3.1984 | 0.16833 | 5% | 22.4013 | 1 | 1 | 1 | 68.4 | 9.0117 | 4.9685 | 3.5439 | 1.4246 | 28.67% | 1537.25 | 46.3483 | 0 | 1490.9017 | 1537.25 | 68.4 | 0 | 1468.85 | Summer | FALSE | 1 | 1 | 46.3483 | 68.4 | 0 | 0 | 1 | 0 | 1
1981-07-07 | 7 | 7 | 14:00 | 33.9 | 14 | 1 | 93 |  | 0 | 0 | 3.9376 | 3.9376 | 95% | 0.56467 | 38.6235 | 5.0887 | 2.8056 | 2.6653 | 0.14028 | 5% | 22.2259 | 1 | 1 | 1 | 68.4 | 9.0117 | 4.9685 | 2.9532 | 2.0153 | 40.56% | 1525.25 | 38.6235 | 0 | 1486.6265 | 1525.25 | 68.4 | 0 | 1456.85 | Summer | FALSE | 1 | 1 | 38.6235 | 68.4 | 0 | 0 | 1 | 0 | 1
1981-07-07 | 7 | 7 | 15:00 | 33.3 | 15 | 1 | 92 |  | 0 | 0 | 3.6751 | 3.6751 | 95% | 0.52703 | 36.0486 | 4.7494 | 2.6185 | 2.4876 | 0.13093 | 5% | 22.6133 | 1 | 1 | 1 | 68.4 | 9.0117 | 4.9685 | 2.7564 | 2.2121 | 44.52% | 1551.75 | 36.0486 | 0 | 1515.7014 | 1551.75 | 68.4 | 0 | 1483.35 | Summer | FALSE | 1 | 1 | 36.0486 | 68.4 | 0 | 0 | 1 | 0 | 1
1981-07-07 | 7 | 7 | 16:00 | 33.3 | 16 | 1 | 92 |  | 0 | 0 | 3.6751 | 3.6751 | 95% | 0.52703 | 36.0486 | 4.7494 | 2.6185 | 2.4876 | 0.13093 | 5% | 22.4525 | 1 | 1 | 1 | 68.4 | 9.0117 | 4.9685 | 2.7564 | 2.2121 | 44.52% | 1540.75 | 36.0486 | 0 | 1504.7014 | 1540.75 | 68.4 | 0 | 1472.35 | Summer | FALSE | 1 | 1 | 36.0486 | 68.4 | 0 | 0 | 1 | 0 | 1
1981-07-07 | 7 | 7 | 17:00 | 32.8 | 17 | 1 | 91 |  | 0 | 0 | 4.7252 | 4.7252 | 95% | 0.67761 | 46.3483 | 6.1064 | 3.3667 | 3.1984 | 0.16833 | 5% | 22.0102 | 1 | 1 | 1 | 68.4 | 9.0117 | 4.9685 | 3.5439 | 1.4246 | 28.67% | 1510.5 | 46.3483 | 0 | 1464.1517 | 1510.5 | 68.4 | 0 | 1442.1 | Summer | FALSE | 0 | 0 | 0 | 0 | 0 | 0 | 1 | 0 | 1
1981-07-07 | 7 | 7 | 18:00 | 31.1 | 18 | 1 | 88 |  | 0 | 0 | 6.0377 | 6.0377 | 95% | 0.86583 | 59.2228 | 7.8026 | 4.3019 | 4.0868 | 0.21509 | 5% | 20.2705 | 0.6 | 0.6 | 0.6 | 41.04 | 5.407 | 2.9811 | 2.9811 | 0 | 0% | 1391.5 | 59.2228 | 0 | 1332.2772 | 1391.5 | 41.04 | 0 | 1350.46 | Summer | FALSE | 0 | 0 | 0 | 0 | 0 | 0 | 1 | 0 | 1
1981-07-07 | 7 | 7 | 19:00 | 30.6 | 19 | 1 | 87 |  | 0 | 0 | 6.5627 | 6.5627 | 95% | 0.94112 | 64.3726 | 8.4811 | 4.676 | 4.4422 | 0.2338 | 5% | 19.7259 | 0.6 | 0.6 | 0.6 | 41.04 | 5.407 | 2.9811 | 2.9811 | 0 | 0% | 1354.25 | 64.3726 | 0 | 1289.8774 | 1354.25 | 41.04 | 0 | 1313.21 | Summer | FALSE | 0 | 0 | 0 | 0 | 0 | 0 | 1 | 0 | 1
1981-07-07 | 7 | 7 | 20:00 | 28.9 | 20 | 1 | 84 |  | 0 | 0 | 5.7752 | 5.7752 | 95% | 0.82819 | 56.6479 | 7.4634 | 4.1148 | 3.9091 | 0.20574 | 5% | 19.8246 | 0.6 | 0.6 | 0.6 | 41.04 | 5.407 | 2.9811 | 2.9811 | 0 | 0% | 1361 | 56.6479 | 0 | 1304.3521 | 1361 | 41.04 | 0 | 1319.96 | Summer | FALSE | 0 | 0 | 0 | 0 | 0 | 0 | 1 | 0 | 1
1981-07-07 | 7 | 7 | 21:00 | 28.9 | 21 | 1 | 84 |  | 0 | 0 | 4.7252 | 4.7252 | 95% | 0.67761 | 46.3483 | 6.1064 | 3.3667 | 3.1984 | 0.16833 | 5% | 17.3465 | 0.6 | 0.6 | 0.6 | 41.04 | 5.407 | 2.9811 | 2.9811 | 0 | 0% | 1191.5 | 46.3483 | 0 | 1145.1517 | 1191.5 | 41.04 | 0 | 1150.46 | Summer | FALSE | 0 | 0 | 0 | 0 | 0 | 0 | 1 | 0 | 1
1981-07-07 | 7 | 7 | 22:00 | 27.8 | 22 | 1 | 82 |  | 0 | 0 | 4.2002 | 4.2002 | 95% | 0.60232 | 41.1985 | 5.4279 | 2.9926 | 2.843 | 0.14963 | 5% | 16.7617 | 0.6 | 0.6 | 0.6 | 41.04 | 5.407 | 2.9811 | 2.9811 | 0 | 0% | 1151.5 | 41.1985 | 0 | 1110.3015 | 1151.5 | 41.04 | 0 | 1110.46 | Summer | FALSE | 0 | 0 | 0 | 0 | 0 | 0 | 1 | 0 | 1
1981-07-07 | 7 | 7 | 23:00 | 27.2 | 23 | 1 | 81 |  | 0 | 0 | 5.2502 | 5.2502 | 95% | 0.7529 | 51.4981 | 6.7849 | 3.7408 | 3.5537 | 0.18704 | 5% | 16.9006 | 0.6 | 0.6 | 0.6 | 41.04 | 5.407 | 2.9811 | 2.9811 | 0 | 0% | 1161 | 51.4981 | 0 | 1109.5019 | 1161 | 41.04 | 0 | 1119.96 | Summer | FALSE | 0 | 0 | 0 | 0 | 0 | 0 | 1 | 0 | 1
1981-07-07 | 7 | 7 | 24:00 | 25.6 | 0 | 1 | 78 |  | 0 | 0 | 4.2002 | 4.2002 | 95% | 0.60232 | 41.1985 | 5.4279 | 2.9926 | 2.843 | 0.14963 | 5% | 18.5124 | 0 | 0 | 0 | 0 | 0 | 0 | 0 | 0 | 0% | 1271.25 | 41.1985 | 0 | 1230.0515 | 1271.25 | 0 | 0 | 1271.25 | Summer | FALSE | 0 | 0 | 0 | 0 | 0 | 0 | 1 | 0 | 1
1981-07-08 | 7 | 8 | 1:00 | 25.6 | 1 | 1 | 78 |  | 0 | 0 | 3.9376 | 3.9376 | 95% | 0.56467 | 38.6235 | 5.0887 | 2.8056 | 2.6653 | 0.14028 | 5% | 17.3209 | 0 | 0 | 0 | 0 | 0 | 0 | 0 | 0 | 0% | 1189.75 | 38.6235 | 0 | 1151.1265 | 1189.75 | 0 | 0 | 1189.75 | Summer | FALSE | 0 | 0 | 0 | 0 | 0 | 0 | 1 | 0 | 1
1981-07-08 | 7 | 8 | 2:00 | 24.4 | 2 | 1 | 76 |  | 0 | 0 | 3.1501 | 3.1501 | 95% | 0 | 0 | 0 | 0 | 0 | 0 | 5% | 16.7069 | 0 | 0 | 0 | 0 | 0 | 0 | 0 | 0 | 0% | 1147.75 | 0 | 0 | 1147.75 | 1147.75 | 0 | 0 | 1147.75 | Summer | FALSE | 0 | 0 | 0 | 0 | 1 | 0 | 1 | 0 | 0
1981-07-08 | 7 | 8 | 3:00 | 22.2 | 3 | 1 | 72 |  | 0 | 0 | 3.4126 | 3.4126 | 95% | 0 | 0 | 0 | 0 | 0 | 0 | 5% | 16.3925 | 0 | 0 | 0 | 0 | 0 | 0 | 0 | 0 | 0% | 1126.25 | 0 | 0 | 1126.25 | 1126.25 | 0 | 0 | 1126.25 | Summer | FALSE | 0 | 0 | 0 | 0 | 1 | 0 | 1 | 0 | 0
1981-07-08 | 7 | 8 | 4:00 | 22.8 | 4 | 1 | 73 |  | 0 | 0 | 3.1501 | 3.1501 | 95% | 0 | 0 | 0 | 0 | 0 | 0 | 5% | 16.3925 | 0 | 0 | 0 | 0 | 0 | 0 | 0 | 0 | 0% | 1126.25 | 0 | 0 | 1126.25 | 1126.25 | 0 | 0 | 1126.25 | Summer | FALSE | 0 | 0 | 0 | 0 | 1 | 0 | 1 | 0 | 0
1981-07-08 | 7 | 8 | 5:00 | 22.8 | 5 | 1 | 73 |  | 0 | 0 | 3.1501 | 3.1501 | 95% | 0 | 0 | 0 | 0 | 0 | 0 | 5% | 15.9466 | 0 | 0 | 0 | 0 | 0 | 0 | 0 | 0 | 0% | 1095.75 | 0 | 0 | 1095.75 | 1095.75 | 0 | 0 | 1095.75 | Summer | FALSE | 0 | 0 | 0 | 0 | 1 | 0 | 1 | 0 | 0
1981-07-08 | 7 | 8 | 6:00 | 24.4 | 6 | 1 | 76 |  | 0 | 0 | 3.9376 | 3.9376 | 95% | 0.56467 | 38.6235 | 5.0887 | 2.8056 | 2.6653 | 0.14028 | 5% | 16.7434 | 0.6 | 0.6 | 0.6 | 41.04 | 5.407 | 2.9811 | 2.9532 | 0.027867 | 0.9348% | 1150.25 | 38.6235 | 0 | 1111.6265 | 1150.25 | 41.04 | 0 | 1109.21 | Summer | FALSE | 0 | 0 | 0 | 0 | 0 | 0 | 1 | 0 | 1
1981-07-08 | 7 | 8 | 7:00 | 26.7 | 7 | 1 | 80 |  | 0 | 0 | 4.7252 | 4.7252 | 95% | 0.67761 | 46.3483 | 6.1064 | 3.3667 | 3.1984 | 0.16833 | 5% | 18.8414 | 0.6 | 0.6 | 0.6 | 41.04 | 5.407 | 2.9811 | 2.9811 | 0 | 0% | 1293.75 | 46.3483 | 0 | 1247.4017 | 1293.75 | 41.04 | 0 | 1252.71 | Summer | FALSE | 0 | 0 | 0 | 0 | 0 | 0 | 1 | 0 | 1
1981-07-08 | 7 | 8 | 8:00 | 28.9 | 8 | 1 | 84 |  | 0 | 0 | 7.6128 | 7.6128 | 95% | 1 | 68.4 | 9.0117 | 4.9685 | 4.7201 | 0.24843 | 5% | 18.5892 | 0.6 | 0.6 | 0.6 | 41.04 | 5.407 | 2.9811 | 2.9811 | 0 | 0% | 1276.5 | 68.4 | 0 | 1208.1 | 1276.5 | 41.04 | 0 | 1235.46 | Summer | FALSE | 0 | 0 | 0 | 0 | 0 | 0 | 0 | 1 | 1
1981-07-08 | 7 | 8 | 9:00 | 30 | 9 | 1 | 86 |  | 0 | 0 | 6.5627 | 6.5627 | 95% | 0.94112 | 64.3726 | 8.4811 | 4.676 | 4.4422 | 0.2338 | 5% | 19.9159 | 0.6 | 0.6 | 0.6 | 41.04 | 5.407 | 2.9811 | 2.9811 | 0 | 0% | 1367.25 | 64.3726 | 0 | 1302.8774 | 1367.25 | 41.04 | 0 | 1326.21 | Summer | FALSE | 0 | 0 | 0 | 0 | 0 | 0 | 1 | 0 | 1
1981-07-08 | 7 | 8 | 10:00 | 31.7 | 10 | 1 | 89 |  | 0 | 0 | 6.0377 | 6.0377 | 95% | 0.86583 | 59.2228 | 7.8026 | 4.3019 | 4.0868 | 0.21509 | 5% | 22.4817 | 0.6 | 0.6 | 0.6 | 41.04 | 5.407 | 2.9811 | 2.9811 | 0 | 0% | 1542.75 | 59.2228 | 0 | 1483.5272 | 1542.75 | 41.04 | 0 | 1501.71 | Summer | FALSE | 0 | 0 | 0 | 0 | 0 | 0 | 1 | 0 | 1
1981-07-08 | 7 | 8 | 11:00 | 32.2 | 11 | 1 | 90 |  | 0 | 0 | 5.2502 | 5.2502 | 95% | 0.7529 | 51.4981 | 6.7849 | 3.7408 | 3.5537 | 0.18704 | 5% | 21.462 | 0.6 | 0.6 | 0.6 | 41.04 | 5.407 | 2.9811 | 2.9811 | 0 | 0% | 1473 | 51.4981 | 0 | 1421.5019 | 1473 | 41.04 | 0 | 1431.96 | Summer | FALSE | 0 | 0 | 0 | 0 | 0 | 0 | 1 | 0 | 1
1981-07-08 | 7 | 8 | 12:00 | 34.4 | 12 | 1 | 94 |  | 0 | 0 | 5.2502 | 5.2502 | 95% | 0.7529 | 51.4981 | 6.7849 | 3.7408 | 3.5537 | 0.18704 | 5% | 22.6096 | 0.6 | 0.6 | 0.6 | 41.04 | 5.407 | 2.9811 | 2.9811 | 0 | 0% | 1551.5 | 51.4981 | 0 | 1500.0019 | 1551.5 | 41.04 | 0 | 1510.46 | Summer | FALSE | 0 | 0 | 0 | 0 | 0 | 0 | 1 | 0 | 1
1981-07-08 | 7 | 8 | 13:00 | 35.6 | 13 | 1 | 96 |  | 0 | 0 | 4.7252 | 4.7252 | 95% | 0.67761 | 46.3483 | 6.1064 | 3.3667 | 3.1984 | 0.16833 | 5% | 22.4927 | 1 | 1 | 1 | 68.4 | 9.0117 | 4.9685 | 3.5439 | 1.4246 | 28.67% | 1543.5 | 46.3483 | 0 | 1497.1517 | 1543.5 | 68.4 | 0 | 1475.1 | Summer | FALSE | 1 | 1 | 46.3483 | 68.4 | 0 | 0 | 1 | 0 | 1
1981-07-08 | 7 | 8 | 14:00 | 36.1 | 14 | 1 | 97 |  | 0 | 0 | 3.9376 | 3.9376 | 95% | 0.56467 | 38.6235 | 5.0887 | 2.8056 | 2.6653 | 0.14028 | 5% | 22.3684 | 1 | 1 | 1 | 68.4 | 9.0117 | 4.9685 | 2.9532 | 2.0153 | 40.56% | 1535 | 38.6235 | 0 | 1496.3765 | 1535 | 68.4 | 0 | 1466.6 | Summer | FALSE | 1 | 1 | 38.6235 | 68.4 | 0 | 0 | 1 | 0 | 1
1981-07-08 | 7 | 8 | 15:00 | 36.1 | 15 | 1 | 97 |  | 0 | 0 | 3.6751 | 3.6751 | 95% | 0.52703 | 36.0486 | 4.7494 | 2.6185 | 2.4876 | 0.13093 | 5% | 22.3721 | 1 | 1 | 1 | 68.4 | 9.0117 | 4.9685 | 2.7564 | 2.2121 | 44.52% | 1535.25 | 36.0486 | 0 | 1499.2014 | 1535.25 | 68.4 | 0 | 1466.85 | Summer | FALSE | 1 | 1 | 36.0486 | 68.4 | 0 | 0 | 1 | 0 | 1
1981-07-08 | 7 | 8 | 16:00 | 35.6 | 16 | 1 | 96 |  | 0 | 0 | 3.6751 | 3.6751 | 95% | 0.52703 | 36.0486 | 4.7494 | 2.6185 | 2.4876 | 0.13093 | 5% | 22.3026 | 1 | 1 | 1 | 68.4 | 9.0117 | 4.9685 | 2.7564 | 2.2121 | 44.52% | 1530.5 | 36.0486 | 0 | 1494.4514 | 1530.5 | 68.4 | 0 | 1462.1 | Summer | FALSE | 1 | 1 | 36.0486 | 68.4 | 0 | 0 | 1 | 0 | 1
1981-07-08 | 7 | 8 | 17:00 | 35 | 17 | 1 | 95 |  | 0 | 0 | 4.7252 | 4.7252 | 95% | 0.67761 | 46.3483 | 6.1064 | 3.3667 | 3.1984 | 0.16833 | 5% | 21.8604 | 1 | 1 | 1 | 68.4 | 9.0117 | 4.9685 | 3.5439 | 1.4246 | 28.67% | 1500.25 | 46.3483 | 0 | 1453.9017 | 1500.25 | 68.4 | 0 | 1431.85 | Summer | FALSE | 0 | 0 | 0 | 0 | 0 | 0 | 1 | 0 | 1
1981-07-08 | 7 | 8 | 18:00 | 35 | 18 | 1 | 95 |  | 0 | 0 | 6.0377 | 6.0377 | 95% | 0.86583 | 59.2228 | 7.8026 | 4.3019 | 4.0868 | 0.21509 | 5% | 20.3289 | 0.6 | 0.6 | 0.6 | 41.04 | 5.407 | 2.9811 | 2.9811 | 0 | 0% | 1395.5 | 59.2228 | 0 | 1336.2772 | 1395.5 | 41.04 | 0 | 1354.46 | Summer | FALSE | 0 | 0 | 0 | 0 | 0 | 0 | 1 | 0 | 1
1981-07-08 | 7 | 8 | 19:00 | 33.3 | 19 | 1 | 92 |  | 0 | 0 | 6.5627 | 6.5627 | 95% | 0.94112 | 64.3726 | 8.4811 | 4.676 | 4.4422 | 0.2338 | 5% | 17.6937 | 0.6 | 0.6 | 0.6 | 41.04 | 5.407 | 2.9811 | 2.9811 | 0 | 0% | 1215.25 | 64.3726 | 0 | 1150.8774 | 1215.25 | 41.04 | 0 | 1174.21 | Summer | FALSE | 0 | 0 | 0 | 0 | 0 | 0 | 1 | 0 | 1
1981-07-08 | 7 | 8 | 20:00 | 32.2 | 20 | 1 | 90 |  | 0 | 0 | 5.7752 | 5.7752 | 95% | 0.82819 | 56.6479 | 7.4634 | 4.1148 | 3.9091 | 0.20574 | 5% | 16.0709 | 0.6 | 0.6 | 0.6 | 41.04 | 5.407 | 2.9811 | 2.9811 | 0 | 0% | 1104.25 | 56.6479 | 0 | 1047.6021 | 1104.25 | 41.04 | 0 | 1063.21 | Summer | FALSE | 0 | 0 | 0 | 0 | 0 | 0 | 1 | 0 | 1
1981-07-08 | 7 | 8 | 21:00 | 30.6 | 21 | 1 | 87 |  | 0 | 0 | 4.7252 | 4.7252 | 95% | 0.67761 | 46.3483 | 6.1064 | 3.3667 | 3.1984 | 0.16833 | 5% | 14.0058 | 0.6 | 0.6 | 0.6 | 41.04 | 5.407 | 2.9811 | 2.9811 | 0 | 0% | 963 | 46.3483 | 0 | 916.6517 | 963 | 41.04 | 0 | 921.96 | Summer | FALSE | 0 | 0 | 0 | 0 | 0 | 0 | 1 | 0 | 1
1981-07-08 | 7 | 8 | 22:00 | 29.4 | 22 | 1 | 85 |  | 0 | 0 | 4.2002 | 4.2002 | 95% | 0.60232 | 41.1985 | 5.4279 | 2.9926 | 2.843 | 0.14963 | 5% | 13.8194 | 0.6 | 0.6 | 0.6 | 41.04 | 5.407 | 2.9811 | 2.9811 | 0 | 0% | 950.25 | 41.1985 | 0 | 909.0515 | 950.25 | 41.04 | 0 | 909.21 | Summer | FALSE | 0 | 0 | 0 | 0 | 0 | 0 | 1 | 0 | 1
1981-07-08 | 7 | 8 | 23:00 | 29.4 | 23 | 1 | 85 |  | 0 | 0 | 5.2502 | 5.2502 | 95% | 0.7529 | 51.4981 | 6.7849 | 3.7408 | 3.5537 | 0.18704 | 5% | 13.7354 | 0.6 | 0.6 | 0.6 | 41.04 | 5.407 | 2.9811 | 2.9811 | 0 | 0% | 944.5 | 51.4981 | 0 | 893.0019 | 944.5 | 41.04 | 0 | 903.46 | Summer | FALSE | 0 | 0 | 0 | 0 | 0 | 0 | 1 | 0 | 1
1981-07-08 | 7 | 8 | 24:00 | 29.4 | 0 | 1 | 85 |  | 0 | 0 | 4.2002 | 4.2002 | 95% | 0.60232 | 41.1985 | 5.4279 | 2.9926 | 2.843 | 0.14963 | 5% | 13.6477 | 0 | 0 | 0 | 0 | 0 | 0 | 0 | 0 | 0% | 938.5 | 41.1985 | 0 | 897.3015 | 938.5 | 0 | 0 | 938.5 | Summer | FALSE | 0 | 0 | 0 | 0 | 0 | 0 | 1 | 0 | 1
1981-07-09 | 7 | 9 | 1:00 | 27.8 | 1 | 1 | 82 |  | 0 | 0 | 3.9376 | 3.9376 | 95% | 0.56467 | 38.6235 | 5.0887 | 2.8056 | 2.6653 | 0.14028 | 5% | 13.4466 | 0 | 0 | 0 | 0 | 0 | 0 | 0 | 0 | 0% | 924.75 | 38.6235 | 0 | 886.1265 | 924.75 | 0 | 0 | 924.75 | Summer | FALSE | 0 | 0 | 0 | 0 | 0 | 0 | 1 | 0 | 1
1981-07-09 | 7 | 9 | 2:00 | 27.8 | 2 | 1 | 82 |  | 0 | 0 | 3.1501 | 3.1501 | 95% | 0 | 0 | 0 | 0 | 0 | 0 | 5% | 13.3553 | 0 | 0 | 0 | 0 | 0 | 0 | 0 | 0 | 0% | 918.5 | 0 | 0 | 918.5 | 918.5 | 0 | 0 | 918.5 | Summer | FALSE | 0 | 0 | 0 | 0 | 1 | 0 | 1 | 0 | 0
1981-07-09 | 7 | 9 | 3:00 | 27.2 | 3 | 1 | 81 |  | 0 | 0 | 3.4126 | 3.4126 | 95% | 0 | 0 | 0 | 0 | 0 | 0 | 5% | 13.1981 | 0 | 0 | 0 | 0 | 0 | 0 | 0 | 0 | 0% | 907.75 | 0 | 0 | 907.75 | 907.75 | 0 | 0 | 907.75 | Summer | FALSE | 0 | 0 | 0 | 0 | 1 | 0 | 1 | 0 | 0
1981-07-09 | 7 | 9 | 4:00 | 26.7 | 4 | 1 | 80 |  | 0 | 0 | 3.1501 | 3.1501 | 95% | 0 | 0 | 0 | 0 | 0 | 0 | 5% | 13.4868 | 0 | 0 | 0 | 0 | 0 | 0 | 0 | 0 | 0% | 927.5 | 0 | 0 | 927.5 | 927.5 | 0 | 0 | 927.5 | Summer | FALSE | 0 | 0 | 0 | 0 | 1 | 0 | 1 | 0 | 0
1981-07-09 | 7 | 9 | 5:00 | 26.1 | 5 | 1 | 79 |  | 0 | 0 | 3.1501 | 3.1501 | 95% | 0 | 0 | 0 | 0 | 0 | 0 | 5% | 13.2529 | 0 | 0 | 0 | 0 | 0 | 0 | 0 | 0 | 0% | 911.5 | 0 | 0 | 911.5 | 911.5 | 0 | 0 | 911.5 | Summer | FALSE | 0 | 0 | 0 | 0 | 1 | 0 | 1 | 0 | 0
1981-07-09 | 7 | 9 | 6:00 | 26.7 | 6 | 1 | 80 |  | 0 | 0 | 3.9376 | 3.9376 | 95% | 0.56467 | 38.6235 | 5.0887 | 2.8056 | 2.6653 | 0.14028 | 5% | 13.9218 | 0.6 | 0.6 | 0.6 | 41.04 | 5.407 | 2.9811 | 2.9532 | 0.027867 | 0.9348% | 957.25 | 38.6235 | 0 | 918.6265 | 957.25 | 41.04 | 0 | 916.21 | Summer | FALSE | 0 | 0 | 0 | 0 | 0 | 0 | 1 | 0 | 1
1981-07-09 | 7 | 9 | 7:00 | 28.3 | 7 | 1 | 83 |  | 0 | 0 | 4.7252 | 4.7252 | 95% | 0.67761 | 46.3483 | 6.1064 | 3.3667 | 3.1984 | 0.16833 | 5% | 15.4751 | 0.6 | 0.6 | 0.6 | 41.04 | 5.407 | 2.9811 | 2.9811 | 0 | 0% | 1063.5 | 46.3483 | 0 | 1017.1517 | 1063.5 | 41.04 | 0 | 1022.46 | Summer | FALSE | 0 | 0 | 0 | 0 | 0 | 0 | 1 | 0 | 1
1981-07-09 | 7 | 9 | 8:00 | 27.8 | 8 | 1 | 82 |  | 0 | 0 | 7.6128 | 7.6128 | 95% | 1 | 68.4 | 9.0117 | 4.9685 | 4.7201 | 0.24843 | 5% | 15.3728 | 0.6 | 0.6 | 0.6 | 41.04 | 5.407 | 2.9811 | 2.9811 | 0 | 0% | 1056.5 | 68.4 | 0 | 988.1 | 1056.5 | 41.04 | 0 | 1015.46 | Summer | FALSE | 0 | 0 | 0 | 0 | 0 | 0 | 0 | 1 | 1
1981-07-09 | 7 | 9 | 9:00 | 31.1 | 9 | 1 | 88 |  | 0 | 0 | 6.5627 | 6.5627 | 95% | 0.94112 | 64.3726 | 8.4811 | 4.676 | 4.4422 | 0.2338 | 5% | 15.9101 | 0.6 | 0.6 | 0.6 | 41.04 | 5.407 | 2.9811 | 2.9811 | 0 | 0% | 1093.25 | 64.3726 | 0 | 1028.8774 | 1093.25 | 41.04 | 0 | 1052.21 | Summer | FALSE | 0 | 0 | 0 | 0 | 0 | 0 | 1 | 0 | 1
1981-07-09 | 7 | 9 | 10:00 | 32.2 | 10 | 1 | 90 |  | 0 | 0 | 6.0377 | 6.0377 | 95% | 0.86583 | 59.2228 | 7.8026 | 4.3019 | 4.0868 | 0.21509 | 5% | 16.3925 | 0.6 | 0.6 | 0.6 | 41.04 | 5.407 | 2.9811 | 2.9811 | 0 | 0% | 1126.25 | 59.2228 | 0 | 1067.0272 | 1126.25 | 41.04 | 0 | 1085.21 | Summer | FALSE | 0 | 0 | 0 | 0 | 0 | 0 | 1 | 0 | 1
1981-07-09 | 7 | 9 | 11:00 | 33.9 | 11 | 1 | 93 |  | 0 | 0 | 5.2502 | 5.2502 | 95% | 0.7529 | 51.4981 | 6.7849 | 3.7408 | 3.5537 | 0.18704 | 5% | 16.3779 | 0.6 | 0.6 | 0.6 | 41.04 | 5.407 | 2.9811 | 2.9811 | 0 | 0% | 1125.25 | 51.4981 | 0 | 1073.7519 | 1125.25 | 41.04 | 0 | 1084.21 | Summer | FALSE | 0 | 0 | 0 | 0 | 0 | 0 | 1 | 0 | 1
1981-07-09 | 7 | 9 | 12:00 | 34.4 | 12 | 1 | 94 |  | 0 | 0 | 5.2502 | 5.2502 | 95% | 0.7529 | 51.4981 | 6.7849 | 3.7408 | 3.5537 | 0.18704 | 5% | 16.6045 | 0.6 | 0.6 | 0.6 | 41.04 | 5.407 | 2.9811 | 2.9811 | 0 | 0% | 1140.75 | 51.4981 | 0 | 1089.2519 | 1140.75 | 41.04 | 0 | 1099.71 | Summer | FALSE | 0 | 0 | 0 | 0 | 0 | 0 | 1 | 0 | 1
1981-07-09 | 7 | 9 | 13:00 | 36.1 | 13 | 1 | 97 |  | 0 | 0 | 4.7252 | 4.7252 | 95% | 0.67761 | 46.3483 | 6.1064 | 3.3667 | 3.1984 | 0.16833 | 5% | 16.875 | 1 | 1 | 1 | 68.4 | 9.0117 | 4.9685 | 3.5439 | 1.4246 | 28.67% | 1159.25 | 46.3483 | 0 | 1112.9017 | 1159.25 | 68.4 | 0 | 1090.85 | Summer | FALSE | 1 | 1 | 46.3483 | 68.4 | 0 | 0 | 1 | 0 | 1
1981-07-09 | 7 | 9 | 14:00 | 36.7 | 14 | 1 | 98 |  | 0 | 0 | 3.9376 | 3.9376 | 95% | 0.56467 | 38.6235 | 5.0887 | 2.8056 | 2.6653 | 0.14028 | 5% | 16.6338 | 1 | 1 | 1 | 68.4 | 9.0117 | 4.9685 | 2.9532 | 2.0153 | 40.56% | 1142.75 | 38.6235 | 0 | 1104.1265 | 1142.75 | 68.4 | 0 | 1074.35 | Summer | FALSE | 1 | 1 | 38.6235 | 68.4 | 0 | 0 | 1 | 0 | 1
1981-07-09 | 7 | 9 | 15:00 | 37.2 | 15 | 1 | 99 |  | 0 | 0 | 3.6751 | 3.6751 | 95% | 0.52703 | 36.0486 | 4.7494 | 2.6185 | 2.4876 | 0.13093 | 5% | 16.6557 | 1 | 1 | 1 | 68.4 | 9.0117 | 4.9685 | 2.7564 | 2.2121 | 44.52% | 1144.25 | 36.0486 | 0 | 1108.2014 | 1144.25 | 68.4 | 0 | 1075.85 | Summer | FALSE | 1 | 1 | 36.0486 | 68.4 | 0 | 0 | 1 | 0 | 1
1981-07-09 | 7 | 9 | 16:00 | 36.1 | 16 | 1 | 97 |  | 0 | 0 | 3.6751 | 3.6751 | 95% | 0.52703 | 36.0486 | 4.7494 | 2.6185 | 2.4876 | 0.13093 | 5% | 16.78 | 1 | 1 | 1 | 68.4 | 9.0117 | 4.9685 | 2.7564 | 2.2121 | 44.52% | 1152.75 | 36.0486 | 0 | 1116.7014 | 1152.75 | 68.4 | 0 | 1084.35 | Summer | FALSE | 1 | 1 | 36.0486 | 68.4 | 0 | 0 | 1 | 0 | 1
1981-07-09 | 7 | 9 | 17:00 | 35.6 | 17 | 1 | 96 |  | 0 | 0 | 4.7252 | 4.7252 | 95% | 0.67761 | 46.3483 | 6.1064 | 3.3667 | 3.1984 | 0.16833 | 5% | 16.0892 | 1 | 1 | 1 | 68.4 | 9.0117 | 4.9685 | 3.5439 | 1.4246 | 28.67% | 1105.5 | 46.3483 | 0 | 1059.1517 | 1105.5 | 68.4 | 0 | 1037.1 | Summer | FALSE | 0 | 0 | 0 | 0 | 0 | 0 | 1 | 0 | 1
1981-07-09 | 7 | 9 | 18:00 | 34.4 | 18 | 1 | 94 |  | 0 | 0 | 6.0377 | 6.0377 | 95% | 0.86583 | 59.2228 | 7.8026 | 4.3019 | 4.0868 | 0.21509 | 5% | 15.4532 | 0.6 | 0.6 | 0.6 | 41.04 | 5.407 | 2.9811 | 2.9811 | 0 | 0% | 1062 | 59.2228 | 0 | 1002.7772 | 1062 | 41.04 | 0 | 1020.96 | Summer | FALSE | 0 | 0 | 0 | 0 | 0 | 0 | 1 | 0 | 1
1981-07-09 | 7 | 9 | 19:00 | 33.9 | 19 | 1 | 93 |  | 0 | 0 | 6.5627 | 6.5627 | 95% | 0.94112 | 64.3726 | 8.4811 | 4.676 | 4.4422 | 0.2338 | 5% | 15.0073 | 0.6 | 0.6 | 0.6 | 41.04 | 5.407 | 2.9811 | 2.9811 | 0 | 0% | 1031.5 | 64.3726 | 0 | 967.1274 | 1031.5 | 41.04 | 0 | 990.46 | Summer | FALSE | 0 | 0 | 0 | 0 | 0 | 0 | 1 | 0 | 1
1981-07-09 | 7 | 9 | 20:00 | 32.8 | 20 | 1 | 91 |  | 0 | 0 | 5.7752 | 5.7752 | 95% | 0.82819 | 56.6479 | 7.4634 | 4.1148 | 3.9091 | 0.20574 | 5% | 14.4956 | 0.6 | 0.6 | 0.6 | 41.04 | 5.407 | 2.9811 | 2.9811 | 0 | 0% | 996.5 | 56.6479 | 0 | 939.8521 | 996.5 | 41.04 | 0 | 955.46 | Summer | FALSE | 0 | 0 | 0 | 0 | 0 | 0 | 1 | 0 | 1
1981-07-09 | 7 | 9 | 21:00 | 31.1 | 21 | 1 | 88 |  | 0 | 0 | 4.7252 | 4.7252 | 95% | 0.67761 | 46.3483 | 6.1064 | 3.3667 | 3.1984 | 0.16833 | 5% | 13.8268 | 0.6 | 0.6 | 0.6 | 41.04 | 5.407 | 2.9811 | 2.9811 | 0 | 0% | 950.75 | 46.3483 | 0 | 904.4017 | 950.75 | 41.04 | 0 | 909.71 | Summer | FALSE | 0 | 0 | 0 | 0 | 0 | 0 | 1 | 0 | 1
1981-07-09 | 7 | 9 | 22:00 | 25 | 22 | 1 | 77 |  | 0 | 0 | 4.2002 | 4.2002 | 95% | 0.60232 | 41.1985 | 5.4279 | 2.9926 | 2.843 | 0.14963 | 5% | 13.6111 | 0.6 | 0.6 | 0.6 | 41.04 | 5.407 | 2.9811 | 2.9811 | 0 | 0% | 936 | 41.1985 | 0 | 894.8015 | 936 | 41.04 | 0 | 894.96 | Summer | FALSE | 0 | 0 | 0 | 0 | 0 | 0 | 1 | 0 | 1
1981-07-09 | 7 | 9 | 23:00 | 25 | 23 | 1 | 77 |  | 0 | 0 | 5.2502 | 5.2502 | 95% | 0.7529 | 51.4981 | 6.7849 | 3.7408 | 3.5537 | 0.18704 | 5% | 13.3991 | 0.6 | 0.6 | 0.6 | 41.04 | 5.407 | 2.9811 | 2.9811 | 0 | 0% | 921.5 | 51.4981 | 0 | 870.0019 | 921.5 | 41.04 | 0 | 880.46 | Summer | FALSE | 0 | 0 | 0 | 0 | 0 | 0 | 1 | 0 | 1
1981-07-09 | 7 | 9 | 24:00 | 26.7 | 0 | 1 | 80 |  | 0 | 0 | 4.2002 | 4.2002 | 95% | 0.60232 | 41.1985 | 5.4279 | 2.9926 | 2.843 | 0.14963 | 5% | 13.5307 | 0 | 0 | 0 | 0 | 0 | 0 | 0 | 0 | 0% | 930.5 | 41.1985 | 0 | 889.3015 | 930.5 | 0 | 0 | 930.5 | Summer | FALSE | 0 | 0 | 0 | 0 | 0 | 0 | 1 | 0 | 1
1981-07-10 | 7 | 10 | 1:00 | 26.7 | 1 | 1 | 80 |  | 0 | 0 | 3.9376 | 3.9376 | 95% | 0.56467 | 38.6235 | 5.0887 | 2.8056 | 2.6653 | 0.14028 | 5% | 13.8231 | 0 | 0 | 0 | 0 | 0 | 0 | 0 | 0 | 0% | 950.5 | 38.6235 | 0 | 911.8765 | 950.5 | 0 | 0 | 950.5 | Summer | FALSE | 0 | 0 | 0 | 0 | 0 | 0 | 1 | 0 | 1
1981-07-10 | 7 | 10 | 2:00 | 26.7 | 2 | 1 | 80 |  | 0 | 0 | 3.1501 | 3.1501 | 95% | 0 | 0 | 0 | 0 | 0 | 0 | 5% | 13.6513 | 0 | 0 | 0 | 0 | 0 | 0 | 0 | 0 | 0% | 938.75 | 0 | 0 | 938.75 | 938.75 | 0 | 0 | 938.75 | Summer | FALSE | 0 | 0 | 0 | 0 | 1 | 0 | 1 | 0 | 0
1981-07-10 | 7 | 10 | 3:00 | 26.1 | 3 | 1 | 79 |  | 0 | 0 | 3.4126 | 3.4126 | 95% | 0 | 0 | 0 | 0 | 0 | 0 | 5% | 13.8194 | 0 | 0 | 0 | 0 | 0 | 0 | 0 | 0 | 0% | 950.25 | 0 | 0 | 950.25 | 950.25 | 0 | 0 | 950.25 | Summer | FALSE | 0 | 0 | 0 | 0 | 1 | 0 | 1 | 0 | 0
1981-07-10 | 7 | 10 | 4:00 | 24.4 | 4 | 1 | 76 |  | 0 | 0 | 3.1501 | 3.1501 | 95% | 0 | 0 | 0 | 0 | 0 | 0 | 5% | 13.9693 | 0 | 0 | 0 | 0 | 0 | 0 | 0 | 0 | 0% | 960.5 | 0 | 0 | 960.5 | 960.5 | 0 | 0 | 960.5 | Summer | FALSE | 0 | 0 | 0 | 0 | 1 | 0 | 1 | 0 | 0
1981-07-10 | 7 | 10 | 5:00 | 24.4 | 5 | 1 | 76 |  | 0 | 0 | 3.1501 | 3.1501 | 95% | 0 | 0 | 0 | 0 | 0 | 0 | 5% | 13.8414 | 0 | 0 | 0 | 0 | 0 | 0 | 0 | 0 | 0% | 951.75 | 0 | 0 | 951.75 | 951.75 | 0 | 0 | 951.75 | Summer | FALSE | 0 | 0 | 0 | 0 | 1 | 0 | 1 | 0 | 0
1981-07-10 | 7 | 10 | 6:00 | 25 | 6 | 1 | 77 |  | 0 | 0 | 3.9376 | 3.9376 | 95% | 0.56467 | 38.6235 | 5.0887 | 2.8056 | 2.6653 | 0.14028 | 5% | 14.1338 | 0.6 | 0.6 | 0.6 | 41.04 | 5.407 | 2.9811 | 2.9532 | 0.027867 | 0.9348% | 971.75 | 38.6235 | 0 | 933.1265 | 971.75 | 41.04 | 0 | 930.71 | Summer | FALSE | 0 | 0 | 0 | 0 | 0 | 0 | 1 | 0 | 1
1981-07-10 | 7 | 10 | 7:00 | 26.1 | 7 | 1 | 79 |  | 0 | 0 | 4.7252 | 4.7252 | 95% | 0.67761 | 46.3483 | 6.1064 | 3.3667 | 3.1984 | 0.16833 | 5% | 15.3034 | 0.6 | 0.6 | 0.6 | 41.04 | 5.407 | 2.9811 | 2.9811 | 0 | 0% | 1051.75 | 46.3483 | 0 | 1005.4017 | 1051.75 | 41.04 | 0 | 1010.71 | Summer | FALSE | 0 | 0 | 0 | 0 | 0 | 0 | 1 | 0 | 1
1981-07-10 | 7 | 10 | 8:00 | 26.7 | 8 | 1 | 80 |  | 0 | 0 | 7.6128 | 7.6128 | 95% | 1 | 68.4 | 9.0117 | 4.9685 | 4.7201 | 0.24843 | 5% | 15.7091 | 0.6 | 0.6 | 0.6 | 41.04 | 5.407 | 2.9811 | 2.9811 | 0 | 0% | 1079.5 | 68.4 | 0 | 1011.1 | 1079.5 | 41.04 | 0 | 1038.46 | Summer | FALSE | 0 | 0 | 0 | 0 | 0 | 0 | 0 | 1 | 1
1981-07-10 | 7 | 10 | 9:00 | 28.3 | 9 | 1 | 83 |  | 0 | 0 | 6.5627 | 6.5627 | 95% | 0.94112 | 64.3726 | 8.4811 | 4.676 | 4.4422 | 0.2338 | 5% | 16.4437 | 0.6 | 0.6 | 0.6 | 41.04 | 5.407 | 2.9811 | 2.9811 | 0 | 0% | 1129.75 | 64.3726 | 0 | 1065.3774 | 1129.75 | 41.04 | 0 | 1088.71 | Summer | FALSE | 0 | 0 | 0 | 0 | 0 | 0 | 1 | 0 | 1
1981-07-10 | 7 | 10 | 10:00 | 28.9 | 10 | 1 | 84 |  | 0 | 0 | 6.0377 | 6.0377 | 95% | 0.86583 | 59.2228 | 7.8026 | 4.3019 | 4.0868 | 0.21509 | 5% | 17.5365 | 0.6 | 0.6 | 0.6 | 41.04 | 5.407 | 2.9811 | 2.9811 | 0 | 0% | 1204.5 | 59.2228 | 0 | 1145.2772 | 1204.5 | 41.04 | 0 | 1163.46 | Summer | FALSE | 0 | 0 | 0 | 0 | 0 | 0 | 1 | 0 | 1
1981-07-10 | 7 | 10 | 11:00 | 27.2 | 11 | 1 | 81 |  | 0 | 0 | 5.2502 | 5.2502 | 95% | 0.7529 | 51.4981 | 6.7849 | 3.7408 | 3.5537 | 0.18704 | 5% | 17.0066 | 0.6 | 0.6 | 0.6 | 41.04 | 5.407 | 2.9811 | 2.9811 | 0 | 0% | 1168.25 | 51.4981 | 0 | 1116.7519 | 1168.25 | 41.04 | 0 | 1127.21 | Summer | FALSE | 0 | 0 | 0 | 0 | 0 | 0 | 1 | 0 | 1
1981-07-10 | 7 | 10 | 12:00 | 28.3 | 12 | 1 | 83 |  | 0 | 0 | 5.2502 | 5.2502 | 95% | 0.7529 | 51.4981 | 6.7849 | 3.7408 | 3.5537 | 0.18704 | 5% | 17.1089 | 0.6 | 0.6 | 0.6 | 41.04 | 5.407 | 2.9811 | 2.9811 | 0 | 0% | 1175.25 | 51.4981 | 0 | 1123.7519 | 1175.25 | 41.04 | 0 | 1134.21 | Summer | FALSE | 0 | 0 | 0 | 0 | 0 | 0 | 1 | 0 | 1
1981-07-10 | 7 | 10 | 13:00 | 31.1 | 13 | 1 | 88 |  | 0 | 0 | 4.7252 | 4.7252 | 95% | 0.67761 | 46.3483 | 6.1064 | 3.3667 | 3.1984 | 0.16833 | 5% | 17.1784 | 1 | 1 | 1 | 68.4 | 9.0117 | 4.9685 | 3.5439 | 1.4246 | 28.67% | 1180 | 46.3483 | 0 | 1133.6517 | 1180 | 68.4 | 0 | 1111.6 | Summer | FALSE | 1 | 1 | 46.3483 | 68.4 | 0 | 0 | 1 | 0 | 1
1981-07-10 | 7 | 10 | 14:00 | 31.1 | 14 | 1 | 88 |  | 0 | 0 | 3.9376 | 3.9376 | 95% | 0.56467 | 38.6235 | 5.0887 | 2.8056 | 2.6653 | 0.14028 | 5% | 17.3136 | 1 | 1 | 1 | 68.4 | 9.0117 | 4.9685 | 2.9532 | 2.0153 | 40.56% | 1189.25 | 38.6235 | 0 | 1150.6265 | 1189.25 | 68.4 | 0 | 1120.85 | Summer | FALSE | 1 | 1 | 38.6235 | 68.4 | 0 | 0 | 1 | 0 | 1
1981-07-10 | 7 | 10 | 15:00 | 31.1 | 15 | 1 | 88 |  | 0 | 0 | 3.6751 | 3.6751 | 95% | 0.52703 | 36.0486 | 4.7494 | 2.6185 | 2.4876 | 0.13093 | 5% | 17.1491 | 1 | 1 | 1 | 68.4 | 9.0117 | 4.9685 | 2.7564 | 2.2121 | 44.52% | 1178 | 36.0486 | 0 | 1141.9514 | 1178 | 68.4 | 0 | 1109.6 | Summer | FALSE | 1 | 1 | 36.0486 | 68.4 | 0 | 0 | 1 | 0 | 1
1981-07-10 | 7 | 10 | 16:00 | 31.1 | 16 | 1 | 88 |  | 0 | 0 | 3.6751 | 3.6751 | 95% | 0.52703 | 36.0486 | 4.7494 | 2.6185 | 2.4876 | 0.13093 | 5% | 17.0431 | 1 | 1 | 1 | 68.4 | 9.0117 | 4.9685 | 2.7564 | 2.2121 | 44.52% | 1170.75 | 36.0486 | 0 | 1134.7014 | 1170.75 | 68.4 | 0 | 1102.35 | Summer | FALSE | 1 | 1 | 36.0486 | 68.4 | 0 | 0 | 1 | 0 | 1
1981-07-10 | 7 | 10 | 17:00 | 31.1 | 17 | 1 | 88 |  | 0 | 0 | 4.7252 | 4.7252 | 95% | 0.67761 | 46.3483 | 6.1064 | 3.3667 | 3.1984 | 0.16833 | 5% | 16.8129 | 1 | 1 | 1 | 68.4 | 9.0117 | 4.9685 | 3.5439 | 1.4246 | 28.67% | 1155 | 46.3483 | 0 | 1108.6517 | 1155 | 68.4 | 0 | 1086.6 | Summer | FALSE | 0 | 0 | 0 | 0 | 0 | 0 | 1 | 0 | 1
1981-07-10 | 7 | 10 | 18:00 | 30.6 | 18 | 1 | 87 |  | 0 | 0 | 6.0377 | 6.0377 | 95% | 0.86583 | 59.2228 | 7.8026 | 4.3019 | 4.0868 | 0.21509 | 5% | 15.7127 | 0.6 | 0.6 | 0.6 | 41.04 | 5.407 | 2.9811 | 2.9811 | 0 | 0% | 1079.75 | 59.2228 | 0 | 1020.5272 | 1079.75 | 41.04 | 0 | 1038.71 | Summer | FALSE | 0 | 0 | 0 | 0 | 0 | 0 | 1 | 0 | 1
1981-07-10 | 7 | 10 | 19:00 | 29.4 | 19 | 1 | 85 |  | 0 | 0 | 6.5627 | 6.5627 | 95% | 0.94112 | 64.3726 | 8.4811 | 4.676 | 4.4422 | 0.2338 | 5% | 15.5811 | 0.6 | 0.6 | 0.6 | 41.04 | 5.407 | 2.9811 | 2.9811 | 0 | 0% | 1070.75 | 64.3726 | 0 | 1006.3774 | 1070.75 | 41.04 | 0 | 1029.71 | Summer | FALSE | 0 | 0 | 0 | 0 | 0 | 0 | 1 | 0 | 1
1981-07-10 | 7 | 10 | 20:00 | 28.9 | 20 | 1 | 84 |  | 0 | 0 | 5.7752 | 5.7752 | 95% | 0.82819 | 56.6479 | 7.4634 | 4.1148 | 3.9091 | 0.20574 | 5% | 15.1389 | 0.6 | 0.6 | 0.6 | 41.04 | 5.407 | 2.9811 | 2.9811 | 0 | 0% | 1040.5 | 56.6479 | 0 | 983.8521 | 1040.5 | 41.04 | 0 | 999.46 | Summer | FALSE | 0 | 0 | 0 | 0 | 0 | 0 | 1 | 0 | 1
1981-07-10 | 7 | 10 | 21:00 | 28.3 | 21 | 1 | 83 |  | 0 | 0 | 4.7252 | 4.7252 | 95% | 0.67761 | 46.3483 | 6.1064 | 3.3667 | 3.1984 | 0.16833 | 5% | 14.2361 | 0.6 | 0.6 | 0.6 | 41.04 | 5.407 | 2.9811 | 2.9811 | 0 | 0% | 978.75 | 46.3483 | 0 | 932.4017 | 978.75 | 41.04 | 0 | 937.71 | Summer | FALSE | 0 | 0 | 0 | 0 | 0 | 0 | 1 | 0 | 1
1981-07-10 | 7 | 10 | 22:00 | 24.4 | 22 | 1 | 76 |  | 0 | 0 | 4.2002 | 4.2002 | 95% | 0.60232 | 41.1985 | 5.4279 | 2.9926 | 2.843 | 0.14963 | 5% | 14.1009 | 0.6 | 0.6 | 0.6 | 41.04 | 5.407 | 2.9811 | 2.9811 | 0 | 0% | 969.5 | 41.1985 | 0 | 928.3015 | 969.5 | 41.04 | 0 | 928.46 | Summer | FALSE | 0 | 0 | 0 | 0 | 0 | 0 | 1 | 0 | 1
1981-07-10 | 7 | 10 | 23:00 | 23.9 | 23 | 1 | 75 |  | 0 | 0 | 5.2502 | 5.2502 | 95% | 0.7529 | 51.4981 | 6.7849 | 3.7408 | 3.5537 | 0.18704 | 5% | 13.8962 | 0.6 | 0.6 | 0.6 | 41.04 | 5.407 | 2.9811 | 2.9811 | 0 | 0% | 955.5 | 51.4981 | 0 | 904.0019 | 955.5 | 41.04 | 0 | 914.46 | Summer | FALSE | 0 | 0 | 0 | 0 | 0 | 0 | 1 | 0 | 1
1981-07-10 | 7 | 10 | 24:00 | 23.9 | 0 | 1 | 75 |  | 0 | 0 | 4.2002 | 4.2002 | 95% | 0.60232 | 41.1985 | 5.4279 | 2.9926 | 2.843 | 0.14963 | 5% | 13.6075 | 0 | 0 | 0 | 0 | 0 | 0 | 0 | 0 | 0% | 935.75 | 41.1985 | 0 | 894.5515 | 935.75 | 0 | 0 | 935.75 | Summer | FALSE | 0 | 0 | 0 | 0 | 0 | 0 | 1 | 0 | 1
1981-07-11 | 7 | 11 | 1:00 | 24.4 | 1 | 1 | 76 |  | 0 | 0 | 3.9376 | 3.9376 | 95% | 0.56467 | 38.6235 | 5.0887 | 2.8056 | 2.6653 | 0.14028 | 5% | 14.0095 | 0 | 0 | 0 | 0 | 0 | 0 | 0 | 0 | 0% | 963.25 | 38.6235 | 0 | 924.6265 | 963.25 | 0 | 0 | 963.25 | Summer | FALSE | 0 | 0 | 0 | 0 | 0 | 0 | 1 | 0 | 1
1981-07-11 | 7 | 11 | 2:00 | 23.3 | 2 | 1 | 74 |  | 0 | 0 | 3.1501 | 3.1501 | 95% | 0 | 0 | 0 | 0 | 0 | 0 | 5% | 13.6769 | 0 | 0 | 0 | 0 | 0 | 0 | 0 | 0 | 0% | 940.5 | 0 | 0 | 940.5 | 940.5 | 0 | 0 | 940.5 | Summer | FALSE | 0 | 0 | 0 | 0 | 1 | 0 | 1 | 0 | 0
1981-07-11 | 7 | 11 | 3:00 | 23.3 | 3 | 1 | 74 |  | 0 | 0 | 3.4126 | 3.4126 | 95% | 0 | 0 | 0 | 0 | 0 | 0 | 5% | 13.5088 | 0 | 0 | 0 | 0 | 0 | 0 | 0 | 0 | 0% | 929 | 0 | 0 | 929 | 929 | 0 | 0 | 929 | Summer | FALSE | 0 | 0 | 0 | 0 | 1 | 0 | 1 | 0 | 0
1981-07-11 | 7 | 11 | 4:00 | 22.8 | 4 | 1 | 73 |  | 0 | 0 | 3.1501 | 3.1501 | 95% | 0 | 0 | 0 | 0 | 0 | 0 | 5% | 13.4466 | 0 | 0 | 0 | 0 | 0 | 0 | 0 | 0 | 0% | 924.75 | 0 | 0 | 924.75 | 924.75 | 0 | 0 | 924.75 | Summer | FALSE | 0 | 0 | 0 | 0 | 1 | 0 | 1 | 0 | 0
1981-07-11 | 7 | 11 | 5:00 | 22.8 | 5 | 1 | 73 |  | 0 | 0 | 3.1501 | 3.1501 | 95% | 0 | 0 | 0 | 0 | 0 | 0 | 5% | 13.4868 | 0 | 0 | 0 | 0 | 0 | 0 | 0 | 0 | 0% | 927.5 | 0 | 0 | 927.5 | 927.5 | 0 | 0 | 927.5 | Summer | FALSE | 0 | 0 | 0 | 0 | 1 | 0 | 1 | 0 | 0
1981-07-11 | 7 | 11 | 6:00 | 23.9 | 6 | 1 | 75 |  | 0 | 0 | 3.9376 | 3.9376 | 95% | 0.56467 | 38.6235 | 5.0887 | 2.8056 | 2.6653 | 0.14028 | 5% | 13.4978 | 0.6 | 0.6 | 0.6 | 41.04 | 5.407 | 2.9811 | 2.9532 | 0.027867 | 0.9348% | 928.25 | 38.6235 | 0 | 889.6265 | 928.25 | 41.04 | 0 | 887.21 | Summer | FALSE | 0 | 0 | 0 | 0 | 0 | 0 | 1 | 0 | 1
1981-07-11 | 7 | 11 | 7:00 | 26.1 | 7 | 1 | 79 |  | 0 | 0 | 4.7252 | 4.7252 | 95% | 0.67761 | 46.3483 | 6.1064 | 3.3667 | 3.1984 | 0.16833 | 5% | 13.8999 | 0.6 | 0.6 | 0.6 | 41.04 | 5.407 | 2.9811 | 2.9811 | 0 | 0% | 955.75 | 46.3483 | 0 | 909.4017 | 955.75 | 41.04 | 0 | 914.71 | Summer | FALSE | 0 | 0 | 0 | 0 | 0 | 0 | 1 | 0 | 1
1981-07-11 | 7 | 11 | 8:00 | 27.8 | 8 | 1 | 82 |  | 0 | 0 | 7.6128 | 7.6128 | 95% | 1 | 68.4 | 9.0117 | 4.9685 | 4.7201 | 0.24843 | 5% | 14.7661 | 0.6 | 0.6 | 0.6 | 41.04 | 5.407 | 2.9811 | 2.9811 | 0 | 0% | 1015 | 68.4 | 0 | 946.6 | 1015 | 41.04 | 0 | 973.96 | Summer | FALSE | 0 | 0 | 0 | 0 | 0 | 0 | 0 | 1 | 1
1981-07-11 | 7 | 11 | 9:00 | 28.9 | 9 | 1 | 84 |  | 0 | 0 | 6.5627 | 6.5627 | 95% | 0.94112 | 64.3726 | 8.4811 | 4.676 | 4.4422 | 0.2338 | 5% | 15.6542 | 0.6 | 0.6 | 0.6 | 41.04 | 5.407 | 2.9811 | 2.9811 | 0 | 0% | 1075.75 | 64.3726 | 0 | 1011.3774 | 1075.75 | 41.04 | 0 | 1034.71 | Summer | FALSE | 0 | 0 | 0 | 0 | 0 | 0 | 1 | 0 | 1
1981-07-11 | 7 | 11 | 10:00 | 31.1 | 10 | 1 | 88 |  | 0 | 0 | 6.0377 | 6.0377 | 95% | 0.86583 | 59.2228 | 7.8026 | 4.3019 | 4.0868 | 0.21509 | 5% | 15.7346 | 0.6 | 0.6 | 0.6 | 41.04 | 5.407 | 2.9811 | 2.9811 | 0 | 0% | 1081.25 | 59.2228 | 0 | 1022.0272 | 1081.25 | 41.04 | 0 | 1040.21 | Summer | FALSE | 0 | 0 | 0 | 0 | 0 | 0 | 1 | 0 | 1
1981-07-11 | 7 | 11 | 11:00 | 31.7 | 11 | 1 | 89 |  | 0 | 0 | 5.2502 | 5.2502 | 95% | 0.7529 | 51.4981 | 6.7849 | 3.7408 | 3.5537 | 0.18704 | 5% | 16.1148 | 0.6 | 0.6 | 0.6 | 41.04 | 5.407 | 2.9811 | 2.9811 | 0 | 0% | 1107.25 | 51.4981 | 0 | 1055.7519 | 1107.25 | 41.04 | 0 | 1066.21 | Summer | FALSE | 0 | 0 | 0 | 0 | 0 | 0 | 1 | 0 | 1
1981-07-11 | 7 | 11 | 12:00 | 32.2 | 12 | 1 | 90 |  | 0 | 0 | 5.2502 | 5.2502 | 95% | 0.7529 | 51.4981 | 6.7849 | 3.7408 | 3.5537 | 0.18704 | 5% | 15.6981 | 0.6 | 0.6 | 0.6 | 41.04 | 5.407 | 2.9811 | 2.9811 | 0 | 0% | 1078.75 | 51.4981 | 0 | 1027.2519 | 1078.75 | 41.04 | 0 | 1037.71 | Summer | FALSE | 0 | 0 | 0 | 0 | 0 | 0 | 1 | 0 | 1
1981-07-11 | 7 | 11 | 13:00 | 33.3 | 13 | 1 | 92 |  | 0 | 0 | 4.7252 | 4.7252 | 95% | 0.67761 | 46.3483 | 6.1064 | 3.3667 | 3.1984 | 0.16833 | 5% | 15.7822 | 1 | 1 | 1 | 68.4 | 9.0117 | 4.9685 | 3.5439 | 1.4246 | 28.67% | 1084.5 | 46.3483 | 0 | 1038.1517 | 1084.5 | 68.4 | 0 | 1016.1 | Summer | FALSE | 1 | 1 | 46.3483 | 68.4 | 0 | 0 | 1 | 0 | 1
1981-07-11 | 7 | 11 | 14:00 | 33.3 | 14 | 1 | 92 |  | 0 | 0 | 3.9376 | 3.9376 | 95% | 0.56467 | 38.6235 | 5.0887 | 2.8056 | 2.6653 | 0.14028 | 5% | 16.1769 | 1 | 1 | 1 | 68.4 | 9.0117 | 4.9685 | 2.9532 | 2.0153 | 40.56% | 1111.5 | 38.6235 | 0 | 1072.8765 | 1111.5 | 68.4 | 0 | 1043.1 | Summer | FALSE | 1 | 1 | 38.6235 | 68.4 | 0 | 0 | 1 | 0 | 1
1981-07-11 | 7 | 11 | 15:00 | 32.8 | 15 | 1 | 91 |  | 0 | 0 | 3.6751 | 3.6751 | 95% | 0.52703 | 36.0486 | 4.7494 | 2.6185 | 2.4876 | 0.13093 | 5% | 15.4825 | 1 | 1 | 1 | 68.4 | 9.0117 | 4.9685 | 2.7564 | 2.2121 | 44.52% | 1064 | 36.0486 | 0 | 1027.9514 | 1064 | 68.4 | 0 | 995.6 | Summer | FALSE | 1 | 1 | 36.0486 | 68.4 | 0 | 0 | 1 | 0 | 1
1981-07-11 | 7 | 11 | 16:00 | 33.3 | 16 | 1 | 92 |  | 0 | 0 | 3.6751 | 3.6751 | 95% | 0.52703 | 36.0486 | 4.7494 | 2.6185 | 2.4876 | 0.13093 | 5% | 15.1974 | 1 | 1 | 1 | 68.4 | 9.0117 | 4.9685 | 2.7564 | 2.2121 | 44.52% | 1044.5 | 36.0486 | 0 | 1008.4514 | 1044.5 | 68.4 | 0 | 976.1 | Summer | FALSE | 1 | 1 | 36.0486 | 68.4 | 0 | 0 | 1 | 0 | 1
1981-07-11 | 7 | 11 | 17:00 | 32.2 | 17 | 1 | 90 |  | 0 | 0 | 4.7252 | 4.7252 | 95% | 0.67761 | 46.3483 | 6.1064 | 3.3667 | 3.1984 | 0.16833 | 5% | 15.3399 | 1 | 1 | 1 | 68.4 | 9.0117 | 4.9685 | 3.5439 | 1.4246 | 28.67% | 1054.25 | 46.3483 | 0 | 1007.9017 | 1054.25 | 68.4 | 0 | 985.85 | Summer | FALSE | 0 | 0 | 0 | 0 | 0 | 0 | 1 | 0 | 1
1981-07-11 | 7 | 11 | 18:00 | 31.1 | 18 | 1 | 88 |  | 0 | 0 | 6.0377 | 6.0377 | 95% | 0.86583 | 59.2228 | 7.8026 | 4.3019 | 4.0868 | 0.21509 | 5% | 14.375 | 0.6 | 0.6 | 0.6 | 41.04 | 5.407 | 2.9811 | 2.9811 | 0 | 0% | 988.25 | 59.2228 | 0 | 929.0272 | 988.25 | 41.04 | 0 | 947.21 | Summer | FALSE | 0 | 0 | 0 | 0 | 0 | 0 | 1 | 0 | 1
1981-07-11 | 7 | 11 | 19:00 | 30.6 | 19 | 1 | 87 |  | 0 | 0 | 6.5627 | 6.5627 | 95% | 0.94112 | 64.3726 | 8.4811 | 4.676 | 4.4422 | 0.2338 | 5% | 14.8063 | 0.6 | 0.6 | 0.6 | 41.04 | 5.407 | 2.9811 | 2.9811 | 0 | 0% | 1017.75 | 64.3726 | 0 | 953.3774 | 1017.75 | 41.04 | 0 | 976.71 | Summer | FALSE | 0 | 0 | 0 | 0 | 0 | 0 | 1 | 0 | 1
1981-07-11 | 7 | 11 | 20:00 | 29.4 | 20 | 1 | 85 |  | 0 | 0 | 5.7752 | 5.7752 | 95% | 0.82819 | 56.6479 | 7.4634 | 4.1148 | 3.9091 | 0.20574 | 5% | 14.576 | 0.6 | 0.6 | 0.6 | 41.04 | 5.407 | 2.9811 | 2.9811 | 0 | 0% | 1002 | 56.6479 | 0 | 945.3521 | 1002 | 41.04 | 0 | 960.96 | Summer | FALSE | 0 | 0 | 0 | 0 | 0 | 0 | 1 | 0 | 1
1981-07-11 | 7 | 11 | 21:00 | 27.8 | 21 | 1 | 82 |  | 0 | 0 | 4.7252 | 4.7252 | 95% | 0.67761 | 46.3483 | 6.1064 | 3.3667 | 3.1984 | 0.16833 | 5% | 14.5102 | 0.6 | 0.6 | 0.6 | 41.04 | 5.407 | 2.9811 | 2.9811 | 0 | 0% | 997.5 | 46.3483 | 0 | 951.1517 | 997.5 | 41.04 | 0 | 956.46 | Summer | FALSE | 0 | 0 | 0 | 0 | 0 | 0 | 1 | 0 | 1
1981-07-11 | 7 | 11 | 22:00 | 27.2 | 22 | 1 | 81 |  | 0 | 0 | 4.2002 | 4.2002 | 95% | 0.60232 | 41.1985 | 5.4279 | 2.9926 | 2.843 | 0.14963 | 5% | 14.4773 | 0.6 | 0.6 | 0.6 | 41.04 | 5.407 | 2.9811 | 2.9811 | 0 | 0% | 995.25 | 41.1985 | 0 | 954.0515 | 995.25 | 41.04 | 0 | 954.21 | Summer | FALSE | 0 | 0 | 0 | 0 | 0 | 0 | 1 | 0 | 1
1981-07-11 | 7 | 11 | 23:00 | 26.1 | 23 | 1 | 79 |  | 0 | 0 | 5.2502 | 5.2502 | 95% | 0.7529 | 51.4981 | 6.7849 | 3.7408 | 3.5537 | 0.18704 | 5% | 14.3677 | 0.6 | 0.6 | 0.6 | 41.04 | 5.407 | 2.9811 | 2.9811 | 0 | 0% | 987.75 | 51.4981 | 0 | 936.2519 | 987.75 | 41.04 | 0 | 946.71 | Summer | FALSE | 0 | 0 | 0 | 0 | 0 | 0 | 1 | 0 | 1
1981-07-11 | 7 | 11 | 24:00 | 25.6 | 0 | 1 | 78 |  | 0 | 0 | 4.2002 | 4.2002 | 95% | 0.60232 | 41.1985 | 5.4279 | 2.9926 | 2.843 | 0.14963 | 5% | 14.3385 | 0 | 0 | 0 | 0 | 0 | 0 | 0 | 0 | 0% | 985.75 | 41.1985 | 0 | 944.5515 | 985.75 | 0 | 0 | 985.75 | Summer | FALSE | 0 | 0 | 0 | 0 | 0 | 0 | 1 | 0 | 1
1981-07-12 | 7 | 12 | 1:00 | 25 | 1 | 2 | 77 |  | 0 | 0 | 3.9376 | 3.9376 | 95% | 0.56467 | 38.6235 | 5.0887 | 2.8056 | 2.6653 | 0.14028 | 5% | 13.8377 | 0 | 0 | 0 | 0 | 0 | 0 | 0 | 0 | 0% | 951.5 | 38.6235 | 0 | 912.8765 | 951.5 | 0 | 0 | 951.5 | Summer | 0 | 0 | 0 | 0 | 0 | 0 | 0 | 1 | 0 | 1
1981-07-12 | 7 | 12 | 2:00 | 24.4 | 2 | 2 | 76 |  | 0 | 0 | 3.1501 | 3.1501 | 95% | 0 | 0 | 0 | 0 | 0 | 0 | 5% | 13.8377 | 0 | 0 | 0 | 0 | 0 | 0 | 0 | 0 | 0% | 951.5 | 0 | 0 | 951.5 | 951.5 | 0 | 0 | 951.5 | Summer | 0 | 0 | 0 | 0 | 0 | 1 | 0 | 1 | 0 | 0
1981-07-12 | 7 | 12 | 3:00 | 24.4 | 3 | 2 | 76 |  | 0 | 0 | 3.4126 | 3.4126 | 95% | 0 | 0 | 0 | 0 | 0 | 0 | 5% | 13.867 | 0 | 0 | 0 | 0 | 0 | 0 | 0 | 0 | 0% | 953.5 | 0 | 0 | 953.5 | 953.5 | 0 | 0 | 953.5 | Summer | 0 | 0 | 0 | 0 | 0 | 1 | 0 | 1 | 0 | 0
1981-07-12 | 7 | 12 | 4:00 | 22.2 | 4 | 2 | 72 |  | 0 | 0 | 3.1501 | 3.1501 | 95% | 0 | 0 | 0 | 0 | 0 | 0 | 5% | 14.1374 | 0 | 0 | 0 | 0 | 0 | 0 | 0 | 0 | 0% | 972 | 0 | 0 | 972 | 972 | 0 | 0 | 972 | Summer | 0 | 0 | 0 | 0 | 0 | 1 | 0 | 1 | 0 | 0
1981-07-12 | 7 | 12 | 5:00 | 21.7 | 5 | 2 | 71 |  | 0 | 0 | 3.1501 | 3.1501 | 95% | 0 | 0 | 0 | 0 | 0 | 0 | 5% | 14.3202 | 0 | 0 | 0 | 0 | 0 | 0 | 0 | 0 | 0% | 984.5 | 0 | 0 | 984.5 | 984.5 | 0 | 0 | 984.5 | Summer | 0 | 0 | 0 | 0 | 0 | 1 | 0 | 1 | 0 | 0
1981-07-12 | 7 | 12 | 6:00 | 21.7 | 6 | 2 | 71 |  | 0 | 0 | 3.9376 | 3.9376 | 95% | 0.56467 | 38.6235 | 5.0887 | 2.8056 | 2.6653 | 0.14028 | 5% | 14.258 | 0.6 | 0.6 | 0.6 | 41.04 | 5.407 | 2.9811 | 2.9532 | 0.027867 | 0.9348% | 980.25 | 38.6235 | 0 | 941.6265 | 980.25 | 41.04 | 0 | 939.21 | Summer | 0 | 0 | 0 | 0 | 0 | 0 | 0 | 1 | 0 | 1
1981-07-12 | 7 | 12 | 7:00 | 22.8 | 7 | 2 | 73 |  | 0 | 0 | 4.7252 | 4.7252 | 95% | 0.67761 | 46.3483 | 6.1064 | 3.3667 | 3.1984 | 0.16833 | 5% | 14.5029 | 0.6 | 0.6 | 0.6 | 41.04 | 5.407 | 2.9811 | 2.9811 | 0 | 0% | 997 | 46.3483 | 0 | 950.6517 | 997 | 41.04 | 0 | 955.96 | Summer | 0 | 0 | 0 | 0 | 0 | 0 | 0 | 1 | 0 | 1
1981-07-12 | 7 | 12 | 8:00 | 24.4 | 8 | 2 | 76 |  | 0 | 0 | 7.6128 | 7.6128 | 95% | 1 | 68.4 | 9.0117 | 4.9685 | 4.7201 | 0.24843 | 5% | 14.693 | 0.6 | 0.6 | 0.6 | 41.04 | 5.407 | 2.9811 | 2.9811 | 0 | 0% | 1010 | 68.4 | 0 | 941.6 | 1010 | 41.04 | 0 | 968.96 | Summer | 0 | 0 | 0 | 0 | 0 | 0 | 0 | 0 | 1 | 1
1981-07-12 | 7 | 12 | 9:00 | 24.4 | 9 | 2 | 76 |  | 0 | 0 | 6.5627 | 6.5627 | 95% | 0.94112 | 64.3726 | 8.4811 | 4.676 | 4.4422 | 0.2338 | 5% | 15.0365 | 0.6 | 0.6 | 0.6 | 41.04 | 5.407 | 2.9811 | 2.9811 | 0 | 0% | 1033.5 | 64.3726 | 0 | 969.1274 | 1033.5 | 41.04 | 0 | 992.46 | Summer | 0 | 0 | 0 | 0 | 0 | 0 | 0 | 1 | 0 | 1
1981-07-12 | 7 | 12 | 10:00 | 26.7 | 10 | 2 | 80 |  | 0 | 0 | 6.0377 | 6.0377 | 95% | 0.86583 | 59.2228 | 7.8026 | 4.3019 | 4.0868 | 0.21509 | 5% | 16.2171 | 0.6 | 0.6 | 0.6 | 41.04 | 5.407 | 2.9811 | 2.9811 | 0 | 0% | 1114.25 | 59.2228 | 0 | 1055.0272 | 1114.25 | 41.04 | 0 | 1073.21 | Summer | 0 | 0 | 0 | 0 | 0 | 0 | 0 | 1 | 0 | 1
1981-07-12 | 7 | 12 | 11:00 | 27.8 | 11 | 2 | 82 |  | 0 | 0 | 5.2502 | 5.2502 | 95% | 0.7529 | 51.4981 | 6.7849 | 3.7408 | 3.5537 | 0.18704 | 5% | 16.3523 | 0.6 | 0.6 | 0.6 | 41.04 | 5.407 | 2.9811 | 2.9811 | 0 | 0% | 1123.5 | 51.4981 | 0 | 1072.0019 | 1123.5 | 41.04 | 0 | 1082.46 | Summer | 0 | 0 | 0 | 0 | 0 | 0 | 0 | 1 | 0 | 1
1981-07-12 | 7 | 12 | 12:00 | 28.3 | 12 | 2 | 83 |  | 0 | 0 | 5.2502 | 5.2502 | 95% | 0.7529 | 51.4981 | 6.7849 | 3.7408 | 3.5537 | 0.18704 | 5% | 16.9518 | 0.6 | 0.6 | 0.6 | 41.04 | 5.407 | 2.9811 | 2.9811 | 0 | 0% | 1164.5 | 51.4981 | 0 | 1113.0019 | 1164.5 | 41.04 | 0 | 1123.46 | Summer | 0 | 0 | 0 | 0 | 0 | 0 | 0 | 1 | 0 | 1
1981-07-12 | 7 | 12 | 13:00 | 29.4 | 13 | 2 | 85 |  | 0 | 0 | 4.7252 | 4.7252 | 95% | 0.67761 | 46.3483 | 6.1064 | 3.3667 | 3.1984 | 0.16833 | 5% | 17.2332 | 0.6 | 0.6 | 0.6 | 41.04 | 5.407 | 2.9811 | 2.9811 | 0 | 0% | 1183.75 | 46.3483 | 0 | 1137.4017 | 1183.75 | 41.04 | 0 | 1142.71 | Summer | 0 | 0 | 0 | 0 | 0 | 0 | 0 | 1 | 0 | 1
1981-07-12 | 7 | 12 | 14:00 | 28.9 | 14 | 2 | 84 |  | 0 | 0 | 3.9376 | 3.9376 | 95% | 0.56467 | 38.6235 | 5.0887 | 2.8056 | 2.6653 | 0.14028 | 5% | 16.2208 | 0.6 | 0.6 | 0.6 | 41.04 | 5.407 | 2.9811 | 2.9532 | 0.027867 | 0.9348% | 1114.5 | 38.6235 | 0 | 1075.8765 | 1114.5 | 41.04 | 0 | 1073.46 | Summer | 0 | 0 | 0 | 0 | 0 | 0 | 0 | 1 | 0 | 1
1981-07-12 | 7 | 12 | 15:00 | 28.9 | 15 | 2 | 84 |  | 0 | 0 | 3.6751 | 3.6751 | 95% | 0.52703 | 36.0486 | 4.7494 | 2.6185 | 2.4876 | 0.13093 | 5% | 16.356 | 0.6 | 0.6 | 0.6 | 41.04 | 5.407 | 2.9811 | 2.7564 | 0.22475 | 7.539% | 1123.75 | 36.0486 | 0 | 1087.7014 | 1123.75 | 41.04 | 0 | 1082.71 | Summer | 0 | 0 | 0 | 0 | 0 | 0 | 0 | 1 | 0 | 1
1981-07-12 | 7 | 12 | 16:00 | 26.1 | 16 | 2 | 79 |  | 0 | 0 | 3.6751 | 3.6751 | 95% | 0.52703 | 36.0486 | 4.7494 | 2.6185 | 2.4876 | 0.13093 | 5% | 16.0088 | 0.6 | 0.6 | 0.6 | 41.04 | 5.407 | 2.9811 | 2.7564 | 0.22475 | 7.539% | 1100 | 36.0486 | 0 | 1063.9514 | 1100 | 41.04 | 0 | 1058.96 | Summer | 0 | 0 | 0 | 0 | 0 | 0 | 0 | 1 | 0 | 1
1981-07-12 | 7 | 12 | 17:00 | 28.9 | 17 | 2 | 84 |  | 0 | 0 | 4.7252 | 4.7252 | 95% | 0.67761 | 46.3483 | 6.1064 | 3.3667 | 3.1984 | 0.16833 | 5% | 16.7763 | 0.6 | 0.6 | 0.6 | 41.04 | 5.407 | 2.9811 | 2.9811 | 0 | 0% | 1152.5 | 46.3483 | 0 | 1106.1517 | 1152.5 | 41.04 | 0 | 1111.46 | Summer | 0 | 0 | 0 | 0 | 0 | 0 | 0 | 1 | 0 | 1
1981-07-12 | 7 | 12 | 18:00 | 27.8 | 18 | 2 | 82 |  | 0 | 0 | 6.0377 | 6.0377 | 95% | 0.86583 | 59.2228 | 7.8026 | 4.3019 | 4.0868 | 0.21509 | 5% | 15.9832 | 0.6 | 0.6 | 0.6 | 41.04 | 5.407 | 2.9811 | 2.9811 | 0 | 0% | 1098.25 | 59.2228 | 0 | 1039.0272 | 1098.25 | 41.04 | 0 | 1057.21 | Summer | 0 | 0 | 0 | 0 | 0 | 0 | 0 | 1 | 0 | 1
1981-07-12 | 7 | 12 | 19:00 | 25.6 | 19 | 2 | 78 |  | 0 | 0 | 6.5627 | 6.5627 | 95% | 0.94112 | 64.3726 | 8.4811 | 4.676 | 4.4422 | 0.2338 | 5% | 16.0709 | 0.6 | 0.6 | 0.6 | 41.04 | 5.407 | 2.9811 | 2.9811 | 0 | 0% | 1104.25 | 64.3726 | 0 | 1039.8774 | 1104.25 | 41.04 | 0 | 1063.21 | Summer | 0 | 0 | 0 | 0 | 0 | 0 | 0 | 1 | 0 | 1
1981-07-12 | 7 | 12 | 20:00 | 25 | 20 | 2 | 77 |  | 0 | 0 | 5.7752 | 5.7752 | 95% | 0.82819 | 56.6479 | 7.4634 | 4.1148 | 3.9091 | 0.20574 | 5% | 15.5958 | 0.6 | 0.6 | 0.6 | 41.04 | 5.407 | 2.9811 | 2.9811 | 0 | 0% | 1071.75 | 56.6479 | 0 | 1015.1021 | 1071.75 | 41.04 | 0 | 1030.71 | Summer | 0 | 0 | 0 | 0 | 0 | 0 | 0 | 1 | 0 | 1
1981-07-12 | 7 | 12 | 21:00 | 23.9 | 21 | 2 | 75 |  | 0 | 0 | 4.7252 | 4.7252 | 95% | 0.67761 | 46.3483 | 6.1064 | 3.3667 | 3.1984 | 0.16833 | 5% | 15.731 | 0.6 | 0.6 | 0.6 | 41.04 | 5.407 | 2.9811 | 2.9811 | 0 | 0% | 1081 | 46.3483 | 0 | 1034.6517 | 1081 | 41.04 | 0 | 1039.96 | Summer | 0 | 0 | 0 | 0 | 0 | 0 | 0 | 1 | 0 | 1
1981-07-12 | 7 | 12 | 22:00 | 24.4 | 22 | 2 | 76 |  | 0 | 0 | 4.2002 | 4.2002 | 95% | 0.60232 | 41.1985 | 5.4279 | 2.9926 | 2.843 | 0.14963 | 5% | 15.7712 | 0.6 | 0.6 | 0.6 | 41.04 | 5.407 | 2.9811 | 2.9811 | 0 | 0% | 1083.75 | 41.1985 | 0 | 1042.5515 | 1083.75 | 41.04 | 0 | 1042.71 | Summer | 0 | 0 | 0 | 0 | 0 | 0 | 0 | 1 | 0 | 1
1981-07-12 | 7 | 12 | 23:00 | 24.4 | 23 | 2 | 76 |  | 0 | 0 | 5.2502 | 5.2502 | 95% | 0.7529 | 51.4981 | 6.7849 | 3.7408 | 3.5537 | 0.18704 | 5% | 15.8845 | 0.6 | 0.6 | 0.6 | 41.04 | 5.407 | 2.9811 | 2.9811 | 0 | 0% | 1091.5 | 51.4981 | 0 | 1040.0019 | 1091.5 | 41.04 | 0 | 1050.46 | Summer | 0 | 0 | 0 | 0 | 0 | 0 | 0 | 1 | 0 | 1
1981-07-12 | 7 | 12 | 24:00 | 23.9 | 0 | 2 | 75 |  | 0 | 0 | 4.2002 | 4.2002 | 95% | 0.60232 | 41.1985 | 5.4279 | 2.9926 | 2.843 | 0.14963 | 5% | 15.7858 | 0 | 0 | 0 | 0 | 0 | 0 | 0 | 0 | 0% | 1084.75 | 41.1985 | 0 | 1043.5515 | 1084.75 | 0 | 0 | 1084.75 | Summer | 0 | 0 | 0 | 0 | 0 | 0 | 0 | 1 | 0 | 1
1981-07-13 | 7 | 13 | 1:00 | 23.9 | 1 | 2 | 75 |  | 0 | 0 | 3.9376 | 3.9376 | 95% | 0.56467 | 38.6235 | 5.0887 | 2.8056 | 2.6653 | 0.14028 | 5% | 15.625 | 0 | 0 | 0 | 0 | 0 | 0 | 0 | 0 | 0% | 1073.75 | 38.6235 | 0 | 1035.1265 | 1073.75 | 0 | 0 | 1073.75 | Summer | 0 | 0 | 0 | 0 | 0 | 0 | 0 | 1 | 0 | 1
1981-07-13 | 7 | 13 | 2:00 | 23.9 | 2 | 2 | 75 |  | 0 | 0 | 3.1501 | 3.1501 | 95% | 0 | 0 | 0 | 0 | 0 | 0 | 5% | 15.6506 | 0 | 0 | 0 | 0 | 0 | 0 | 0 | 0 | 0% | 1075.5 | 0 | 0 | 1075.5 | 1075.5 | 0 | 0 | 1075.5 | Summer | 0 | 0 | 0 | 0 | 0 | 1 | 0 | 1 | 0 | 0
1981-07-13 | 7 | 13 | 3:00 | 22.8 | 3 | 2 | 73 |  | 0 | 0 | 3.4126 | 3.4126 | 95% | 0 | 0 | 0 | 0 | 0 | 0 | 5% | 15.3253 | 0 | 0 | 0 | 0 | 0 | 0 | 0 | 0 | 0% | 1053.25 | 0 | 0 | 1053.25 | 1053.25 | 0 | 0 | 1053.25 | Summer | 0 | 0 | 0 | 0 | 0 | 1 | 0 | 1 | 0 | 0
1981-07-13 | 7 | 13 | 4:00 | 21.7 | 4 | 2 | 71 |  | 0 | 0 | 3.1501 | 3.1501 | 95% | 0 | 0 | 0 | 0 | 0 | 0 | 5% | 15.3728 | 0 | 0 | 0 | 0 | 0 | 0 | 0 | 0 | 0% | 1056.5 | 0 | 0 | 1056.5 | 1056.5 | 0 | 0 | 1056.5 | Summer | 0 | 0 | 0 | 0 | 0 | 1 | 0 | 1 | 0 | 0
1981-07-13 | 7 | 13 | 5:00 | 21.7 | 5 | 2 | 71 |  | 0 | 0 | 3.1501 | 3.1501 | 95% | 0 | 0 | 0 | 0 | 0 | 0 | 5% | 15.1352 | 0 | 0 | 0 | 0 | 0 | 0 | 0 | 0 | 0% | 1040.25 | 0 | 0 | 1040.25 | 1040.25 | 0 | 0 | 1040.25 | Summer | 0 | 0 | 0 | 0 | 0 | 1 | 0 | 1 | 0 | 0
1981-07-13 | 7 | 13 | 6:00 | 22.2 | 6 | 2 | 72 |  | 0 | 0 | 3.9376 | 3.9376 | 95% | 0.56467 | 38.6235 | 5.0887 | 2.8056 | 2.6653 | 0.14028 | 5% | 15.9722 | 0.6 | 0.6 | 0.6 | 41.04 | 5.407 | 2.9811 | 2.9532 | 0.027867 | 0.9348% | 1097.5 | 38.6235 | 0 | 1058.8765 | 1097.5 | 41.04 | 0 | 1056.46 | Summer | 0 | 0 | 0 | 0 | 0 | 0 | 0 | 1 | 0 | 1
1981-07-13 | 7 | 13 | 7:00 | 22.2 | 7 | 2 | 72 |  | 0 | 0 | 4.7252 | 4.7252 | 95% | 0.67761 | 46.3483 | 6.1064 | 3.3667 | 3.1984 | 0.16833 | 5% | 18.5599 | 0.6 | 0.6 | 0.6 | 41.04 | 5.407 | 2.9811 | 2.9811 | 0 | 0% | 1274.5 | 46.3483 | 0 | 1228.1517 | 1274.5 | 41.04 | 0 | 1233.46 | Summer | 0 | 0 | 0 | 0 | 0 | 0 | 0 | 1 | 0 | 1
1981-07-13 | 7 | 13 | 8:00 | 22.2 | 8 | 2 | 72 |  | 0 | 0 | 7.6128 | 7.6128 | 95% | 1 | 68.4 | 9.0117 | 4.9685 | 4.7201 | 0.24843 | 5% | 17.8911 | 0.6 | 0.6 | 0.6 | 41.04 | 5.407 | 2.9811 | 2.9811 | 0 | 0% | 1228.75 | 68.4 | 0 | 1160.35 | 1228.75 | 41.04 | 0 | 1187.71 | Summer | 0 | 0 | 0 | 0 | 0 | 0 | 0 | 0 | 1 | 1
1981-07-13 | 7 | 13 | 9:00 | 25.6 | 9 | 2 | 78 |  | 0 | 0 | 6.5627 | 6.5627 | 95% | 0.94112 | 64.3726 | 8.4811 | 4.676 | 4.4422 | 0.2338 | 5% | 17.6681 | 0.6 | 0.6 | 0.6 | 41.04 | 5.407 | 2.9811 | 2.9811 | 0 | 0% | 1213.5 | 64.3726 | 0 | 1149.1274 | 1213.5 | 41.04 | 0 | 1172.46 | Summer | 0 | 0 | 0 | 0 | 0 | 0 | 0 | 1 | 0 | 1
1981-07-13 | 7 | 13 | 10:00 | 28.9 | 10 | 2 | 84 |  | 0 | 0 | 6.0377 | 6.0377 | 95% | 0.86583 | 59.2228 | 7.8026 | 4.3019 | 4.0868 | 0.21509 | 5% | 17.9861 | 0.6 | 0.6 | 0.6 | 41.04 | 5.407 | 2.9811 | 2.9811 | 0 | 0% | 1235.25 | 59.2228 | 0 | 1176.0272 | 1235.25 | 41.04 | 0 | 1194.21 | Summer | 0 | 0 | 0 | 0 | 0 | 0 | 0 | 1 | 0 | 1
1981-07-13 | 7 | 13 | 11:00 | 30 | 11 | 2 | 86 |  | 0 | 0 | 5.2502 | 5.2502 | 95% | 0.7529 | 51.4981 | 6.7849 | 3.7408 | 3.5537 | 0.18704 | 5% | 17.8984 | 0.6 | 0.6 | 0.6 | 41.04 | 5.407 | 2.9811 | 2.9811 | 0 | 0% | 1229.25 | 51.4981 | 0 | 1177.7519 | 1229.25 | 41.04 | 0 | 1188.21 | Summer | 0 | 0 | 0 | 0 | 0 | 0 | 0 | 1 | 0 | 1
1981-07-13 | 7 | 13 | 12:00 | 29.4 | 12 | 2 | 85 |  | 0 | 0 | 5.2502 | 5.2502 | 95% | 0.7529 | 51.4981 | 6.7849 | 3.7408 | 3.5537 | 0.18704 | 5% | 17.5621 | 0.6 | 0.6 | 0.6 | 41.04 | 5.407 | 2.9811 | 2.9811 | 0 | 0% | 1206.25 | 51.4981 | 0 | 1154.7519 | 1206.25 | 41.04 | 0 | 1165.21 | Summer | 0 | 0 | 0 | 0 | 0 | 0 | 0 | 1 | 0 | 1
1981-07-13 | 7 | 13 | 13:00 | 28.3 | 13 | 2 | 83 |  | 0 | 0 | 4.7252 | 4.7252 | 95% | 0.67761 | 46.3483 | 6.1064 | 3.3667 | 3.1984 | 0.16833 | 5% | 18.0373 | 0.6 | 0.6 | 0.6 | 41.04 | 5.407 | 2.9811 | 2.9811 | 0 | 0% | 1238.75 | 46.3483 | 0 | 1192.4017 | 1238.75 | 41.04 | 0 | 1197.71 | Summer | 0 | 0 | 0 | 0 | 0 | 0 | 0 | 1 | 0 | 1
1981-07-13 | 7 | 13 | 14:00 | 27.2 | 14 | 2 | 81 |  | 0 | 0 | 3.9376 | 3.9376 | 95% | 0.56467 | 38.6235 | 5.0887 | 2.8056 | 2.6653 | 0.14028 | 5% | 17.9203 | 0.6 | 0.6 | 0.6 | 41.04 | 5.407 | 2.9811 | 2.9532 | 0.027867 | 0.9348% | 1230.75 | 38.6235 | 0 | 1192.1265 | 1230.75 | 41.04 | 0 | 1189.71 | Summer | 0 | 0 | 0 | 0 | 0 | 0 | 0 | 1 | 0 | 1
1981-07-13 | 7 | 13 | 15:00 | 26.7 | 15 | 2 | 80 |  | 0 | 0 | 3.6751 | 3.6751 | 95% | 0.52703 | 36.0486 | 4.7494 | 2.6185 | 2.4876 | 0.13093 | 5% | 18.3772 | 0.6 | 0.6 | 0.6 | 41.04 | 5.407 | 2.9811 | 2.7564 | 0.22475 | 7.539% | 1262 | 36.0486 | 0 | 1225.9514 | 1262 | 41.04 | 0 | 1220.96 | Summer | 0 | 0 | 0 | 0 | 0 | 0 | 0 | 1 | 0 | 1
1981-07-13 | 7 | 13 | 16:00 | 22.2 | 16 | 2 | 72 |  | 0 | 0 | 3.6751 | 3.6751 | 95% | 0.52703 | 36.0486 | 4.7494 | 2.6185 | 2.4876 | 0.13093 | 5% | 17.8984 | 0.6 | 0.6 | 0.6 | 41.04 | 5.407 | 2.9811 | 2.7564 | 0.22475 | 7.539% | 1229.25 | 36.0486 | 0 | 1193.2014 | 1229.25 | 41.04 | 0 | 1188.21 | Summer | 0 | 0 | 0 | 0 | 0 | 0 | 0 | 1 | 0 | 1
1981-07-13 | 7 | 13 | 17:00 | 22.2 | 17 | 2 | 72 |  | 0 | 0 | 4.7252 | 4.7252 | 95% | 0.67761 | 46.3483 | 6.1064 | 3.3667 | 3.1984 | 0.16833 | 5% | 17.8655 | 0.6 | 0.6 | 0.6 | 41.04 | 5.407 | 2.9811 | 2.9811 | 0 | 0% | 1227 | 46.3483 | 0 | 1180.6517 | 1227 | 41.04 | 0 | 1185.96 | Summer | 0 | 0 | 0 | 0 | 0 | 0 | 0 | 1 | 0 | 1
1981-07-13 | 7 | 13 | 18:00 | 21.7 | 18 | 2 | 71 |  | 0 | 0 | 6.0377 | 6.0377 | 95% | 0.86583 | 59.2228 | 7.8026 | 4.3019 | 4.0868 | 0.21509 | 5% | 17.5658 | 0.6 | 0.6 | 0.6 | 41.04 | 5.407 | 2.9811 | 2.9811 | 0 | 0% | 1206.5 | 59.2228 | 0 | 1147.2772 | 1206.5 | 41.04 | 0 | 1165.46 | Summer | 0 | 0 | 0 | 0 | 0 | 0 | 0 | 1 | 0 | 1
1981-07-13 | 7 | 13 | 19:00 | 21.7 | 19 | 2 | 71 |  | 0 | 0 | 6.5627 | 6.5627 | 95% | 0.94112 | 64.3726 | 8.4811 | 4.676 | 4.4422 | 0.2338 | 5% | 16.3158 | 0.6 | 0.6 | 0.6 | 41.04 | 5.407 | 2.9811 | 2.9811 | 0 | 0% | 1121 | 64.3726 | 0 | 1056.6274 | 1121 | 41.04 | 0 | 1079.96 | Summer | 0 | 0 | 0 | 0 | 0 | 0 | 0 | 1 | 0 | 1
1981-07-13 | 7 | 13 | 20:00 | 19.4 | 20 | 2 | 67 |  | 0 | 0 | 5.7752 | 5.7752 | 95% | 0.82819 | 56.6479 | 7.4634 | 4.1148 | 3.9091 | 0.20574 | 5% | 15.8516 | 0.6 | 0.6 | 0.6 | 41.04 | 5.407 | 2.9811 | 2.9811 | 0 | 0% | 1089.25 | 56.6479 | 0 | 1032.6021 | 1089.25 | 41.04 | 0 | 1048.21 | Summer | 0 | 0 | 0 | 0 | 0 | 0 | 0 | 1 | 0 | 1
1981-07-13 | 7 | 13 | 21:00 | 19.4 | 21 | 2 | 67 |  | 0 | 0 | 4.7252 | 4.7252 | 95% | 0.67761 | 46.3483 | 6.1064 | 3.3667 | 3.1984 | 0.16833 | 5% | 15.0037 | 0.6 | 0.6 | 0.6 | 41.04 | 5.407 | 2.9811 | 2.9811 | 0 | 0% | 1031.25 | 46.3483 | 0 | 984.9017 | 1031.25 | 41.04 | 0 | 990.21 | Summer | 0 | 0 | 0 | 0 | 0 | 0 | 0 | 1 | 0 | 1
1981-07-13 | 7 | 13 | 22:00 | 20 | 22 | 2 | 68 |  | 0 | 0 | 4.2002 | 4.2002 | 95% | 0.60232 | 41.1985 | 5.4279 | 2.9926 | 2.843 | 0.14963 | 5% | 15.1718 | 0.6 | 0.6 | 0.6 | 41.04 | 5.407 | 2.9811 | 2.9811 | 0 | 0% | 1042.75 | 41.1985 | 0 | 1001.5515 | 1042.75 | 41.04 | 0 | 1001.71 | Summer | 0 | 0 | 0 | 0 | 0 | 0 | 0 | 1 | 0 | 1
1981-07-13 | 7 | 13 | 23:00 | 20.6 | 23 | 2 | 69 |  | 0 | 0 | 5.2502 | 5.2502 | 95% | 0.7529 | 51.4981 | 6.7849 | 3.7408 | 3.5537 | 0.18704 | 5% | 15.0475 | 0.6 | 0.6 | 0.6 | 41.04 | 5.407 | 2.9811 | 2.9811 | 0 | 0% | 1034.25 | 51.4981 | 0 | 982.7519 | 1034.25 | 41.04 | 0 | 993.21 | Summer | 0 | 0 | 0 | 0 | 0 | 0 | 0 | 1 | 0 | 1
1981-07-13 | 7 | 13 | 24:00 | 20.6 | 0 | 2 | 69 |  | 0 | 0 | 4.2002 | 4.2002 | 95% | 0.60232 | 41.1985 | 5.4279 | 2.9926 | 2.843 | 0.14963 | 5% | 14.5577 | 0 | 0 | 0 | 0 | 0 | 0 | 0 | 0 | 0% | 1000.75 | 41.1985 | 0 | 959.5515 | 1000.75 | 0 | 0 | 1000.75 | Summer | 0 | 0 | 0 | 0 | 0 | 0 | 0 | 1 | 0 | 1
1981-07-14 | 7 | 14 | 1:00 | 20.6 | 1 | 1 | 69 |  | 0 | 0 | 3.9376 | 3.9376 | 95% | 0.56467 | 38.6235 | 5.0887 | 2.8056 | 2.6653 | 0.14028 | 5% | 14.5541 | 0 | 0 | 0 | 0 | 0 | 0 | 0 | 0 | 0% | 1000.5 | 38.6235 | 0 | 961.8765 | 1000.5 | 0 | 0 | 1000.5 | Summer | FALSE | 0 | 0 | 0 | 0 | 0 | 0 | 1 | 0 | 1
1981-07-14 | 7 | 14 | 2:00 | 20.6 | 2 | 1 | 69 |  | 0 | 0 | 3.1501 | 3.1501 | 95% | 0 | 0 | 0 | 0 | 0 | 0 | 5% | 14.6966 | 0 | 0 | 0 | 0 | 0 | 0 | 0 | 0 | 0% | 1010.25 | 0 | 0 | 1010.25 | 1010.25 | 0 | 0 | 1010.25 | Summer | FALSE | 0 | 0 | 0 | 0 | 1 | 0 | 1 | 0 | 0
1981-07-14 | 7 | 14 | 3:00 | 19.4 | 3 | 1 | 67 |  | 0 | 0 | 3.4126 | 3.4126 | 95% | 0 | 0 | 0 | 0 | 0 | 0 | 5% | 15.0329 | 0 | 0 | 0 | 0 | 0 | 0 | 0 | 0 | 0% | 1033.25 | 0 | 0 | 1033.25 | 1033.25 | 0 | 0 | 1033.25 | Summer | FALSE | 0 | 0 | 0 | 0 | 1 | 0 | 1 | 0 | 0
1981-07-14 | 7 | 14 | 4:00 | 20.6 | 4 | 1 | 69 |  | 0 | 0 | 3.1501 | 3.1501 | 95% | 0 | 0 | 0 | 0 | 0 | 0 | 5% | 14.9525 | 0 | 0 | 0 | 0 | 0 | 0 | 0 | 0 | 0% | 1027.75 | 0 | 0 | 1027.75 | 1027.75 | 0 | 0 | 1027.75 | Summer | FALSE | 0 | 0 | 0 | 0 | 1 | 0 | 1 | 0 | 0
1981-07-14 | 7 | 14 | 5:00 | 20.6 | 5 | 1 | 69 |  | 0 | 0 | 3.1501 | 3.1501 | 95% | 0 | 0 | 0 | 0 | 0 | 0 | 5% | 14.7186 | 0 | 0 | 0 | 0 | 0 | 0 | 0 | 0 | 0% | 1011.75 | 0 | 0 | 1011.75 | 1011.75 | 0 | 0 | 1011.75 | Summer | FALSE | 0 | 0 | 0 | 0 | 1 | 0 | 1 | 0 | 0
1981-07-14 | 7 | 14 | 6:00 | 21.1 | 6 | 1 | 70 |  | 0 | 0 | 3.9376 | 3.9376 | 95% | 0.56467 | 38.6235 | 5.0887 | 2.8056 | 2.6653 | 0.14028 | 5% | 15.5154 | 0.6 | 0.6 | 0.6 | 41.04 | 5.407 | 2.9811 | 2.9532 | 0.027867 | 0.9348% | 1066.25 | 38.6235 | 0 | 1027.6265 | 1066.25 | 41.04 | 0 | 1025.21 | Summer | FALSE | 0 | 0 | 0 | 0 | 0 | 0 | 1 | 0 | 1
1981-07-14 | 7 | 14 | 7:00 | 22.8 | 7 | 1 | 73 |  | 0 | 0 | 4.7252 | 4.7252 | 95% | 0.67761 | 46.3483 | 6.1064 | 3.3667 | 3.1984 | 0.16833 | 5% | 17.1053 | 0.6 | 0.6 | 0.6 | 41.04 | 5.407 | 2.9811 | 2.9811 | 0 | 0% | 1175 | 46.3483 | 0 | 1128.6517 | 1175 | 41.04 | 0 | 1133.96 | Summer | FALSE | 0 | 0 | 0 | 0 | 0 | 0 | 1 | 0 | 1
1981-07-14 | 7 | 14 | 8:00 | 23.9 | 8 | 1 | 75 |  | 0 | 0 | 7.6128 | 7.6128 | 95% | 1 | 68.4 | 9.0117 | 4.9685 | 4.7201 | 0.24843 | 5% | 17.7449 | 0.6 | 0.6 | 0.6 | 41.04 | 5.407 | 2.9811 | 2.9811 | 0 | 0% | 1218.75 | 68.4 | 0 | 1150.35 | 1218.75 | 41.04 | 0 | 1177.71 | Summer | FALSE | 0 | 0 | 0 | 0 | 0 | 0 | 0 | 1 | 1
1981-07-14 | 7 | 14 | 9:00 | 23.9 | 9 | 1 | 75 |  | 0 | 0 | 6.5627 | 6.5627 | 95% | 0.94112 | 64.3726 | 8.4811 | 4.676 | 4.4422 | 0.2338 | 5% | 20.5629 | 0.6 | 0.6 | 0.6 | 41.04 | 5.407 | 2.9811 | 2.9811 | 0 | 0% | 1411.5 | 64.3726 | 0 | 1347.1274 | 1411.5 | 41.04 | 0 | 1370.46 | Summer | FALSE | 0 | 0 | 0 | 0 | 0 | 0 | 1 | 0 | 1
1981-07-14 | 7 | 14 | 10:00 | 24.4 | 10 | 1 | 76 |  | 0 | 0 | 6.0377 | 6.0377 | 95% | 0.86583 | 59.2228 | 7.8026 | 4.3019 | 4.0868 | 0.21509 | 5% | 21.8677 | 0.6 | 0.6 | 0.6 | 41.04 | 5.407 | 2.9811 | 2.9811 | 0 | 0% | 1500.75 | 59.2228 | 0 | 1441.5272 | 1500.75 | 41.04 | 0 | 1459.71 | Summer | FALSE | 0 | 0 | 0 | 0 | 0 | 0 | 1 | 0 | 1
1981-07-14 | 7 | 14 | 11:00 | 25.6 | 11 | 1 | 78 |  | 0 | 0 | 5.2502 | 5.2502 | 95% | 0.7529 | 51.4981 | 6.7849 | 3.7408 | 3.5537 | 0.18704 | 5% | 21.7142 | 0.6 | 0.6 | 0.6 | 41.04 | 5.407 | 2.9811 | 2.9811 | 0 | 0% | 1490.25 | 51.4981 | 0 | 1438.7519 | 1490.25 | 41.04 | 0 | 1449.21 | Summer | FALSE | 0 | 0 | 0 | 0 | 0 | 0 | 1 | 0 | 1
1981-07-14 | 7 | 14 | 12:00 | 23.9 | 12 | 1 | 75 |  | 0 | 0 | 5.2502 | 5.2502 | 95% | 0.7529 | 51.4981 | 6.7849 | 3.7408 | 3.5537 | 0.18704 | 5% | 21.97 | 0.6 | 0.6 | 0.6 | 41.04 | 5.407 | 2.9811 | 2.9811 | 0 | 0% | 1507.75 | 51.4981 | 0 | 1456.2519 | 1507.75 | 41.04 | 0 | 1466.71 | Summer | FALSE | 0 | 0 | 0 | 0 | 0 | 0 | 1 | 0 | 1
1981-07-14 | 7 | 14 | 13:00 | 25.6 | 13 | 1 | 78 |  | 0 | 0 | 4.7252 | 4.7252 | 95% | 0.67761 | 46.3483 | 6.1064 | 3.3667 | 3.1984 | 0.16833 | 5% | 21.758 | 1 | 1 | 1 | 68.4 | 9.0117 | 4.9685 | 3.5439 | 1.4246 | 28.67% | 1493.25 | 46.3483 | 0 | 1446.9017 | 1493.25 | 68.4 | 0 | 1424.85 | Summer | FALSE | 1 | 1 | 46.3483 | 68.4 | 0 | 0 | 1 | 0 | 1
1981-07-14 | 7 | 14 | 14:00 | 25.6 | 14 | 1 | 78 |  | 0 | 0 | 3.9376 | 3.9376 | 95% | 0.56467 | 38.6235 | 5.0887 | 2.8056 | 2.6653 | 0.14028 | 5% | 21.652 | 1 | 1 | 1 | 68.4 | 9.0117 | 4.9685 | 2.9532 | 2.0153 | 40.56% | 1486 | 38.6235 | 0 | 1447.3765 | 1486 | 68.4 | 0 | 1417.6 | Summer | FALSE | 1 | 1 | 38.6235 | 68.4 | 0 | 0 | 1 | 0 | 1
1981-07-14 | 7 | 14 | 15:00 | 24.4 | 15 | 1 | 76 |  | 0 | 0 | 3.6751 | 3.6751 | 95% | 0.52703 | 36.0486 | 4.7494 | 2.6185 | 2.4876 | 0.13093 | 5% | 21.8823 | 1 | 1 | 1 | 68.4 | 9.0117 | 4.9685 | 2.7564 | 2.2121 | 44.52% | 1501.75 | 36.0486 | 0 | 1465.7014 | 1501.75 | 68.4 | 0 | 1433.35 | Summer | FALSE | 1 | 1 | 36.0486 | 68.4 | 0 | 0 | 1 | 0 | 1
1981-07-14 | 7 | 14 | 16:00 | 25 | 16 | 1 | 77 |  | 0 | 0 | 3.6751 | 3.6751 | 95% | 0.52703 | 36.0486 | 4.7494 | 2.6185 | 2.4876 | 0.13093 | 5% | 19.2398 | 1 | 1 | 1 | 68.4 | 9.0117 | 4.9685 | 2.7564 | 2.2121 | 44.52% | 1321 | 36.0486 | 0 | 1284.9514 | 1321 | 68.4 | 0 | 1252.6 | Summer | FALSE | 1 | 1 | 36.0486 | 68.4 | 0 | 0 | 1 | 0 | 1
1981-07-14 | 7 | 14 | 17:00 | 23.9 | 17 | 1 | 75 |  | 0 | 0 | 4.7252 | 4.7252 | 95% | 0.67761 | 46.3483 | 6.1064 | 3.3667 | 3.1984 | 0.16833 | 5% | 21.8165 | 1 | 1 | 1 | 68.4 | 9.0117 | 4.9685 | 3.5439 | 1.4246 | 28.67% | 1497.25 | 46.3483 | 0 | 1450.9017 | 1497.25 | 68.4 | 0 | 1428.85 | Summer | FALSE | 0 | 0 | 0 | 0 | 0 | 0 | 1 | 0 | 1
1981-07-14 | 7 | 14 | 18:00 | 23.9 | 18 | 1 | 75 |  | 0 | 0 | 6.0377 | 6.0377 | 95% | 0.86583 | 59.2228 | 7.8026 | 4.3019 | 4.0868 | 0.21509 | 5% | 19.7039 | 0.6 | 0.6 | 0.6 | 41.04 | 5.407 | 2.9811 | 2.9811 | 0 | 0% | 1352.75 | 59.2228 | 0 | 1293.5272 | 1352.75 | 41.04 | 0 | 1311.71 | Summer | FALSE | 0 | 0 | 0 | 0 | 0 | 0 | 1 | 0 | 1
1981-07-14 | 7 | 14 | 19:00 | 22.8 | 19 | 1 | 73 |  | 0 | 0 | 6.5627 | 6.5627 | 95% | 0.94112 | 64.3726 | 8.4811 | 4.676 | 4.4422 | 0.2338 | 5% | 19.6235 | 0.6 | 0.6 | 0.6 | 41.04 | 5.407 | 2.9811 | 2.9811 | 0 | 0% | 1347.25 | 64.3726 | 0 | 1282.8774 | 1347.25 | 41.04 | 0 | 1306.21 | Summer | FALSE | 0 | 0 | 0 | 0 | 0 | 0 | 1 | 0 | 1
1981-07-14 | 7 | 14 | 20:00 | 21.1 | 20 | 1 | 70 |  | 0 | 0 | 5.7752 | 5.7752 | 95% | 0.82819 | 56.6479 | 7.4634 | 4.1148 | 3.9091 | 0.20574 | 5% | 17.3063 | 0.6 | 0.6 | 0.6 | 41.04 | 5.407 | 2.9811 | 2.9811 | 0 | 0% | 1188.75 | 56.6479 | 0 | 1132.1021 | 1188.75 | 41.04 | 0 | 1147.71 | Summer | FALSE | 0 | 0 | 0 | 0 | 0 | 0 | 1 | 0 | 1
1981-07-14 | 7 | 14 | 21:00 | 20.6 | 21 | 1 | 69 |  | 0 | 0 | 4.7252 | 4.7252 | 95% | 0.67761 | 46.3483 | 6.1064 | 3.3667 | 3.1984 | 0.16833 | 5% | 17.0358 | 0.6 | 0.6 | 0.6 | 41.04 | 5.407 | 2.9811 | 2.9811 | 0 | 0% | 1170.25 | 46.3483 | 0 | 1123.9017 | 1170.25 | 41.04 | 0 | 1129.21 | Summer | FALSE | 0 | 0 | 0 | 0 | 0 | 0 | 1 | 0 | 1
1981-07-14 | 7 | 14 | 22:00 | 20.6 | 22 | 1 | 69 |  | 0 | 0 | 4.2002 | 4.2002 | 95% | 0.60232 | 41.1985 | 5.4279 | 2.9926 | 2.843 | 0.14963 | 5% | 16.9335 | 0.6 | 0.6 | 0.6 | 41.04 | 5.407 | 2.9811 | 2.9811 | 0 | 0% | 1163.25 | 41.1985 | 0 | 1122.0515 | 1163.25 | 41.04 | 0 | 1122.21 | Summer | FALSE | 0 | 0 | 0 | 0 | 0 | 0 | 1 | 0 | 1
1981-07-14 | 7 | 14 | 23:00 | 20 | 23 | 1 | 68 |  | 0 | 0 | 5.2502 | 5.2502 | 95% | 0.7529 | 51.4981 | 6.7849 | 3.7408 | 3.5537 | 0.18704 | 5% | 16.3048 | 0.6 | 0.6 | 0.6 | 41.04 | 5.407 | 2.9811 | 2.9811 | 0 | 0% | 1120.25 | 51.4981 | 0 | 1068.7519 | 1120.25 | 41.04 | 0 | 1079.21 | Summer | FALSE | 0 | 0 | 0 | 0 | 0 | 0 | 1 | 0 | 1
1981-07-14 | 7 | 14 | 24:00 | 19.4 | 0 | 1 | 67 |  | 0 | 0 | 4.2002 | 4.2002 | 95% | 0.60232 | 41.1985 | 5.4279 | 2.9926 | 2.843 | 0.14963 | 5% | 16.9627 | 0 | 0 | 0 | 0 | 0 | 0 | 0 | 0 | 0% | 1165.25 | 41.1985 | 0 | 1124.0515 | 1165.25 | 0 | 0 | 1165.25 | Summer | FALSE | 0 | 0 | 0 | 0 | 0 | 0 | 1 | 0 | 1
1981-07-15 | 7 | 15 | 1:00 | 18.9 | 1 | 1 | 66 |  | 0 | 0 | 3.9376 | 3.9376 | 95% | 0.56467 | 38.6235 | 5.0887 | 2.8056 | 2.6653 | 0.14028 | 5% | 15.8991 | 0 | 0 | 0 | 0 | 0 | 0 | 0 | 0 | 0% | 1092.5 | 38.6235 | 0 | 1053.8765 | 1092.5 | 0 | 0 | 1092.5 | Summer | FALSE | 0 | 0 | 0 | 0 | 0 | 0 | 1 | 0 | 1
1981-07-15 | 7 | 15 | 2:00 | 17.8 | 2 | 1 | 64 |  | 0 | 0 | 3.1501 | 3.1501 | 95% | 0 | 0 | 0 | 0 | 0 | 0 | 5% | 15.9795 | 0 | 0 | 0 | 0 | 0 | 0 | 0 | 0 | 0% | 1098 | 0 | 0 | 1098 | 1098 | 0 | 0 | 1098 | Summer | FALSE | 0 | 0 | 0 | 0 | 1 | 0 | 1 | 0 | 0
1981-07-15 | 7 | 15 | 3:00 | 17.8 | 3 | 1 | 64 |  | 0 | 0 | 3.4126 | 3.4126 | 95% | 0 | 0 | 0 | 0 | 0 | 0 | 5% | 15.9613 | 0 | 0 | 0 | 0 | 0 | 0 | 0 | 0 | 0% | 1096.75 | 0 | 0 | 1096.75 | 1096.75 | 0 | 0 | 1096.75 | Summer | FALSE | 0 | 0 | 0 | 0 | 1 | 0 | 1 | 0 | 0
1981-07-15 | 7 | 15 | 4:00 | 17.8 | 4 | 1 | 64 |  | 0 | 0 | 3.1501 | 3.1501 | 95% | 0 | 0 | 0 | 0 | 0 | 0 | 5% | 16.3962 | 0 | 0 | 0 | 0 | 0 | 0 | 0 | 0 | 0% | 1126.5 | 0 | 0 | 1126.5 | 1126.5 | 0 | 0 | 1126.5 | Summer | FALSE | 0 | 0 | 0 | 0 | 1 | 0 | 1 | 0 | 0
1981-07-15 | 7 | 15 | 5:00 | 17.2 | 5 | 1 | 63 |  | 0 | 0 | 3.1501 | 3.1501 | 95% | 0 | 0 | 0 | 0 | 0 | 0 | 5% | 16.0015 | 0 | 0 | 0 | 0 | 0 | 0 | 0 | 0 | 0% | 1099.5 | 0 | 0 | 1099.5 | 1099.5 | 0 | 0 | 1099.5 | Summer | FALSE | 0 | 0 | 0 | 0 | 1 | 0 | 1 | 0 | 0
1981-07-15 | 7 | 15 | 6:00 | 18.3 | 6 | 1 | 65 |  | 0 | 0 | 3.9376 | 3.9376 | 95% | 0.56467 | 38.6235 | 5.0887 | 2.8056 | 2.6653 | 0.14028 | 5% | 17.3099 | 0.6 | 0.6 | 0.6 | 41.04 | 5.407 | 2.9811 | 2.9532 | 0.027867 | 0.9348% | 1189 | 38.6235 | 0 | 1150.3765 | 1189 | 41.04 | 0 | 1147.96 | Summer | FALSE | 0 | 0 | 0 | 0 | 0 | 0 | 1 | 0 | 1
1981-07-15 | 7 | 15 | 7:00 | 20 | 7 | 1 | 68 |  | 0 | 0 | 4.7252 | 4.7252 | 95% | 0.67761 | 46.3483 | 6.1064 | 3.3667 | 3.1984 | 0.16833 | 5% | 20.0256 | 0.6 | 0.6 | 0.6 | 41.04 | 5.407 | 2.9811 | 2.9811 | 0 | 0% | 1374.75 | 46.3483 | 0 | 1328.4017 | 1374.75 | 41.04 | 0 | 1333.71 | Summer | FALSE | 0 | 0 | 0 | 0 | 0 | 0 | 1 | 0 | 1
1981-07-15 | 7 | 15 | 8:00 | 21.1 | 8 | 1 | 70 |  | 0 | 0 | 7.6128 | 7.6128 | 95% | 1 | 68.4 | 9.0117 | 4.9685 | 4.7201 | 0.24843 | 5% | 20.3911 | 0.6 | 0.6 | 0.6 | 41.04 | 5.407 | 2.9811 | 2.9811 | 0 | 0% | 1399.75 | 68.4 | 0 | 1331.35 | 1399.75 | 41.04 | 0 | 1358.71 | Summer | FALSE | 0 | 0 | 0 | 0 | 0 | 0 | 0 | 1 | 1
1981-07-15 | 7 | 15 | 9:00 | 23.3 | 9 | 1 | 74 |  | 0 | 0 | 6.5627 | 6.5627 | 95% | 0.94112 | 64.3726 | 8.4811 | 4.676 | 4.4422 | 0.2338 | 5% | 20.4386 | 0.6 | 0.6 | 0.6 | 41.04 | 5.407 | 2.9811 | 2.9811 | 0 | 0% | 1403 | 64.3726 | 0 | 1338.6274 | 1403 | 41.04 | 0 | 1361.96 | Summer | FALSE | 0 | 0 | 0 | 0 | 0 | 0 | 1 | 0 | 1
1981-07-15 | 7 | 15 | 10:00 | 25 | 10 | 1 | 77 |  | 0 | 0 | 6.0377 | 6.0377 | 95% | 0.86583 | 59.2228 | 7.8026 | 4.3019 | 4.0868 | 0.21509 | 5% | 20.7822 | 0.6 | 0.6 | 0.6 | 41.04 | 5.407 | 2.9811 | 2.9811 | 0 | 0% | 1426.5 | 59.2228 | 0 | 1367.2772 | 1426.5 | 41.04 | 0 | 1385.46 | Summer | FALSE | 0 | 0 | 0 | 0 | 0 | 0 | 1 | 0 | 1
1981-07-15 | 7 | 15 | 11:00 | 26.7 | 11 | 1 | 80 |  | 0 | 0 | 5.2502 | 5.2502 | 95% | 0.7529 | 51.4981 | 6.7849 | 3.7408 | 3.5537 | 0.18704 | 5% | 21.6447 | 0.6 | 0.6 | 0.6 | 41.04 | 5.407 | 2.9811 | 2.9811 | 0 | 0% | 1485.5 | 51.4981 | 0 | 1434.0019 | 1485.5 | 41.04 | 0 | 1444.46 | Summer | FALSE | 0 | 0 | 0 | 0 | 0 | 0 | 1 | 0 | 1
1981-07-15 | 7 | 15 | 12:00 | 27.8 | 12 | 1 | 82 |  | 0 | 0 | 5.2502 | 5.2502 | 95% | 0.7529 | 51.4981 | 6.7849 | 3.7408 | 3.5537 | 0.18704 | 5% | 22.2442 | 0.6 | 0.6 | 0.6 | 41.04 | 5.407 | 2.9811 | 2.9811 | 0 | 0% | 1526.5 | 51.4981 | 0 | 1475.0019 | 1526.5 | 41.04 | 0 | 1485.46 | Summer | FALSE | 0 | 0 | 0 | 0 | 0 | 0 | 1 | 0 | 1
1981-07-15 | 7 | 15 | 13:00 | 29.4 | 13 | 1 | 85 |  | 0 | 0 | 4.7252 | 4.7252 | 95% | 0.67761 | 46.3483 | 6.1064 | 3.3667 | 3.1984 | 0.16833 | 5% | 22.4342 | 1 | 1 | 1 | 68.4 | 9.0117 | 4.9685 | 3.5439 | 1.4246 | 28.67% | 1539.5 | 46.3483 | 0 | 1493.1517 | 1539.5 | 68.4 | 0 | 1471.1 | Summer | FALSE | 1 | 1 | 46.3483 | 68.4 | 0 | 0 | 1 | 0 | 1
1981-07-15 | 7 | 15 | 14:00 | 27.8 | 14 | 1 | 82 |  | 0 | 0 | 3.9376 | 3.9376 | 95% | 0.56467 | 38.6235 | 5.0887 | 2.8056 | 2.6653 | 0.14028 | 5% | 21.8275 | 1 | 1 | 1 | 68.4 | 9.0117 | 4.9685 | 2.9532 | 2.0153 | 40.56% | 1498 | 38.6235 | 0 | 1459.3765 | 1498 | 68.4 | 0 | 1429.6 | Summer | FALSE | 1 | 1 | 38.6235 | 68.4 | 0 | 0 | 1 | 0 | 1
1981-07-15 | 7 | 15 | 15:00 | 28.9 | 15 | 1 | 84 |  | 0 | 0 | 3.6751 | 3.6751 | 95% | 0.52703 | 36.0486 | 4.7494 | 2.6185 | 2.4876 | 0.13093 | 5% | 21.7069 | 1 | 1 | 1 | 68.4 | 9.0117 | 4.9685 | 2.7564 | 2.2121 | 44.52% | 1489.75 | 36.0486 | 0 | 1453.7014 | 1489.75 | 68.4 | 0 | 1421.35 | Summer | FALSE | 1 | 1 | 36.0486 | 68.4 | 0 | 0 | 1 | 0 | 1
1981-07-15 | 7 | 15 | 16:00 | 28.3 | 16 | 1 | 83 |  | 0 | 0 | 3.6751 | 3.6751 | 95% | 0.52703 | 36.0486 | 4.7494 | 2.6185 | 2.4876 | 0.13093 | 5% | 22.3721 | 1 | 1 | 1 | 68.4 | 9.0117 | 4.9685 | 2.7564 | 2.2121 | 44.52% | 1535.25 | 36.0486 | 0 | 1499.2014 | 1535.25 | 68.4 | 0 | 1466.85 | Summer | FALSE | 1 | 1 | 36.0486 | 68.4 | 0 | 0 | 1 | 0 | 1
1981-07-15 | 7 | 15 | 17:00 | 28.9 | 17 | 1 | 84 |  | 0 | 0 | 4.7252 | 4.7252 | 95% | 0.67761 | 46.3483 | 6.1064 | 3.3667 | 3.1984 | 0.16833 | 5% | 21.5022 | 1 | 1 | 1 | 68.4 | 9.0117 | 4.9685 | 3.5439 | 1.4246 | 28.67% | 1475.75 | 46.3483 | 0 | 1429.4017 | 1475.75 | 68.4 | 0 | 1407.35 | Summer | FALSE | 0 | 0 | 0 | 0 | 0 | 0 | 1 | 0 | 1
1981-07-15 | 7 | 15 | 18:00 | 27.8 | 18 | 1 | 82 |  | 0 | 0 | 6.0377 | 6.0377 | 95% | 0.86583 | 59.2228 | 7.8026 | 4.3019 | 4.0868 | 0.21509 | 5% | 18.9656 | 0.6 | 0.6 | 0.6 | 41.04 | 5.407 | 2.9811 | 2.9811 | 0 | 0% | 1302.25 | 59.2228 | 0 | 1243.0272 | 1302.25 | 41.04 | 0 | 1261.21 | Summer | FALSE | 0 | 0 | 0 | 0 | 0 | 0 | 1 | 0 | 1
1981-07-15 | 7 | 15 | 19:00 | 27.2 | 19 | 1 | 81 |  | 0 | 0 | 6.5627 | 6.5627 | 95% | 0.94112 | 64.3726 | 8.4811 | 4.676 | 4.4422 | 0.2338 | 5% | 16.9152 | 0.6 | 0.6 | 0.6 | 41.04 | 5.407 | 2.9811 | 2.9811 | 0 | 0% | 1162 | 64.3726 | 0 | 1097.6274 | 1162 | 41.04 | 0 | 1120.96 | Summer | FALSE | 0 | 0 | 0 | 0 | 0 | 0 | 1 | 0 | 1
1981-07-15 | 7 | 15 | 20:00 | 25.6 | 20 | 1 | 78 |  | 0 | 0 | 5.7752 | 5.7752 | 95% | 0.82819 | 56.6479 | 7.4634 | 4.1148 | 3.9091 | 0.20574 | 5% | 15.7712 | 0.6 | 0.6 | 0.6 | 41.04 | 5.407 | 2.9811 | 2.9811 | 0 | 0% | 1083.75 | 56.6479 | 0 | 1027.1021 | 1083.75 | 41.04 | 0 | 1042.71 | Summer | FALSE | 0 | 0 | 0 | 0 | 0 | 0 | 1 | 0 | 1
1981-07-15 | 7 | 15 | 21:00 | 24.4 | 21 | 1 | 76 |  | 0 | 0 | 4.7252 | 4.7252 | 95% | 0.67761 | 46.3483 | 6.1064 | 3.3667 | 3.1984 | 0.16833 | 5% | 15.1425 | 0.6 | 0.6 | 0.6 | 41.04 | 5.407 | 2.9811 | 2.9811 | 0 | 0% | 1040.75 | 46.3483 | 0 | 994.4017 | 1040.75 | 41.04 | 0 | 999.71 | Summer | FALSE | 0 | 0 | 0 | 0 | 0 | 0 | 1 | 0 | 1
1981-07-15 | 7 | 15 | 22:00 | 23.9 | 22 | 1 | 75 |  | 0 | 0 | 4.2002 | 4.2002 | 95% | 0.60232 | 41.1985 | 5.4279 | 2.9926 | 2.843 | 0.14963 | 5% | 14.7807 | 0.6 | 0.6 | 0.6 | 41.04 | 5.407 | 2.9811 | 2.9811 | 0 | 0% | 1016 | 41.1985 | 0 | 974.8015 | 1016 | 41.04 | 0 | 974.96 | Summer | FALSE | 0 | 0 | 0 | 0 | 0 | 0 | 1 | 0 | 1
1981-07-15 | 7 | 15 | 23:00 | 23.3 | 23 | 1 | 74 |  | 0 | 0 | 5.2502 | 5.2502 | 95% | 0.7529 | 51.4981 | 6.7849 | 3.7408 | 3.5537 | 0.18704 | 5% | 14.3421 | 0.6 | 0.6 | 0.6 | 41.04 | 5.407 | 2.9811 | 2.9811 | 0 | 0% | 986 | 51.4981 | 0 | 934.5019 | 986 | 41.04 | 0 | 944.96 | Summer | FALSE | 0 | 0 | 0 | 0 | 0 | 0 | 1 | 0 | 1
1981-07-15 | 7 | 15 | 24:00 | 22.2 | 0 | 1 | 72 |  | 0 | 0 | 4.2002 | 4.2002 | 95% | 0.60232 | 41.1985 | 5.4279 | 2.9926 | 2.843 | 0.14963 | 5% | 13.8852 | 0 | 0 | 0 | 0 | 0 | 0 | 0 | 0 | 0% | 954.75 | 41.1985 | 0 | 913.5515 | 954.75 | 0 | 0 | 954.75 | Summer | FALSE | 0 | 0 | 0 | 0 | 0 | 0 | 1 | 0 | 1
1981-07-16 | 7 | 16 | 1:00 | 21.7 | 1 | 1 | 71 |  | 0 | 0 | 3.9376 | 3.9376 | 95% | 0.56467 | 38.6235 | 5.0887 | 2.8056 | 2.6653 | 0.14028 | 5% | 13.7683 | 0 | 0 | 0 | 0 | 0 | 0 | 0 | 0 | 0% | 946.75 | 38.6235 | 0 | 908.1265 | 946.75 | 0 | 0 | 946.75 | Summer | FALSE | 0 | 0 | 0 | 0 | 0 | 0 | 1 | 0 | 1
1981-07-16 | 7 | 16 | 2:00 | 21.1 | 2 | 1 | 70 |  | 0 | 0 | 3.1501 | 3.1501 | 95% | 0 | 0 | 0 | 0 | 0 | 0 | 5% | 13.1981 | 0 | 0 | 0 | 0 | 0 | 0 | 0 | 0 | 0% | 907.75 | 0 | 0 | 907.75 | 907.75 | 0 | 0 | 907.75 | Summer | FALSE | 0 | 0 | 0 | 0 | 1 | 0 | 1 | 0 | 0
1981-07-16 | 7 | 16 | 3:00 | 20.6 | 3 | 1 | 69 |  | 0 | 0 | 3.4126 | 3.4126 | 95% | 0 | 0 | 0 | 0 | 0 | 0 | 5% | 12.7705 | 0 | 0 | 0 | 0 | 0 | 0 | 0 | 0 | 0% | 878.5 | 0 | 0 | 878.5 | 878.5 | 0 | 0 | 878.5 | Summer | FALSE | 0 | 0 | 0 | 0 | 1 | 0 | 1 | 0 | 0
1981-07-16 | 7 | 16 | 4:00 | 20 | 4 | 1 | 68 |  | 0 | 0 | 3.1501 | 3.1501 | 95% | 0 | 0 | 0 | 0 | 0 | 0 | 5% | 13.1433 | 0 | 0 | 0 | 0 | 0 | 0 | 0 | 0 | 0% | 904 | 0 | 0 | 904 | 904 | 0 | 0 | 904 | Summer | FALSE | 0 | 0 | 0 | 0 | 1 | 0 | 1 | 0 | 0
1981-07-16 | 7 | 16 | 5:00 | 19.4 | 5 | 1 | 67 |  | 0 | 0 | 3.1501 | 3.1501 | 95% | 0 | 0 | 0 | 0 | 0 | 0 | 5% | 12.8728 | 0 | 0 | 0 | 0 | 0 | 0 | 0 | 0 | 0% | 885.5 | 0 | 0 | 885.5 | 885.5 | 0 | 0 | 885.5 | Summer | FALSE | 0 | 0 | 0 | 0 | 1 | 0 | 1 | 0 | 0
1981-07-16 | 7 | 16 | 6:00 | 20 | 6 | 1 | 68 |  | 0 | 0 | 3.9376 | 3.9376 | 95% | 0.56467 | 38.6235 | 5.0887 | 2.8056 | 2.6653 | 0.14028 | 5% | 13.4503 | 0.6 | 0.6 | 0.6 | 41.04 | 5.407 | 2.9811 | 2.9532 | 0.027867 | 0.9348% | 925 | 38.6235 | 0 | 886.3765 | 925 | 41.04 | 0 | 883.96 | Summer | FALSE | 0 | 0 | 0 | 0 | 0 | 0 | 1 | 0 | 1
1981-07-16 | 7 | 16 | 7:00 | 22.8 | 7 | 1 | 73 |  | 0 | 0 | 4.7252 | 4.7252 | 95% | 0.67761 | 46.3483 | 6.1064 | 3.3667 | 3.1984 | 0.16833 | 5% | 14.6966 | 0.6 | 0.6 | 0.6 | 41.04 | 5.407 | 2.9811 | 2.9811 | 0 | 0% | 1010.25 | 46.3483 | 0 | 963.9017 | 1010.25 | 41.04 | 0 | 969.21 | Summer | FALSE | 0 | 0 | 0 | 0 | 0 | 0 | 1 | 0 | 1
1981-07-16 | 7 | 16 | 8:00 | 24.4 | 8 | 1 | 76 |  | 0 | 0 | 7.6128 | 7.6128 | 95% | 1 | 68.4 | 9.0117 | 4.9685 | 4.7201 | 0.24843 | 5% | 15.1243 | 0.6 | 0.6 | 0.6 | 41.04 | 5.407 | 2.9811 | 2.9811 | 0 | 0% | 1039.5 | 68.4 | 0 | 971.1 | 1039.5 | 41.04 | 0 | 998.46 | Summer | FALSE | 0 | 0 | 0 | 0 | 0 | 0 | 0 | 1 | 1
1981-07-16 | 7 | 16 | 9:00 | 26.1 | 9 | 1 | 79 |  | 0 | 0 | 6.5627 | 6.5627 | 95% | 0.94112 | 64.3726 | 8.4811 | 4.676 | 4.4422 | 0.2338 | 5% | 15.6433 | 0.6 | 0.6 | 0.6 | 41.04 | 5.407 | 2.9811 | 2.9811 | 0 | 0% | 1075 | 64.3726 | 0 | 1010.6274 | 1075 | 41.04 | 0 | 1033.96 | Summer | FALSE | 0 | 0 | 0 | 0 | 0 | 0 | 1 | 0 | 1
1981-07-16 | 7 | 16 | 10:00 | 27.8 | 10 | 1 | 82 |  | 0 | 0 | 6.0377 | 6.0377 | 95% | 0.86583 | 59.2228 | 7.8026 | 4.3019 | 4.0868 | 0.21509 | 5% | 15.9978 | 0.6 | 0.6 | 0.6 | 41.04 | 5.407 | 2.9811 | 2.9811 | 0 | 0% | 1099.25 | 59.2228 | 0 | 1040.0272 | 1099.25 | 41.04 | 0 | 1058.21 | Summer | FALSE | 0 | 0 | 0 | 0 | 0 | 0 | 1 | 0 | 1
1981-07-16 | 7 | 16 | 11:00 | 28.3 | 11 | 1 | 83 |  | 0 | 0 | 5.2502 | 5.2502 | 95% | 0.7529 | 51.4981 | 6.7849 | 3.7408 | 3.5537 | 0.18704 | 5% | 16.1696 | 0.6 | 0.6 | 0.6 | 41.04 | 5.407 | 2.9811 | 2.9811 | 0 | 0% | 1111 | 51.4981 | 0 | 1059.5019 | 1111 | 41.04 | 0 | 1069.96 | Summer | FALSE | 0 | 0 | 0 | 0 | 0 | 0 | 1 | 0 | 1
1981-07-16 | 7 | 16 | 12:00 | 29.4 | 12 | 1 | 85 |  | 0 | 0 | 5.2502 | 5.2502 | 95% | 0.7529 | 51.4981 | 6.7849 | 3.7408 | 3.5537 | 0.18704 | 5% | 15.848 | 0.6 | 0.6 | 0.6 | 41.04 | 5.407 | 2.9811 | 2.9811 | 0 | 0% | 1089 | 51.4981 | 0 | 1037.5019 | 1089 | 41.04 | 0 | 1047.96 | Summer | FALSE | 0 | 0 | 0 | 0 | 0 | 0 | 1 | 0 | 1
1981-07-16 | 7 | 16 | 13:00 | 29.4 | 13 | 1 | 85 |  | 0 | 0 | 4.7252 | 4.7252 | 95% | 0.67761 | 46.3483 | 6.1064 | 3.3667 | 3.1984 | 0.16833 | 5% | 16.049 | 1 | 1 | 1 | 68.4 | 9.0117 | 4.9685 | 3.5439 | 1.4246 | 28.67% | 1102.75 | 46.3483 | 0 | 1056.4017 | 1102.75 | 68.4 | 0 | 1034.35 | Summer | FALSE | 1 | 1 | 46.3483 | 68.4 | 0 | 0 | 1 | 0 | 1
1981-07-16 | 7 | 16 | 14:00 | 30 | 14 | 1 | 86 |  | 0 | 0 | 3.9376 | 3.9376 | 95% | 0.56467 | 38.6235 | 5.0887 | 2.8056 | 2.6653 | 0.14028 | 5% | 16.0161 | 1 | 1 | 1 | 68.4 | 9.0117 | 4.9685 | 2.9532 | 2.0153 | 40.56% | 1100.5 | 38.6235 | 0 | 1061.8765 | 1100.5 | 68.4 | 0 | 1032.1 | Summer | FALSE | 1 | 1 | 38.6235 | 68.4 | 0 | 0 | 1 | 0 | 1
1981-07-16 | 7 | 16 | 15:00 | 29.4 | 15 | 1 | 85 |  | 0 | 0 | 3.6751 | 3.6751 | 95% | 0.52703 | 36.0486 | 4.7494 | 2.6185 | 2.4876 | 0.13093 | 5% | 15.9503 | 1 | 1 | 1 | 68.4 | 9.0117 | 4.9685 | 2.7564 | 2.2121 | 44.52% | 1096 | 36.0486 | 0 | 1059.9514 | 1096 | 68.4 | 0 | 1027.6 | Summer | FALSE | 1 | 1 | 36.0486 | 68.4 | 0 | 0 | 1 | 0 | 1
1981-07-16 | 7 | 16 | 16:00 | 30.6 | 16 | 1 | 87 |  | 0 | 0 | 3.6751 | 3.6751 | 95% | 0.52703 | 36.0486 | 4.7494 | 2.6185 | 2.4876 | 0.13093 | 5% | 15.5702 | 1 | 1 | 1 | 68.4 | 9.0117 | 4.9685 | 2.7564 | 2.2121 | 44.52% | 1070 | 36.0486 | 0 | 1033.9514 | 1070 | 68.4 | 0 | 1001.6 | Summer | FALSE | 1 | 1 | 36.0486 | 68.4 | 0 | 0 | 1 | 0 | 1
1981-07-16 | 7 | 16 | 17:00 | 26.7 | 17 | 1 | 80 |  | 0 | 0 | 4.7252 | 4.7252 | 95% | 0.67761 | 46.3483 | 6.1064 | 3.3667 | 3.1984 | 0.16833 | 5% | 15.9211 | 1 | 1 | 1 | 68.4 | 9.0117 | 4.9685 | 3.5439 | 1.4246 | 28.67% | 1094 | 46.3483 | 0 | 1047.6517 | 1094 | 68.4 | 0 | 1025.6 | Summer | FALSE | 0 | 0 | 0 | 0 | 0 | 0 | 1 | 0 | 1
1981-07-16 | 7 | 16 | 18:00 | 25.6 | 18 | 1 | 78 |  | 0 | 0 | 6.0377 | 6.0377 | 95% | 0.86583 | 59.2228 | 7.8026 | 4.3019 | 4.0868 | 0.21509 | 5% | 15.1791 | 0.6 | 0.6 | 0.6 | 41.04 | 5.407 | 2.9811 | 2.9811 | 0 | 0% | 1043.25 | 59.2228 | 0 | 984.0272 | 1043.25 | 41.04 | 0 | 1002.21 | Summer | FALSE | 0 | 0 | 0 | 0 | 0 | 0 | 1 | 0 | 1
1981-07-16 | 7 | 16 | 19:00 | 23.9 | 19 | 1 | 75 |  | 0 | 0 | 6.5627 | 6.5627 | 95% | 0.94112 | 64.3726 | 8.4811 | 4.676 | 4.4422 | 0.2338 | 5% | 14.8465 | 0.6 | 0.6 | 0.6 | 41.04 | 5.407 | 2.9811 | 2.9811 | 0 | 0% | 1020.5 | 64.3726 | 0 | 956.1274 | 1020.5 | 41.04 | 0 | 979.46 | Summer | FALSE | 0 | 0 | 0 | 0 | 0 | 0 | 1 | 0 | 1
1981-07-16 | 7 | 16 | 20:00 | 23.3 | 20 | 1 | 74 |  | 0 | 0 | 5.7752 | 5.7752 | 95% | 0.82819 | 56.6479 | 7.4634 | 4.1148 | 3.9091 | 0.20574 | 5% | 14.269 | 0.6 | 0.6 | 0.6 | 41.04 | 5.407 | 2.9811 | 2.9811 | 0 | 0% | 981 | 56.6479 | 0 | 924.3521 | 981 | 41.04 | 0 | 939.96 | Summer | FALSE | 0 | 0 | 0 | 0 | 0 | 0 | 1 | 0 | 1
1981-07-16 | 7 | 16 | 21:00 | 23.3 | 21 | 1 | 74 |  | 0 | 0 | 4.7252 | 4.7252 | 95% | 0.67761 | 46.3483 | 6.1064 | 3.3667 | 3.1984 | 0.16833 | 5% | 13.655 | 0.6 | 0.6 | 0.6 | 41.04 | 5.407 | 2.9811 | 2.9811 | 0 | 0% | 939 | 46.3483 | 0 | 892.6517 | 939 | 41.04 | 0 | 897.96 | Summer | FALSE | 0 | 0 | 0 | 0 | 0 | 0 | 1 | 0 | 1
1981-07-16 | 7 | 16 | 22:00 | 22.8 | 22 | 1 | 73 |  | 0 | 0 | 4.2002 | 4.2002 | 95% | 0.60232 | 41.1985 | 5.4279 | 2.9926 | 2.843 | 0.14963 | 5% | 13.6988 | 0.6 | 0.6 | 0.6 | 41.04 | 5.407 | 2.9811 | 2.9811 | 0 | 0% | 942 | 41.1985 | 0 | 900.8015 | 942 | 41.04 | 0 | 900.96 | Summer | FALSE | 0 | 0 | 0 | 0 | 0 | 0 | 1 | 0 | 1
1981-07-16 | 7 | 16 | 23:00 | 22.2 | 23 | 1 | 72 |  | 0 | 0 | 5.2502 | 5.2502 | 95% | 0.7529 | 51.4981 | 6.7849 | 3.7408 | 3.5537 | 0.18704 | 5% | 13.4064 | 0.6 | 0.6 | 0.6 | 41.04 | 5.407 | 2.9811 | 2.9811 | 0 | 0% | 922 | 51.4981 | 0 | 870.5019 | 922 | 41.04 | 0 | 880.96 | Summer | FALSE | 0 | 0 | 0 | 0 | 0 | 0 | 1 | 0 | 1
1981-07-16 | 7 | 16 | 24:00 | 21.7 | 0 | 1 | 71 |  | 0 | 0 | 4.2002 | 4.2002 | 95% | 0.60232 | 41.1985 | 5.4279 | 2.9926 | 2.843 | 0.14963 | 5% | 13.2639 | 0 | 0 | 0 | 0 | 0 | 0 | 0 | 0 | 0% | 912.25 | 41.1985 | 0 | 871.0515 | 912.25 | 0 | 0 | 912.25 | Summer | FALSE | 0 | 0 | 0 | 0 | 0 | 0 | 1 | 0 | 1
1981-07-17 | 7 | 17 | 1:00 | 22.2 | 1 | 1 | 72 |  | 0 | 0 | 3.9376 | 3.9376 | 95% | 0.56467 | 38.6235 | 5.0887 | 2.8056 | 2.6653 | 0.14028 | 5% | 13.3626 | 0 | 0 | 0 | 0 | 0 | 0 | 0 | 0 | 0% | 919 | 38.6235 | 0 | 880.3765 | 919 | 0 | 0 | 919 | Summer | FALSE | 0 | 0 | 0 | 0 | 0 | 0 | 1 | 0 | 1
1981-07-17 | 7 | 17 | 2:00 | 21.7 | 2 | 1 | 71 |  | 0 | 0 | 3.1501 | 3.1501 | 95% | 0 | 0 | 0 | 0 | 0 | 0 | 5% | 13.3699 | 0 | 0 | 0 | 0 | 0 | 0 | 0 | 0 | 0% | 919.5 | 0 | 0 | 919.5 | 919.5 | 0 | 0 | 919.5 | Summer | FALSE | 0 | 0 | 0 | 0 | 1 | 0 | 1 | 0 | 0
1981-07-17 | 7 | 17 | 3:00 | 22.2 | 3 | 1 | 72 |  | 0 | 0 | 3.4126 | 3.4126 | 95% | 0 | 0 | 0 | 0 | 0 | 0 | 5% | 13.3077 | 0 | 0 | 0 | 0 | 0 | 0 | 0 | 0 | 0% | 915.25 | 0 | 0 | 915.25 | 915.25 | 0 | 0 | 915.25 | Summer | FALSE | 0 | 0 | 0 | 0 | 1 | 0 | 1 | 0 | 0
1981-07-17 | 7 | 17 | 4:00 | 21.1 | 4 | 1 | 70 |  | 0 | 0 | 3.1501 | 3.1501 | 95% | 0 | 0 | 0 | 0 | 0 | 0 | 5% | 13.6696 | 0 | 0 | 0 | 0 | 0 | 0 | 0 | 0 | 0% | 940 | 0 | 0 | 940 | 940 | 0 | 0 | 940 | Summer | FALSE | 0 | 0 | 0 | 0 | 1 | 0 | 1 | 0 | 0
1981-07-17 | 7 | 17 | 5:00 | 20.6 | 5 | 1 | 69 |  | 0 | 0 | 3.1501 | 3.1501 | 95% | 0 | 0 | 0 | 0 | 0 | 0 | 5% | 13.2529 | 0 | 0 | 0 | 0 | 0 | 0 | 0 | 0 | 0% | 911.5 | 0 | 0 | 911.5 | 911.5 | 0 | 0 | 911.5 | Summer | FALSE | 0 | 0 | 0 | 0 | 1 | 0 | 1 | 0 | 0
1981-07-17 | 7 | 17 | 6:00 | 22.2 | 6 | 1 | 72 |  | 0 | 0 | 3.9376 | 3.9376 | 95% | 0.56467 | 38.6235 | 5.0887 | 2.8056 | 2.6653 | 0.14028 | 5% | 13.75 | 0.6 | 0.6 | 0.6 | 41.04 | 5.407 | 2.9811 | 2.9532 | 0.027867 | 0.9348% | 945.5 | 38.6235 | 0 | 906.8765 | 945.5 | 41.04 | 0 | 904.46 | Summer | FALSE | 0 | 0 | 0 | 0 | 0 | 0 | 1 | 0 | 1
1981-07-17 | 7 | 17 | 7:00 | 23.3 | 7 | 1 | 74 |  | 0 | 0 | 4.7252 | 4.7252 | 95% | 0.67761 | 46.3483 | 6.1064 | 3.3667 | 3.1984 | 0.16833 | 5% | 15.0365 | 0.6 | 0.6 | 0.6 | 41.04 | 5.407 | 2.9811 | 2.9811 | 0 | 0% | 1033.5 | 46.3483 | 0 | 987.1517 | 1033.5 | 41.04 | 0 | 992.46 | Summer | FALSE | 0 | 0 | 0 | 0 | 0 | 0 | 1 | 0 | 1
1981-07-17 | 7 | 17 | 8:00 | 25.6 | 8 | 1 | 78 |  | 0 | 0 | 7.6128 | 7.6128 | 95% | 1 | 68.4 | 9.0117 | 4.9685 | 4.7201 | 0.24843 | 5% | 15.4788 | 0.6 | 0.6 | 0.6 | 41.04 | 5.407 | 2.9811 | 2.9811 | 0 | 0% | 1063.75 | 68.4 | 0 | 995.35 | 1063.75 | 41.04 | 0 | 1022.71 | Summer | FALSE | 0 | 0 | 0 | 0 | 0 | 0 | 0 | 1 | 1
1981-07-17 | 7 | 17 | 9:00 | 26.1 | 9 | 1 | 79 |  | 0 | 0 | 6.5627 | 6.5627 | 95% | 0.94112 | 64.3726 | 8.4811 | 4.676 | 4.4422 | 0.2338 | 5% | 16.2537 | 0.6 | 0.6 | 0.6 | 41.04 | 5.407 | 2.9811 | 2.9811 | 0 | 0% | 1116.75 | 64.3726 | 0 | 1052.3774 | 1116.75 | 41.04 | 0 | 1075.71 | Summer | FALSE | 0 | 0 | 0 | 0 | 0 | 0 | 1 | 0 | 1
1981-07-17 | 7 | 17 | 10:00 | 27.2 | 10 | 1 | 81 |  | 0 | 0 | 6.0377 | 6.0377 | 95% | 0.86583 | 59.2228 | 7.8026 | 4.3019 | 4.0868 | 0.21509 | 5% | 16.462 | 0.6 | 0.6 | 0.6 | 41.04 | 5.407 | 2.9811 | 2.9811 | 0 | 0% | 1131 | 59.2228 | 0 | 1071.7772 | 1131 | 41.04 | 0 | 1089.96 | Summer | FALSE | 0 | 0 | 0 | 0 | 0 | 0 | 1 | 0 | 1
1981-07-17 | 7 | 17 | 11:00 | 26.1 | 11 | 1 | 79 |  | 0 | 0 | 5.2502 | 5.2502 | 95% | 0.7529 | 51.4981 | 6.7849 | 3.7408 | 3.5537 | 0.18704 | 5% | 16.7361 | 0.6 | 0.6 | 0.6 | 41.04 | 5.407 | 2.9811 | 2.9811 | 0 | 0% | 1149.75 | 51.4981 | 0 | 1098.2519 | 1149.75 | 41.04 | 0 | 1108.71 | Summer | FALSE | 0 | 0 | 0 | 0 | 0 | 0 | 1 | 0 | 1
1981-07-17 | 7 | 17 | 12:00 | 26.1 | 12 | 1 | 79 |  | 0 | 0 | 5.2502 | 5.2502 | 95% | 0.7529 | 51.4981 | 6.7849 | 3.7408 | 3.5537 | 0.18704 | 5% | 17.0029 | 0.6 | 0.6 | 0.6 | 41.04 | 5.407 | 2.9811 | 2.9811 | 0 | 0% | 1168 | 51.4981 | 0 | 1116.5019 | 1168 | 41.04 | 0 | 1126.96 | Summer | FALSE | 0 | 0 | 0 | 0 | 0 | 0 | 1 | 0 | 1
1981-07-17 | 7 | 17 | 13:00 | 25.6 | 13 | 1 | 78 |  | 0 | 0 | 4.7252 | 4.7252 | 95% | 0.67761 | 46.3483 | 6.1064 | 3.3667 | 3.1984 | 0.16833 | 5% | 16.674 | 1 | 1 | 1 | 68.4 | 9.0117 | 4.9685 | 3.5439 | 1.4246 | 28.67% | 1145.5 | 46.3483 | 0 | 1099.1517 | 1145.5 | 68.4 | 0 | 1077.1 | Summer | FALSE | 1 | 1 | 46.3483 | 68.4 | 0 | 0 | 1 | 0 | 1
1981-07-17 | 7 | 17 | 14:00 | 23.9 | 14 | 1 | 75 |  | 0 | 0 | 3.9376 | 3.9376 | 95% | 0.56467 | 38.6235 | 5.0887 | 2.8056 | 2.6653 | 0.14028 | 5% | 17.394 | 1 | 1 | 1 | 68.4 | 9.0117 | 4.9685 | 2.9532 | 2.0153 | 40.56% | 1194.75 | 38.6235 | 0 | 1156.1265 | 1194.75 | 68.4 | 0 | 1126.35 | Summer | FALSE | 1 | 1 | 38.6235 | 68.4 | 0 | 0 | 1 | 0 | 1
1981-07-17 | 7 | 17 | 15:00 | 25.6 | 15 | 1 | 78 |  | 0 | 0 | 3.6751 | 3.6751 | 95% | 0.52703 | 36.0486 | 4.7494 | 2.6185 | 2.4876 | 0.13093 | 5% | 16.8823 | 1 | 1 | 1 | 68.4 | 9.0117 | 4.9685 | 2.7564 | 2.2121 | 44.52% | 1159.75 | 36.0486 | 0 | 1123.7014 | 1159.75 | 68.4 | 0 | 1091.35 | Summer | FALSE | 1 | 1 | 36.0486 | 68.4 | 0 | 0 | 1 | 0 | 1
1981-07-17 | 7 | 17 | 16:00 | 25 | 16 | 1 | 77 |  | 0 | 0 | 3.6751 | 3.6751 | 95% | 0.52703 | 36.0486 | 4.7494 | 2.6185 | 2.4876 | 0.13093 | 5% | 17.0797 | 1 | 1 | 1 | 68.4 | 9.0117 | 4.9685 | 2.7564 | 2.2121 | 44.52% | 1173.25 | 36.0486 | 0 | 1137.2014 | 1173.25 | 68.4 | 0 | 1104.85 | Summer | FALSE | 1 | 1 | 36.0486 | 68.4 | 0 | 0 | 1 | 0 | 1
1981-07-17 | 7 | 17 | 17:00 | 23.9 | 17 | 1 | 75 |  | 0 | 0 | 4.7252 | 4.7252 | 95% | 0.67761 | 46.3483 | 6.1064 | 3.3667 | 3.1984 | 0.16833 | 5% | 16.8494 | 1 | 1 | 1 | 68.4 | 9.0117 | 4.9685 | 3.5439 | 1.4246 | 28.67% | 1157.5 | 46.3483 | 0 | 1111.1517 | 1157.5 | 68.4 | 0 | 1089.1 | Summer | FALSE | 0 | 0 | 0 | 0 | 0 | 0 | 1 | 0 | 1
1981-07-17 | 7 | 17 | 18:00 | 23.9 | 18 | 1 | 75 |  | 0 | 0 | 6.0377 | 6.0377 | 95% | 0.86583 | 59.2228 | 7.8026 | 4.3019 | 4.0868 | 0.21509 | 5% | 15.9503 | 0.6 | 0.6 | 0.6 | 41.04 | 5.407 | 2.9811 | 2.9811 | 0 | 0% | 1096 | 59.2228 | 0 | 1036.7772 | 1096 | 41.04 | 0 | 1054.96 | Summer | FALSE | 0 | 0 | 0 | 0 | 0 | 0 | 1 | 0 | 1
1981-07-17 | 7 | 17 | 19:00 | 23.3 | 19 | 1 | 74 |  | 0 | 0 | 6.5627 | 6.5627 | 95% | 0.94112 | 64.3726 | 8.4811 | 4.676 | 4.4422 | 0.2338 | 5% | 15.5921 | 0.6 | 0.6 | 0.6 | 41.04 | 5.407 | 2.9811 | 2.9811 | 0 | 0% | 1071.5 | 64.3726 | 0 | 1007.1274 | 1071.5 | 41.04 | 0 | 1030.46 | Summer | FALSE | 0 | 0 | 0 | 0 | 0 | 0 | 1 | 0 | 1
1981-07-17 | 7 | 17 | 20:00 | 24.4 | 20 | 1 | 76 |  | 0 | 0 | 5.7752 | 5.7752 | 95% | 0.82819 | 56.6479 | 7.4634 | 4.1148 | 3.9091 | 0.20574 | 5% | 15.4642 | 0.6 | 0.6 | 0.6 | 41.04 | 5.407 | 2.9811 | 2.9811 | 0 | 0% | 1062.75 | 56.6479 | 0 | 1006.1021 | 1062.75 | 41.04 | 0 | 1021.71 | Summer | FALSE | 0 | 0 | 0 | 0 | 0 | 0 | 1 | 0 | 1
1981-07-17 | 7 | 17 | 21:00 | 23.9 | 21 | 1 | 75 |  | 0 | 0 | 4.7252 | 4.7252 | 95% | 0.67761 | 46.3483 | 6.1064 | 3.3667 | 3.1984 | 0.16833 | 5% | 14.4554 | 0.6 | 0.6 | 0.6 | 41.04 | 5.407 | 2.9811 | 2.9811 | 0 | 0% | 993.75 | 46.3483 | 0 | 947.4017 | 993.75 | 41.04 | 0 | 952.71 | Summer | FALSE | 0 | 0 | 0 | 0 | 0 | 0 | 1 | 0 | 1
1981-07-17 | 7 | 17 | 22:00 | 22.8 | 22 | 1 | 73 |  | 0 | 0 | 4.2002 | 4.2002 | 95% | 0.60232 | 41.1985 | 5.4279 | 2.9926 | 2.843 | 0.14963 | 5% | 14.1959 | 0.6 | 0.6 | 0.6 | 41.04 | 5.407 | 2.9811 | 2.9811 | 0 | 0% | 976 | 41.1985 | 0 | 934.8015 | 976 | 41.04 | 0 | 934.96 | Summer | FALSE | 0 | 0 | 0 | 0 | 0 | 0 | 1 | 0 | 1
1981-07-17 | 7 | 17 | 23:00 | 22.2 | 23 | 1 | 72 |  | 0 | 0 | 5.2502 | 5.2502 | 95% | 0.7529 | 51.4981 | 6.7849 | 3.7408 | 3.5537 | 0.18704 | 5% | 13.8048 | 0.6 | 0.6 | 0.6 | 41.04 | 5.407 | 2.9811 | 2.9811 | 0 | 0% | 949.25 | 51.4981 | 0 | 897.7519 | 949.25 | 41.04 | 0 | 908.21 | Summer | FALSE | 0 | 0 | 0 | 0 | 0 | 0 | 1 | 0 | 1
1981-07-17 | 7 | 17 | 24:00 | 21.7 | 0 | 1 | 71 |  | 0 | 0 | 4.2002 | 4.2002 | 95% | 0.60232 | 41.1985 | 5.4279 | 2.9926 | 2.843 | 0.14963 | 5% | 11.9115 | 0 | 0 | 0 | 0 | 0 | 0 | 0 | 0 | 0% | 819.75 | 41.1985 | 0 | 778.5515 | 819.75 | 0 | 0 | 819.75 | Summer | FALSE | 0 | 0 | 0 | 0 | 0 | 0 | 1 | 0 | 1
1981-07-18 | 7 | 18 | 1:00 | 20.6 | 1 | 1 | 69 |  | 0 | 0 | 3.9376 | 3.9376 | 95% | 0.56467 | 38.6235 | 5.0887 | 2.8056 | 2.6653 | 0.14028 | 5% | 11.5095 | 0 | 0 | 0 | 0 | 0 | 0 | 0 | 0 | 0% | 792.25 | 38.6235 | 0 | 753.6265 | 792.25 | 0 | 0 | 792.25 | Summer | FALSE | 0 | 0 | 0 | 0 | 0 | 0 | 1 | 0 | 1
1981-07-18 | 7 | 18 | 2:00 | 20.6 | 2 | 1 | 69 |  | 0 | 0 | 3.1501 | 3.1501 | 95% | 0 | 0 | 0 | 0 | 0 | 0 | 5% | 10.8772 | 0 | 0 | 0 | 0 | 0 | 0 | 0 | 0 | 0% | 749 | 0 | 0 | 749 | 749 | 0 | 0 | 749 | Summer | FALSE | 0 | 0 | 0 | 0 | 1 | 0 | 1 | 0 | 0
1981-07-18 | 7 | 18 | 3:00 | 20.6 | 3 | 1 | 69 |  | 0 | 0 | 3.4126 | 3.4126 | 95% | 0 | 0 | 0 | 0 | 0 | 0 | 5% | 11.7105 | 0 | 0 | 0 | 0 | 0 | 0 | 0 | 0 | 0% | 806 | 0 | 0 | 806 | 806 | 0 | 0 | 806 | Summer | FALSE | 0 | 0 | 0 | 0 | 1 | 0 | 1 | 0 | 0
1981-07-18 | 7 | 18 | 4:00 | 20 | 4 | 1 | 68 |  | 0 | 0 | 3.1501 | 3.1501 | 95% | 0 | 0 | 0 | 0 | 0 | 0 | 5% | 11.4145 | 0 | 0 | 0 | 0 | 0 | 0 | 0 | 0 | 0% | 785.75 | 0 | 0 | 785.75 | 785.75 | 0 | 0 | 785.75 | Summer | FALSE | 0 | 0 | 0 | 0 | 1 | 0 | 1 | 0 | 0
1981-07-18 | 7 | 18 | 5:00 | 20 | 5 | 1 | 68 |  | 0 | 0 | 3.1501 | 3.1501 | 95% | 0 | 0 | 0 | 0 | 0 | 0 | 5% | 11.1075 | 0 | 0 | 0 | 0 | 0 | 0 | 0 | 0 | 0% | 764.75 | 0 | 0 | 764.75 | 764.75 | 0 | 0 | 764.75 | Summer | FALSE | 0 | 0 | 0 | 0 | 1 | 0 | 1 | 0 | 0
1981-07-18 | 7 | 18 | 6:00 | 21.1 | 6 | 1 | 70 |  | 0 | 0 | 3.9376 | 3.9376 | 95% | 0.56467 | 38.6235 | 5.0887 | 2.8056 | 2.6653 | 0.14028 | 5% | 11.049 | 0.6 | 0.6 | 0.6 | 41.04 | 5.407 | 2.9811 | 2.9532 | 0.027867 | 0.9348% | 760.75 | 38.6235 | 0 | 722.1265 | 760.75 | 41.04 | 0 | 719.71 | Summer | FALSE | 0 | 0 | 0 | 0 | 0 | 0 | 1 | 0 | 1
1981-07-18 | 7 | 18 | 7:00 | 22.2 | 7 | 1 | 72 |  | 0 | 0 | 4.7252 | 4.7252 | 95% | 0.67761 | 46.3483 | 6.1064 | 3.3667 | 3.1984 | 0.16833 | 5% | 15.7529 | 0.6 | 0.6 | 0.6 | 41.04 | 5.407 | 2.9811 | 2.9811 | 0 | 0% | 1082.5 | 46.3483 | 0 | 1036.1517 | 1082.5 | 41.04 | 0 | 1041.46 | Summer | FALSE | 0 | 0 | 0 | 0 | 0 | 0 | 1 | 0 | 1
1981-07-18 | 7 | 18 | 8:00 | 24.4 | 8 | 1 | 76 |  | 0 | 0 | 7.6128 | 7.6128 | 95% | 1 | 68.4 | 9.0117 | 4.9685 | 4.7201 | 0.24843 | 5% | 15.5885 | 0.6 | 0.6 | 0.6 | 41.04 | 5.407 | 2.9811 | 2.9811 | 0 | 0% | 1071.25 | 68.4 | 0 | 1002.85 | 1071.25 | 41.04 | 0 | 1030.21 | Summer | FALSE | 0 | 0 | 0 | 0 | 0 | 0 | 0 | 1 | 1
1981-07-18 | 7 | 18 | 9:00 | 26.1 | 9 | 1 | 79 |  | 0 | 0 | 6.5627 | 6.5627 | 95% | 0.94112 | 64.3726 | 8.4811 | 4.676 | 4.4422 | 0.2338 | 5% | 16.25 | 0.6 | 0.6 | 0.6 | 41.04 | 5.407 | 2.9811 | 2.9811 | 0 | 0% | 1116.5 | 64.3726 | 0 | 1052.1274 | 1116.5 | 41.04 | 0 | 1075.46 | Summer | FALSE | 0 | 0 | 0 | 0 | 0 | 0 | 1 | 0 | 1
1981-07-18 | 7 | 18 | 10:00 | 27.2 | 10 | 1 | 81 |  | 0 | 0 | 6.0377 | 6.0377 | 95% | 0.86583 | 59.2228 | 7.8026 | 4.3019 | 4.0868 | 0.21509 | 5% | 16.9518 | 0.6 | 0.6 | 0.6 | 41.04 | 5.407 | 2.9811 | 2.9811 | 0 | 0% | 1164.5 | 59.2228 | 0 | 1105.2772 | 1164.5 | 41.04 | 0 | 1123.46 | Summer | FALSE | 0 | 0 | 0 | 0 | 0 | 0 | 1 | 0 | 1
1981-07-18 | 7 | 18 | 11:00 | 28.3 | 11 | 1 | 83 |  | 0 | 0 | 5.2502 | 5.2502 | 95% | 0.7529 | 51.4981 | 6.7849 | 3.7408 | 3.5537 | 0.18704 | 5% | 16.6374 | 0.6 | 0.6 | 0.6 | 41.04 | 5.407 | 2.9811 | 2.9811 | 0 | 0% | 1143 | 51.4981 | 0 | 1091.5019 | 1143 | 41.04 | 0 | 1101.96 | Summer | FALSE | 0 | 0 | 0 | 0 | 0 | 0 | 1 | 0 | 1
1981-07-18 | 7 | 18 | 12:00 | 27.2 | 12 | 1 | 81 |  | 0 | 0 | 5.2502 | 5.2502 | 95% | 0.7529 | 51.4981 | 6.7849 | 3.7408 | 3.5537 | 0.18704 | 5% | 16.8019 | 0.6 | 0.6 | 0.6 | 41.04 | 5.407 | 2.9811 | 2.9811 | 0 | 0% | 1154.25 | 51.4981 | 0 | 1102.7519 | 1154.25 | 41.04 | 0 | 1113.21 | Summer | FALSE | 0 | 0 | 0 | 0 | 0 | 0 | 1 | 0 | 1
1981-07-18 | 7 | 18 | 13:00 | 27.2 | 13 | 1 | 81 |  | 0 | 0 | 4.7252 | 4.7252 | 95% | 0.67761 | 46.3483 | 6.1064 | 3.3667 | 3.1984 | 0.16833 | 5% | 16.8713 | 1 | 1 | 1 | 68.4 | 9.0117 | 4.9685 | 3.5439 | 1.4246 | 28.67% | 1159 | 46.3483 | 0 | 1112.6517 | 1159 | 68.4 | 0 | 1090.6 | Summer | FALSE | 1 | 1 | 46.3483 | 68.4 | 0 | 0 | 1 | 0 | 1
1981-07-18 | 7 | 18 | 14:00 | 27.2 | 14 | 1 | 81 |  | 0 | 0 | 3.9376 | 3.9376 | 95% | 0.56467 | 38.6235 | 5.0887 | 2.8056 | 2.6653 | 0.14028 | 5% | 17.8436 | 1 | 1 | 1 | 68.4 | 9.0117 | 4.9685 | 2.9532 | 2.0153 | 40.56% | 1225.5 | 38.6235 | 0 | 1186.8765 | 1225.5 | 68.4 | 0 | 1157.1 | Summer | FALSE | 1 | 1 | 38.6235 | 68.4 | 0 | 0 | 1 | 0 | 1
1981-07-18 | 7 | 18 | 15:00 | 27.2 | 15 | 1 | 81 |  | 0 | 0 | 3.6751 | 3.6751 | 95% | 0.52703 | 36.0486 | 4.7494 | 2.6185 | 2.4876 | 0.13093 | 5% | 17.7083 | 1 | 1 | 1 | 68.4 | 9.0117 | 4.9685 | 2.7564 | 2.2121 | 44.52% | 1216.25 | 36.0486 | 0 | 1180.2014 | 1216.25 | 68.4 | 0 | 1147.85 | Summer | FALSE | 1 | 1 | 36.0486 | 68.4 | 0 | 0 | 1 | 0 | 1
1981-07-18 | 7 | 18 | 16:00 | 25.6 | 16 | 1 | 78 |  | 0 | 0 | 3.6751 | 3.6751 | 95% | 0.52703 | 36.0486 | 4.7494 | 2.6185 | 2.4876 | 0.13093 | 5% | 17.1053 | 1 | 1 | 1 | 68.4 | 9.0117 | 4.9685 | 2.7564 | 2.2121 | 44.52% | 1175 | 36.0486 | 0 | 1138.9514 | 1175 | 68.4 | 0 | 1106.6 | Summer | FALSE | 1 | 1 | 36.0486 | 68.4 | 0 | 0 | 1 | 0 | 1
1981-07-18 | 7 | 18 | 17:00 | 23.9 | 17 | 1 | 75 |  | 0 | 0 | 4.7252 | 4.7252 | 95% | 0.67761 | 46.3483 | 6.1064 | 3.3667 | 3.1984 | 0.16833 | 5% | 17.0541 | 1 | 1 | 1 | 68.4 | 9.0117 | 4.9685 | 3.5439 | 1.4246 | 28.67% | 1171.5 | 46.3483 | 0 | 1125.1517 | 1171.5 | 68.4 | 0 | 1103.1 | Summer | FALSE | 0 | 0 | 0 | 0 | 0 | 0 | 1 | 0 | 1
1981-07-18 | 7 | 18 | 18:00 | 23.9 | 18 | 1 | 75 |  | 0 | 0 | 6.0377 | 6.0377 | 95% | 0.86583 | 59.2228 | 7.8026 | 4.3019 | 4.0868 | 0.21509 | 5% | 15.9649 | 0.6 | 0.6 | 0.6 | 41.04 | 5.407 | 2.9811 | 2.9811 | 0 | 0% | 1097 | 59.2228 | 0 | 1037.7772 | 1097 | 41.04 | 0 | 1055.96 | Summer | FALSE | 0 | 0 | 0 | 0 | 0 | 0 | 1 | 0 | 1
1981-07-18 | 7 | 18 | 19:00 | 23.3 | 19 | 1 | 74 |  | 0 | 0 | 6.5627 | 6.5627 | 95% | 0.94112 | 64.3726 | 8.4811 | 4.676 | 4.4422 | 0.2338 | 5% | 15.8955 | 0.6 | 0.6 | 0.6 | 41.04 | 5.407 | 2.9811 | 2.9811 | 0 | 0% | 1092.25 | 64.3726 | 0 | 1027.8774 | 1092.25 | 41.04 | 0 | 1051.21 | Summer | FALSE | 0 | 0 | 0 | 0 | 0 | 0 | 1 | 0 | 1
1981-07-18 | 7 | 18 | 20:00 | 21.1 | 20 | 1 | 70 |  | 0 | 0 | 5.7752 | 5.7752 | 95% | 0.82819 | 56.6479 | 7.4634 | 4.1148 | 3.9091 | 0.20574 | 5% | 16.0709 | 0.6 | 0.6 | 0.6 | 41.04 | 5.407 | 2.9811 | 2.9811 | 0 | 0% | 1104.25 | 56.6479 | 0 | 1047.6021 | 1104.25 | 41.04 | 0 | 1063.21 | Summer | FALSE | 0 | 0 | 0 | 0 | 0 | 0 | 1 | 0 | 1
1981-07-18 | 7 | 18 | 21:00 | 20.6 | 21 | 1 | 69 |  | 0 | 0 | 4.7252 | 4.7252 | 95% | 0.67761 | 46.3483 | 6.1064 | 3.3667 | 3.1984 | 0.16833 | 5% | 15.8443 | 0.6 | 0.6 | 0.6 | 41.04 | 5.407 | 2.9811 | 2.9811 | 0 | 0% | 1088.75 | 46.3483 | 0 | 1042.4017 | 1088.75 | 41.04 | 0 | 1047.71 | Summer | FALSE | 0 | 0 | 0 | 0 | 0 | 0 | 1 | 0 | 1
1981-07-18 | 7 | 18 | 22:00 | 20 | 22 | 1 | 68 |  | 0 | 0 | 4.2002 | 4.2002 | 95% | 0.60232 | 41.1985 | 5.4279 | 2.9926 | 2.843 | 0.14963 | 5% | 15.7895 | 0.6 | 0.6 | 0.6 | 41.04 | 5.407 | 2.9811 | 2.9811 | 0 | 0% | 1085 | 41.1985 | 0 | 1043.8015 | 1085 | 41.04 | 0 | 1043.96 | Summer | FALSE | 0 | 0 | 0 | 0 | 0 | 0 | 1 | 0 | 1
1981-07-18 | 7 | 18 | 23:00 | 20.6 | 23 | 1 | 69 |  | 0 | 0 | 5.2502 | 5.2502 | 95% | 0.7529 | 51.4981 | 6.7849 | 3.7408 | 3.5537 | 0.18704 | 5% | 15.8918 | 0.6 | 0.6 | 0.6 | 41.04 | 5.407 | 2.9811 | 2.9811 | 0 | 0% | 1092 | 51.4981 | 0 | 1040.5019 | 1092 | 41.04 | 0 | 1050.96 | Summer | FALSE | 0 | 0 | 0 | 0 | 0 | 0 | 1 | 0 | 1
1981-07-18 | 7 | 18 | 24:00 | 20 | 0 | 1 | 68 |  | 0 | 0 | 4.2002 | 4.2002 | 95% | 0.60232 | 41.1985 | 5.4279 | 2.9926 | 2.843 | 0.14963 | 5% | 15.5921 | 0 | 0 | 0 | 0 | 0 | 0 | 0 | 0 | 0% | 1071.5 | 41.1985 | 0 | 1030.3015 | 1071.5 | 0 | 0 | 1071.5 | Summer | FALSE | 0 | 0 | 0 | 0 | 0 | 0 | 1 | 0 | 1
1981-07-19 | 7 | 19 | 1:00 | 20 | 1 | 2 | 68 |  | 0 | 0 | 3.9376 | 3.9376 | 95% | 0.56467 | 38.6235 | 5.0887 | 2.8056 | 2.6653 | 0.14028 | 5% | 15.848 | 0 | 0 | 0 | 0 | 0 | 0 | 0 | 0 | 0% | 1089 | 38.6235 | 0 | 1050.3765 | 1089 | 0 | 0 | 1089 | Summer | 0 | 0 | 0 | 0 | 0 | 0 | 0 | 1 | 0 | 1
1981-07-19 | 7 | 19 | 2:00 | 19.4 | 2 | 2 | 67 |  | 0 | 0 | 3.1501 | 3.1501 | 95% | 0 | 0 | 0 | 0 | 0 | 0 | 5% | 15.4423 | 0 | 0 | 0 | 0 | 0 | 0 | 0 | 0 | 0% | 1061.25 | 0 | 0 | 1061.25 | 1061.25 | 0 | 0 | 1061.25 | Summer | 0 | 0 | 0 | 0 | 0 | 1 | 0 | 1 | 0 | 0
1981-07-19 | 7 | 19 | 3:00 | 18.9 | 3 | 2 | 66 |  | 0 | 0 | 3.4126 | 3.4126 | 95% | 0 | 0 | 0 | 0 | 0 | 0 | 5% | 15.4532 | 0 | 0 | 0 | 0 | 0 | 0 | 0 | 0 | 0% | 1062 | 0 | 0 | 1062 | 1062 | 0 | 0 | 1062 | Summer | 0 | 0 | 0 | 0 | 0 | 1 | 0 | 1 | 0 | 0
1981-07-19 | 7 | 19 | 4:00 | 18.3 | 4 | 2 | 65 |  | 0 | 0 | 3.1501 | 3.1501 | 95% | 0 | 0 | 0 | 0 | 0 | 0 | 5% | 15.731 | 0 | 0 | 0 | 0 | 0 | 0 | 0 | 0 | 0% | 1081 | 0 | 0 | 1081 | 1081 | 0 | 0 | 1081 | Summer | 0 | 0 | 0 | 0 | 0 | 1 | 0 | 1 | 0 | 0
1981-07-19 | 7 | 19 | 5:00 | 18.9 | 5 | 2 | 66 |  | 0 | 0 | 3.1501 | 3.1501 | 95% | 0 | 0 | 0 | 0 | 0 | 0 | 5% | 15.4642 | 0 | 0 | 0 | 0 | 0 | 0 | 0 | 0 | 0% | 1062.75 | 0 | 0 | 1062.75 | 1062.75 | 0 | 0 | 1062.75 | Summer | 0 | 0 | 0 | 0 | 0 | 1 | 0 | 1 | 0 | 0
1981-07-19 | 7 | 19 | 6:00 | 19.4 | 6 | 2 | 67 |  | 0 | 0 | 3.9376 | 3.9376 | 95% | 0.56467 | 38.6235 | 5.0887 | 2.8056 | 2.6653 | 0.14028 | 5% | 15.9101 | 0.6 | 0.6 | 0.6 | 41.04 | 5.407 | 2.9811 | 2.9532 | 0.027867 | 0.9348% | 1093.25 | 38.6235 | 0 | 1054.6265 | 1093.25 | 41.04 | 0 | 1052.21 | Summer | 0 | 0 | 0 | 0 | 0 | 0 | 0 | 1 | 0 | 1
1981-07-19 | 7 | 19 | 7:00 | 20.6 | 7 | 2 | 69 |  | 0 | 0 | 4.7252 | 4.7252 | 95% | 0.67761 | 46.3483 | 6.1064 | 3.3667 | 3.1984 | 0.16833 | 5% | 16.5534 | 0.6 | 0.6 | 0.6 | 41.04 | 5.407 | 2.9811 | 2.9811 | 0 | 0% | 1137.25 | 46.3483 | 0 | 1090.9017 | 1137.25 | 41.04 | 0 | 1096.21 | Summer | 0 | 0 | 0 | 0 | 0 | 0 | 0 | 1 | 0 | 1
1981-07-19 | 7 | 19 | 8:00 | 22.8 | 8 | 2 | 73 |  | 0 | 0 | 7.6128 | 7.6128 | 95% | 1 | 68.4 | 9.0117 | 4.9685 | 4.7201 | 0.24843 | 5% | 17.4232 | 0.6 | 0.6 | 0.6 | 41.04 | 5.407 | 2.9811 | 2.9811 | 0 | 0% | 1196.75 | 68.4 | 0 | 1128.35 | 1196.75 | 41.04 | 0 | 1155.71 | Summer | 0 | 0 | 0 | 0 | 0 | 0 | 0 | 0 | 1 | 1
1981-07-19 | 7 | 19 | 9:00 | 23.9 | 9 | 2 | 75 |  | 0 | 0 | 6.5627 | 6.5627 | 95% | 0.94112 | 64.3726 | 8.4811 | 4.676 | 4.4422 | 0.2338 | 5% | 17.6352 | 0.6 | 0.6 | 0.6 | 41.04 | 5.407 | 2.9811 | 2.9811 | 0 | 0% | 1211.25 | 64.3726 | 0 | 1146.8774 | 1211.25 | 41.04 | 0 | 1170.21 | Summer | 0 | 0 | 0 | 0 | 0 | 0 | 0 | 1 | 0 | 1
1981-07-19 | 7 | 19 | 10:00 | 23.3 | 10 | 2 | 74 |  | 0 | 0 | 6.0377 | 6.0377 | 95% | 0.86583 | 59.2228 | 7.8026 | 4.3019 | 4.0868 | 0.21509 | 5% | 20.6396 | 0.6 | 0.6 | 0.6 | 41.04 | 5.407 | 2.9811 | 2.9811 | 0 | 0% | 1416.75 | 59.2228 | 0 | 1357.5272 | 1416.75 | 41.04 | 0 | 1375.71 | Summer | 0 | 0 | 0 | 0 | 0 | 0 | 0 | 1 | 0 | 1
1981-07-19 | 7 | 19 | 11:00 | 23.3 | 11 | 2 | 74 |  | 0 | 0 | 5.2502 | 5.2502 | 95% | 0.7529 | 51.4981 | 6.7849 | 3.7408 | 3.5537 | 0.18704 | 5% | 20.106 | 0.6 | 0.6 | 0.6 | 41.04 | 5.407 | 2.9811 | 2.9811 | 0 | 0% | 1380.25 | 51.4981 | 0 | 1328.7519 | 1380.25 | 41.04 | 0 | 1339.21 | Summer | 0 | 0 | 0 | 0 | 0 | 0 | 0 | 1 | 0 | 1
1981-07-19 | 7 | 19 | 12:00 | 25 | 12 | 2 | 77 |  | 0 | 0 | 5.2502 | 5.2502 | 95% | 0.7529 | 51.4981 | 6.7849 | 3.7408 | 3.5537 | 0.18704 | 5% | 18.549 | 0.6 | 0.6 | 0.6 | 41.04 | 5.407 | 2.9811 | 2.9811 | 0 | 0% | 1273.75 | 51.4981 | 0 | 1222.2519 | 1273.75 | 41.04 | 0 | 1232.71 | Summer | 0 | 0 | 0 | 0 | 0 | 0 | 0 | 1 | 0 | 1
1981-07-19 | 7 | 19 | 13:00 | 25.6 | 13 | 2 | 78 |  | 0 | 0 | 4.7252 | 4.7252 | 95% | 0.67761 | 46.3483 | 6.1064 | 3.3667 | 3.1984 | 0.16833 | 5% | 20.212 | 0.6 | 0.6 | 0.6 | 41.04 | 5.407 | 2.9811 | 2.9811 | 0 | 0% | 1387.5 | 46.3483 | 0 | 1341.1517 | 1387.5 | 41.04 | 0 | 1346.46 | Summer | 0 | 0 | 0 | 0 | 0 | 0 | 0 | 1 | 0 | 1
1981-07-19 | 7 | 19 | 14:00 | 23.9 | 14 | 2 | 75 |  | 0 | 0 | 3.9376 | 3.9376 | 95% | 0.56467 | 38.6235 | 5.0887 | 2.8056 | 2.6653 | 0.14028 | 5% | 19.799 | 0.6 | 0.6 | 0.6 | 41.04 | 5.407 | 2.9811 | 2.9532 | 0.027867 | 0.9348% | 1359.25 | 38.6235 | 0 | 1320.6265 | 1359.25 | 41.04 | 0 | 1318.21 | Summer | 0 | 0 | 0 | 0 | 0 | 0 | 0 | 1 | 0 | 1
1981-07-19 | 7 | 19 | 15:00 | 23.9 | 15 | 2 | 75 |  | 0 | 0 | 3.6751 | 3.6751 | 95% | 0.52703 | 36.0486 | 4.7494 | 2.6185 | 2.4876 | 0.13093 | 5% | 20.2449 | 0.6 | 0.6 | 0.6 | 41.04 | 5.407 | 2.9811 | 2.7564 | 0.22475 | 7.539% | 1389.75 | 36.0486 | 0 | 1353.7014 | 1389.75 | 41.04 | 0 | 1348.71 | Summer | 0 | 0 | 0 | 0 | 0 | 0 | 0 | 1 | 0 | 1
1981-07-19 | 7 | 19 | 16:00 | 23.9 | 16 | 2 | 75 |  | 0 | 0 | 3.6751 | 3.6751 | 95% | 0.52703 | 36.0486 | 4.7494 | 2.6185 | 2.4876 | 0.13093 | 5% | 20.4861 | 0.6 | 0.6 | 0.6 | 41.04 | 5.407 | 2.9811 | 2.7564 | 0.22475 | 7.539% | 1406.25 | 36.0486 | 0 | 1370.2014 | 1406.25 | 41.04 | 0 | 1365.21 | Summer | 0 | 0 | 0 | 0 | 0 | 0 | 0 | 1 | 0 | 1
1981-07-19 | 7 | 19 | 17:00 | 23.3 | 17 | 2 | 74 |  | 0 | 0 | 4.7252 | 4.7252 | 95% | 0.67761 | 46.3483 | 6.1064 | 3.3667 | 3.1984 | 0.16833 | 5% | 20.1864 | 0.6 | 0.6 | 0.6 | 41.04 | 5.407 | 2.9811 | 2.9811 | 0 | 0% | 1385.75 | 46.3483 | 0 | 1339.4017 | 1385.75 | 41.04 | 0 | 1344.71 | Summer | 0 | 0 | 0 | 0 | 0 | 0 | 0 | 1 | 0 | 1
1981-07-19 | 7 | 19 | 18:00 | 22.2 | 18 | 2 | 72 |  | 0 | 0 | 6.0377 | 6.0377 | 95% | 0.86583 | 59.2228 | 7.8026 | 4.3019 | 4.0868 | 0.21509 | 5% | 18.9291 | 0.6 | 0.6 | 0.6 | 41.04 | 5.407 | 2.9811 | 2.9811 | 0 | 0% | 1299.75 | 59.2228 | 0 | 1240.5272 | 1299.75 | 41.04 | 0 | 1258.71 | Summer | 0 | 0 | 0 | 0 | 0 | 0 | 0 | 1 | 0 | 1
1981-07-19 | 7 | 19 | 19:00 | 21.1 | 19 | 2 | 70 |  | 0 | 0 | 6.5627 | 6.5627 | 95% | 0.94112 | 64.3726 | 8.4811 | 4.676 | 4.4422 | 0.2338 | 5% | 18.0885 | 0.6 | 0.6 | 0.6 | 41.04 | 5.407 | 2.9811 | 2.9811 | 0 | 0% | 1242.25 | 64.3726 | 0 | 1177.8774 | 1242.25 | 41.04 | 0 | 1201.21 | Summer | 0 | 0 | 0 | 0 | 0 | 0 | 0 | 1 | 0 | 1
1981-07-19 | 7 | 19 | 20:00 | 20.6 | 20 | 2 | 69 |  | 0 | 0 | 5.7752 | 5.7752 | 95% | 0.82819 | 56.6479 | 7.4634 | 4.1148 | 3.9091 | 0.20574 | 5% | 18.4503 | 0.6 | 0.6 | 0.6 | 41.04 | 5.407 | 2.9811 | 2.9811 | 0 | 0% | 1267 | 56.6479 | 0 | 1210.3521 | 1267 | 41.04 | 0 | 1225.96 | Summer | 0 | 0 | 0 | 0 | 0 | 0 | 0 | 1 | 0 | 1
1981-07-19 | 7 | 19 | 21:00 | 20.6 | 21 | 2 | 69 |  | 0 | 0 | 4.7252 | 4.7252 | 95% | 0.67761 | 46.3483 | 6.1064 | 3.3667 | 3.1984 | 0.16833 | 5% | 17.8363 | 0.6 | 0.6 | 0.6 | 41.04 | 5.407 | 2.9811 | 2.9811 | 0 | 0% | 1225 | 46.3483 | 0 | 1178.6517 | 1225 | 41.04 | 0 | 1183.96 | Summer | 0 | 0 | 0 | 0 | 0 | 0 | 0 | 1 | 0 | 1
1981-07-19 | 7 | 19 | 22:00 | 20.6 | 22 | 2 | 69 |  | 0 | 0 | 4.2002 | 4.2002 | 95% | 0.60232 | 41.1985 | 5.4279 | 2.9926 | 2.843 | 0.14963 | 5% | 18.0263 | 0.6 | 0.6 | 0.6 | 41.04 | 5.407 | 2.9811 | 2.9811 | 0 | 0% | 1238 | 41.1985 | 0 | 1196.8015 | 1238 | 41.04 | 0 | 1196.96 | Summer | 0 | 0 | 0 | 0 | 0 | 0 | 0 | 1 | 0 | 1
1981-07-19 | 7 | 19 | 23:00 | 20.6 | 23 | 2 | 69 |  | 0 | 0 | 5.2502 | 5.2502 | 95% | 0.7529 | 51.4981 | 6.7849 | 3.7408 | 3.5537 | 0.18704 | 5% | 18.0482 | 0.6 | 0.6 | 0.6 | 41.04 | 5.407 | 2.9811 | 2.9811 | 0 | 0% | 1239.5 | 51.4981 | 0 | 1188.0019 | 1239.5 | 41.04 | 0 | 1198.46 | Summer | 0 | 0 | 0 | 0 | 0 | 0 | 0 | 1 | 0 | 1
1981-07-19 | 7 | 19 | 24:00 | 20.6 | 0 | 2 | 69 |  | 0 | 0 | 4.2002 | 4.2002 | 95% | 0.60232 | 41.1985 | 5.4279 | 2.9926 | 2.843 | 0.14963 | 5% | 18.348 | 0 | 0 | 0 | 0 | 0 | 0 | 0 | 0 | 0% | 1260 | 41.1985 | 0 | 1218.8015 | 1260 | 0 | 0 | 1260 | Summer | 0 | 0 | 0 | 0 | 0 | 0 | 0 | 1 | 0 | 1
1981-07-20 | 7 | 20 | 1:00 | 20.6 | 1 | 2 | 69 |  | 0 | 0 | 3.9376 | 3.9376 | 95% | 0.56467 | 38.6235 | 5.0887 | 2.8056 | 2.6653 | 0.14028 | 5% | 18.432 | 0 | 0 | 0 | 0 | 0 | 0 | 0 | 0 | 0% | 1265.75 | 38.6235 | 0 | 1227.1265 | 1265.75 | 0 | 0 | 1265.75 | Summer | 0 | 0 | 0 | 0 | 0 | 0 | 0 | 1 | 0 | 1
1981-07-20 | 7 | 20 | 2:00 | 20.6 | 2 | 2 | 69 |  | 0 | 0 | 3.1501 | 3.1501 | 95% | 0 | 0 | 0 | 0 | 0 | 0 | 5% | 16.5753 | 0 | 0 | 0 | 0 | 0 | 0 | 0 | 0 | 0% | 1138.75 | 0 | 0 | 1138.75 | 1138.75 | 0 | 0 | 1138.75 | Summer | 0 | 0 | 0 | 0 | 0 | 1 | 0 | 1 | 0 | 0
1981-07-20 | 7 | 20 | 3:00 | 20.6 | 3 | 2 | 69 |  | 0 | 0 | 3.4126 | 3.4126 | 95% | 0 | 0 | 0 | 0 | 0 | 0 | 5% | 17.9934 | 0 | 0 | 0 | 0 | 0 | 0 | 0 | 0 | 0% | 1235.75 | 0 | 0 | 1235.75 | 1235.75 | 0 | 0 | 1235.75 | Summer | 0 | 0 | 0 | 0 | 0 | 1 | 0 | 1 | 0 | 0
1981-07-20 | 7 | 20 | 4:00 | 20.6 | 4 | 2 | 69 |  | 0 | 0 | 3.1501 | 3.1501 | 95% | 0 | 0 | 0 | 0 | 0 | 0 | 5% | 17.6864 | 0 | 0 | 0 | 0 | 0 | 0 | 0 | 0 | 0% | 1214.75 | 0 | 0 | 1214.75 | 1214.75 | 0 | 0 | 1214.75 | Summer | 0 | 0 | 0 | 0 | 0 | 1 | 0 | 1 | 0 | 0
1981-07-20 | 7 | 20 | 5:00 | 21.1 | 5 | 2 | 70 |  | 0 | 0 | 3.1501 | 3.1501 | 95% | 0 | 0 | 0 | 0 | 0 | 0 | 5% | 16.7617 | 0 | 0 | 0 | 0 | 0 | 0 | 0 | 0 | 0% | 1151.5 | 0 | 0 | 1151.5 | 1151.5 | 0 | 0 | 1151.5 | Summer | 0 | 0 | 0 | 0 | 0 | 1 | 0 | 1 | 0 | 0
1981-07-20 | 7 | 20 | 6:00 | 21.7 | 6 | 2 | 71 |  | 0 | 0 | 3.9376 | 3.9376 | 95% | 0.56467 | 38.6235 | 5.0887 | 2.8056 | 2.6653 | 0.14028 | 5% | 18.2273 | 0.6 | 0.6 | 0.6 | 41.04 | 5.407 | 2.9811 | 2.9532 | 0.027867 | 0.9348% | 1251.75 | 38.6235 | 0 | 1213.1265 | 1251.75 | 41.04 | 0 | 1210.71 | Summer | 0 | 0 | 0 | 0 | 0 | 0 | 0 | 1 | 0 | 1
1981-07-20 | 7 | 20 | 7:00 | 22.2 | 7 | 2 | 72 |  | 0 | 0 | 4.7252 | 4.7252 | 95% | 0.67761 | 46.3483 | 6.1064 | 3.3667 | 3.1984 | 0.16833 | 5% | 22.0395 | 0.6 | 0.6 | 0.6 | 41.04 | 5.407 | 2.9811 | 2.9811 | 0 | 0% | 1512.5 | 46.3483 | 0 | 1466.1517 | 1512.5 | 41.04 | 0 | 1471.46 | Summer | 0 | 0 | 0 | 0 | 0 | 0 | 0 | 1 | 0 | 1
1981-07-20 | 7 | 20 | 8:00 | 23.3 | 8 | 2 | 74 |  | 0 | 0 | 7.6128 | 7.6128 | 95% | 1 | 68.4 | 9.0117 | 4.9685 | 4.7201 | 0.24843 | 5% | 21.9444 | 0.6 | 0.6 | 0.6 | 41.04 | 5.407 | 2.9811 | 2.9811 | 0 | 0% | 1506 | 68.4 | 0 | 1437.6 | 1506 | 41.04 | 0 | 1464.96 | Summer | 0 | 0 | 0 | 0 | 0 | 0 | 0 | 0 | 1 | 1
1981-07-20 | 7 | 20 | 9:00 | 23.3 | 9 | 2 | 74 |  | 0 | 0 | 6.5627 | 6.5627 | 95% | 0.94112 | 64.3726 | 8.4811 | 4.676 | 4.4422 | 0.2338 | 5% | 22.8107 | 0.6 | 0.6 | 0.6 | 41.04 | 5.407 | 2.9811 | 2.9811 | 0 | 0% | 1565.25 | 64.3726 | 0 | 1500.8774 | 1565.25 | 41.04 | 0 | 1524.21 | Summer | 0 | 0 | 0 | 0 | 0 | 0 | 0 | 1 | 0 | 1
1981-07-20 | 7 | 20 | 10:00 | 23.3 | 10 | 2 | 74 |  | 0 | 0 | 6.0377 | 6.0377 | 95% | 0.86583 | 59.2228 | 7.8026 | 4.3019 | 4.0868 | 0.21509 | 5% | 22.9459 | 0.6 | 0.6 | 0.6 | 41.04 | 5.407 | 2.9811 | 2.9811 | 0 | 0% | 1574.5 | 59.2228 | 0 | 1515.2772 | 1574.5 | 41.04 | 0 | 1533.46 | Summer | 0 | 0 | 0 | 0 | 0 | 0 | 0 | 1 | 0 | 1
1981-07-20 | 7 | 20 | 11:00 | 25 | 11 | 2 | 77 |  | 0 | 0 | 5.2502 | 5.2502 | 95% | 0.7529 | 51.4981 | 6.7849 | 3.7408 | 3.5537 | 0.18704 | 5% | 22.0504 | 0.6 | 0.6 | 0.6 | 41.04 | 5.407 | 2.9811 | 2.9811 | 0 | 0% | 1513.25 | 51.4981 | 0 | 1461.7519 | 1513.25 | 41.04 | 0 | 1472.21 | Summer | 0 | 0 | 0 | 0 | 0 | 0 | 0 | 1 | 0 | 1
1981-07-20 | 7 | 20 | 12:00 | 24.4 | 12 | 2 | 76 |  | 0 | 0 | 5.2502 | 5.2502 | 95% | 0.7529 | 51.4981 | 6.7849 | 3.7408 | 3.5537 | 0.18704 | 5% | 22.9386 | 0.6 | 0.6 | 0.6 | 41.04 | 5.407 | 2.9811 | 2.9811 | 0 | 0% | 1574 | 51.4981 | 0 | 1522.5019 | 1574 | 41.04 | 0 | 1532.96 | Summer | 0 | 0 | 0 | 0 | 0 | 0 | 0 | 1 | 0 | 1
1981-07-20 | 7 | 20 | 13:00 | 24.4 | 13 | 2 | 76 |  | 0 | 0 | 4.7252 | 4.7252 | 95% | 0.67761 | 46.3483 | 6.1064 | 3.3667 | 3.1984 | 0.16833 | 5% | 23.0373 | 0.6 | 0.6 | 0.6 | 41.04 | 5.407 | 2.9811 | 2.9811 | 0 | 0% | 1580.75 | 46.3483 | 0 | 1534.4017 | 1580.75 | 41.04 | 0 | 1539.71 | Summer | 0 | 0 | 0 | 0 | 0 | 0 | 0 | 1 | 0 | 1
1981-07-20 | 7 | 20 | 14:00 | 23.9 | 14 | 2 | 75 |  | 0 | 0 | 3.9376 | 3.9376 | 95% | 0.56467 | 38.6235 | 5.0887 | 2.8056 | 2.6653 | 0.14028 | 5% | 23.0519 | 0.6 | 0.6 | 0.6 | 41.04 | 5.407 | 2.9811 | 2.9532 | 0.027867 | 0.9348% | 1581.75 | 38.6235 | 0 | 1543.1265 | 1581.75 | 41.04 | 0 | 1540.71 | Summer | 0 | 0 | 0 | 0 | 0 | 0 | 0 | 1 | 0 | 1
1981-07-20 | 7 | 20 | 15:00 | 23.9 | 15 | 2 | 75 |  | 0 | 0 | 3.6751 | 3.6751 | 95% | 0.52703 | 36.0486 | 4.7494 | 2.6185 | 2.4876 | 0.13093 | 5% | 22.489 | 0.6 | 0.6 | 0.6 | 41.04 | 5.407 | 2.9811 | 2.7564 | 0.22475 | 7.539% | 1543.25 | 36.0486 | 0 | 1507.2014 | 1543.25 | 41.04 | 0 | 1502.21 | Summer | 0 | 0 | 0 | 0 | 0 | 0 | 0 | 1 | 0 | 1
1981-07-20 | 7 | 20 | 16:00 | 22.2 | 16 | 2 | 72 |  | 0 | 0 | 3.6751 | 3.6751 | 95% | 0.52703 | 36.0486 | 4.7494 | 2.6185 | 2.4876 | 0.13093 | 5% | 21.5095 | 0.6 | 0.6 | 0.6 | 41.04 | 5.407 | 2.9811 | 2.7564 | 0.22475 | 7.539% | 1476.25 | 36.0486 | 0 | 1440.2014 | 1476.25 | 41.04 | 0 | 1435.21 | Summer | 0 | 0 | 0 | 0 | 0 | 0 | 0 | 1 | 0 | 1
1981-07-20 | 7 | 20 | 17:00 | 21.7 | 17 | 2 | 71 |  | 0 | 0 | 4.7252 | 4.7252 | 95% | 0.67761 | 46.3483 | 6.1064 | 3.3667 | 3.1984 | 0.16833 | 5% | 20.106 | 0.6 | 0.6 | 0.6 | 41.04 | 5.407 | 2.9811 | 2.9811 | 0 | 0% | 1380.25 | 46.3483 | 0 | 1333.9017 | 1380.25 | 41.04 | 0 | 1339.21 | Summer | 0 | 0 | 0 | 0 | 0 | 0 | 0 | 1 | 0 | 1
1981-07-20 | 7 | 20 | 18:00 | 21.7 | 18 | 2 | 71 |  | 0 | 0 | 6.0377 | 6.0377 | 95% | 0.86583 | 59.2228 | 7.8026 | 4.3019 | 4.0868 | 0.21509 | 5% | 18.6075 | 0.6 | 0.6 | 0.6 | 41.04 | 5.407 | 2.9811 | 2.9811 | 0 | 0% | 1277.75 | 59.2228 | 0 | 1218.5272 | 1277.75 | 41.04 | 0 | 1236.71 | Summer | 0 | 0 | 0 | 0 | 0 | 0 | 0 | 1 | 0 | 1
1981-07-20 | 7 | 20 | 19:00 | 20.6 | 19 | 2 | 69 |  | 0 | 0 | 6.5627 | 6.5627 | 95% | 0.94112 | 64.3726 | 8.4811 | 4.676 | 4.4422 | 0.2338 | 5% | 17.4415 | 0.6 | 0.6 | 0.6 | 41.04 | 5.407 | 2.9811 | 2.9811 | 0 | 0% | 1198 | 64.3726 | 0 | 1133.6274 | 1198 | 41.04 | 0 | 1156.96 | Summer | 0 | 0 | 0 | 0 | 0 | 0 | 0 | 1 | 0 | 1
1981-07-20 | 7 | 20 | 20:00 | 20.6 | 20 | 2 | 69 |  | 0 | 0 | 5.7752 | 5.7752 | 95% | 0.82819 | 56.6479 | 7.4634 | 4.1148 | 3.9091 | 0.20574 | 5% | 16.3962 | 0.6 | 0.6 | 0.6 | 41.04 | 5.407 | 2.9811 | 2.9811 | 0 | 0% | 1126.5 | 56.6479 | 0 | 1069.8521 | 1126.5 | 41.04 | 0 | 1085.46 | Summer | 0 | 0 | 0 | 0 | 0 | 0 | 0 | 1 | 0 | 1
1981-07-20 | 7 | 20 | 21:00 | 21.7 | 21 | 2 | 71 |  | 0 | 0 | 4.7252 | 4.7252 | 95% | 0.67761 | 46.3483 | 6.1064 | 3.3667 | 3.1984 | 0.16833 | 5% | 15.3728 | 0.6 | 0.6 | 0.6 | 41.04 | 5.407 | 2.9811 | 2.9811 | 0 | 0% | 1056.5 | 46.3483 | 0 | 1010.1517 | 1056.5 | 41.04 | 0 | 1015.46 | Summer | 0 | 0 | 0 | 0 | 0 | 0 | 0 | 1 | 0 | 1
1981-07-20 | 7 | 20 | 22:00 | 22.2 | 22 | 2 | 72 |  | 0 | 0 | 4.2002 | 4.2002 | 95% | 0.60232 | 41.1985 | 5.4279 | 2.9926 | 2.843 | 0.14963 | 5% | 14.6674 | 0.6 | 0.6 | 0.6 | 41.04 | 5.407 | 2.9811 | 2.9811 | 0 | 0% | 1008.25 | 41.1985 | 0 | 967.0515 | 1008.25 | 41.04 | 0 | 967.21 | Summer | 0 | 0 | 0 | 0 | 0 | 0 | 0 | 1 | 0 | 1
1981-07-20 | 7 | 20 | 23:00 | 22.8 | 23 | 2 | 73 |  | 0 | 0 | 5.2502 | 5.2502 | 95% | 0.7529 | 51.4981 | 6.7849 | 3.7408 | 3.5537 | 0.18704 | 5% | 14.2398 | 0.6 | 0.6 | 0.6 | 41.04 | 5.407 | 2.9811 | 2.9811 | 0 | 0% | 979 | 51.4981 | 0 | 927.5019 | 979 | 41.04 | 0 | 937.96 | Summer | 0 | 0 | 0 | 0 | 0 | 0 | 0 | 1 | 0 | 1
1981-07-20 | 7 | 20 | 24:00 | 23.3 | 0 | 2 | 74 |  | 0 | 0 | 4.2002 | 4.2002 | 95% | 0.60232 | 41.1985 | 5.4279 | 2.9926 | 2.843 | 0.14963 | 5% | 14.4408 | 0 | 0 | 0 | 0 | 0 | 0 | 0 | 0 | 0% | 992.75 | 41.1985 | 0 | 951.5515 | 992.75 | 0 | 0 | 992.75 | Summer | 0 | 0 | 0 | 0 | 0 | 0 | 0 | 1 | 0 | 1
1981-07-21 | 7 | 21 | 1:00 | 23.3 | 1 | 1 | 74 |  | 0 | 0 | 3.9376 | 3.9376 | 95% | 0.56467 | 38.6235 | 5.0887 | 2.8056 | 2.6653 | 0.14028 | 5% | 14.1923 | 0 | 0 | 0 | 0 | 0 | 0 | 0 | 0 | 0% | 975.75 | 38.6235 | 0 | 937.1265 | 975.75 | 0 | 0 | 975.75 | Summer | FALSE | 0 | 0 | 0 | 0 | 0 | 0 | 1 | 0 | 1
1981-07-21 | 7 | 21 | 2:00 | 23.9 | 2 | 1 | 75 |  | 0 | 0 | 3.1501 | 3.1501 | 95% | 0 | 0 | 0 | 0 | 0 | 0 | 5% | 14.1265 | 0 | 0 | 0 | 0 | 0 | 0 | 0 | 0 | 0% | 971.25 | 0 | 0 | 971.25 | 971.25 | 0 | 0 | 971.25 | Summer | FALSE | 0 | 0 | 0 | 0 | 1 | 0 | 1 | 0 | 0
1981-07-21 | 7 | 21 | 3:00 | 23.9 | 3 | 1 | 75 |  | 0 | 0 | 3.4126 | 3.4126 | 95% | 0 | 0 | 0 | 0 | 0 | 0 | 5% | 13.8962 | 0 | 0 | 0 | 0 | 0 | 0 | 0 | 0 | 0% | 955.5 | 0 | 0 | 955.5 | 955.5 | 0 | 0 | 955.5 | Summer | FALSE | 0 | 0 | 0 | 0 | 1 | 0 | 1 | 0 | 0
1981-07-21 | 7 | 21 | 4:00 | 23.3 | 4 | 1 | 74 |  | 0 | 0 | 3.1501 | 3.1501 | 95% | 0 | 0 | 0 | 0 | 0 | 0 | 5% | 14.3421 | 0 | 0 | 0 | 0 | 0 | 0 | 0 | 0 | 0% | 986 | 0 | 0 | 986 | 986 | 0 | 0 | 986 | Summer | FALSE | 0 | 0 | 0 | 0 | 1 | 0 | 1 | 0 | 0
1981-07-21 | 7 | 21 | 5:00 | 23.3 | 5 | 1 | 74 |  | 0 | 0 | 3.1501 | 3.1501 | 95% | 0 | 0 | 0 | 0 | 0 | 0 | 5% | 13.9839 | 0 | 0 | 0 | 0 | 0 | 0 | 0 | 0 | 0% | 961.5 | 0 | 0 | 961.5 | 961.5 | 0 | 0 | 961.5 | Summer | FALSE | 0 | 0 | 0 | 0 | 1 | 0 | 1 | 0 | 0
1981-07-21 | 7 | 21 | 6:00 | 23.3 | 6 | 1 | 74 |  | 0 | 0 | 3.9376 | 3.9376 | 95% | 0.56467 | 38.6235 | 5.0887 | 2.8056 | 2.6653 | 0.14028 | 5% | 14.6418 | 0.6 | 0.6 | 0.6 | 41.04 | 5.407 | 2.9811 | 2.9532 | 0.027867 | 0.9348% | 1006.5 | 38.6235 | 0 | 967.8765 | 1006.5 | 41.04 | 0 | 965.46 | Summer | FALSE | 0 | 0 | 0 | 0 | 0 | 0 | 1 | 0 | 1
1981-07-21 | 7 | 21 | 7:00 | 25 | 7 | 1 | 77 |  | 0 | 0 | 4.7252 | 4.7252 | 95% | 0.67761 | 46.3483 | 6.1064 | 3.3667 | 3.1984 | 0.16833 | 5% | 16.5241 | 0.6 | 0.6 | 0.6 | 41.04 | 5.407 | 2.9811 | 2.9811 | 0 | 0% | 1135.25 | 46.3483 | 0 | 1088.9017 | 1135.25 | 41.04 | 0 | 1094.21 | Summer | FALSE | 0 | 0 | 0 | 0 | 0 | 0 | 1 | 0 | 1
1981-07-21 | 7 | 21 | 8:00 | 25.6 | 8 | 1 | 78 |  | 0 | 0 | 7.6128 | 7.6128 | 95% | 1 | 68.4 | 9.0117 | 4.9685 | 4.7201 | 0.24843 | 5% | 16.9554 | 0.6 | 0.6 | 0.6 | 41.04 | 5.407 | 2.9811 | 2.9811 | 0 | 0% | 1164.75 | 68.4 | 0 | 1096.35 | 1164.75 | 41.04 | 0 | 1123.71 | Summer | FALSE | 0 | 0 | 0 | 0 | 0 | 0 | 0 | 1 | 1
1981-07-21 | 7 | 21 | 9:00 | 27.2 | 9 | 1 | 81 |  | 0 | 0 | 6.5627 | 6.5627 | 95% | 0.94112 | 64.3726 | 8.4811 | 4.676 | 4.4422 | 0.2338 | 5% | 17.4306 | 0.6 | 0.6 | 0.6 | 41.04 | 5.407 | 2.9811 | 2.9811 | 0 | 0% | 1197.25 | 64.3726 | 0 | 1132.8774 | 1197.25 | 41.04 | 0 | 1156.21 | Summer | FALSE | 0 | 0 | 0 | 0 | 0 | 0 | 1 | 0 | 1
1981-07-21 | 7 | 21 | 10:00 | 28.9 | 10 | 1 | 84 |  | 0 | 0 | 6.0377 | 6.0377 | 95% | 0.86583 | 59.2228 | 7.8026 | 4.3019 | 4.0868 | 0.21509 | 5% | 18.0556 | 0.6 | 0.6 | 0.6 | 41.04 | 5.407 | 2.9811 | 2.9811 | 0 | 0% | 1240 | 59.2228 | 0 | 1180.7772 | 1240 | 41.04 | 0 | 1198.96 | Summer | FALSE | 0 | 0 | 0 | 0 | 0 | 0 | 1 | 0 | 1
1981-07-21 | 7 | 21 | 11:00 | 28.9 | 11 | 1 | 84 |  | 0 | 0 | 5.2502 | 5.2502 | 95% | 0.7529 | 51.4981 | 6.7849 | 3.7408 | 3.5537 | 0.18704 | 5% | 19.386 | 0.6 | 0.6 | 0.6 | 41.04 | 5.407 | 2.9811 | 2.9811 | 0 | 0% | 1331 | 51.4981 | 0 | 1279.5019 | 1331 | 41.04 | 0 | 1289.96 | Summer | FALSE | 0 | 0 | 0 | 0 | 0 | 0 | 1 | 0 | 1
1981-07-21 | 7 | 21 | 12:00 | 29.4 | 12 | 1 | 85 |  | 0 | 0 | 5.2502 | 5.2502 | 95% | 0.7529 | 51.4981 | 6.7849 | 3.7408 | 3.5537 | 0.18704 | 5% | 21.0599 | 0.6 | 0.6 | 0.6 | 41.04 | 5.407 | 2.9811 | 2.9811 | 0 | 0% | 1445.5 | 51.4981 | 0 | 1394.0019 | 1445.5 | 41.04 | 0 | 1404.46 | Summer | FALSE | 0 | 0 | 0 | 0 | 0 | 0 | 1 | 0 | 1
1981-07-21 | 7 | 21 | 13:00 | 30 | 13 | 1 | 86 |  | 0 | 0 | 4.7252 | 4.7252 | 95% | 0.67761 | 46.3483 | 6.1064 | 3.3667 | 3.1984 | 0.16833 | 5% | 19.4846 | 1 | 1 | 1 | 68.4 | 9.0117 | 4.9685 | 3.5439 | 1.4246 | 28.67% | 1337.75 | 46.3483 | 0 | 1291.4017 | 1337.75 | 68.4 | 0 | 1269.35 | Summer | FALSE | 1 | 1 | 46.3483 | 68.4 | 0 | 0 | 1 | 0 | 1
1981-07-21 | 7 | 21 | 14:00 | 32.2 | 14 | 1 | 90 |  | 0 | 0 | 3.9376 | 3.9376 | 95% | 0.56467 | 38.6235 | 5.0887 | 2.8056 | 2.6653 | 0.14028 | 5% | 21.4072 | 1 | 1 | 1 | 68.4 | 9.0117 | 4.9685 | 2.9532 | 2.0153 | 40.56% | 1469.25 | 38.6235 | 0 | 1430.6265 | 1469.25 | 68.4 | 0 | 1400.85 | Summer | FALSE | 1 | 1 | 38.6235 | 68.4 | 0 | 0 | 1 | 0 | 1
1981-07-21 | 7 | 21 | 15:00 | 32.8 | 15 | 1 | 91 |  | 0 | 0 | 3.6751 | 3.6751 | 95% | 0.52703 | 36.0486 | 4.7494 | 2.6185 | 2.4876 | 0.13093 | 5% | 22.1126 | 1 | 1 | 1 | 68.4 | 9.0117 | 4.9685 | 2.7564 | 2.2121 | 44.52% | 1517.5 | 36.0486 | 0 | 1481.4514 | 1517.5 | 68.4 | 0 | 1449.1 | Summer | FALSE | 1 | 1 | 36.0486 | 68.4 | 0 | 0 | 1 | 0 | 1
1981-07-21 | 7 | 21 | 16:00 | 25 | 16 | 1 | 77 |  | 0 | 0 | 3.6751 | 3.6751 | 95% | 0.52703 | 36.0486 | 4.7494 | 2.6185 | 2.4876 | 0.13093 | 5% | 21.6886 | 1 | 1 | 1 | 68.4 | 9.0117 | 4.9685 | 2.7564 | 2.2121 | 44.52% | 1488.5 | 36.0486 | 0 | 1452.4514 | 1488.5 | 68.4 | 0 | 1420.1 | Summer | FALSE | 1 | 1 | 36.0486 | 68.4 | 0 | 0 | 1 | 0 | 1
1981-07-21 | 7 | 21 | 17:00 | 24.4 | 17 | 1 | 76 |  | 0 | 0 | 4.7252 | 4.7252 | 95% | 0.67761 | 46.3483 | 6.1064 | 3.3667 | 3.1984 | 0.16833 | 5% | 21.8969 | 1 | 1 | 1 | 68.4 | 9.0117 | 4.9685 | 3.5439 | 1.4246 | 28.67% | 1502.75 | 46.3483 | 0 | 1456.4017 | 1502.75 | 68.4 | 0 | 1434.35 | Summer | FALSE | 0 | 0 | 0 | 0 | 0 | 0 | 1 | 0 | 1
1981-07-21 | 7 | 21 | 18:00 | 24.4 | 18 | 1 | 76 |  | 0 | 0 | 6.0377 | 6.0377 | 95% | 0.86583 | 59.2228 | 7.8026 | 4.3019 | 4.0868 | 0.21509 | 5% | 20.3838 | 0.6 | 0.6 | 0.6 | 41.04 | 5.407 | 2.9811 | 2.9811 | 0 | 0% | 1399.25 | 59.2228 | 0 | 1340.0272 | 1399.25 | 41.04 | 0 | 1358.21 | Summer | FALSE | 0 | 0 | 0 | 0 | 0 | 0 | 1 | 0 | 1
1981-07-21 | 7 | 21 | 19:00 | 25.6 | 19 | 1 | 78 |  | 0 | 0 | 6.5627 | 6.5627 | 95% | 0.94112 | 64.3726 | 8.4811 | 4.676 | 4.4422 | 0.2338 | 5% | 18.1323 | 0.6 | 0.6 | 0.6 | 41.04 | 5.407 | 2.9811 | 2.9811 | 0 | 0% | 1245.25 | 64.3726 | 0 | 1180.8774 | 1245.25 | 41.04 | 0 | 1204.21 | Summer | FALSE | 0 | 0 | 0 | 0 | 0 | 0 | 1 | 0 | 1
1981-07-21 | 7 | 21 | 20:00 | 25.6 | 20 | 1 | 78 |  | 0 | 0 | 5.7752 | 5.7752 | 95% | 0.82819 | 56.6479 | 7.4634 | 4.1148 | 3.9091 | 0.20574 | 5% | 18.0848 | 0.6 | 0.6 | 0.6 | 41.04 | 5.407 | 2.9811 | 2.9811 | 0 | 0% | 1242 | 56.6479 | 0 | 1185.3521 | 1242 | 41.04 | 0 | 1200.96 | Summer | FALSE | 0 | 0 | 0 | 0 | 0 | 0 | 1 | 0 | 1
1981-07-21 | 7 | 21 | 21:00 | 25 | 21 | 1 | 77 |  | 0 | 0 | 4.7252 | 4.7252 | 95% | 0.67761 | 46.3483 | 6.1064 | 3.3667 | 3.1984 | 0.16833 | 5% | 16.3487 | 0.6 | 0.6 | 0.6 | 41.04 | 5.407 | 2.9811 | 2.9811 | 0 | 0% | 1123.25 | 46.3483 | 0 | 1076.9017 | 1123.25 | 41.04 | 0 | 1082.21 | Summer | FALSE | 0 | 0 | 0 | 0 | 0 | 0 | 1 | 0 | 1
1981-07-21 | 7 | 21 | 22:00 | 24.4 | 22 | 1 | 76 |  | 0 | 0 | 4.2002 | 4.2002 | 95% | 0.60232 | 41.1985 | 5.4279 | 2.9926 | 2.843 | 0.14963 | 5% | 16.5424 | 0.6 | 0.6 | 0.6 | 41.04 | 5.407 | 2.9811 | 2.9811 | 0 | 0% | 1136.5 | 41.1985 | 0 | 1095.3015 | 1136.5 | 41.04 | 0 | 1095.46 | Summer | FALSE | 0 | 0 | 0 | 0 | 0 | 0 | 1 | 0 | 1
1981-07-21 | 7 | 21 | 23:00 | 23.9 | 23 | 1 | 75 |  | 0 | 0 | 5.2502 | 5.2502 | 95% | 0.7529 | 51.4981 | 6.7849 | 3.7408 | 3.5537 | 0.18704 | 5% | 15.8406 | 0.6 | 0.6 | 0.6 | 41.04 | 5.407 | 2.9811 | 2.9811 | 0 | 0% | 1088.5 | 51.4981 | 0 | 1037.0019 | 1088.5 | 41.04 | 0 | 1047.46 | Summer | FALSE | 0 | 0 | 0 | 0 | 0 | 0 | 1 | 0 | 1
1981-07-21 | 7 | 21 | 24:00 | 23.9 | 0 | 1 | 75 |  | 0 | 0 | 4.2002 | 4.2002 | 95% | 0.60232 | 41.1985 | 5.4279 | 2.9926 | 2.843 | 0.14963 | 5% | 15.5117 | 0 | 0 | 0 | 0 | 0 | 0 | 0 | 0 | 0% | 1066 | 41.1985 | 0 | 1024.8015 | 1066 | 0 | 0 | 1066 | Summer | FALSE | 0 | 0 | 0 | 0 | 0 | 0 | 1 | 0 | 1
1981-07-22 | 7 | 22 | 1:00 | 23.3 | 1 | 1 | 74 |  | 0 | 0 | 3.9376 | 3.9376 | 95% | 0.56467 | 38.6235 | 5.0887 | 2.8056 | 2.6653 | 0.14028 | 5% | 14.8063 | 0 | 0 | 0 | 0 | 0 | 0 | 0 | 0 | 0% | 1017.75 | 38.6235 | 0 | 979.1265 | 1017.75 | 0 | 0 | 1017.75 | Summer | FALSE | 0 | 0 | 0 | 0 | 0 | 0 | 1 | 0 | 1
1981-07-22 | 7 | 22 | 2:00 | 22.8 | 2 | 1 | 73 |  | 0 | 0 | 3.1501 | 3.1501 | 95% | 0 | 0 | 0 | 0 | 0 | 0 | 5% | 11.6813 | 0 | 0 | 0 | 0 | 0 | 0 | 0 | 0 | 0% | 804 | 0 | 0 | 804 | 804 | 0 | 0 | 804 | Summer | FALSE | 0 | 0 | 0 | 0 | 1 | 0 | 1 | 0 | 0
1981-07-22 | 7 | 22 | 3:00 | 22.8 | 3 | 1 | 73 |  | 0 | 0 | 3.4126 | 3.4126 | 95% | 0 | 0 | 0 | 0 | 0 | 0 | 5% | 11.3633 | 0 | 0 | 0 | 0 | 0 | 0 | 0 | 0 | 0% | 782.25 | 0 | 0 | 782.25 | 782.25 | 0 | 0 | 782.25 | Summer | FALSE | 0 | 0 | 0 | 0 | 1 | 0 | 1 | 0 | 0
1981-07-22 | 7 | 22 | 4:00 | 22.2 | 4 | 1 | 72 |  | 0 | 0 | 3.1501 | 3.1501 | 95% | 0 | 0 | 0 | 0 | 0 | 0 | 5% | 11.7069 | 0 | 0 | 0 | 0 | 0 | 0 | 0 | 0 | 0% | 805.75 | 0 | 0 | 805.75 | 805.75 | 0 | 0 | 805.75 | Summer | FALSE | 0 | 0 | 0 | 0 | 1 | 0 | 1 | 0 | 0
1981-07-22 | 7 | 22 | 5:00 | 21.1 | 5 | 1 | 70 |  | 0 | 0 | 3.1501 | 3.1501 | 95% | 0 | 0 | 0 | 0 | 0 | 0 | 5% | 11.049 | 0 | 0 | 0 | 0 | 0 | 0 | 0 | 0 | 0% | 760.75 | 0 | 0 | 760.75 | 760.75 | 0 | 0 | 760.75 | Summer | FALSE | 0 | 0 | 0 | 0 | 1 | 0 | 1 | 0 | 0
1981-07-22 | 7 | 22 | 6:00 | 21.1 | 6 | 1 | 70 |  | 0 | 0 | 3.9376 | 3.9376 | 95% | 0.56467 | 38.6235 | 5.0887 | 2.8056 | 2.6653 | 0.14028 | 5% | 11.7654 | 0.6 | 0.6 | 0.6 | 41.04 | 5.407 | 2.9811 | 2.9532 | 0.027867 | 0.9348% | 809.75 | 38.6235 | 0 | 771.1265 | 809.75 | 41.04 | 0 | 768.71 | Summer | FALSE | 0 | 0 | 0 | 0 | 0 | 0 | 1 | 0 | 1
1981-07-22 | 7 | 22 | 7:00 | 21.7 | 7 | 1 | 71 |  | 0 | 0 | 4.7252 | 4.7252 | 95% | 0.67761 | 46.3483 | 6.1064 | 3.3667 | 3.1984 | 0.16833 | 5% | 15.8114 | 0.6 | 0.6 | 0.6 | 41.04 | 5.407 | 2.9811 | 2.9811 | 0 | 0% | 1086.5 | 46.3483 | 0 | 1040.1517 | 1086.5 | 41.04 | 0 | 1045.46 | Summer | FALSE | 0 | 0 | 0 | 0 | 0 | 0 | 1 | 0 | 1
1981-07-22 | 7 | 22 | 8:00 | 21.7 | 8 | 1 | 71 |  | 0 | 0 | 7.6128 | 7.6128 | 95% | 1 | 68.4 | 9.0117 | 4.9685 | 4.7201 | 0.24843 | 5% | 18.1689 | 0.6 | 0.6 | 0.6 | 41.04 | 5.407 | 2.9811 | 2.9811 | 0 | 0% | 1247.75 | 68.4 | 0 | 1179.35 | 1247.75 | 41.04 | 0 | 1206.71 | Summer | FALSE | 0 | 0 | 0 | 0 | 0 | 0 | 0 | 1 | 1
1981-07-22 | 7 | 22 | 9:00 | 22.2 | 9 | 1 | 72 |  | 0 | 0 | 6.5627 | 6.5627 | 95% | 0.94112 | 64.3726 | 8.4811 | 4.676 | 4.4422 | 0.2338 | 5% | 16.9591 | 0.6 | 0.6 | 0.6 | 41.04 | 5.407 | 2.9811 | 2.9811 | 0 | 0% | 1165 | 64.3726 | 0 | 1100.6274 | 1165 | 41.04 | 0 | 1123.96 | Summer | FALSE | 0 | 0 | 0 | 0 | 0 | 0 | 1 | 0 | 1
1981-07-22 | 7 | 22 | 10:00 | 23.3 | 10 | 1 | 74 |  | 0 | 0 | 6.0377 | 6.0377 | 95% | 0.86583 | 59.2228 | 7.8026 | 4.3019 | 4.0868 | 0.21509 | 5% | 17.2588 | 0.6 | 0.6 | 0.6 | 41.04 | 5.407 | 2.9811 | 2.9811 | 0 | 0% | 1185.5 | 59.2228 | 0 | 1126.2772 | 1185.5 | 41.04 | 0 | 1144.46 | Summer | FALSE | 0 | 0 | 0 | 0 | 0 | 0 | 1 | 0 | 1
1981-07-22 | 7 | 22 | 11:00 | 24.4 | 11 | 1 | 76 |  | 0 | 0 | 5.2502 | 5.2502 | 95% | 0.7529 | 51.4981 | 6.7849 | 3.7408 | 3.5537 | 0.18704 | 5% | 17.7632 | 0.6 | 0.6 | 0.6 | 41.04 | 5.407 | 2.9811 | 2.9811 | 0 | 0% | 1220 | 51.4981 | 0 | 1168.5019 | 1220 | 41.04 | 0 | 1178.96 | Summer | FALSE | 0 | 0 | 0 | 0 | 0 | 0 | 1 | 0 | 1
1981-07-22 | 7 | 22 | 12:00 | 23.9 | 12 | 1 | 75 |  | 0 | 0 | 5.2502 | 5.2502 | 95% | 0.7529 | 51.4981 | 6.7849 | 3.7408 | 3.5537 | 0.18704 | 5% | 18.0885 | 0.6 | 0.6 | 0.6 | 41.04 | 5.407 | 2.9811 | 2.9811 | 0 | 0% | 1242.25 | 51.4981 | 0 | 1190.7519 | 1242.25 | 41.04 | 0 | 1201.21 | Summer | FALSE | 0 | 0 | 0 | 0 | 0 | 0 | 1 | 0 | 1
1981-07-22 | 7 | 22 | 13:00 | 24.4 | 13 | 1 | 76 |  | 0 | 0 | 4.7252 | 4.7252 | 95% | 0.67761 | 46.3483 | 6.1064 | 3.3667 | 3.1984 | 0.16833 | 5% | 17.7083 | 1 | 1 | 1 | 68.4 | 9.0117 | 4.9685 | 3.5439 | 1.4246 | 28.67% | 1216.25 | 46.3483 | 0 | 1169.9017 | 1216.25 | 68.4 | 0 | 1147.85 | Summer | FALSE | 1 | 1 | 46.3483 | 68.4 | 0 | 0 | 1 | 0 | 1
1981-07-22 | 7 | 22 | 14:00 | 23.3 | 14 | 1 | 74 |  | 0 | 0 | 3.9376 | 3.9376 | 95% | 0.56467 | 38.6235 | 5.0887 | 2.8056 | 2.6653 | 0.14028 | 5% | 17.701 | 1 | 1 | 1 | 68.4 | 9.0117 | 4.9685 | 2.9532 | 2.0153 | 40.56% | 1215.75 | 38.6235 | 0 | 1177.1265 | 1215.75 | 68.4 | 0 | 1147.35 | Summer | FALSE | 1 | 1 | 38.6235 | 68.4 | 0 | 0 | 1 | 0 | 1
1981-07-22 | 7 | 22 | 15:00 | 24.4 | 15 | 1 | 76 |  | 0 | 0 | 3.6751 | 3.6751 | 95% | 0.52703 | 36.0486 | 4.7494 | 2.6185 | 2.4876 | 0.13093 | 5% | 17.9459 | 1 | 1 | 1 | 68.4 | 9.0117 | 4.9685 | 2.7564 | 2.2121 | 44.52% | 1232.5 | 36.0486 | 0 | 1196.4514 | 1232.5 | 68.4 | 0 | 1164.1 | Summer | FALSE | 1 | 1 | 36.0486 | 68.4 | 0 | 0 | 1 | 0 | 1
1981-07-22 | 7 | 22 | 16:00 | 23.9 | 16 | 1 | 75 |  | 0 | 0 | 3.6751 | 3.6751 | 95% | 0.52703 | 36.0486 | 4.7494 | 2.6185 | 2.4876 | 0.13093 | 5% | 18.0665 | 1 | 1 | 1 | 68.4 | 9.0117 | 4.9685 | 2.7564 | 2.2121 | 44.52% | 1240.75 | 36.0486 | 0 | 1204.7014 | 1240.75 | 68.4 | 0 | 1172.35 | Summer | FALSE | 1 | 1 | 36.0486 | 68.4 | 0 | 0 | 1 | 0 | 1
1981-07-22 | 7 | 22 | 17:00 | 22.8 | 17 | 1 | 73 |  | 0 | 0 | 4.7252 | 4.7252 | 95% | 0.67761 | 46.3483 | 6.1064 | 3.3667 | 3.1984 | 0.16833 | 5% | 17.8728 | 1 | 1 | 1 | 68.4 | 9.0117 | 4.9685 | 3.5439 | 1.4246 | 28.67% | 1227.5 | 46.3483 | 0 | 1181.1517 | 1227.5 | 68.4 | 0 | 1159.1 | Summer | FALSE | 0 | 0 | 0 | 0 | 0 | 0 | 1 | 0 | 1
1981-07-22 | 7 | 22 | 18:00 | 22.2 | 18 | 1 | 72 |  | 0 | 0 | 6.0377 | 6.0377 | 95% | 0.86583 | 59.2228 | 7.8026 | 4.3019 | 4.0868 | 0.21509 | 5% | 16.4218 | 0.6 | 0.6 | 0.6 | 41.04 | 5.407 | 2.9811 | 2.9811 | 0 | 0% | 1128.25 | 59.2228 | 0 | 1069.0272 | 1128.25 | 41.04 | 0 | 1087.21 | Summer | FALSE | 0 | 0 | 0 | 0 | 0 | 0 | 1 | 0 | 1
1981-07-22 | 7 | 22 | 19:00 | 21.7 | 19 | 1 | 71 |  | 0 | 0 | 6.5627 | 6.5627 | 95% | 0.94112 | 64.3726 | 8.4811 | 4.676 | 4.4422 | 0.2338 | 5% | 15.7127 | 0.6 | 0.6 | 0.6 | 41.04 | 5.407 | 2.9811 | 2.9811 | 0 | 0% | 1079.75 | 64.3726 | 0 | 1015.3774 | 1079.75 | 41.04 | 0 | 1038.71 | Summer | FALSE | 0 | 0 | 0 | 0 | 0 | 0 | 1 | 0 | 1
1981-07-22 | 7 | 22 | 20:00 | 21.7 | 20 | 1 | 71 |  | 0 | 0 | 5.7752 | 5.7752 | 95% | 0.82819 | 56.6479 | 7.4634 | 4.1148 | 3.9091 | 0.20574 | 5% | 15.3801 | 0.6 | 0.6 | 0.6 | 41.04 | 5.407 | 2.9811 | 2.9811 | 0 | 0% | 1057 | 56.6479 | 0 | 1000.3521 | 1057 | 41.04 | 0 | 1015.96 | Summer | FALSE | 0 | 0 | 0 | 0 | 0 | 0 | 1 | 0 | 1
1981-07-22 | 7 | 22 | 21:00 | 23.3 | 21 | 1 | 74 |  | 0 | 0 | 4.7252 | 4.7252 | 95% | 0.67761 | 46.3483 | 6.1064 | 3.3667 | 3.1984 | 0.16833 | 5% | 14.9306 | 0.6 | 0.6 | 0.6 | 41.04 | 5.407 | 2.9811 | 2.9811 | 0 | 0% | 1026.25 | 46.3483 | 0 | 979.9017 | 1026.25 | 41.04 | 0 | 985.21 | Summer | FALSE | 0 | 0 | 0 | 0 | 0 | 0 | 1 | 0 | 1
1981-07-22 | 7 | 22 | 22:00 | 21.7 | 22 | 1 | 71 |  | 0 | 0 | 4.2002 | 4.2002 | 95% | 0.60232 | 41.1985 | 5.4279 | 2.9926 | 2.843 | 0.14963 | 5% | 14.8684 | 0.6 | 0.6 | 0.6 | 41.04 | 5.407 | 2.9811 | 2.9811 | 0 | 0% | 1022 | 41.1985 | 0 | 980.8015 | 1022 | 41.04 | 0 | 980.96 | Summer | FALSE | 0 | 0 | 0 | 0 | 0 | 0 | 1 | 0 | 1
1981-07-22 | 7 | 22 | 23:00 | 20.6 | 23 | 1 | 69 |  | 0 | 0 | 5.2502 | 5.2502 | 95% | 0.7529 | 51.4981 | 6.7849 | 3.7408 | 3.5537 | 0.18704 | 5% | 14.4371 | 0.6 | 0.6 | 0.6 | 41.04 | 5.407 | 2.9811 | 2.9811 | 0 | 0% | 992.5 | 51.4981 | 0 | 941.0019 | 992.5 | 41.04 | 0 | 951.46 | Summer | FALSE | 0 | 0 | 0 | 0 | 0 | 0 | 1 | 0 | 1
1981-07-22 | 7 | 22 | 24:00 | 20 | 0 | 1 | 68 |  | 0 | 0 | 4.2002 | 4.2002 | 95% | 0.60232 | 41.1985 | 5.4279 | 2.9926 | 2.843 | 0.14963 | 5% | 14.4444 | 0 | 0 | 0 | 0 | 0 | 0 | 0 | 0 | 0% | 993 | 41.1985 | 0 | 951.8015 | 993 | 0 | 0 | 993 | Summer | FALSE | 0 | 0 | 0 | 0 | 0 | 0 | 1 | 0 | 1
1981-07-23 | 7 | 23 | 1:00 | 18.9 | 1 | 1 | 66 |  | 0 | 0 | 3.9376 | 3.9376 | 95% | 0.56467 | 38.6235 | 5.0887 | 2.8056 | 2.6653 | 0.14028 | 5% | 14.3092 | 0 | 0 | 0 | 0 | 0 | 0 | 0 | 0 | 0% | 983.75 | 38.6235 | 0 | 945.1265 | 983.75 | 0 | 0 | 983.75 | Summer | FALSE | 0 | 0 | 0 | 0 | 0 | 0 | 1 | 0 | 1
1981-07-23 | 7 | 23 | 2:00 | 18.3 | 2 | 1 | 65 |  | 0 | 0 | 3.1501 | 3.1501 | 95% | 0 | 0 | 0 | 0 | 0 | 0 | 5% | 14.1265 | 0 | 0 | 0 | 0 | 0 | 0 | 0 | 0 | 0% | 971.25 | 0 | 0 | 971.25 | 971.25 | 0 | 0 | 971.25 | Summer | FALSE | 0 | 0 | 0 | 0 | 1 | 0 | 1 | 0 | 0
1981-07-23 | 7 | 23 | 3:00 | 17.8 | 3 | 1 | 64 |  | 0 | 0 | 3.4126 | 3.4126 | 95% | 0 | 0 | 0 | 0 | 0 | 0 | 5% | 14.152 | 0 | 0 | 0 | 0 | 0 | 0 | 0 | 0 | 0% | 973 | 0 | 0 | 973 | 973 | 0 | 0 | 973 | Summer | FALSE | 0 | 0 | 0 | 0 | 1 | 0 | 1 | 0 | 0
1981-07-23 | 7 | 23 | 4:00 | 17.2 | 4 | 1 | 63 |  | 0 | 0 | 3.1501 | 3.1501 | 95% | 0 | 0 | 0 | 0 | 0 | 0 | 5% | 14.4335 | 0 | 0 | 0 | 0 | 0 | 0 | 0 | 0 | 0% | 992.25 | 0 | 0 | 992.25 | 992.25 | 0 | 0 | 992.25 | Summer | FALSE | 0 | 0 | 0 | 0 | 1 | 0 | 1 | 0 | 0
1981-07-23 | 7 | 23 | 5:00 | 16.7 | 5 | 1 | 62 |  | 0 | 0 | 3.1501 | 3.1501 | 95% | 0 | 0 | 0 | 0 | 0 | 0 | 5% | 14.1959 | 0 | 0 | 0 | 0 | 0 | 0 | 0 | 0 | 0% | 976 | 0 | 0 | 976 | 976 | 0 | 0 | 976 | Summer | FALSE | 0 | 0 | 0 | 0 | 1 | 0 | 1 | 0 | 0
1981-07-23 | 7 | 23 | 6:00 | 17.8 | 6 | 1 | 64 |  | 0 | 0 | 3.9376 | 3.9376 | 95% | 0.56467 | 38.6235 | 5.0887 | 2.8056 | 2.6653 | 0.14028 | 5% | 14.1484 | 0.6 | 0.6 | 0.6 | 41.04 | 5.407 | 2.9811 | 2.9532 | 0.027867 | 0.9348% | 972.75 | 38.6235 | 0 | 934.1265 | 972.75 | 41.04 | 0 | 931.71 | Summer | FALSE | 0 | 0 | 0 | 0 | 0 | 0 | 1 | 0 | 1
1981-07-23 | 7 | 23 | 7:00 | 20 | 7 | 1 | 68 |  | 0 | 0 | 4.7252 | 4.7252 | 95% | 0.67761 | 46.3483 | 6.1064 | 3.3667 | 3.1984 | 0.16833 | 5% | 16.2317 | 0.6 | 0.6 | 0.6 | 41.04 | 5.407 | 2.9811 | 2.9811 | 0 | 0% | 1115.25 | 46.3483 | 0 | 1068.9017 | 1115.25 | 41.04 | 0 | 1074.21 | Summer | FALSE | 0 | 0 | 0 | 0 | 0 | 0 | 1 | 0 | 1
1981-07-23 | 7 | 23 | 8:00 | 21.7 | 8 | 1 | 71 |  | 0 | 0 | 7.6128 | 7.6128 | 95% | 1 | 68.4 | 9.0117 | 4.9685 | 4.7201 | 0.24843 | 5% | 16.6411 | 0.6 | 0.6 | 0.6 | 41.04 | 5.407 | 2.9811 | 2.9811 | 0 | 0% | 1143.25 | 68.4 | 0 | 1074.85 | 1143.25 | 41.04 | 0 | 1102.21 | Summer | FALSE | 0 | 0 | 0 | 0 | 0 | 0 | 0 | 1 | 1
1981-07-23 | 7 | 23 | 9:00 | 25.6 | 9 | 1 | 78 |  | 0 | 0 | 6.5627 | 6.5627 | 95% | 0.94112 | 64.3726 | 8.4811 | 4.676 | 4.4422 | 0.2338 | 5% | 17.0577 | 0.6 | 0.6 | 0.6 | 41.04 | 5.407 | 2.9811 | 2.9811 | 0 | 0% | 1171.75 | 64.3726 | 0 | 1107.3774 | 1171.75 | 41.04 | 0 | 1130.71 | Summer | FALSE | 0 | 0 | 0 | 0 | 0 | 0 | 1 | 0 | 1
1981-07-23 | 7 | 23 | 10:00 | 25 | 10 | 1 | 77 |  | 0 | 0 | 6.0377 | 6.0377 | 95% | 0.86583 | 59.2228 | 7.8026 | 4.3019 | 4.0868 | 0.21509 | 5% | 16.78 | 0.6 | 0.6 | 0.6 | 41.04 | 5.407 | 2.9811 | 2.9811 | 0 | 0% | 1152.75 | 59.2228 | 0 | 1093.5272 | 1152.75 | 41.04 | 0 | 1111.71 | Summer | FALSE | 0 | 0 | 0 | 0 | 0 | 0 | 1 | 0 | 1
1981-07-23 | 7 | 23 | 11:00 | 25.6 | 11 | 1 | 78 |  | 0 | 0 | 5.2502 | 5.2502 | 95% | 0.7529 | 51.4981 | 6.7849 | 3.7408 | 3.5537 | 0.18704 | 5% | 17.5694 | 0.6 | 0.6 | 0.6 | 41.04 | 5.407 | 2.9811 | 2.9811 | 0 | 0% | 1206.75 | 51.4981 | 0 | 1155.2519 | 1206.75 | 41.04 | 0 | 1165.71 | Summer | FALSE | 0 | 0 | 0 | 0 | 0 | 0 | 1 | 0 | 1
1981-07-23 | 7 | 23 | 12:00 | 25 | 12 | 1 | 77 |  | 0 | 0 | 5.2502 | 5.2502 | 95% | 0.7529 | 51.4981 | 6.7849 | 3.7408 | 3.5537 | 0.18704 | 5% | 17.7376 | 0.6 | 0.6 | 0.6 | 41.04 | 5.407 | 2.9811 | 2.9811 | 0 | 0% | 1218.25 | 51.4981 | 0 | 1166.7519 | 1218.25 | 41.04 | 0 | 1177.21 | Summer | FALSE | 0 | 0 | 0 | 0 | 0 | 0 | 1 | 0 | 1
1981-07-23 | 7 | 23 | 13:00 | 23.9 | 13 | 1 | 75 |  | 0 | 0 | 4.7252 | 4.7252 | 95% | 0.67761 | 46.3483 | 6.1064 | 3.3667 | 3.1984 | 0.16833 | 5% | 22.1016 | 1 | 1 | 1 | 68.4 | 9.0117 | 4.9685 | 3.5439 | 1.4246 | 28.67% | 1516.75 | 46.3483 | 0 | 1470.4017 | 1516.75 | 68.4 | 0 | 1448.35 | Summer | FALSE | 1 | 1 | 46.3483 | 68.4 | 0 | 0 | 1 | 0 | 1
1981-07-23 | 7 | 23 | 14:00 | 24.4 | 14 | 1 | 76 |  | 0 | 0 | 3.9376 | 3.9376 | 95% | 0.56467 | 38.6235 | 5.0887 | 2.8056 | 2.6653 | 0.14028 | 5% | 23.3955 | 1 | 1 | 1 | 68.4 | 9.0117 | 4.9685 | 2.9532 | 2.0153 | 40.56% | 1605.25 | 38.6235 | 0 | 1566.6265 | 1605.25 | 68.4 | 0 | 1536.85 | Summer | FALSE | 1 | 1 | 38.6235 | 68.4 | 0 | 0 | 1 | 0 | 1
1981-07-23 | 7 | 23 | 15:00 | 24.4 | 15 | 1 | 76 |  | 0 | 0 | 3.6751 | 3.6751 | 95% | 0.52703 | 36.0486 | 4.7494 | 2.6185 | 2.4876 | 0.13093 | 5% | 23.5928 | 1 | 1 | 1 | 68.4 | 9.0117 | 4.9685 | 2.7564 | 2.2121 | 44.52% | 1618.75 | 36.0486 | 0 | 1582.7014 | 1618.75 | 68.4 | 0 | 1550.35 | Summer | FALSE | 1 | 1 | 36.0486 | 68.4 | 0 | 0 | 1 | 0 | 1
1981-07-23 | 7 | 23 | 16:00 | 23.9 | 16 | 1 | 75 |  | 0 | 0 | 3.6751 | 3.6751 | 95% | 0.52703 | 36.0486 | 4.7494 | 2.6185 | 2.4876 | 0.13093 | 5% | 23.3991 | 1 | 1 | 1 | 68.4 | 9.0117 | 4.9685 | 2.7564 | 2.2121 | 44.52% | 1605.5 | 36.0486 | 0 | 1569.4514 | 1605.5 | 68.4 | 0 | 1537.1 | Summer | FALSE | 1 | 1 | 36.0486 | 68.4 | 0 | 0 | 1 | 0 | 1
1981-07-23 | 7 | 23 | 17:00 | 22.2 | 17 | 1 | 72 |  | 0 | 0 | 4.7252 | 4.7252 | 95% | 0.67761 | 46.3483 | 6.1064 | 3.3667 | 3.1984 | 0.16833 | 5% | 23.4832 | 1 | 1 | 1 | 68.4 | 9.0117 | 4.9685 | 3.5439 | 1.4246 | 28.67% | 1611.25 | 46.3483 | 0 | 1564.9017 | 1611.25 | 68.4 | 0 | 1542.85 | Summer | FALSE | 0 | 0 | 0 | 0 | 0 | 0 | 1 | 0 | 1
1981-07-23 | 7 | 23 | 18:00 | 21.1 | 18 | 1 | 70 |  | 0 | 0 | 6.0377 | 6.0377 | 95% | 0.86583 | 59.2228 | 7.8026 | 4.3019 | 4.0868 | 0.21509 | 5% | 22.4671 | 0.6 | 0.6 | 0.6 | 41.04 | 5.407 | 2.9811 | 2.9811 | 0 | 0% | 1541.75 | 59.2228 | 0 | 1482.5272 | 1541.75 | 41.04 | 0 | 1500.71 | Summer | FALSE | 0 | 0 | 0 | 0 | 0 | 0 | 1 | 0 | 1
1981-07-23 | 7 | 23 | 19:00 | 21.7 | 19 | 1 | 71 |  | 0 | 0 | 6.5627 | 6.5627 | 95% | 0.94112 | 64.3726 | 8.4811 | 4.676 | 4.4422 | 0.2338 | 5% | 20.943 | 0.6 | 0.6 | 0.6 | 41.04 | 5.407 | 2.9811 | 2.9811 | 0 | 0% | 1437.5 | 64.3726 | 0 | 1373.1274 | 1437.5 | 41.04 | 0 | 1396.46 | Summer | FALSE | 0 | 0 | 0 | 0 | 0 | 0 | 1 | 0 | 1
1981-07-23 | 7 | 23 | 20:00 | 20.6 | 20 | 1 | 69 |  | 0 | 0 | 5.7752 | 5.7752 | 95% | 0.82819 | 56.6479 | 7.4634 | 4.1148 | 3.9091 | 0.20574 | 5% | 19.8575 | 0.6 | 0.6 | 0.6 | 41.04 | 5.407 | 2.9811 | 2.9811 | 0 | 0% | 1363.25 | 56.6479 | 0 | 1306.6021 | 1363.25 | 41.04 | 0 | 1322.21 | Summer | FALSE | 0 | 0 | 0 | 0 | 0 | 0 | 1 | 0 | 1
1981-07-23 | 7 | 23 | 21:00 | 20.6 | 21 | 1 | 69 |  | 0 | 0 | 4.7252 | 4.7252 | 95% | 0.67761 | 46.3483 | 6.1064 | 3.3667 | 3.1984 | 0.16833 | 5% | 18.9108 | 0.6 | 0.6 | 0.6 | 41.04 | 5.407 | 2.9811 | 2.9811 | 0 | 0% | 1298.5 | 46.3483 | 0 | 1252.1517 | 1298.5 | 41.04 | 0 | 1257.46 | Summer | FALSE | 0 | 0 | 0 | 0 | 0 | 0 | 1 | 0 | 1
1981-07-23 | 7 | 23 | 22:00 | 20.6 | 22 | 1 | 69 |  | 0 | 0 | 4.2002 | 4.2002 | 95% | 0.60232 | 41.1985 | 5.4279 | 2.9926 | 2.843 | 0.14963 | 5% | 18.348 | 0.6 | 0.6 | 0.6 | 41.04 | 5.407 | 2.9811 | 2.9811 | 0 | 0% | 1260 | 41.1985 | 0 | 1218.8015 | 1260 | 41.04 | 0 | 1218.96 | Summer | FALSE | 0 | 0 | 0 | 0 | 0 | 0 | 1 | 0 | 1
1981-07-23 | 7 | 23 | 23:00 | 19.4 | 23 | 1 | 67 |  | 0 | 0 | 5.2502 | 5.2502 | 95% | 0.7529 | 51.4981 | 6.7849 | 3.7408 | 3.5537 | 0.18704 | 5% | 18.856 | 0.6 | 0.6 | 0.6 | 41.04 | 5.407 | 2.9811 | 2.9811 | 0 | 0% | 1294.75 | 51.4981 | 0 | 1243.2519 | 1294.75 | 41.04 | 0 | 1253.71 | Summer | FALSE | 0 | 0 | 0 | 0 | 0 | 0 | 1 | 0 | 1
1981-07-23 | 7 | 23 | 24:00 | 19.4 | 0 | 1 | 67 |  | 0 | 0 | 4.2002 | 4.2002 | 95% | 0.60232 | 41.1985 | 5.4279 | 2.9926 | 2.843 | 0.14963 | 5% | 17.6133 | 0 | 0 | 0 | 0 | 0 | 0 | 0 | 0 | 0% | 1209.75 | 41.1985 | 0 | 1168.5515 | 1209.75 | 0 | 0 | 1209.75 | Summer | FALSE | 0 | 0 | 0 | 0 | 0 | 0 | 1 | 0 | 1
1981-07-24 | 7 | 24 | 1:00 | 19.4 | 1 | 1 | 67 |  | 0 | 0 | 3.9376 | 3.9376 | 95% | 0.56467 | 38.6235 | 5.0887 | 2.8056 | 2.6653 | 0.14028 | 5% | 15.9613 | 0 | 0 | 0 | 0 | 0 | 0 | 0 | 0 | 0% | 1096.75 | 38.6235 | 0 | 1058.1265 | 1096.75 | 0 | 0 | 1096.75 | Summer | FALSE | 0 | 0 | 0 | 0 | 0 | 0 | 1 | 0 | 1
1981-07-24 | 7 | 24 | 2:00 | 18.9 | 2 | 1 | 66 |  | 0 | 0 | 3.1501 | 3.1501 | 95% | 0 | 0 | 0 | 0 | 0 | 0 | 5% | 16.0197 | 0 | 0 | 0 | 0 | 0 | 0 | 0 | 0 | 0% | 1100.75 | 0 | 0 | 1100.75 | 1100.75 | 0 | 0 | 1100.75 | Summer | FALSE | 0 | 0 | 0 | 0 | 1 | 0 | 1 | 0 | 0
1981-07-24 | 7 | 24 | 3:00 | 18.3 | 3 | 1 | 65 |  | 0 | 0 | 3.4126 | 3.4126 | 95% | 0 | 0 | 0 | 0 | 0 | 0 | 5% | 15.6469 | 0 | 0 | 0 | 0 | 0 | 0 | 0 | 0 | 0% | 1075.25 | 0 | 0 | 1075.25 | 1075.25 | 0 | 0 | 1075.25 | Summer | FALSE | 0 | 0 | 0 | 0 | 1 | 0 | 1 | 0 | 0
1981-07-24 | 7 | 24 | 4:00 | 17.8 | 4 | 1 | 64 |  | 0 | 0 | 3.1501 | 3.1501 | 95% | 0 | 0 | 0 | 0 | 0 | 0 | 5% | 15.5775 | 0 | 0 | 0 | 0 | 0 | 0 | 0 | 0 | 0% | 1070.5 | 0 | 0 | 1070.5 | 1070.5 | 0 | 0 | 1070.5 | Summer | FALSE | 0 | 0 | 0 | 0 | 1 | 0 | 1 | 0 | 0
1981-07-24 | 7 | 24 | 5:00 | 17.2 | 5 | 1 | 63 |  | 0 | 0 | 3.1501 | 3.1501 | 95% | 0 | 0 | 0 | 0 | 0 | 0 | 5% | 15.5958 | 0 | 0 | 0 | 0 | 0 | 0 | 0 | 0 | 0% | 1071.75 | 0 | 0 | 1071.75 | 1071.75 | 0 | 0 | 1071.75 | Summer | FALSE | 0 | 0 | 0 | 0 | 1 | 0 | 1 | 0 | 0
1981-07-24 | 7 | 24 | 6:00 | 17.8 | 6 | 1 | 64 |  | 0 | 0 | 3.9376 | 3.9376 | 95% | 0.56467 | 38.6235 | 5.0887 | 2.8056 | 2.6653 | 0.14028 | 5% | 15.7529 | 0.6 | 0.6 | 0.6 | 41.04 | 5.407 | 2.9811 | 2.9532 | 0.027867 | 0.9348% | 1082.5 | 38.6235 | 0 | 1043.8765 | 1082.5 | 41.04 | 0 | 1041.46 | Summer | FALSE | 0 | 0 | 0 | 0 | 0 | 0 | 1 | 0 | 1
1981-07-24 | 7 | 24 | 7:00 | 18.9 | 7 | 1 | 66 |  | 0 | 0 | 4.7252 | 4.7252 | 95% | 0.67761 | 46.3483 | 6.1064 | 3.3667 | 3.1984 | 0.16833 | 5% | 20.0987 | 0.6 | 0.6 | 0.6 | 41.04 | 5.407 | 2.9811 | 2.9811 | 0 | 0% | 1379.75 | 46.3483 | 0 | 1333.4017 | 1379.75 | 41.04 | 0 | 1338.71 | Summer | FALSE | 0 | 0 | 0 | 0 | 0 | 0 | 1 | 0 | 1
1981-07-24 | 7 | 24 | 8:00 | 20.6 | 8 | 1 | 69 |  | 0 | 0 | 7.6128 | 7.6128 | 95% | 1 | 68.4 | 9.0117 | 4.9685 | 4.7201 | 0.24843 | 5% | 19.8977 | 0.6 | 0.6 | 0.6 | 41.04 | 5.407 | 2.9811 | 2.9811 | 0 | 0% | 1366 | 68.4 | 0 | 1297.6 | 1366 | 41.04 | 0 | 1324.96 | Summer | FALSE | 0 | 0 | 0 | 0 | 0 | 0 | 0 | 1 | 1
1981-07-24 | 7 | 24 | 9:00 | 21.7 | 9 | 1 | 71 |  | 0 | 0 | 6.5627 | 6.5627 | 95% | 0.94112 | 64.3726 | 8.4811 | 4.676 | 4.4422 | 0.2338 | 5% | 20.011 | 0.6 | 0.6 | 0.6 | 41.04 | 5.407 | 2.9811 | 2.9811 | 0 | 0% | 1373.75 | 64.3726 | 0 | 1309.3774 | 1373.75 | 41.04 | 0 | 1332.71 | Summer | FALSE | 0 | 0 | 0 | 0 | 0 | 0 | 1 | 0 | 1
1981-07-24 | 7 | 24 | 10:00 | 21.7 | 10 | 1 | 71 |  | 0 | 0 | 6.0377 | 6.0377 | 95% | 0.86583 | 59.2228 | 7.8026 | 4.3019 | 4.0868 | 0.21509 | 5% | 20.3216 | 0.6 | 0.6 | 0.6 | 41.04 | 5.407 | 2.9811 | 2.9811 | 0 | 0% | 1395 | 59.2228 | 0 | 1335.7772 | 1395 | 41.04 | 0 | 1353.96 | Summer | FALSE | 0 | 0 | 0 | 0 | 0 | 0 | 1 | 0 | 1
1981-07-24 | 7 | 24 | 11:00 | 22.2 | 11 | 1 | 72 |  | 0 | 0 | 5.2502 | 5.2502 | 95% | 0.7529 | 51.4981 | 6.7849 | 3.7408 | 3.5537 | 0.18704 | 5% | 20.6542 | 0.6 | 0.6 | 0.6 | 41.04 | 5.407 | 2.9811 | 2.9811 | 0 | 0% | 1417.75 | 51.4981 | 0 | 1366.2519 | 1417.75 | 41.04 | 0 | 1376.71 | Summer | FALSE | 0 | 0 | 0 | 0 | 0 | 0 | 1 | 0 | 1
1981-07-24 | 7 | 24 | 12:00 | 22.8 | 12 | 1 | 73 |  | 0 | 0 | 5.2502 | 5.2502 | 95% | 0.7529 | 51.4981 | 6.7849 | 3.7408 | 3.5537 | 0.18704 | 5% | 21.0234 | 0.6 | 0.6 | 0.6 | 41.04 | 5.407 | 2.9811 | 2.9811 | 0 | 0% | 1443 | 51.4981 | 0 | 1391.5019 | 1443 | 41.04 | 0 | 1401.96 | Summer | FALSE | 0 | 0 | 0 | 0 | 0 | 0 | 1 | 0 | 1
1981-07-24 | 7 | 24 | 13:00 | 21.7 | 13 | 1 | 71 |  | 0 | 0 | 4.7252 | 4.7252 | 95% | 0.67761 | 46.3483 | 6.1064 | 3.3667 | 3.1984 | 0.16833 | 5% | 19.8173 | 1 | 1 | 1 | 68.4 | 9.0117 | 4.9685 | 3.5439 | 1.4246 | 28.67% | 1360.5 | 46.3483 | 0 | 1314.1517 | 1360.5 | 68.4 | 0 | 1292.1 | Summer | FALSE | 1 | 1 | 46.3483 | 68.4 | 0 | 0 | 1 | 0 | 1
1981-07-24 | 7 | 24 | 14:00 | 22.8 | 14 | 1 | 73 |  | 0 | 0 | 3.9376 | 3.9376 | 95% | 0.56467 | 38.6235 | 5.0887 | 2.8056 | 2.6653 | 0.14028 | 5% | 18.2968 | 1 | 1 | 1 | 68.4 | 9.0117 | 4.9685 | 2.9532 | 2.0153 | 40.56% | 1256.5 | 38.6235 | 0 | 1217.8765 | 1256.5 | 68.4 | 0 | 1188.1 | Summer | FALSE | 1 | 1 | 38.6235 | 68.4 | 0 | 0 | 1 | 0 | 1
1981-07-24 | 7 | 24 | 15:00 | 22.8 | 15 | 1 | 73 |  | 0 | 0 | 3.6751 | 3.6751 | 95% | 0.52703 | 36.0486 | 4.7494 | 2.6185 | 2.4876 | 0.13093 | 5% | 18.6148 | 1 | 1 | 1 | 68.4 | 9.0117 | 4.9685 | 2.7564 | 2.2121 | 44.52% | 1278.25 | 36.0486 | 0 | 1242.2014 | 1278.25 | 68.4 | 0 | 1209.85 | Summer | FALSE | 1 | 1 | 36.0486 | 68.4 | 0 | 0 | 1 | 0 | 1
1981-07-24 | 7 | 24 | 16:00 | 22.2 | 16 | 1 | 72 |  | 0 | 0 | 3.6751 | 3.6751 | 95% | 0.52703 | 36.0486 | 4.7494 | 2.6185 | 2.4876 | 0.13093 | 5% | 17.7814 | 1 | 1 | 1 | 68.4 | 9.0117 | 4.9685 | 2.7564 | 2.2121 | 44.52% | 1221.25 | 36.0486 | 0 | 1185.2014 | 1221.25 | 68.4 | 0 | 1152.85 | Summer | FALSE | 1 | 1 | 36.0486 | 68.4 | 0 | 0 | 1 | 0 | 1
1981-07-24 | 7 | 24 | 17:00 | 21.1 | 17 | 1 | 70 |  | 0 | 0 | 4.7252 | 4.7252 | 95% | 0.67761 | 46.3483 | 6.1064 | 3.3667 | 3.1984 | 0.16833 | 5% | 17.5841 | 1 | 1 | 1 | 68.4 | 9.0117 | 4.9685 | 3.5439 | 1.4246 | 28.67% | 1207.75 | 46.3483 | 0 | 1161.4017 | 1207.75 | 68.4 | 0 | 1139.35 | Summer | FALSE | 0 | 0 | 0 | 0 | 0 | 0 | 1 | 0 | 1
1981-07-24 | 7 | 24 | 18:00 | 20 | 18 | 1 | 68 |  | 0 | 0 | 6.0377 | 6.0377 | 95% | 0.86583 | 59.2228 | 7.8026 | 4.3019 | 4.0868 | 0.21509 | 5% | 16.8019 | 0.6 | 0.6 | 0.6 | 41.04 | 5.407 | 2.9811 | 2.9811 | 0 | 0% | 1154.25 | 59.2228 | 0 | 1095.0272 | 1154.25 | 41.04 | 0 | 1113.21 | Summer | FALSE | 0 | 0 | 0 | 0 | 0 | 0 | 1 | 0 | 1
1981-07-24 | 7 | 24 | 19:00 | 19.4 | 19 | 1 | 67 |  | 0 | 0 | 6.5627 | 6.5627 | 95% | 0.94112 | 64.3726 | 8.4811 | 4.676 | 4.4422 | 0.2338 | 5% | 15.4569 | 0.6 | 0.6 | 0.6 | 41.04 | 5.407 | 2.9811 | 2.9811 | 0 | 0% | 1062.25 | 64.3726 | 0 | 997.8774 | 1062.25 | 41.04 | 0 | 1021.21 | Summer | FALSE | 0 | 0 | 0 | 0 | 0 | 0 | 1 | 0 | 1
1981-07-24 | 7 | 24 | 20:00 | 18.9 | 20 | 1 | 66 |  | 0 | 0 | 5.7752 | 5.7752 | 95% | 0.82819 | 56.6479 | 7.4634 | 4.1148 | 3.9091 | 0.20574 | 5% | 15.0329 | 0.6 | 0.6 | 0.6 | 41.04 | 5.407 | 2.9811 | 2.9811 | 0 | 0% | 1033.25 | 56.6479 | 0 | 976.6021 | 1033.25 | 41.04 | 0 | 992.21 | Summer | FALSE | 0 | 0 | 0 | 0 | 0 | 0 | 1 | 0 | 1
1981-07-24 | 7 | 24 | 21:00 | 18.9 | 21 | 1 | 66 |  | 0 | 0 | 4.7252 | 4.7252 | 95% | 0.67761 | 46.3483 | 6.1064 | 3.3667 | 3.1984 | 0.16833 | 5% | 14.5066 | 0.6 | 0.6 | 0.6 | 41.04 | 5.407 | 2.9811 | 2.9811 | 0 | 0% | 997.25 | 46.3483 | 0 | 950.9017 | 997.25 | 41.04 | 0 | 956.21 | Summer | FALSE | 0 | 0 | 0 | 0 | 0 | 0 | 1 | 0 | 1
1981-07-24 | 7 | 24 | 22:00 | 18.3 | 22 | 1 | 65 |  | 0 | 0 | 4.2002 | 4.2002 | 95% | 0.60232 | 41.1985 | 5.4279 | 2.9926 | 2.843 | 0.14963 | 5% | 14.5943 | 0.6 | 0.6 | 0.6 | 41.04 | 5.407 | 2.9811 | 2.9811 | 0 | 0% | 1003.25 | 41.1985 | 0 | 962.0515 | 1003.25 | 41.04 | 0 | 962.21 | Summer | FALSE | 0 | 0 | 0 | 0 | 0 | 0 | 1 | 0 | 1
1981-07-24 | 7 | 24 | 23:00 | 18.3 | 23 | 1 | 65 |  | 0 | 0 | 5.2502 | 5.2502 | 95% | 0.7529 | 51.4981 | 6.7849 | 3.7408 | 3.5537 | 0.18704 | 5% | 14.4042 | 0.6 | 0.6 | 0.6 | 41.04 | 5.407 | 2.9811 | 2.9811 | 0 | 0% | 990.25 | 51.4981 | 0 | 938.7519 | 990.25 | 41.04 | 0 | 949.21 | Summer | FALSE | 0 | 0 | 0 | 0 | 0 | 0 | 1 | 0 | 1
1981-07-24 | 7 | 24 | 24:00 | 17.8 | 0 | 1 | 64 |  | 0 | 0 | 4.2002 | 4.2002 | 95% | 0.60232 | 41.1985 | 5.4279 | 2.9926 | 2.843 | 0.14963 | 5% | 14.2434 | 0 | 0 | 0 | 0 | 0 | 0 | 0 | 0 | 0% | 979.25 | 41.1985 | 0 | 938.0515 | 979.25 | 0 | 0 | 979.25 | Summer | FALSE | 0 | 0 | 0 | 0 | 0 | 0 | 1 | 0 | 1
1981-07-25 | 7 | 25 | 1:00 | 17.8 | 1 | 1 | 64 |  | 0 | 0 | 3.9376 | 3.9376 | 95% | 0.56467 | 38.6235 | 5.0887 | 2.8056 | 2.6653 | 0.14028 | 5% | 13.845 | 0 | 0 | 0 | 0 | 0 | 0 | 0 | 0 | 0% | 952 | 38.6235 | 0 | 913.3765 | 952 | 0 | 0 | 952 | Summer | FALSE | 0 | 0 | 0 | 0 | 0 | 0 | 1 | 0 | 1
1981-07-25 | 7 | 25 | 2:00 | 17.8 | 2 | 1 | 64 |  | 0 | 0 | 3.1501 | 3.1501 | 95% | 0 | 0 | 0 | 0 | 0 | 0 | 5% | 13.1944 | 0 | 0 | 0 | 0 | 0 | 0 | 0 | 0 | 0% | 907.5 | 0 | 0 | 907.5 | 907.5 | 0 | 0 | 907.5 | Summer | FALSE | 0 | 0 | 0 | 0 | 1 | 0 | 1 | 0 | 0
1981-07-25 | 7 | 25 | 3:00 | 18.3 | 3 | 1 | 65 |  | 0 | 0 | 3.4126 | 3.4126 | 95% | 0 | 0 | 0 | 0 | 0 | 0 | 5% | 13.2273 | 0 | 0 | 0 | 0 | 0 | 0 | 0 | 0 | 0% | 909.75 | 0 | 0 | 909.75 | 909.75 | 0 | 0 | 909.75 | Summer | FALSE | 0 | 0 | 0 | 0 | 1 | 0 | 1 | 0 | 0
1981-07-25 | 7 | 25 | 4:00 | 17.8 | 4 | 1 | 64 |  | 0 | 0 | 3.1501 | 3.1501 | 95% | 0 | 0 | 0 | 0 | 0 | 0 | 5% | 13.5673 | 0 | 0 | 0 | 0 | 0 | 0 | 0 | 0 | 0% | 933 | 0 | 0 | 933 | 933 | 0 | 0 | 933 | Summer | FALSE | 0 | 0 | 0 | 0 | 1 | 0 | 1 | 0 | 0
1981-07-25 | 7 | 25 | 5:00 | 17.2 | 5 | 1 | 63 |  | 0 | 0 | 3.1501 | 3.1501 | 95% | 0 | 0 | 0 | 0 | 0 | 0 | 5% | 13.008 | 0 | 0 | 0 | 0 | 0 | 0 | 0 | 0 | 0% | 894.75 | 0 | 0 | 894.75 | 894.75 | 0 | 0 | 894.75 | Summer | FALSE | 0 | 0 | 0 | 0 | 1 | 0 | 1 | 0 | 0
1981-07-25 | 7 | 25 | 6:00 | 17.8 | 6 | 1 | 64 |  | 0 | 0 | 3.9376 | 3.9376 | 95% | 0.56467 | 38.6235 | 5.0887 | 2.8056 | 2.6653 | 0.14028 | 5% | 13.1287 | 0.6 | 0.6 | 0.6 | 41.04 | 5.407 | 2.9811 | 2.9532 | 0.027867 | 0.9348% | 903 | 38.6235 | 0 | 864.3765 | 903 | 41.04 | 0 | 861.96 | Summer | FALSE | 0 | 0 | 0 | 0 | 0 | 0 | 1 | 0 | 1
1981-07-25 | 7 | 25 | 7:00 | 18.9 | 7 | 1 | 66 |  | 0 | 0 | 4.7252 | 4.7252 | 95% | 0.67761 | 46.3483 | 6.1064 | 3.3667 | 3.1984 | 0.16833 | 5% | 15.3253 | 0.6 | 0.6 | 0.6 | 41.04 | 5.407 | 2.9811 | 2.9811 | 0 | 0% | 1053.25 | 46.3483 | 0 | 1006.9017 | 1053.25 | 41.04 | 0 | 1012.21 | Summer | FALSE | 0 | 0 | 0 | 0 | 0 | 0 | 1 | 0 | 1
1981-07-25 | 7 | 25 | 8:00 | 20 | 8 | 1 | 68 |  | 0 | 0 | 7.6128 | 7.6128 | 95% | 1 | 68.4 | 9.0117 | 4.9685 | 4.7201 | 0.24843 | 5% | 15.8918 | 0.6 | 0.6 | 0.6 | 41.04 | 5.407 | 2.9811 | 2.9811 | 0 | 0% | 1092 | 68.4 | 0 | 1023.6 | 1092 | 41.04 | 0 | 1050.96 | Summer | FALSE | 0 | 0 | 0 | 0 | 0 | 0 | 0 | 1 | 1
1981-07-25 | 7 | 25 | 9:00 | 21.7 | 9 | 1 | 71 |  | 0 | 0 | 6.5627 | 6.5627 | 95% | 0.94112 | 64.3726 | 8.4811 | 4.676 | 4.4422 | 0.2338 | 5% | 15.9722 | 0.6 | 0.6 | 0.6 | 41.04 | 5.407 | 2.9811 | 2.9811 | 0 | 0% | 1097.5 | 64.3726 | 0 | 1033.1274 | 1097.5 | 41.04 | 0 | 1056.46 | Summer | FALSE | 0 | 0 | 0 | 0 | 0 | 0 | 1 | 0 | 1
1981-07-25 | 7 | 25 | 10:00 | 22.8 | 10 | 1 | 73 |  | 0 | 0 | 6.0377 | 6.0377 | 95% | 0.86583 | 59.2228 | 7.8026 | 4.3019 | 4.0868 | 0.21509 | 5% | 16.5863 | 0.6 | 0.6 | 0.6 | 41.04 | 5.407 | 2.9811 | 2.9811 | 0 | 0% | 1139.5 | 59.2228 | 0 | 1080.2772 | 1139.5 | 41.04 | 0 | 1098.46 | Summer | FALSE | 0 | 0 | 0 | 0 | 0 | 0 | 1 | 0 | 1
1981-07-25 | 7 | 25 | 11:00 | 23.3 | 11 | 1 | 74 |  | 0 | 0 | 5.2502 | 5.2502 | 95% | 0.7529 | 51.4981 | 6.7849 | 3.7408 | 3.5537 | 0.18704 | 5% | 16.6265 | 0.6 | 0.6 | 0.6 | 41.04 | 5.407 | 2.9811 | 2.9811 | 0 | 0% | 1142.25 | 51.4981 | 0 | 1090.7519 | 1142.25 | 41.04 | 0 | 1101.21 | Summer | FALSE | 0 | 0 | 0 | 0 | 0 | 0 | 1 | 0 | 1
1981-07-25 | 7 | 25 | 12:00 | 23.9 | 12 | 1 | 75 |  | 0 | 0 | 5.2502 | 5.2502 | 95% | 0.7529 | 51.4981 | 6.7849 | 3.7408 | 3.5537 | 0.18704 | 5% | 16.8458 | 0.6 | 0.6 | 0.6 | 41.04 | 5.407 | 2.9811 | 2.9811 | 0 | 0% | 1157.25 | 51.4981 | 0 | 1105.7519 | 1157.25 | 41.04 | 0 | 1116.21 | Summer | FALSE | 0 | 0 | 0 | 0 | 0 | 0 | 1 | 0 | 1
1981-07-25 | 7 | 25 | 13:00 | 23.3 | 13 | 1 | 74 |  | 0 | 0 | 4.7252 | 4.7252 | 95% | 0.67761 | 46.3483 | 6.1064 | 3.3667 | 3.1984 | 0.16833 | 5% | 16.5826 | 1 | 1 | 1 | 68.4 | 9.0117 | 4.9685 | 3.5439 | 1.4246 | 28.67% | 1139.25 | 46.3483 | 0 | 1092.9017 | 1139.25 | 68.4 | 0 | 1070.85 | Summer | FALSE | 1 | 1 | 46.3483 | 68.4 | 0 | 0 | 1 | 0 | 1
1981-07-25 | 7 | 25 | 14:00 | 24.4 | 14 | 1 | 76 |  | 0 | 0 | 3.9376 | 3.9376 | 95% | 0.56467 | 38.6235 | 5.0887 | 2.8056 | 2.6653 | 0.14028 | 5% | 16.9554 | 1 | 1 | 1 | 68.4 | 9.0117 | 4.9685 | 2.9532 | 2.0153 | 40.56% | 1164.75 | 38.6235 | 0 | 1126.1265 | 1164.75 | 68.4 | 0 | 1096.35 | Summer | FALSE | 1 | 1 | 38.6235 | 68.4 | 0 | 0 | 1 | 0 | 1
1981-07-25 | 7 | 25 | 15:00 | 22.2 | 15 | 1 | 72 |  | 0 | 0 | 3.6751 | 3.6751 | 95% | 0.52703 | 36.0486 | 4.7494 | 2.6185 | 2.4876 | 0.13093 | 5% | 16.9737 | 1 | 1 | 1 | 68.4 | 9.0117 | 4.9685 | 2.7564 | 2.2121 | 44.52% | 1166 | 36.0486 | 0 | 1129.9514 | 1166 | 68.4 | 0 | 1097.6 | Summer | FALSE | 1 | 1 | 36.0486 | 68.4 | 0 | 0 | 1 | 0 | 1
1981-07-25 | 7 | 25 | 16:00 | 25.6 | 16 | 1 | 78 |  | 0 | 0 | 3.6751 | 3.6751 | 95% | 0.52703 | 36.0486 | 4.7494 | 2.6185 | 2.4876 | 0.13093 | 5% | 17.2076 | 1 | 1 | 1 | 68.4 | 9.0117 | 4.9685 | 2.7564 | 2.2121 | 44.52% | 1182 | 36.0486 | 0 | 1145.9514 | 1182 | 68.4 | 0 | 1113.6 | Summer | FALSE | 1 | 1 | 36.0486 | 68.4 | 0 | 0 | 1 | 0 | 1
1981-07-25 | 7 | 25 | 17:00 | 25.6 | 17 | 1 | 78 |  | 0 | 0 | 4.7252 | 4.7252 | 95% | 0.67761 | 46.3483 | 6.1064 | 3.3667 | 3.1984 | 0.16833 | 5% | 17.3099 | 1 | 1 | 1 | 68.4 | 9.0117 | 4.9685 | 3.5439 | 1.4246 | 28.67% | 1189 | 46.3483 | 0 | 1142.6517 | 1189 | 68.4 | 0 | 1120.6 | Summer | FALSE | 0 | 0 | 0 | 0 | 0 | 0 | 1 | 0 | 1
1981-07-25 | 7 | 25 | 18:00 | 23.9 | 18 | 1 | 75 |  | 0 | 0 | 6.0377 | 6.0377 | 95% | 0.86583 | 59.2228 | 7.8026 | 4.3019 | 4.0868 | 0.21509 | 5% | 16.8458 | 0.6 | 0.6 | 0.6 | 41.04 | 5.407 | 2.9811 | 2.9811 | 0 | 0% | 1157.25 | 59.2228 | 0 | 1098.0272 | 1157.25 | 41.04 | 0 | 1116.21 | Summer | FALSE | 0 | 0 | 0 | 0 | 0 | 0 | 1 | 0 | 1
1981-07-25 | 7 | 25 | 19:00 | 23.3 | 19 | 1 | 74 |  | 0 | 0 | 6.5627 | 6.5627 | 95% | 0.94112 | 64.3726 | 8.4811 | 4.676 | 4.4422 | 0.2338 | 5% | 15.1572 | 0.6 | 0.6 | 0.6 | 41.04 | 5.407 | 2.9811 | 2.9811 | 0 | 0% | 1041.75 | 64.3726 | 0 | 977.3774 | 1041.75 | 41.04 | 0 | 1000.71 | Summer | FALSE | 0 | 0 | 0 | 0 | 0 | 0 | 1 | 0 | 1
1981-07-25 | 7 | 25 | 20:00 | 21.7 | 20 | 1 | 71 |  | 0 | 0 | 5.7752 | 5.7752 | 95% | 0.82819 | 56.6479 | 7.4634 | 4.1148 | 3.9091 | 0.20574 | 5% | 15.402 | 0.6 | 0.6 | 0.6 | 41.04 | 5.407 | 2.9811 | 2.9811 | 0 | 0% | 1058.5 | 56.6479 | 0 | 1001.8521 | 1058.5 | 41.04 | 0 | 1017.46 | Summer | FALSE | 0 | 0 | 0 | 0 | 0 | 0 | 1 | 0 | 1
1981-07-25 | 7 | 25 | 21:00 | 20.6 | 21 | 1 | 69 |  | 0 | 0 | 4.7252 | 4.7252 | 95% | 0.67761 | 46.3483 | 6.1064 | 3.3667 | 3.1984 | 0.16833 | 5% | 14.174 | 0.6 | 0.6 | 0.6 | 41.04 | 5.407 | 2.9811 | 2.9811 | 0 | 0% | 974.5 | 46.3483 | 0 | 928.1517 | 974.5 | 41.04 | 0 | 933.46 | Summer | FALSE | 0 | 0 | 0 | 0 | 0 | 0 | 1 | 0 | 1
1981-07-25 | 7 | 25 | 22:00 | 20 | 22 | 1 | 68 |  | 0 | 0 | 4.2002 | 4.2002 | 95% | 0.60232 | 41.1985 | 5.4279 | 2.9926 | 2.843 | 0.14963 | 5% | 14.163 | 0.6 | 0.6 | 0.6 | 41.04 | 5.407 | 2.9811 | 2.9811 | 0 | 0% | 973.75 | 41.1985 | 0 | 932.5515 | 973.75 | 41.04 | 0 | 932.71 | Summer | FALSE | 0 | 0 | 0 | 0 | 0 | 0 | 1 | 0 | 1
1981-07-25 | 7 | 25 | 23:00 | 20 | 23 | 1 | 68 |  | 0 | 0 | 5.2502 | 5.2502 | 95% | 0.7529 | 51.4981 | 6.7849 | 3.7408 | 3.5537 | 0.18704 | 5% | 14.1484 | 0.6 | 0.6 | 0.6 | 41.04 | 5.407 | 2.9811 | 2.9811 | 0 | 0% | 972.75 | 51.4981 | 0 | 921.2519 | 972.75 | 41.04 | 0 | 931.71 | Summer | FALSE | 0 | 0 | 0 | 0 | 0 | 0 | 1 | 0 | 1
1981-07-25 | 7 | 25 | 24:00 | 18.9 | 0 | 1 | 66 |  | 0 | 0 | 4.2002 | 4.2002 | 95% | 0.60232 | 41.1985 | 5.4279 | 2.9926 | 2.843 | 0.14963 | 5% | 14.0314 | 0 | 0 | 0 | 0 | 0 | 0 | 0 | 0 | 0% | 964.75 | 41.1985 | 0 | 923.5515 | 964.75 | 0 | 0 | 964.75 | Summer | FALSE | 0 | 0 | 0 | 0 | 0 | 0 | 1 | 0 | 1
1981-07-26 | 7 | 26 | 1:00 | 18.9 | 1 | 2 | 66 |  | 0 | 0 | 3.9376 | 3.9376 | 95% | 0.56467 | 38.6235 | 5.0887 | 2.8056 | 2.6653 | 0.14028 | 5% | 13.9364 | 0 | 0 | 0 | 0 | 0 | 0 | 0 | 0 | 0% | 958.25 | 38.6235 | 0 | 919.6265 | 958.25 | 0 | 0 | 958.25 | Summer | 0 | 0 | 0 | 0 | 0 | 0 | 0 | 1 | 0 | 1
1981-07-26 | 7 | 26 | 2:00 | 18.9 | 2 | 2 | 66 |  | 0 | 0 | 3.1501 | 3.1501 | 95% | 0 | 0 | 0 | 0 | 0 | 0 | 5% | 13.7354 | 0 | 0 | 0 | 0 | 0 | 0 | 0 | 0 | 0% | 944.5 | 0 | 0 | 944.5 | 944.5 | 0 | 0 | 944.5 | Summer | 0 | 0 | 0 | 0 | 0 | 1 | 0 | 1 | 0 | 0
1981-07-26 | 7 | 26 | 3:00 | 18.9 | 3 | 2 | 66 |  | 0 | 0 | 3.4126 | 3.4126 | 95% | 0 | 0 | 0 | 0 | 0 | 0 | 5% | 13.1433 | 0 | 0 | 0 | 0 | 0 | 0 | 0 | 0 | 0% | 904 | 0 | 0 | 904 | 904 | 0 | 0 | 904 | Summer | 0 | 0 | 0 | 0 | 0 | 1 | 0 | 1 | 0 | 0
1981-07-26 | 7 | 26 | 4:00 | 18.3 | 4 | 2 | 65 |  | 0 | 0 | 3.1501 | 3.1501 | 95% | 0 | 0 | 0 | 0 | 0 | 0 | 5% | 13.2054 | 0 | 0 | 0 | 0 | 0 | 0 | 0 | 0 | 0% | 908.25 | 0 | 0 | 908.25 | 908.25 | 0 | 0 | 908.25 | Summer | 0 | 0 | 0 | 0 | 0 | 1 | 0 | 1 | 0 | 0
1981-07-26 | 7 | 26 | 5:00 | 18.3 | 5 | 2 | 65 |  | 0 | 0 | 3.1501 | 3.1501 | 95% | 0 | 0 | 0 | 0 | 0 | 0 | 5% | 13.5453 | 0 | 0 | 0 | 0 | 0 | 0 | 0 | 0 | 0% | 931.5 | 0 | 0 | 931.5 | 931.5 | 0 | 0 | 931.5 | Summer | 0 | 0 | 0 | 0 | 0 | 1 | 0 | 1 | 0 | 0
1981-07-26 | 7 | 26 | 6:00 | 18.9 | 6 | 2 | 66 |  | 0 | 0 | 3.9376 | 3.9376 | 95% | 0.56467 | 38.6235 | 5.0887 | 2.8056 | 2.6653 | 0.14028 | 5% | 13.3626 | 0.6 | 0.6 | 0.6 | 41.04 | 5.407 | 2.9811 | 2.9532 | 0.027867 | 0.9348% | 919 | 38.6235 | 0 | 880.3765 | 919 | 41.04 | 0 | 877.96 | Summer | 0 | 0 | 0 | 0 | 0 | 0 | 0 | 1 | 0 | 1
1981-07-26 | 7 | 26 | 7:00 | 20 | 7 | 2 | 68 |  | 0 | 0 | 4.7252 | 4.7252 | 95% | 0.67761 | 46.3483 | 6.1064 | 3.3667 | 3.1984 | 0.16833 | 5% | 14.0351 | 0.6 | 0.6 | 0.6 | 41.04 | 5.407 | 2.9811 | 2.9811 | 0 | 0% | 965 | 46.3483 | 0 | 918.6517 | 965 | 41.04 | 0 | 923.96 | Summer | 0 | 0 | 0 | 0 | 0 | 0 | 0 | 1 | 0 | 1
1981-07-26 | 7 | 26 | 8:00 | 22.8 | 8 | 2 | 73 |  | 0 | 0 | 7.6128 | 7.6128 | 95% | 1 | 68.4 | 9.0117 | 4.9685 | 4.7201 | 0.24843 | 5% | 14.5175 | 0.6 | 0.6 | 0.6 | 41.04 | 5.407 | 2.9811 | 2.9811 | 0 | 0% | 998 | 68.4 | 0 | 929.6 | 998 | 41.04 | 0 | 956.96 | Summer | 0 | 0 | 0 | 0 | 0 | 0 | 0 | 0 | 1 | 1
1981-07-26 | 7 | 26 | 9:00 | 23.9 | 9 | 2 | 75 |  | 0 | 0 | 6.5627 | 6.5627 | 95% | 0.94112 | 64.3726 | 8.4811 | 4.676 | 4.4422 | 0.2338 | 5% | 16.0344 | 0.6 | 0.6 | 0.6 | 41.04 | 5.407 | 2.9811 | 2.9811 | 0 | 0% | 1101.75 | 64.3726 | 0 | 1037.3774 | 1101.75 | 41.04 | 0 | 1060.71 | Summer | 0 | 0 | 0 | 0 | 0 | 0 | 0 | 1 | 0 | 1
1981-07-26 | 7 | 26 | 10:00 | 24.4 | 10 | 2 | 76 |  | 0 | 0 | 6.0377 | 6.0377 | 95% | 0.86583 | 59.2228 | 7.8026 | 4.3019 | 4.0868 | 0.21509 | 5% | 16.5753 | 0.6 | 0.6 | 0.6 | 41.04 | 5.407 | 2.9811 | 2.9811 | 0 | 0% | 1138.75 | 59.2228 | 0 | 1079.5272 | 1138.75 | 41.04 | 0 | 1097.71 | Summer | 0 | 0 | 0 | 0 | 0 | 0 | 0 | 1 | 0 | 1
1981-07-26 | 7 | 26 | 11:00 | 25.6 | 11 | 2 | 78 |  | 0 | 0 | 5.2502 | 5.2502 | 95% | 0.7529 | 51.4981 | 6.7849 | 3.7408 | 3.5537 | 0.18704 | 5% | 16.8896 | 0.6 | 0.6 | 0.6 | 41.04 | 5.407 | 2.9811 | 2.9811 | 0 | 0% | 1160.25 | 51.4981 | 0 | 1108.7519 | 1160.25 | 41.04 | 0 | 1119.21 | Summer | 0 | 0 | 0 | 0 | 0 | 0 | 0 | 1 | 0 | 1
1981-07-26 | 7 | 26 | 12:00 | 25 | 12 | 2 | 77 |  | 0 | 0 | 5.2502 | 5.2502 | 95% | 0.7529 | 51.4981 | 6.7849 | 3.7408 | 3.5537 | 0.18704 | 5% | 17.3611 | 0.6 | 0.6 | 0.6 | 41.04 | 5.407 | 2.9811 | 2.9811 | 0 | 0% | 1192.5 | 51.4981 | 0 | 1141.0019 | 1192.5 | 41.04 | 0 | 1151.46 | Summer | 0 | 0 | 0 | 0 | 0 | 0 | 0 | 1 | 0 | 1
1981-07-26 | 7 | 26 | 13:00 | 26.1 | 13 | 2 | 79 |  | 0 | 0 | 4.7252 | 4.7252 | 95% | 0.67761 | 46.3483 | 6.1064 | 3.3667 | 3.1984 | 0.16833 | 5% | 17.0029 | 0.6 | 0.6 | 0.6 | 41.04 | 5.407 | 2.9811 | 2.9811 | 0 | 0% | 1168 | 46.3483 | 0 | 1121.6517 | 1168 | 41.04 | 0 | 1126.96 | Summer | 0 | 0 | 0 | 0 | 0 | 0 | 0 | 1 | 0 | 1
1981-07-26 | 7 | 26 | 14:00 | 27.8 | 14 | 2 | 82 |  | 0 | 0 | 3.9376 | 3.9376 | 95% | 0.56467 | 38.6235 | 5.0887 | 2.8056 | 2.6653 | 0.14028 | 5% | 16.6996 | 0.6 | 0.6 | 0.6 | 41.04 | 5.407 | 2.9811 | 2.9532 | 0.027867 | 0.9348% | 1147.25 | 38.6235 | 0 | 1108.6265 | 1147.25 | 41.04 | 0 | 1106.21 | Summer | 0 | 0 | 0 | 0 | 0 | 0 | 0 | 1 | 0 | 1
1981-07-26 | 7 | 26 | 15:00 | 28.3 | 15 | 2 | 83 |  | 0 | 0 | 3.6751 | 3.6751 | 95% | 0.52703 | 36.0486 | 4.7494 | 2.6185 | 2.4876 | 0.13093 | 5% | 16.7434 | 0.6 | 0.6 | 0.6 | 41.04 | 5.407 | 2.9811 | 2.7564 | 0.22475 | 7.539% | 1150.25 | 36.0486 | 0 | 1114.2014 | 1150.25 | 41.04 | 0 | 1109.21 | Summer | 0 | 0 | 0 | 0 | 0 | 0 | 0 | 1 | 0 | 1
1981-07-26 | 7 | 26 | 16:00 | 26.7 | 16 | 2 | 80 |  | 0 | 0 | 3.6751 | 3.6751 | 95% | 0.52703 | 36.0486 | 4.7494 | 2.6185 | 2.4876 | 0.13093 | 5% | 15.4715 | 0.6 | 0.6 | 0.6 | 41.04 | 5.407 | 2.9811 | 2.7564 | 0.22475 | 7.539% | 1063.25 | 36.0486 | 0 | 1027.2014 | 1063.25 | 41.04 | 0 | 1022.21 | Summer | 0 | 0 | 0 | 0 | 0 | 0 | 0 | 1 | 0 | 1
1981-07-26 | 7 | 26 | 17:00 | 25.6 | 17 | 2 | 78 |  | 0 | 0 | 4.7252 | 4.7252 | 95% | 0.67761 | 46.3483 | 6.1064 | 3.3667 | 3.1984 | 0.16833 | 5% | 16.7325 | 0.6 | 0.6 | 0.6 | 41.04 | 5.407 | 2.9811 | 2.9811 | 0 | 0% | 1149.5 | 46.3483 | 0 | 1103.1517 | 1149.5 | 41.04 | 0 | 1108.46 | Summer | 0 | 0 | 0 | 0 | 0 | 0 | 0 | 1 | 0 | 1
1981-07-26 | 7 | 26 | 18:00 | 24.4 | 18 | 2 | 76 |  | 0 | 0 | 6.0377 | 6.0377 | 95% | 0.86583 | 59.2228 | 7.8026 | 4.3019 | 4.0868 | 0.21509 | 5% | 15.3618 | 0.6 | 0.6 | 0.6 | 41.04 | 5.407 | 2.9811 | 2.9811 | 0 | 0% | 1055.75 | 59.2228 | 0 | 996.5272 | 1055.75 | 41.04 | 0 | 1014.71 | Summer | 0 | 0 | 0 | 0 | 0 | 0 | 0 | 1 | 0 | 1
1981-07-26 | 7 | 26 | 19:00 | 23.9 | 19 | 2 | 75 |  | 0 | 0 | 6.5627 | 6.5627 | 95% | 0.94112 | 64.3726 | 8.4811 | 4.676 | 4.4422 | 0.2338 | 5% | 15.1316 | 0.6 | 0.6 | 0.6 | 41.04 | 5.407 | 2.9811 | 2.9811 | 0 | 0% | 1040 | 64.3726 | 0 | 975.6274 | 1040 | 41.04 | 0 | 998.96 | Summer | 0 | 0 | 0 | 0 | 0 | 0 | 0 | 1 | 0 | 1
1981-07-26 | 7 | 26 | 20:00 | 22.8 | 20 | 2 | 73 |  | 0 | 0 | 5.7752 | 5.7752 | 95% | 0.82819 | 56.6479 | 7.4634 | 4.1148 | 3.9091 | 0.20574 | 5% | 14.4042 | 0.6 | 0.6 | 0.6 | 41.04 | 5.407 | 2.9811 | 2.9811 | 0 | 0% | 990.25 | 56.6479 | 0 | 933.6021 | 990.25 | 41.04 | 0 | 949.21 | Summer | 0 | 0 | 0 | 0 | 0 | 0 | 0 | 1 | 0 | 1
1981-07-26 | 7 | 26 | 21:00 | 21.7 | 21 | 2 | 71 |  | 0 | 0 | 4.7252 | 4.7252 | 95% | 0.67761 | 46.3483 | 6.1064 | 3.3667 | 3.1984 | 0.16833 | 5% | 14.0863 | 0.6 | 0.6 | 0.6 | 41.04 | 5.407 | 2.9811 | 2.9811 | 0 | 0% | 968.5 | 46.3483 | 0 | 922.1517 | 968.5 | 41.04 | 0 | 927.46 | Summer | 0 | 0 | 0 | 0 | 0 | 0 | 0 | 1 | 0 | 1
1981-07-26 | 7 | 26 | 22:00 | 21.7 | 22 | 2 | 71 |  | 0 | 0 | 4.2002 | 4.2002 | 95% | 0.60232 | 41.1985 | 5.4279 | 2.9926 | 2.843 | 0.14963 | 5% | 13.9437 | 0.6 | 0.6 | 0.6 | 41.04 | 5.407 | 2.9811 | 2.9811 | 0 | 0% | 958.75 | 41.1985 | 0 | 917.5515 | 958.75 | 41.04 | 0 | 917.71 | Summer | 0 | 0 | 0 | 0 | 0 | 0 | 0 | 1 | 0 | 1
1981-07-26 | 7 | 26 | 23:00 | 21.7 | 23 | 2 | 71 |  | 0 | 0 | 5.2502 | 5.2502 | 95% | 0.7529 | 51.4981 | 6.7849 | 3.7408 | 3.5537 | 0.18704 | 5% | 14.5651 | 0.6 | 0.6 | 0.6 | 41.04 | 5.407 | 2.9811 | 2.9811 | 0 | 0% | 1001.25 | 51.4981 | 0 | 949.7519 | 1001.25 | 41.04 | 0 | 960.21 | Summer | 0 | 0 | 0 | 0 | 0 | 0 | 0 | 1 | 0 | 1
1981-07-26 | 7 | 26 | 24:00 | 21.7 | 0 | 2 | 71 |  | 0 | 0 | 4.2002 | 4.2002 | 95% | 0.60232 | 41.1985 | 5.4279 | 2.9926 | 2.843 | 0.14963 | 5% | 14.8209 | 0 | 0 | 0 | 0 | 0 | 0 | 0 | 0 | 0% | 1018.75 | 41.1985 | 0 | 977.5515 | 1018.75 | 0 | 0 | 1018.75 | Summer | 0 | 0 | 0 | 0 | 0 | 0 | 0 | 1 | 0 | 1
1981-07-27 | 7 | 27 | 1:00 | 21.7 | 1 | 2 | 71 |  | 0 | 0 | 3.9376 | 3.9376 | 95% | 0.56467 | 38.6235 | 5.0887 | 2.8056 | 2.6653 | 0.14028 | 5% | 14.9086 | 0 | 0 | 0 | 0 | 0 | 0 | 0 | 0 | 0% | 1024.75 | 38.6235 | 0 | 986.1265 | 1024.75 | 0 | 0 | 1024.75 | Summer | 0 | 0 | 0 | 0 | 0 | 0 | 0 | 1 | 0 | 1
1981-07-27 | 7 | 27 | 2:00 | 22.2 | 2 | 2 | 72 |  | 0 | 0 | 3.1501 | 3.1501 | 95% | 0 | 0 | 0 | 0 | 0 | 0 | 5% | 14.3677 | 0 | 0 | 0 | 0 | 0 | 0 | 0 | 0 | 0% | 987.75 | 0 | 0 | 987.75 | 987.75 | 0 | 0 | 987.75 | Summer | 0 | 0 | 0 | 0 | 0 | 1 | 0 | 1 | 0 | 0
1981-07-27 | 7 | 27 | 3:00 | 22.2 | 3 | 2 | 72 |  | 0 | 0 | 3.4126 | 3.4126 | 95% | 0 | 0 | 0 | 0 | 0 | 0 | 5% | 14.1849 | 0 | 0 | 0 | 0 | 0 | 0 | 0 | 0 | 0% | 975.25 | 0 | 0 | 975.25 | 975.25 | 0 | 0 | 975.25 | Summer | 0 | 0 | 0 | 0 | 0 | 1 | 0 | 1 | 0 | 0
1981-07-27 | 7 | 27 | 4:00 | 23.3 | 4 | 2 | 74 |  | 0 | 0 | 3.1501 | 3.1501 | 95% | 0 | 0 | 0 | 0 | 0 | 0 | 5% | 14.5029 | 0 | 0 | 0 | 0 | 0 | 0 | 0 | 0 | 0% | 997 | 0 | 0 | 997 | 997 | 0 | 0 | 997 | Summer | 0 | 0 | 0 | 0 | 0 | 1 | 0 | 1 | 0 | 0
1981-07-27 | 7 | 27 | 5:00 | 23.3 | 5 | 2 | 74 |  | 0 | 0 | 3.1501 | 3.1501 | 95% | 0 | 0 | 0 | 0 | 0 | 0 | 5% | 14.3238 | 0 | 0 | 0 | 0 | 0 | 0 | 0 | 0 | 0% | 984.75 | 0 | 0 | 984.75 | 984.75 | 0 | 0 | 984.75 | Summer | 0 | 0 | 0 | 0 | 0 | 1 | 0 | 1 | 0 | 0
1981-07-27 | 7 | 27 | 6:00 | 23.9 | 6 | 2 | 75 |  | 0 | 0 | 3.9376 | 3.9376 | 95% | 0.56467 | 38.6235 | 5.0887 | 2.8056 | 2.6653 | 0.14028 | 5% | 14.4773 | 0.6 | 0.6 | 0.6 | 41.04 | 5.407 | 2.9811 | 2.9532 | 0.027867 | 0.9348% | 995.25 | 38.6235 | 0 | 956.6265 | 995.25 | 41.04 | 0 | 954.21 | Summer | 0 | 0 | 0 | 0 | 0 | 0 | 0 | 1 | 0 | 1
1981-07-27 | 7 | 27 | 7:00 | 25.6 | 7 | 2 | 78 |  | 0 | 0 | 4.7252 | 4.7252 | 95% | 0.67761 | 46.3483 | 6.1064 | 3.3667 | 3.1984 | 0.16833 | 5% | 15.3655 | 0.6 | 0.6 | 0.6 | 41.04 | 5.407 | 2.9811 | 2.9811 | 0 | 0% | 1056 | 46.3483 | 0 | 1009.6517 | 1056 | 41.04 | 0 | 1014.96 | Summer | 0 | 0 | 0 | 0 | 0 | 0 | 0 | 1 | 0 | 1
1981-07-27 | 7 | 27 | 8:00 | 26.1 | 8 | 2 | 79 |  | 0 | 0 | 7.6128 | 7.6128 | 95% | 1 | 68.4 | 9.0117 | 4.9685 | 4.7201 | 0.24843 | 5% | 15.8772 | 0.6 | 0.6 | 0.6 | 41.04 | 5.407 | 2.9811 | 2.9811 | 0 | 0% | 1091 | 68.4 | 0 | 1022.6 | 1091 | 41.04 | 0 | 1049.96 | Summer | 0 | 0 | 0 | 0 | 0 | 0 | 0 | 0 | 1 | 1
1981-07-27 | 7 | 27 | 9:00 | 27.8 | 9 | 2 | 82 |  | 0 | 0 | 6.5627 | 6.5627 | 95% | 0.94112 | 64.3726 | 8.4811 | 4.676 | 4.4422 | 0.2338 | 5% | 15.6323 | 0.6 | 0.6 | 0.6 | 41.04 | 5.407 | 2.9811 | 2.9811 | 0 | 0% | 1074.25 | 64.3726 | 0 | 1009.8774 | 1074.25 | 41.04 | 0 | 1033.21 | Summer | 0 | 0 | 0 | 0 | 0 | 0 | 0 | 1 | 0 | 1
1981-07-27 | 7 | 27 | 10:00 | 28.3 | 10 | 2 | 83 |  | 0 | 0 | 6.0377 | 6.0377 | 95% | 0.86583 | 59.2228 | 7.8026 | 4.3019 | 4.0868 | 0.21509 | 5% | 16.3523 | 0.6 | 0.6 | 0.6 | 41.04 | 5.407 | 2.9811 | 2.9811 | 0 | 0% | 1123.5 | 59.2228 | 0 | 1064.2772 | 1123.5 | 41.04 | 0 | 1082.46 | Summer | 0 | 0 | 0 | 0 | 0 | 0 | 0 | 1 | 0 | 1
1981-07-27 | 7 | 27 | 11:00 | 29.4 | 11 | 2 | 85 |  | 0 | 0 | 5.2502 | 5.2502 | 95% | 0.7529 | 51.4981 | 6.7849 | 3.7408 | 3.5537 | 0.18704 | 5% | 16.758 | 0.6 | 0.6 | 0.6 | 41.04 | 5.407 | 2.9811 | 2.9811 | 0 | 0% | 1151.25 | 51.4981 | 0 | 1099.7519 | 1151.25 | 41.04 | 0 | 1110.21 | Summer | 0 | 0 | 0 | 0 | 0 | 0 | 0 | 1 | 0 | 1
1981-07-27 | 7 | 27 | 12:00 | 30 | 12 | 2 | 86 |  | 0 | 0 | 5.2502 | 5.2502 | 95% | 0.7529 | 51.4981 | 6.7849 | 3.7408 | 3.5537 | 0.18704 | 5% | 16.4145 | 0.6 | 0.6 | 0.6 | 41.04 | 5.407 | 2.9811 | 2.9811 | 0 | 0% | 1127.75 | 51.4981 | 0 | 1076.2519 | 1127.75 | 41.04 | 0 | 1086.71 | Summer | 0 | 0 | 0 | 0 | 0 | 0 | 0 | 1 | 0 | 1
1981-07-27 | 7 | 27 | 13:00 | 29.4 | 13 | 2 | 85 |  | 0 | 0 | 4.7252 | 4.7252 | 95% | 0.67761 | 46.3483 | 6.1064 | 3.3667 | 3.1984 | 0.16833 | 5% | 16.1623 | 0.6 | 0.6 | 0.6 | 41.04 | 5.407 | 2.9811 | 2.9811 | 0 | 0% | 1110.5 | 46.3483 | 0 | 1064.1517 | 1110.5 | 41.04 | 0 | 1069.46 | Summer | 0 | 0 | 0 | 0 | 0 | 0 | 0 | 1 | 0 | 1
1981-07-27 | 7 | 27 | 14:00 | 28.9 | 14 | 2 | 84 |  | 0 | 0 | 3.9376 | 3.9376 | 95% | 0.56467 | 38.6235 | 5.0887 | 2.8056 | 2.6653 | 0.14028 | 5% | 16.5863 | 0.6 | 0.6 | 0.6 | 41.04 | 5.407 | 2.9811 | 2.9532 | 0.027867 | 0.9348% | 1139.5 | 38.6235 | 0 | 1100.8765 | 1139.5 | 41.04 | 0 | 1098.46 | Summer | 0 | 0 | 0 | 0 | 0 | 0 | 0 | 1 | 0 | 1
1981-07-27 | 7 | 27 | 15:00 | 28.3 | 15 | 2 | 83 |  | 0 | 0 | 3.6751 | 3.6751 | 95% | 0.52703 | 36.0486 | 4.7494 | 2.6185 | 2.4876 | 0.13093 | 5% | 16.7069 | 0.6 | 0.6 | 0.6 | 41.04 | 5.407 | 2.9811 | 2.7564 | 0.22475 | 7.539% | 1147.75 | 36.0486 | 0 | 1111.7014 | 1147.75 | 41.04 | 0 | 1106.71 | Summer | 0 | 0 | 0 | 0 | 0 | 0 | 0 | 1 | 0 | 1
1981-07-27 | 7 | 27 | 16:00 | 28.3 | 16 | 2 | 83 |  | 0 | 0 | 3.6751 | 3.6751 | 95% | 0.52703 | 36.0486 | 4.7494 | 2.6185 | 2.4876 | 0.13093 | 5% | 17.1857 | 0.6 | 0.6 | 0.6 | 41.04 | 5.407 | 2.9811 | 2.7564 | 0.22475 | 7.539% | 1180.5 | 36.0486 | 0 | 1144.4514 | 1180.5 | 41.04 | 0 | 1139.46 | Summer | 0 | 0 | 0 | 0 | 0 | 0 | 0 | 1 | 0 | 1
1981-07-27 | 7 | 27 | 17:00 | 27.2 | 17 | 2 | 81 |  | 0 | 0 | 4.7252 | 4.7252 | 95% | 0.67761 | 46.3483 | 6.1064 | 3.3667 | 3.1984 | 0.16833 | 5% | 18.3955 | 0.6 | 0.6 | 0.6 | 41.04 | 5.407 | 2.9811 | 2.9811 | 0 | 0% | 1263.25 | 46.3483 | 0 | 1216.9017 | 1263.25 | 41.04 | 0 | 1222.21 | Summer | 0 | 0 | 0 | 0 | 0 | 0 | 0 | 1 | 0 | 1
1981-07-27 | 7 | 27 | 18:00 | 25.6 | 18 | 2 | 78 |  | 0 | 0 | 6.0377 | 6.0377 | 95% | 0.86583 | 59.2228 | 7.8026 | 4.3019 | 4.0868 | 0.21509 | 5% | 18.4247 | 0.6 | 0.6 | 0.6 | 41.04 | 5.407 | 2.9811 | 2.9811 | 0 | 0% | 1265.25 | 59.2228 | 0 | 1206.0272 | 1265.25 | 41.04 | 0 | 1224.21 | Summer | 0 | 0 | 0 | 0 | 0 | 0 | 0 | 1 | 0 | 1
1981-07-27 | 7 | 27 | 19:00 | 25 | 19 | 2 | 77 |  | 0 | 0 | 6.5627 | 6.5627 | 95% | 0.94112 | 64.3726 | 8.4811 | 4.676 | 4.4422 | 0.2338 | 5% | 15.7858 | 0.6 | 0.6 | 0.6 | 41.04 | 5.407 | 2.9811 | 2.9811 | 0 | 0% | 1084.75 | 64.3726 | 0 | 1020.3774 | 1084.75 | 41.04 | 0 | 1043.71 | Summer | 0 | 0 | 0 | 0 | 0 | 0 | 0 | 1 | 0 | 1
1981-07-27 | 7 | 27 | 20:00 | 23.9 | 20 | 2 | 75 |  | 0 | 0 | 5.7752 | 5.7752 | 95% | 0.82819 | 56.6479 | 7.4634 | 4.1148 | 3.9091 | 0.20574 | 5% | 15.9759 | 0.6 | 0.6 | 0.6 | 41.04 | 5.407 | 2.9811 | 2.9811 | 0 | 0% | 1097.75 | 56.6479 | 0 | 1041.1021 | 1097.75 | 41.04 | 0 | 1056.71 | Summer | 0 | 0 | 0 | 0 | 0 | 0 | 0 | 1 | 0 | 1
1981-07-27 | 7 | 27 | 21:00 | 23.3 | 21 | 2 | 74 |  | 0 | 0 | 4.7252 | 4.7252 | 95% | 0.67761 | 46.3483 | 6.1064 | 3.3667 | 3.1984 | 0.16833 | 5% | 15.3216 | 0.6 | 0.6 | 0.6 | 41.04 | 5.407 | 2.9811 | 2.9811 | 0 | 0% | 1053 | 46.3483 | 0 | 1006.6517 | 1053 | 41.04 | 0 | 1011.96 | Summer | 0 | 0 | 0 | 0 | 0 | 0 | 0 | 1 | 0 | 1
1981-07-27 | 7 | 27 | 22:00 | 21.7 | 22 | 2 | 71 |  | 0 | 0 | 4.2002 | 4.2002 | 95% | 0.60232 | 41.1985 | 5.4279 | 2.9926 | 2.843 | 0.14963 | 5% | 15.3765 | 0.6 | 0.6 | 0.6 | 41.04 | 5.407 | 2.9811 | 2.9811 | 0 | 0% | 1056.75 | 41.1985 | 0 | 1015.5515 | 1056.75 | 41.04 | 0 | 1015.71 | Summer | 0 | 0 | 0 | 0 | 0 | 0 | 0 | 1 | 0 | 1
1981-07-27 | 7 | 27 | 23:00 | 20.6 | 23 | 2 | 69 |  | 0 | 0 | 5.2502 | 5.2502 | 95% | 0.7529 | 51.4981 | 6.7849 | 3.7408 | 3.5537 | 0.18704 | 5% | 15.223 | 0.6 | 0.6 | 0.6 | 41.04 | 5.407 | 2.9811 | 2.9811 | 0 | 0% | 1046.25 | 51.4981 | 0 | 994.7519 | 1046.25 | 41.04 | 0 | 1005.21 | Summer | 0 | 0 | 0 | 0 | 0 | 0 | 0 | 1 | 0 | 1
1981-07-27 | 7 | 27 | 24:00 | 20 | 0 | 2 | 68 |  | 0 | 0 | 4.2002 | 4.2002 | 95% | 0.60232 | 41.1985 | 5.4279 | 2.9926 | 2.843 | 0.14963 | 5% | 15.6396 | 0 | 0 | 0 | 0 | 0 | 0 | 0 | 0 | 0% | 1074.75 | 41.1985 | 0 | 1033.5515 | 1074.75 | 0 | 0 | 1074.75 | Summer | 0 | 0 | 0 | 0 | 0 | 0 | 0 | 1 | 0 | 1
1981-07-28 | 7 | 28 | 1:00 | 18.9 | 1 | 1 | 66 |  | 0 | 0 | 3.9376 | 3.9376 | 95% | 0.56467 | 38.6235 | 5.0887 | 2.8056 | 2.6653 | 0.14028 | 5% | 15.5007 | 0 | 0 | 0 | 0 | 0 | 0 | 0 | 0 | 0% | 1065.25 | 38.6235 | 0 | 1026.6265 | 1065.25 | 0 | 0 | 1065.25 | Summer | FALSE | 0 | 0 | 0 | 0 | 0 | 0 | 1 | 0 | 1
1981-07-28 | 7 | 28 | 2:00 | 18.3 | 2 | 1 | 65 |  | 0 | 0 | 3.1501 | 3.1501 | 95% | 0 | 0 | 0 | 0 | 0 | 0 | 5% | 15.3326 | 0 | 0 | 0 | 0 | 0 | 0 | 0 | 0 | 0% | 1053.75 | 0 | 0 | 1053.75 | 1053.75 | 0 | 0 | 1053.75 | Summer | FALSE | 0 | 0 | 0 | 0 | 1 | 0 | 1 | 0 | 0
1981-07-28 | 7 | 28 | 3:00 | 17.8 | 3 | 1 | 64 |  | 0 | 0 | 3.4126 | 3.4126 | 95% | 0 | 0 | 0 | 0 | 0 | 0 | 5% | 15.0987 | 0 | 0 | 0 | 0 | 0 | 0 | 0 | 0 | 0% | 1037.75 | 0 | 0 | 1037.75 | 1037.75 | 0 | 0 | 1037.75 | Summer | FALSE | 0 | 0 | 0 | 0 | 1 | 0 | 1 | 0 | 0
1981-07-28 | 7 | 28 | 4:00 | 17.2 | 4 | 1 | 63 |  | 0 | 0 | 3.1501 | 3.1501 | 95% | 0 | 0 | 0 | 0 | 0 | 0 | 5% | 15.0146 | 0 | 0 | 0 | 0 | 0 | 0 | 0 | 0 | 0% | 1032 | 0 | 0 | 1032 | 1032 | 0 | 0 | 1032 | Summer | FALSE | 0 | 0 | 0 | 0 | 1 | 0 | 1 | 0 | 0
1981-07-28 | 7 | 28 | 5:00 | 16.7 | 5 | 1 | 62 |  | 0 | 0 | 3.1501 | 3.1501 | 95% | 0 | 0 | 0 | 0 | 0 | 0 | 5% | 15.1901 | 0 | 0 | 0 | 0 | 0 | 0 | 0 | 0 | 0% | 1044 | 0 | 0 | 1044 | 1044 | 0 | 0 | 1044 | Summer | FALSE | 0 | 0 | 0 | 0 | 1 | 0 | 1 | 0 | 0
1981-07-28 | 7 | 28 | 6:00 | 17.8 | 6 | 1 | 64 |  | 0 | 0 | 3.9376 | 3.9376 | 95% | 0.56467 | 38.6235 | 5.0887 | 2.8056 | 2.6653 | 0.14028 | 5% | 15.1316 | 0.6 | 0.6 | 0.6 | 41.04 | 5.407 | 2.9811 | 2.9532 | 0.027867 | 0.9348% | 1040 | 38.6235 | 0 | 1001.3765 | 1040 | 41.04 | 0 | 998.96 | Summer | FALSE | 0 | 0 | 0 | 0 | 0 | 0 | 1 | 0 | 1
1981-07-28 | 7 | 28 | 7:00 | 20 | 7 | 1 | 68 |  | 0 | 0 | 4.7252 | 4.7252 | 95% | 0.67761 | 46.3483 | 6.1064 | 3.3667 | 3.1984 | 0.16833 | 5% | 19.894 | 0.6 | 0.6 | 0.6 | 41.04 | 5.407 | 2.9811 | 2.9811 | 0 | 0% | 1365.75 | 46.3483 | 0 | 1319.4017 | 1365.75 | 41.04 | 0 | 1324.71 | Summer | FALSE | 0 | 0 | 0 | 0 | 0 | 0 | 1 | 0 | 1
1981-07-28 | 7 | 28 | 8:00 | 20.6 | 8 | 1 | 69 |  | 0 | 0 | 7.6128 | 7.6128 | 95% | 1 | 68.4 | 9.0117 | 4.9685 | 4.7201 | 0.24843 | 5% | 20.5921 | 0.6 | 0.6 | 0.6 | 41.04 | 5.407 | 2.9811 | 2.9811 | 0 | 0% | 1413.5 | 68.4 | 0 | 1345.1 | 1413.5 | 41.04 | 0 | 1372.46 | Summer | FALSE | 0 | 0 | 0 | 0 | 0 | 0 | 0 | 1 | 1
1981-07-28 | 7 | 28 | 9:00 | 20.6 | 9 | 1 | 69 |  | 0 | 0 | 6.5627 | 6.5627 | 95% | 0.94112 | 64.3726 | 8.4811 | 4.676 | 4.4422 | 0.2338 | 5% | 20.5592 | 0.6 | 0.6 | 0.6 | 41.04 | 5.407 | 2.9811 | 2.9811 | 0 | 0% | 1411.25 | 64.3726 | 0 | 1346.8774 | 1411.25 | 41.04 | 0 | 1370.21 | Summer | FALSE | 0 | 0 | 0 | 0 | 0 | 0 | 1 | 0 | 1
1981-07-28 | 7 | 28 | 10:00 | 22.2 | 10 | 1 | 72 |  | 0 | 0 | 6.0377 | 6.0377 | 95% | 0.86583 | 59.2228 | 7.8026 | 4.3019 | 4.0868 | 0.21509 | 5% | 21.3341 | 0.6 | 0.6 | 0.6 | 41.04 | 5.407 | 2.9811 | 2.9811 | 0 | 0% | 1464.25 | 59.2228 | 0 | 1405.0272 | 1464.25 | 41.04 | 0 | 1423.21 | Summer | FALSE | 0 | 0 | 0 | 0 | 0 | 0 | 1 | 0 | 1
1981-07-28 | 7 | 28 | 11:00 | 22.8 | 11 | 1 | 73 |  | 0 | 0 | 5.2502 | 5.2502 | 95% | 0.7529 | 51.4981 | 6.7849 | 3.7408 | 3.5537 | 0.18704 | 5% | 21.7946 | 0.6 | 0.6 | 0.6 | 41.04 | 5.407 | 2.9811 | 2.9811 | 0 | 0% | 1495.75 | 51.4981 | 0 | 1444.2519 | 1495.75 | 41.04 | 0 | 1454.71 | Summer | FALSE | 0 | 0 | 0 | 0 | 0 | 0 | 1 | 0 | 1
1981-07-28 | 7 | 28 | 12:00 | 22.8 | 12 | 1 | 73 |  | 0 | 0 | 5.2502 | 5.2502 | 95% | 0.7529 | 51.4981 | 6.7849 | 3.7408 | 3.5537 | 0.18704 | 5% | 22.5402 | 0.6 | 0.6 | 0.6 | 41.04 | 5.407 | 2.9811 | 2.9811 | 0 | 0% | 1546.75 | 51.4981 | 0 | 1495.2519 | 1546.75 | 41.04 | 0 | 1505.71 | Summer | FALSE | 0 | 0 | 0 | 0 | 0 | 0 | 1 | 0 | 1
1981-07-28 | 7 | 28 | 13:00 | 22.8 | 13 | 1 | 73 |  | 0 | 0 | 4.7252 | 4.7252 | 95% | 0.67761 | 46.3483 | 6.1064 | 3.3667 | 3.1984 | 0.16833 | 5% | 22.2259 | 1 | 1 | 1 | 68.4 | 9.0117 | 4.9685 | 3.5439 | 1.4246 | 28.67% | 1525.25 | 46.3483 | 0 | 1478.9017 | 1525.25 | 68.4 | 0 | 1456.85 | Summer | FALSE | 1 | 1 | 46.3483 | 68.4 | 0 | 0 | 1 | 0 | 1
1981-07-28 | 7 | 28 | 14:00 | 23.3 | 14 | 1 | 74 |  | 0 | 0 | 3.9376 | 3.9376 | 95% | 0.56467 | 38.6235 | 5.0887 | 2.8056 | 2.6653 | 0.14028 | 5% | 21.8019 | 1 | 1 | 1 | 68.4 | 9.0117 | 4.9685 | 2.9532 | 2.0153 | 40.56% | 1496.25 | 38.6235 | 0 | 1457.6265 | 1496.25 | 68.4 | 0 | 1427.85 | Summer | FALSE | 1 | 1 | 38.6235 | 68.4 | 0 | 0 | 1 | 0 | 1
1981-07-28 | 7 | 28 | 15:00 | 22.8 | 15 | 1 | 73 |  | 0 | 0 | 3.6751 | 3.6751 | 95% | 0.52703 | 36.0486 | 4.7494 | 2.6185 | 2.4876 | 0.13093 | 5% | 22.2076 | 1 | 1 | 1 | 68.4 | 9.0117 | 4.9685 | 2.7564 | 2.2121 | 44.52% | 1524 | 36.0486 | 0 | 1487.9514 | 1524 | 68.4 | 0 | 1455.6 | Summer | FALSE | 1 | 1 | 36.0486 | 68.4 | 0 | 0 | 1 | 0 | 1
1981-07-28 | 7 | 28 | 16:00 | 21.1 | 16 | 1 | 70 |  | 0 | 0 | 3.6751 | 3.6751 | 95% | 0.52703 | 36.0486 | 4.7494 | 2.6185 | 2.4876 | 0.13093 | 5% | 22.405 | 1 | 1 | 1 | 68.4 | 9.0117 | 4.9685 | 2.7564 | 2.2121 | 44.52% | 1537.5 | 36.0486 | 0 | 1501.4514 | 1537.5 | 68.4 | 0 | 1469.1 | Summer | FALSE | 1 | 1 | 36.0486 | 68.4 | 0 | 0 | 1 | 0 | 1
1981-07-28 | 7 | 28 | 17:00 | 21.1 | 17 | 1 | 70 |  | 0 | 0 | 4.7252 | 4.7252 | 95% | 0.67761 | 46.3483 | 6.1064 | 3.3667 | 3.1984 | 0.16833 | 5% | 21.7727 | 1 | 1 | 1 | 68.4 | 9.0117 | 4.9685 | 3.5439 | 1.4246 | 28.67% | 1494.25 | 46.3483 | 0 | 1447.9017 | 1494.25 | 68.4 | 0 | 1425.85 | Summer | FALSE | 0 | 0 | 0 | 0 | 0 | 0 | 1 | 0 | 1
1981-07-28 | 7 | 28 | 18:00 | 21.7 | 18 | 1 | 71 |  | 0 | 0 | 6.0377 | 6.0377 | 95% | 0.86583 | 59.2228 | 7.8026 | 4.3019 | 4.0868 | 0.21509 | 5% | 21.2683 | 0.6 | 0.6 | 0.6 | 41.04 | 5.407 | 2.9811 | 2.9811 | 0 | 0% | 1459.75 | 59.2228 | 0 | 1400.5272 | 1459.75 | 41.04 | 0 | 1418.71 | Summer | FALSE | 0 | 0 | 0 | 0 | 0 | 0 | 1 | 0 | 1
1981-07-28 | 7 | 28 | 19:00 | 21.1 | 19 | 1 | 70 |  | 0 | 0 | 6.5627 | 6.5627 | 95% | 0.94112 | 64.3726 | 8.4811 | 4.676 | 4.4422 | 0.2338 | 5% | 20.0585 | 0.6 | 0.6 | 0.6 | 41.04 | 5.407 | 2.9811 | 2.9811 | 0 | 0% | 1377 | 64.3726 | 0 | 1312.6274 | 1377 | 41.04 | 0 | 1335.96 | Summer | FALSE | 0 | 0 | 0 | 0 | 0 | 0 | 1 | 0 | 1
1981-07-28 | 7 | 28 | 20:00 | 20.6 | 20 | 1 | 69 |  | 0 | 0 | 5.7752 | 5.7752 | 95% | 0.82819 | 56.6479 | 7.4634 | 4.1148 | 3.9091 | 0.20574 | 5% | 17.8363 | 0.6 | 0.6 | 0.6 | 41.04 | 5.407 | 2.9811 | 2.9811 | 0 | 0% | 1225 | 56.6479 | 0 | 1168.3521 | 1225 | 41.04 | 0 | 1183.96 | Summer | FALSE | 0 | 0 | 0 | 0 | 0 | 0 | 1 | 0 | 1
1981-07-28 | 7 | 28 | 21:00 | 20 | 21 | 1 | 68 |  | 0 | 0 | 4.7252 | 4.7252 | 95% | 0.67761 | 46.3483 | 6.1064 | 3.3667 | 3.1984 | 0.16833 | 5% | 15.6762 | 0.6 | 0.6 | 0.6 | 41.04 | 5.407 | 2.9811 | 2.9811 | 0 | 0% | 1077.25 | 46.3483 | 0 | 1030.9017 | 1077.25 | 41.04 | 0 | 1036.21 | Summer | FALSE | 0 | 0 | 0 | 0 | 0 | 0 | 1 | 0 | 1
1981-07-28 | 7 | 28 | 22:00 | 19.4 | 22 | 1 | 67 |  | 0 | 0 | 4.2002 | 4.2002 | 95% | 0.60232 | 41.1985 | 5.4279 | 2.9926 | 2.843 | 0.14963 | 5% | 15.212 | 0.6 | 0.6 | 0.6 | 41.04 | 5.407 | 2.9811 | 2.9811 | 0 | 0% | 1045.5 | 41.1985 | 0 | 1004.3015 | 1045.5 | 41.04 | 0 | 1004.46 | Summer | FALSE | 0 | 0 | 0 | 0 | 0 | 0 | 1 | 0 | 1
1981-07-28 | 7 | 28 | 23:00 | 18.9 | 23 | 1 | 66 |  | 0 | 0 | 5.2502 | 5.2502 | 95% | 0.7529 | 51.4981 | 6.7849 | 3.7408 | 3.5537 | 0.18704 | 5% | 14.7807 | 0.6 | 0.6 | 0.6 | 41.04 | 5.407 | 2.9811 | 2.9811 | 0 | 0% | 1016 | 51.4981 | 0 | 964.5019 | 1016 | 41.04 | 0 | 974.96 | Summer | FALSE | 0 | 0 | 0 | 0 | 0 | 0 | 1 | 0 | 1
1981-07-28 | 7 | 28 | 24:00 | 18.9 | 0 | 1 | 66 |  | 0 | 0 | 4.2002 | 4.2002 | 95% | 0.60232 | 41.1985 | 5.4279 | 2.9926 | 2.843 | 0.14963 | 5% | 14.2654 | 0 | 0 | 0 | 0 | 0 | 0 | 0 | 0 | 0% | 980.75 | 41.1985 | 0 | 939.5515 | 980.75 | 0 | 0 | 980.75 | Summer | FALSE | 0 | 0 | 0 | 0 | 0 | 0 | 1 | 0 | 1
1981-07-29 | 7 | 29 | 1:00 | 18.9 | 1 | 1 | 66 |  | 0 | 0 | 3.9376 | 3.9376 | 95% | 0.56467 | 38.6235 | 5.0887 | 2.8056 | 2.6653 | 0.14028 | 5% | 14.2069 | 0 | 0 | 0 | 0 | 0 | 0 | 0 | 0 | 0% | 976.75 | 38.6235 | 0 | 938.1265 | 976.75 | 0 | 0 | 976.75 | Summer | FALSE | 0 | 0 | 0 | 0 | 0 | 0 | 1 | 0 | 1
1981-07-29 | 7 | 29 | 2:00 | 18.9 | 2 | 1 | 66 |  | 0 | 0 | 3.1501 | 3.1501 | 95% | 0 | 0 | 0 | 0 | 0 | 0 | 5% | 13.6842 | 0 | 0 | 0 | 0 | 0 | 0 | 0 | 0 | 0% | 941 | 0 | 0 | 941 | 941 | 0 | 0 | 941 | Summer | FALSE | 0 | 0 | 0 | 0 | 1 | 0 | 1 | 0 | 0
1981-07-29 | 7 | 29 | 3:00 | 18.9 | 3 | 1 | 66 |  | 0 | 0 | 3.4126 | 3.4126 | 95% | 0 | 0 | 0 | 0 | 0 | 0 | 5% | 13.5782 | 0 | 0 | 0 | 0 | 0 | 0 | 0 | 0 | 0% | 933.75 | 0 | 0 | 933.75 | 933.75 | 0 | 0 | 933.75 | Summer | FALSE | 0 | 0 | 0 | 0 | 1 | 0 | 1 | 0 | 0
1981-07-29 | 7 | 29 | 4:00 | 18.9 | 4 | 1 | 66 |  | 0 | 0 | 3.1501 | 3.1501 | 95% | 0 | 0 | 0 | 0 | 0 | 0 | 5% | 13.3699 | 0 | 0 | 0 | 0 | 0 | 0 | 0 | 0 | 0% | 919.5 | 0 | 0 | 919.5 | 919.5 | 0 | 0 | 919.5 | Summer | FALSE | 0 | 0 | 0 | 0 | 1 | 0 | 1 | 0 | 0
1981-07-29 | 7 | 29 | 5:00 | 20 | 5 | 1 | 68 |  | 0 | 0 | 3.1501 | 3.1501 | 95% | 0 | 0 | 0 | 0 | 0 | 0 | 5% | 13.1944 | 0 | 0 | 0 | 0 | 0 | 0 | 0 | 0 | 0% | 907.5 | 0 | 0 | 907.5 | 907.5 | 0 | 0 | 907.5 | Summer | FALSE | 0 | 0 | 0 | 0 | 1 | 0 | 1 | 0 | 0
1981-07-29 | 7 | 29 | 6:00 | 21.1 | 6 | 1 | 70 |  | 0 | 0 | 3.9376 | 3.9376 | 95% | 0.56467 | 38.6235 | 5.0887 | 2.8056 | 2.6653 | 0.14028 | 5% | 13.1469 | 0.6 | 0.6 | 0.6 | 41.04 | 5.407 | 2.9811 | 2.9532 | 0.027867 | 0.9348% | 904.25 | 38.6235 | 0 | 865.6265 | 904.25 | 41.04 | 0 | 863.21 | Summer | FALSE | 0 | 0 | 0 | 0 | 0 | 0 | 1 | 0 | 1
1981-07-29 | 7 | 29 | 7:00 | 21.7 | 7 | 1 | 71 |  | 0 | 0 | 4.7252 | 4.7252 | 95% | 0.67761 | 46.3483 | 6.1064 | 3.3667 | 3.1984 | 0.16833 | 5% | 15.0037 | 0.6 | 0.6 | 0.6 | 41.04 | 5.407 | 2.9811 | 2.9811 | 0 | 0% | 1031.25 | 46.3483 | 0 | 984.9017 | 1031.25 | 41.04 | 0 | 990.21 | Summer | FALSE | 0 | 0 | 0 | 0 | 0 | 0 | 1 | 0 | 1
1981-07-29 | 7 | 29 | 8:00 | 22.8 | 8 | 1 | 73 |  | 0 | 0 | 7.6128 | 7.6128 | 95% | 1 | 68.4 | 9.0117 | 4.9685 | 4.7201 | 0.24843 | 5% | 15.6652 | 0.6 | 0.6 | 0.6 | 41.04 | 5.407 | 2.9811 | 2.9811 | 0 | 0% | 1076.5 | 68.4 | 0 | 1008.1 | 1076.5 | 41.04 | 0 | 1035.46 | Summer | FALSE | 0 | 0 | 0 | 0 | 0 | 0 | 0 | 1 | 1
1981-07-29 | 7 | 29 | 9:00 | 22.2 | 9 | 1 | 72 |  | 0 | 0 | 6.5627 | 6.5627 | 95% | 0.94112 | 64.3726 | 8.4811 | 4.676 | 4.4422 | 0.2338 | 5% | 15.826 | 0.6 | 0.6 | 0.6 | 41.04 | 5.407 | 2.9811 | 2.9811 | 0 | 0% | 1087.5 | 64.3726 | 0 | 1023.1274 | 1087.5 | 41.04 | 0 | 1046.46 | Summer | FALSE | 0 | 0 | 0 | 0 | 0 | 0 | 1 | 0 | 1
1981-07-29 | 7 | 29 | 10:00 | 21.7 | 10 | 1 | 71 |  | 0 | 0 | 6.0377 | 6.0377 | 95% | 0.86583 | 59.2228 | 7.8026 | 4.3019 | 4.0868 | 0.21509 | 5% | 16.0855 | 0.6 | 0.6 | 0.6 | 41.04 | 5.407 | 2.9811 | 2.9811 | 0 | 0% | 1105.25 | 59.2228 | 0 | 1046.0272 | 1105.25 | 41.04 | 0 | 1064.21 | Summer | FALSE | 0 | 0 | 0 | 0 | 0 | 0 | 1 | 0 | 1
1981-07-29 | 7 | 29 | 11:00 | 23.3 | 11 | 1 | 74 |  | 0 | 0 | 5.2502 | 5.2502 | 95% | 0.7529 | 51.4981 | 6.7849 | 3.7408 | 3.5537 | 0.18704 | 5% | 16.6082 | 0.6 | 0.6 | 0.6 | 41.04 | 5.407 | 2.9811 | 2.9811 | 0 | 0% | 1141 | 51.4981 | 0 | 1089.5019 | 1141 | 41.04 | 0 | 1099.96 | Summer | FALSE | 0 | 0 | 0 | 0 | 0 | 0 | 1 | 0 | 1
1981-07-29 | 7 | 29 | 12:00 | 21.7 | 12 | 1 | 71 |  | 0 | 0 | 5.2502 | 5.2502 | 95% | 0.7529 | 51.4981 | 6.7849 | 3.7408 | 3.5537 | 0.18704 | 5% | 17.1491 | 0.6 | 0.6 | 0.6 | 41.04 | 5.407 | 2.9811 | 2.9811 | 0 | 0% | 1178 | 51.4981 | 0 | 1126.5019 | 1178 | 41.04 | 0 | 1136.96 | Summer | FALSE | 0 | 0 | 0 | 0 | 0 | 0 | 1 | 0 | 1
1981-07-29 | 7 | 29 | 13:00 | 20.6 | 13 | 1 | 69 |  | 0 | 0 | 4.7252 | 4.7252 | 95% | 0.67761 | 46.3483 | 6.1064 | 3.3667 | 3.1984 | 0.16833 | 5% | 16.9042 | 1 | 1 | 1 | 68.4 | 9.0117 | 4.9685 | 3.5439 | 1.4246 | 28.67% | 1161.25 | 46.3483 | 0 | 1114.9017 | 1161.25 | 68.4 | 0 | 1092.85 | Summer | FALSE | 1 | 1 | 46.3483 | 68.4 | 0 | 0 | 1 | 0 | 1
1981-07-29 | 7 | 29 | 14:00 | 18.9 | 14 | 1 | 66 |  | 0 | 0 | 3.9376 | 3.9376 | 95% | 0.56467 | 38.6235 | 5.0887 | 2.8056 | 2.6653 | 0.14028 | 5% | 17.1199 | 1 | 1 | 1 | 68.4 | 9.0117 | 4.9685 | 2.9532 | 2.0153 | 40.56% | 1176 | 38.6235 | 0 | 1137.3765 | 1176 | 68.4 | 0 | 1107.6 | Summer | FALSE | 1 | 1 | 38.6235 | 68.4 | 0 | 0 | 1 | 0 | 1
1981-07-29 | 7 | 29 | 15:00 | 16.7 | 15 | 1 | 62 |  | 0 | 0 | 3.6751 | 3.6751 | 95% | 0.52703 | 36.0486 | 4.7494 | 2.6185 | 2.4876 | 0.13093 | 5% | 16.9664 | 1 | 1 | 1 | 68.4 | 9.0117 | 4.9685 | 2.7564 | 2.2121 | 44.52% | 1165.5 | 36.0486 | 0 | 1129.4514 | 1165.5 | 68.4 | 0 | 1097.1 | Summer | FALSE | 1 | 1 | 36.0486 | 68.4 | 0 | 0 | 1 | 0 | 1
1981-07-29 | 7 | 29 | 16:00 | 16.7 | 16 | 1 | 62 |  | 0 | 0 | 3.6751 | 3.6751 | 95% | 0.52703 | 36.0486 | 4.7494 | 2.6185 | 2.4876 | 0.13093 | 5% | 16.7873 | 1 | 1 | 1 | 68.4 | 9.0117 | 4.9685 | 2.7564 | 2.2121 | 44.52% | 1153.25 | 36.0486 | 0 | 1117.2014 | 1153.25 | 68.4 | 0 | 1084.85 | Summer | FALSE | 1 | 1 | 36.0486 | 68.4 | 0 | 0 | 1 | 0 | 1
1981-07-29 | 7 | 29 | 17:00 | 15.6 | 17 | 1 | 60 |  | 0 | 0 | 4.7252 | 4.7252 | 95% | 0.67761 | 46.3483 | 6.1064 | 3.3667 | 3.1984 | 0.16833 | 5% | 16.6118 | 1 | 1 | 1 | 68.4 | 9.0117 | 4.9685 | 3.5439 | 1.4246 | 28.67% | 1141.25 | 46.3483 | 0 | 1094.9017 | 1141.25 | 68.4 | 0 | 1072.85 | Summer | FALSE | 0 | 0 | 0 | 0 | 0 | 0 | 1 | 0 | 1
1981-07-29 | 7 | 29 | 18:00 | 15.6 | 18 | 1 | 60 |  | 0 | 0 | 6.0377 | 6.0377 | 95% | 0.86583 | 59.2228 | 7.8026 | 4.3019 | 4.0868 | 0.21509 | 5% | 15.6689 | 0.6 | 0.6 | 0.6 | 41.04 | 5.407 | 2.9811 | 2.9811 | 0 | 0% | 1076.75 | 59.2228 | 0 | 1017.5272 | 1076.75 | 41.04 | 0 | 1035.71 | Summer | FALSE | 0 | 0 | 0 | 0 | 0 | 0 | 1 | 0 | 1
1981-07-29 | 7 | 29 | 19:00 | 15 | 19 | 1 | 59 |  | 0 | 0 | 6.5627 | 6.5627 | 95% | 0.94112 | 64.3726 | 8.4811 | 4.676 | 4.4422 | 0.2338 | 5% | 15.0256 | 0.6 | 0.6 | 0.6 | 41.04 | 5.407 | 2.9811 | 2.9811 | 0 | 0% | 1032.75 | 64.3726 | 0 | 968.3774 | 1032.75 | 41.04 | 0 | 991.71 | Summer | FALSE | 0 | 0 | 0 | 0 | 0 | 0 | 1 | 0 | 1
1981-07-29 | 7 | 29 | 20:00 | 15 | 20 | 1 | 59 |  | 0 | 0 | 5.7752 | 5.7752 | 95% | 0.82819 | 56.6479 | 7.4634 | 4.1148 | 3.9091 | 0.20574 | 5% | 14.364 | 0.6 | 0.6 | 0.6 | 41.04 | 5.407 | 2.9811 | 2.9811 | 0 | 0% | 987.5 | 56.6479 | 0 | 930.8521 | 987.5 | 41.04 | 0 | 946.46 | Summer | FALSE | 0 | 0 | 0 | 0 | 0 | 0 | 1 | 0 | 1
1981-07-29 | 7 | 29 | 21:00 | 14.4 | 21 | 1 | 58 |  | 0 | 0 | 4.7252 | 4.7252 | 95% | 0.67761 | 46.3483 | 6.1064 | 3.3667 | 3.1984 | 0.16833 | 5% | 13.5526 | 0.6 | 0.6 | 0.6 | 41.04 | 5.407 | 2.9811 | 2.9811 | 0 | 0% | 932 | 46.3483 | 0 | 885.6517 | 932 | 41.04 | 0 | 890.96 | Summer | FALSE | 0 | 0 | 0 | 0 | 0 | 0 | 1 | 0 | 1
1981-07-29 | 7 | 29 | 22:00 | 14.4 | 22 | 1 | 58 |  | 0 | 0 | 4.2002 | 4.2002 | 95% | 0.60232 | 41.1985 | 5.4279 | 2.9926 | 2.843 | 0.14963 | 5% | 13.6732 | 0.6 | 0.6 | 0.6 | 41.04 | 5.407 | 2.9811 | 2.9811 | 0 | 0% | 940.25 | 41.1985 | 0 | 899.0515 | 940.25 | 41.04 | 0 | 899.21 | Summer | FALSE | 0 | 0 | 0 | 0 | 0 | 0 | 1 | 0 | 1
1981-07-29 | 7 | 29 | 23:00 | 15 | 23 | 1 | 59 |  | 0 | 0 | 5.2502 | 5.2502 | 95% | 0.7529 | 51.4981 | 6.7849 | 3.7408 | 3.5537 | 0.18704 | 5% | 13.2639 | 0.6 | 0.6 | 0.6 | 41.04 | 5.407 | 2.9811 | 2.9811 | 0 | 0% | 912.25 | 51.4981 | 0 | 860.7519 | 912.25 | 41.04 | 0 | 871.21 | Summer | FALSE | 0 | 0 | 0 | 0 | 0 | 0 | 1 | 0 | 1
1981-07-29 | 7 | 29 | 24:00 | 15 | 0 | 1 | 59 |  | 0 | 0 | 4.2002 | 4.2002 | 95% | 0.60232 | 41.1985 | 5.4279 | 2.9926 | 2.843 | 0.14963 | 5% | 13.2091 | 0 | 0 | 0 | 0 | 0 | 0 | 0 | 0 | 0% | 908.5 | 41.1985 | 0 | 867.3015 | 908.5 | 0 | 0 | 908.5 | Summer | FALSE | 0 | 0 | 0 | 0 | 0 | 0 | 1 | 0 | 1
1981-07-30 | 7 | 30 | 1:00 | 15.6 | 1 | 1 | 60 |  | 0 | 0 | 3.9376 | 3.9376 | 95% | 0.56467 | 38.6235 | 5.0887 | 2.8056 | 2.6653 | 0.14028 | 5% | 13.4028 | 0 | 0 | 0 | 0 | 0 | 0 | 0 | 0 | 0% | 921.75 | 38.6235 | 0 | 883.1265 | 921.75 | 0 | 0 | 921.75 | Summer | FALSE | 0 | 0 | 0 | 0 | 0 | 0 | 1 | 0 | 1
1981-07-30 | 7 | 30 | 2:00 | 15.6 | 2 | 1 | 60 |  | 0 | 0 | 3.1501 | 3.1501 | 95% | 0 | 0 | 0 | 0 | 0 | 0 | 5% | 13.1104 | 0 | 0 | 0 | 0 | 0 | 0 | 0 | 0 | 0% | 901.75 | 0 | 0 | 901.75 | 901.75 | 0 | 0 | 901.75 | Summer | FALSE | 0 | 0 | 0 | 0 | 1 | 0 | 1 | 0 | 0
1981-07-30 | 7 | 30 | 3:00 | 15.6 | 3 | 1 | 60 |  | 0 | 0 | 3.4126 | 3.4126 | 95% | 0 | 0 | 0 | 0 | 0 | 0 | 5% | 12.8363 | 0 | 0 | 0 | 0 | 0 | 0 | 0 | 0 | 0% | 883 | 0 | 0 | 883 | 883 | 0 | 0 | 883 | Summer | FALSE | 0 | 0 | 0 | 0 | 1 | 0 | 1 | 0 | 0
1981-07-30 | 7 | 30 | 4:00 | 15.6 | 4 | 1 | 60 |  | 0 | 0 | 3.1501 | 3.1501 | 95% | 0 | 0 | 0 | 0 | 0 | 0 | 5% | 12.9934 | 0 | 0 | 0 | 0 | 0 | 0 | 0 | 0 | 0% | 893.75 | 0 | 0 | 893.75 | 893.75 | 0 | 0 | 893.75 | Summer | FALSE | 0 | 0 | 0 | 0 | 1 | 0 | 1 | 0 | 0
1981-07-30 | 7 | 30 | 5:00 | 15.6 | 5 | 1 | 60 |  | 0 | 0 | 3.1501 | 3.1501 | 95% | 0 | 0 | 0 | 0 | 0 | 0 | 5% | 13.0994 | 0 | 0 | 0 | 0 | 0 | 0 | 0 | 0 | 0% | 901 | 0 | 0 | 901 | 901 | 0 | 0 | 901 | Summer | FALSE | 0 | 0 | 0 | 0 | 1 | 0 | 1 | 0 | 0
1981-07-30 | 7 | 30 | 6:00 | 15.6 | 6 | 1 | 60 |  | 0 | 0 | 3.9376 | 3.9376 | 95% | 0.56467 | 38.6235 | 5.0887 | 2.8056 | 2.6653 | 0.14028 | 5% | 13.2054 | 0.6 | 0.6 | 0.6 | 41.04 | 5.407 | 2.9811 | 2.9532 | 0.027867 | 0.9348% | 908.25 | 38.6235 | 0 | 869.6265 | 908.25 | 41.04 | 0 | 867.21 | Summer | FALSE | 0 | 0 | 0 | 0 | 0 | 0 | 1 | 0 | 1
1981-07-30 | 7 | 30 | 7:00 | 16.7 | 7 | 1 | 62 |  | 0 | 0 | 4.7252 | 4.7252 | 95% | 0.67761 | 46.3483 | 6.1064 | 3.3667 | 3.1984 | 0.16833 | 5% | 15.1499 | 0.6 | 0.6 | 0.6 | 41.04 | 5.407 | 2.9811 | 2.9811 | 0 | 0% | 1041.25 | 46.3483 | 0 | 994.9017 | 1041.25 | 41.04 | 0 | 1000.21 | Summer | FALSE | 0 | 0 | 0 | 0 | 0 | 0 | 1 | 0 | 1
1981-07-30 | 7 | 30 | 8:00 | 16.1 | 8 | 1 | 61 |  | 0 | 0 | 7.6128 | 7.6128 | 95% | 1 | 68.4 | 9.0117 | 4.9685 | 4.7201 | 0.24843 | 5% | 15.5994 | 0.6 | 0.6 | 0.6 | 41.04 | 5.407 | 2.9811 | 2.9811 | 0 | 0% | 1072 | 68.4 | 0 | 1003.6 | 1072 | 41.04 | 0 | 1030.96 | Summer | FALSE | 0 | 0 | 0 | 0 | 0 | 0 | 0 | 1 | 1
1981-07-30 | 7 | 30 | 9:00 | 18.3 | 9 | 1 | 65 |  | 0 | 0 | 6.5627 | 6.5627 | 95% | 0.94112 | 64.3726 | 8.4811 | 4.676 | 4.4422 | 0.2338 | 5% | 15.9211 | 0.6 | 0.6 | 0.6 | 41.04 | 5.407 | 2.9811 | 2.9811 | 0 | 0% | 1094 | 64.3726 | 0 | 1029.6274 | 1094 | 41.04 | 0 | 1052.96 | Summer | FALSE | 0 | 0 | 0 | 0 | 0 | 0 | 1 | 0 | 1
1981-07-30 | 7 | 30 | 10:00 | 21.1 | 10 | 1 | 70 |  | 0 | 0 | 6.0377 | 6.0377 | 95% | 0.86583 | 59.2228 | 7.8026 | 4.3019 | 4.0868 | 0.21509 | 5% | 16.8933 | 0.6 | 0.6 | 0.6 | 41.04 | 5.407 | 2.9811 | 2.9811 | 0 | 0% | 1160.5 | 59.2228 | 0 | 1101.2772 | 1160.5 | 41.04 | 0 | 1119.46 | Summer | FALSE | 0 | 0 | 0 | 0 | 0 | 0 | 1 | 0 | 1
1981-07-30 | 7 | 30 | 11:00 | 21.7 | 11 | 1 | 71 |  | 0 | 0 | 5.2502 | 5.2502 | 95% | 0.7529 | 51.4981 | 6.7849 | 3.7408 | 3.5537 | 0.18704 | 5% | 16.557 | 0.6 | 0.6 | 0.6 | 41.04 | 5.407 | 2.9811 | 2.9811 | 0 | 0% | 1137.5 | 51.4981 | 0 | 1086.0019 | 1137.5 | 41.04 | 0 | 1096.46 | Summer | FALSE | 0 | 0 | 0 | 0 | 0 | 0 | 1 | 0 | 1
1981-07-30 | 7 | 30 | 12:00 | 22.8 | 12 | 1 | 73 |  | 0 | 0 | 5.2502 | 5.2502 | 95% | 0.7529 | 51.4981 | 6.7849 | 3.7408 | 3.5537 | 0.18704 | 5% | 17.2039 | 0.6 | 0.6 | 0.6 | 41.04 | 5.407 | 2.9811 | 2.9811 | 0 | 0% | 1181.75 | 51.4981 | 0 | 1130.2519 | 1181.75 | 41.04 | 0 | 1140.71 | Summer | FALSE | 0 | 0 | 0 | 0 | 0 | 0 | 1 | 0 | 1
1981-07-30 | 7 | 30 | 13:00 | 24.4 | 13 | 1 | 76 |  | 0 | 0 | 4.7252 | 4.7252 | 95% | 0.67761 | 46.3483 | 6.1064 | 3.3667 | 3.1984 | 0.16833 | 5% | 16.3121 | 1 | 1 | 1 | 68.4 | 9.0117 | 4.9685 | 3.5439 | 1.4246 | 28.67% | 1120.75 | 46.3483 | 0 | 1074.4017 | 1120.75 | 68.4 | 0 | 1052.35 | Summer | FALSE | 1 | 1 | 46.3483 | 68.4 | 0 | 0 | 1 | 0 | 1
1981-07-30 | 7 | 30 | 14:00 | 23.3 | 14 | 1 | 74 |  | 0 | 0 | 3.9376 | 3.9376 | 95% | 0.56467 | 38.6235 | 5.0887 | 2.8056 | 2.6653 | 0.14028 | 5% | 17.1162 | 1 | 1 | 1 | 68.4 | 9.0117 | 4.9685 | 2.9532 | 2.0153 | 40.56% | 1175.75 | 38.6235 | 0 | 1137.1265 | 1175.75 | 68.4 | 0 | 1107.35 | Summer | FALSE | 1 | 1 | 38.6235 | 68.4 | 0 | 0 | 1 | 0 | 1
1981-07-30 | 7 | 30 | 15:00 | 22.8 | 15 | 1 | 73 |  | 0 | 0 | 3.6751 | 3.6751 | 95% | 0.52703 | 36.0486 | 4.7494 | 2.6185 | 2.4876 | 0.13093 | 5% | 16.5936 | 1 | 1 | 1 | 68.4 | 9.0117 | 4.9685 | 2.7564 | 2.2121 | 44.52% | 1140 | 36.0486 | 0 | 1103.9514 | 1140 | 68.4 | 0 | 1071.6 | Summer | FALSE | 1 | 1 | 36.0486 | 68.4 | 0 | 0 | 1 | 0 | 1
1981-07-30 | 7 | 30 | 16:00 | 21.7 | 16 | 1 | 71 |  | 0 | 0 | 3.6751 | 3.6751 | 95% | 0.52703 | 36.0486 | 4.7494 | 2.6185 | 2.4876 | 0.13093 | 5% | 16.9518 | 1 | 1 | 1 | 68.4 | 9.0117 | 4.9685 | 2.7564 | 2.2121 | 44.52% | 1164.5 | 36.0486 | 0 | 1128.4514 | 1164.5 | 68.4 | 0 | 1096.1 | Summer | FALSE | 1 | 1 | 36.0486 | 68.4 | 0 | 0 | 1 | 0 | 1
1981-07-30 | 7 | 30 | 17:00 | 21.7 | 17 | 1 | 71 |  | 0 | 0 | 4.7252 | 4.7252 | 95% | 0.67761 | 46.3483 | 6.1064 | 3.3667 | 3.1984 | 0.16833 | 5% | 16.356 | 1 | 1 | 1 | 68.4 | 9.0117 | 4.9685 | 3.5439 | 1.4246 | 28.67% | 1123.75 | 46.3483 | 0 | 1077.4017 | 1123.75 | 68.4 | 0 | 1055.35 | Summer | FALSE | 0 | 0 | 0 | 0 | 0 | 0 | 1 | 0 | 1
1981-07-30 | 7 | 30 | 18:00 | 24.4 | 18 | 1 | 76 |  | 0 | 0 | 6.0377 | 6.0377 | 95% | 0.86583 | 59.2228 | 7.8026 | 4.3019 | 4.0868 | 0.21509 | 5% | 15.8991 | 0.6 | 0.6 | 0.6 | 41.04 | 5.407 | 2.9811 | 2.9811 | 0 | 0% | 1092.5 | 59.2228 | 0 | 1033.2772 | 1092.5 | 41.04 | 0 | 1051.46 | Summer | FALSE | 0 | 0 | 0 | 0 | 0 | 0 | 1 | 0 | 1
1981-07-30 | 7 | 30 | 19:00 | 23.9 | 19 | 1 | 75 |  | 0 | 0 | 6.5627 | 6.5627 | 95% | 0.94112 | 64.3726 | 8.4811 | 4.676 | 4.4422 | 0.2338 | 5% | 14.9561 | 0.6 | 0.6 | 0.6 | 41.04 | 5.407 | 2.9811 | 2.9811 | 0 | 0% | 1028 | 64.3726 | 0 | 963.6274 | 1028 | 41.04 | 0 | 986.96 | Summer | FALSE | 0 | 0 | 0 | 0 | 0 | 0 | 1 | 0 | 1
1981-07-30 | 7 | 30 | 20:00 | 22.8 | 20 | 1 | 73 |  | 0 | 0 | 5.7752 | 5.7752 | 95% | 0.82819 | 56.6479 | 7.4634 | 4.1148 | 3.9091 | 0.20574 | 5% | 14.4956 | 0.6 | 0.6 | 0.6 | 41.04 | 5.407 | 2.9811 | 2.9811 | 0 | 0% | 996.5 | 56.6479 | 0 | 939.8521 | 996.5 | 41.04 | 0 | 955.46 | Summer | FALSE | 0 | 0 | 0 | 0 | 0 | 0 | 1 | 0 | 1
1981-07-30 | 7 | 30 | 21:00 | 21.7 | 21 | 1 | 71 |  | 0 | 0 | 4.7252 | 4.7252 | 95% | 0.67761 | 46.3483 | 6.1064 | 3.3667 | 3.1984 | 0.16833 | 5% | 13.5599 | 0.6 | 0.6 | 0.6 | 41.04 | 5.407 | 2.9811 | 2.9811 | 0 | 0% | 932.5 | 46.3483 | 0 | 886.1517 | 932.5 | 41.04 | 0 | 891.46 | Summer | FALSE | 0 | 0 | 0 | 0 | 0 | 0 | 1 | 0 | 1
1981-07-30 | 7 | 30 | 22:00 | 21.7 | 22 | 1 | 71 |  | 0 | 0 | 4.2002 | 4.2002 | 95% | 0.60232 | 41.1985 | 5.4279 | 2.9926 | 2.843 | 0.14963 | 5% | 13.4284 | 0.6 | 0.6 | 0.6 | 41.04 | 5.407 | 2.9811 | 2.9811 | 0 | 0% | 923.5 | 41.1985 | 0 | 882.3015 | 923.5 | 41.04 | 0 | 882.46 | Summer | FALSE | 0 | 0 | 0 | 0 | 0 | 0 | 1 | 0 | 1
1981-07-30 | 7 | 30 | 23:00 | 21.1 | 23 | 1 | 70 |  | 0 | 0 | 5.2502 | 5.2502 | 95% | 0.7529 | 51.4981 | 6.7849 | 3.7408 | 3.5537 | 0.18704 | 5% | 13.3553 | 0.6 | 0.6 | 0.6 | 41.04 | 5.407 | 2.9811 | 2.9811 | 0 | 0% | 918.5 | 51.4981 | 0 | 867.0019 | 918.5 | 41.04 | 0 | 877.46 | Summer | FALSE | 0 | 0 | 0 | 0 | 0 | 0 | 1 | 0 | 1
1981-07-30 | 7 | 30 | 24:00 | 20.6 | 0 | 1 | 69 |  | 0 | 0 | 4.2002 | 4.2002 | 95% | 0.60232 | 41.1985 | 5.4279 | 2.9926 | 2.843 | 0.14963 | 5% | 13.845 | 0 | 0 | 0 | 0 | 0 | 0 | 0 | 0 | 0% | 952 | 41.1985 | 0 | 910.8015 | 952 | 0 | 0 | 952 | Summer | FALSE | 0 | 0 | 0 | 0 | 0 | 0 | 1 | 0 | 1
1981-07-31 | 7 | 31 | 1:00 | 19.4 | 1 | 1 | 67 |  | 0 | 0 | 3.9376 | 3.9376 | 95% | 0.56467 | 38.6235 | 5.0887 | 2.8056 | 2.6653 | 0.14028 | 5% | 13.2018 | 0 | 0 | 0 | 0 | 0 | 0 | 0 | 0 | 0% | 908 | 38.6235 | 0 | 869.3765 | 908 | 0 | 0 | 908 | Summer | FALSE | 0 | 0 | 0 | 0 | 0 | 0 | 1 | 0 | 1
1981-07-31 | 7 | 31 | 2:00 | 18.9 | 2 | 1 | 66 |  | 0 | 0 | 3.1501 | 3.1501 | 95% | 0 | 0 | 0 | 0 | 0 | 0 | 5% | 12.9349 | 0 | 0 | 0 | 0 | 0 | 0 | 0 | 0 | 0% | 889.75 | 0 | 0 | 889.75 | 889.75 | 0 | 0 | 889.75 | Summer | FALSE | 0 | 0 | 0 | 0 | 1 | 0 | 1 | 0 | 0
1981-07-31 | 7 | 31 | 3:00 | 18.3 | 3 | 1 | 65 |  | 0 | 0 | 3.4126 | 3.4126 | 95% | 0 | 0 | 0 | 0 | 0 | 0 | 5% | 13.0263 | 0 | 0 | 0 | 0 | 0 | 0 | 0 | 0 | 0% | 896 | 0 | 0 | 896 | 896 | 0 | 0 | 896 | Summer | FALSE | 0 | 0 | 0 | 0 | 1 | 0 | 1 | 0 | 0
1981-07-31 | 7 | 31 | 4:00 | 17.8 | 4 | 1 | 64 |  | 0 | 0 | 3.1501 | 3.1501 | 95% | 0 | 0 | 0 | 0 | 0 | 0 | 5% | 13.0117 | 0 | 0 | 0 | 0 | 0 | 0 | 0 | 0 | 0% | 895 | 0 | 0 | 895 | 895 | 0 | 0 | 895 | Summer | FALSE | 0 | 0 | 0 | 0 | 1 | 0 | 1 | 0 | 0
1981-07-31 | 7 | 31 | 5:00 | 17.2 | 5 | 1 | 63 |  | 0 | 0 | 3.1501 | 3.1501 | 95% | 0 | 0 | 0 | 0 | 0 | 0 | 5% | 13.3589 | 0 | 0 | 0 | 0 | 0 | 0 | 0 | 0 | 0% | 918.75 | 0 | 0 | 918.75 | 918.75 | 0 | 0 | 918.75 | Summer | FALSE | 0 | 0 | 0 | 0 | 1 | 0 | 1 | 0 | 0
1981-07-31 | 7 | 31 | 6:00 | 18.9 | 6 | 1 | 66 |  | 0 | 0 | 3.9376 | 3.9376 | 95% | 0.56467 | 38.6235 | 5.0887 | 2.8056 | 2.6653 | 0.14028 | 5% | 13.1031 | 0.6 | 0.6 | 0.6 | 41.04 | 5.407 | 2.9811 | 2.9532 | 0.027867 | 0.9348% | 901.25 | 38.6235 | 0 | 862.6265 | 901.25 | 41.04 | 0 | 860.21 | Summer | FALSE | 0 | 0 | 0 | 0 | 0 | 0 | 1 | 0 | 1
1981-07-31 | 7 | 31 | 7:00 | 20.6 | 7 | 1 | 69 |  | 0 | 0 | 4.7252 | 4.7252 | 95% | 0.67761 | 46.3483 | 6.1064 | 3.3667 | 3.1984 | 0.16833 | 5% | 15.3399 | 0.6 | 0.6 | 0.6 | 41.04 | 5.407 | 2.9811 | 2.9811 | 0 | 0% | 1054.25 | 46.3483 | 0 | 1007.9017 | 1054.25 | 41.04 | 0 | 1013.21 | Summer | FALSE | 0 | 0 | 0 | 0 | 0 | 0 | 1 | 0 | 1
1981-07-31 | 7 | 31 | 8:00 | 23.3 | 8 | 1 | 74 |  | 0 | 0 | 7.6128 | 7.6128 | 95% | 1 | 68.4 | 9.0117 | 4.9685 | 4.7201 | 0.24843 | 5% | 16.0709 | 0.6 | 0.6 | 0.6 | 41.04 | 5.407 | 2.9811 | 2.9811 | 0 | 0% | 1104.25 | 68.4 | 0 | 1035.85 | 1104.25 | 41.04 | 0 | 1063.21 | Summer | FALSE | 0 | 0 | 0 | 0 | 0 | 0 | 0 | 1 | 1
1981-07-31 | 7 | 31 | 9:00 | 25.6 | 9 | 1 | 78 |  | 0 | 0 | 6.5627 | 6.5627 | 95% | 0.94112 | 64.3726 | 8.4811 | 4.676 | 4.4422 | 0.2338 | 5% | 17.1053 | 0.6 | 0.6 | 0.6 | 41.04 | 5.407 | 2.9811 | 2.9811 | 0 | 0% | 1175 | 64.3726 | 0 | 1110.6274 | 1175 | 41.04 | 0 | 1133.96 | Summer | FALSE | 0 | 0 | 0 | 0 | 0 | 0 | 1 | 0 | 1
1981-07-31 | 7 | 31 | 10:00 | 26.7 | 10 | 1 | 80 |  | 0 | 0 | 6.0377 | 6.0377 | 95% | 0.86583 | 59.2228 | 7.8026 | 4.3019 | 4.0868 | 0.21509 | 5% | 17.7924 | 0.6 | 0.6 | 0.6 | 41.04 | 5.407 | 2.9811 | 2.9811 | 0 | 0% | 1222 | 59.2228 | 0 | 1162.7772 | 1222 | 41.04 | 0 | 1180.96 | Summer | FALSE | 0 | 0 | 0 | 0 | 0 | 0 | 1 | 0 | 1
1981-07-31 | 7 | 31 | 11:00 | 27.2 | 11 | 1 | 81 |  | 0 | 0 | 5.2502 | 5.2502 | 95% | 0.7529 | 51.4981 | 6.7849 | 3.7408 | 3.5537 | 0.18704 | 5% | 18.1213 | 0.6 | 0.6 | 0.6 | 41.04 | 5.407 | 2.9811 | 2.9811 | 0 | 0% | 1244.5 | 51.4981 | 0 | 1193.0019 | 1244.5 | 41.04 | 0 | 1203.46 | Summer | FALSE | 0 | 0 | 0 | 0 | 0 | 0 | 1 | 0 | 1
1981-07-31 | 7 | 31 | 12:00 | 26.7 | 12 | 1 | 80 |  | 0 | 0 | 5.2502 | 5.2502 | 95% | 0.7529 | 51.4981 | 6.7849 | 3.7408 | 3.5537 | 0.18704 | 5% | 18.6001 | 0.6 | 0.6 | 0.6 | 41.04 | 5.407 | 2.9811 | 2.9811 | 0 | 0% | 1277.25 | 51.4981 | 0 | 1225.7519 | 1277.25 | 41.04 | 0 | 1236.21 | Summer | FALSE | 0 | 0 | 0 | 0 | 0 | 0 | 1 | 0 | 1
1981-07-31 | 7 | 31 | 13:00 | 27.8 | 13 | 1 | 82 |  | 0 | 0 | 4.7252 | 4.7252 | 95% | 0.67761 | 46.3483 | 6.1064 | 3.3667 | 3.1984 | 0.16833 | 5% | 18.1908 | 1 | 1 | 1 | 68.4 | 9.0117 | 4.9685 | 3.5439 | 1.4246 | 28.67% | 1249.25 | 46.3483 | 0 | 1202.9017 | 1249.25 | 68.4 | 0 | 1180.85 | Summer | FALSE | 1 | 1 | 46.3483 | 68.4 | 0 | 0 | 1 | 0 | 1
1981-07-31 | 7 | 31 | 14:00 | 28.9 | 14 | 1 | 84 |  | 0 | 0 | 3.9376 | 3.9376 | 95% | 0.56467 | 38.6235 | 5.0887 | 2.8056 | 2.6653 | 0.14028 | 5% | 18.3443 | 1 | 1 | 1 | 68.4 | 9.0117 | 4.9685 | 2.9532 | 2.0153 | 40.56% | 1259.75 | 38.6235 | 0 | 1221.1265 | 1259.75 | 68.4 | 0 | 1191.35 | Summer | FALSE | 1 | 1 | 38.6235 | 68.4 | 0 | 0 | 1 | 0 | 1
1981-07-31 | 7 | 31 | 15:00 | 28.3 | 15 | 1 | 83 |  | 0 | 0 | 3.6751 | 3.6751 | 95% | 0.52703 | 36.0486 | 4.7494 | 2.6185 | 2.4876 | 0.13093 | 5% | 18.125 | 1 | 1 | 1 | 68.4 | 9.0117 | 4.9685 | 2.7564 | 2.2121 | 44.52% | 1244.75 | 36.0486 | 0 | 1208.7014 | 1244.75 | 68.4 | 0 | 1176.35 | Summer | FALSE | 1 | 1 | 36.0486 | 68.4 | 0 | 0 | 1 | 0 | 1
1981-07-31 | 7 | 31 | 16:00 | 28.9 | 16 | 1 | 84 |  | 0 | 0 | 3.6751 | 3.6751 | 95% | 0.52703 | 36.0486 | 4.7494 | 2.6185 | 2.4876 | 0.13093 | 5% | 18.3443 | 1 | 1 | 1 | 68.4 | 9.0117 | 4.9685 | 2.7564 | 2.2121 | 44.52% | 1259.75 | 36.0486 | 0 | 1223.7014 | 1259.75 | 68.4 | 0 | 1191.35 | Summer | FALSE | 1 | 1 | 36.0486 | 68.4 | 0 | 0 | 1 | 0 | 1
1981-07-31 | 7 | 31 | 17:00 | 27.8 | 17 | 1 | 82 |  | 0 | 0 | 4.7252 | 4.7252 | 95% | 0.67761 | 46.3483 | 6.1064 | 3.3667 | 3.1984 | 0.16833 | 5% | 17.7705 | 1 | 1 | 1 | 68.4 | 9.0117 | 4.9685 | 3.5439 | 1.4246 | 28.67% | 1220.5 | 46.3483 | 0 | 1174.1517 | 1220.5 | 68.4 | 0 | 1152.1 | Summer | FALSE | 0 | 0 | 0 | 0 | 0 | 0 | 1 | 0 | 1
1981-07-31 | 7 | 31 | 18:00 | 26.7 | 18 | 1 | 80 |  | 0 | 0 | 6.0377 | 6.0377 | 95% | 0.86583 | 59.2228 | 7.8026 | 4.3019 | 4.0868 | 0.21509 | 5% | 17.511 | 0.6 | 0.6 | 0.6 | 41.04 | 5.407 | 2.9811 | 2.9811 | 0 | 0% | 1202.75 | 59.2228 | 0 | 1143.5272 | 1202.75 | 41.04 | 0 | 1161.71 | Summer | FALSE | 0 | 0 | 0 | 0 | 0 | 0 | 1 | 0 | 1
1981-07-31 | 7 | 31 | 19:00 | 25.6 | 19 | 1 | 78 |  | 0 | 0 | 6.5627 | 6.5627 | 95% | 0.94112 | 64.3726 | 8.4811 | 4.676 | 4.4422 | 0.2338 | 5% | 16.2171 | 0.6 | 0.6 | 0.6 | 41.04 | 5.407 | 2.9811 | 2.9811 | 0 | 0% | 1114.25 | 64.3726 | 0 | 1049.8774 | 1114.25 | 41.04 | 0 | 1073.21 | Summer | FALSE | 0 | 0 | 0 | 0 | 0 | 0 | 1 | 0 | 1
1981-07-31 | 7 | 31 | 20:00 | 23.3 | 20 | 1 | 74 |  | 0 | 0 | 5.7752 | 5.7752 | 95% | 0.82819 | 56.6479 | 7.4634 | 4.1148 | 3.9091 | 0.20574 | 5% | 15.117 | 0.6 | 0.6 | 0.6 | 41.04 | 5.407 | 2.9811 | 2.9811 | 0 | 0% | 1039 | 56.6479 | 0 | 982.3521 | 1039 | 41.04 | 0 | 997.96 | Summer | FALSE | 0 | 0 | 0 | 0 | 0 | 0 | 1 | 0 | 1
1981-07-31 | 7 | 31 | 21:00 | 23.3 | 21 | 1 | 74 |  | 0 | 0 | 4.7252 | 4.7252 | 95% | 0.67761 | 46.3483 | 6.1064 | 3.3667 | 3.1984 | 0.16833 | 5% | 14.2105 | 0.6 | 0.6 | 0.6 | 41.04 | 5.407 | 2.9811 | 2.9811 | 0 | 0% | 977 | 46.3483 | 0 | 930.6517 | 977 | 41.04 | 0 | 935.96 | Summer | FALSE | 0 | 0 | 0 | 0 | 0 | 0 | 1 | 0 | 1
1981-07-31 | 7 | 31 | 22:00 | 22.4 | 22 | 1 | 72 |  | 0 | 0 | 4.2002 | 4.2002 | 95% | 0.60232 | 41.1985 | 5.4279 | 2.9926 | 2.843 | 0.14963 | 5% | 14.0168 | 0.6 | 0.6 | 0.6 | 41.04 | 5.407 | 2.9811 | 2.9811 | 0 | 0% | 963.75 | 41.1985 | 0 | 922.5515 | 963.75 | 41.04 | 0 | 922.71 | Summer | FALSE | 0 | 0 | 0 | 0 | 0 | 0 | 1 | 0 | 1
1981-07-31 | 7 | 31 | 23:00 | 21.6 | 23 | 1 | 71 |  | 0 | 0 | 5.2502 | 5.2502 | 95% | 0.7529 | 51.4981 | 6.7849 | 3.7408 | 3.5537 | 0.18704 | 5% | 13.9803 | 0.6 | 0.6 | 0.6 | 41.04 | 5.407 | 2.9811 | 2.9811 | 0 | 0% | 961.25 | 51.4981 | 0 | 909.7519 | 961.25 | 41.04 | 0 | 920.21 | Summer | FALSE | 0 | 0 | 0 | 0 | 0 | 0 | 1 | 0 | 1
1981-07-31 | 7 | 31 | 24:00 | 20.7 | 0 | 1 | 69 |  | 0 | 0 | 4.2002 | 4.2002 | 95% | 0.60232 | 41.1985 | 5.4279 | 2.9926 | 2.843 | 0.14963 | 5% | 14.4627 | 0 | 0 | 0 | 0 | 0 | 0 | 0 | 0 | 0% | 994.25 | 41.1985 | 0 | 953.0515 | 994.25 | 0 | 0 | 994.25 | Summer | FALSE | 0 | 0 | 0 | 0 | 0 | 0 | 1 | 0 | 1
1989-08-01 | 8 | 1 | 1:00 | 19.8 | 1 | 1 | 68 |  | 0 | 0 | 3.9376 | 3.9376 | 95% | 0.56467 | 38.6235 | 5.0887 | 2.8056 | 2.6653 | 0.14028 | 5% | 14.0753 | 0 | 0 | 0 | 0 | 0 | 0 | 0 | 0 | 0% | 967.75 | 38.6235 | 0 | 929.1265 | 967.75 | 0 | 0 | 967.75 | Summer | FALSE | 0 | 0 | 0 | 0 | 0 | 0 | 1 | 0 | 1
1989-08-01 | 8 | 1 | 2:00 | 18.9 | 2 | 1 | 66 |  | 0 | 0 | 3.1501 | 3.1501 | 95% | 0 | 0 | 0 | 0 | 0 | 0 | 5% | 13.8743 | 0 | 0 | 0 | 0 | 0 | 0 | 0 | 0 | 0% | 954 | 0 | 0 | 954 | 954 | 0 | 0 | 954 | Summer | FALSE | 0 | 0 | 0 | 0 | 1 | 0 | 1 | 0 | 0
1989-08-01 | 8 | 1 | 3:00 | 18.1 | 3 | 1 | 65 |  | 0 | 0 | 3.4126 | 3.4126 | 95% | 0 | 0 | 0 | 0 | 0 | 0 | 5% | 13.761 | 0 | 0 | 0 | 0 | 0 | 0 | 0 | 0 | 0% | 946.25 | 0 | 0 | 946.25 | 946.25 | 0 | 0 | 946.25 | Summer | FALSE | 0 | 0 | 0 | 0 | 1 | 0 | 1 | 0 | 0
1989-08-01 | 8 | 1 | 4:00 | 17.2 | 4 | 1 | 63 |  | 0 | 0 | 3.1501 | 3.1501 | 95% | 0 | 0 | 0 | 0 | 0 | 0 | 5% | 13.9803 | 0 | 0 | 0 | 0 | 0 | 0 | 0 | 0 | 0% | 961.25 | 0 | 0 | 961.25 | 961.25 | 0 | 0 | 961.25 | Summer | FALSE | 0 | 0 | 0 | 0 | 1 | 0 | 1 | 0 | 0
1989-08-01 | 8 | 1 | 5:00 | 17.2 | 5 | 1 | 63 |  | 0 | 0 | 3.1501 | 3.1501 | 95% | 0 | 0 | 0 | 0 | 0 | 0 | 5% | 13.7317 | 0 | 0 | 0 | 0 | 0 | 0 | 0 | 0 | 0% | 944.25 | 0 | 0 | 944.25 | 944.25 | 0 | 0 | 944.25 | Summer | FALSE | 0 | 0 | 0 | 0 | 1 | 0 | 1 | 0 | 0
1989-08-01 | 8 | 1 | 6:00 | 17.8 | 6 | 1 | 64 |  | 0 | 0 | 3.9376 | 3.9376 | 95% | 0.56467 | 38.6235 | 5.0887 | 2.8056 | 2.6653 | 0.14028 | 5% | 13.7317 | 0.8 | 0.8 | 0.8 | 54.72 | 7.2094 | 3.9748 | 2.9532 | 1.0216 | 25.7% | 944.25 | 38.6235 | 0 | 905.6265 | 944.25 | 54.72 | 0 | 889.53 | Summer | FALSE | 0 | 0 | 0 | 0 | 0 | 0 | 1 | 0 | 1
1989-08-01 | 8 | 1 | 7:00 | 17.8 | 7 | 1 | 64 |  | 0 | 0 | 4.7252 | 4.7252 | 95% | 0.67761 | 46.3483 | 6.1064 | 3.3667 | 3.1984 | 0.16833 | 5% | 16.5461 | 0.8 | 0.8 | 0.8 | 54.72 | 7.2094 | 3.9748 | 3.5439 | 0.43092 | 10.84% | 1136.75 | 46.3483 | 0 | 1090.4017 | 1136.75 | 54.72 | 0 | 1082.03 | Summer | FALSE | 0 | 0 | 0 | 0 | 0 | 0 | 1 | 0 | 1
1989-08-01 | 8 | 1 | 8:00 | 18.3 | 8 | 1 | 65 |  | 0 | 0 | 7.6128 | 7.6128 | 95% | 1 | 68.4 | 9.0117 | 4.9685 | 4.7201 | 0.24843 | 5% | 17.913 | 0.8 | 0.8 | 0.8 | 54.72 | 7.2094 | 3.9748 | 3.9748 | 0 | 0% | 1230.25 | 68.4 | 0 | 1161.85 | 1230.25 | 54.72 | 0 | 1175.53 | Summer | FALSE | 0 | 0 | 0 | 0 | 0 | 0 | 0 | 1 | 1
1989-08-01 | 8 | 1 | 9:00 | 20 | 9 | 1 | 68 |  | 0 | 0 | 6.5627 | 6.5627 | 95% | 0.94112 | 64.3726 | 8.4811 | 4.676 | 4.4422 | 0.2338 | 5% | 18.2346 | 0.8 | 0.8 | 0.8 | 54.72 | 7.2094 | 3.9748 | 3.9748 | 0 | 0% | 1252.25 | 64.3726 | 0 | 1187.8774 | 1252.25 | 54.72 | 0 | 1197.53 | Summer | FALSE | 0 | 0 | 0 | 0 | 0 | 0 | 1 | 0 | 1
1989-08-01 | 8 | 1 | 10:00 | 21.1 | 10 | 1 | 70 |  | 0 | 0 | 6.0377 | 6.0377 | 95% | 0.86583 | 59.2228 | 7.8026 | 4.3019 | 4.0868 | 0.21509 | 5% | 18.2493 | 0.8 | 0.8 | 0.8 | 54.72 | 7.2094 | 3.9748 | 3.9748 | 0 | 0% | 1253.25 | 59.2228 | 0 | 1194.0272 | 1253.25 | 54.72 | 0 | 1198.53 | Summer | FALSE | 0 | 0 | 0 | 0 | 0 | 0 | 1 | 0 | 1
1989-08-01 | 8 | 1 | 11:00 | 21.7 | 11 | 1 | 71 |  | 0 | 0 | 5.2502 | 5.2502 | 95% | 0.7529 | 51.4981 | 6.7849 | 3.7408 | 3.5537 | 0.18704 | 5% | 20.519 | 0.8 | 0.8 | 0.8 | 54.72 | 7.2094 | 3.9748 | 3.9376 | 0.037156 | 0.9348% | 1408.5 | 51.4981 | 0 | 1357.0019 | 1408.5 | 54.72 | 0 | 1353.78 | Summer | FALSE | 0 | 0 | 0 | 0 | 0 | 0 | 1 | 0 | 1
1989-08-01 | 8 | 1 | 12:00 | 21.7 | 12 | 1 | 71 |  | 0 | 0 | 5.2502 | 5.2502 | 95% | 0.7529 | 51.4981 | 6.7849 | 3.7408 | 3.5537 | 0.18704 | 5% | 20.9064 | 0.8 | 0.8 | 0.8 | 54.72 | 7.2094 | 3.9748 | 3.9376 | 0.037156 | 0.9348% | 1435 | 51.4981 | 0 | 1383.5019 | 1435 | 54.72 | 0 | 1380.28 | Summer | FALSE | 0 | 0 | 0 | 0 | 0 | 0 | 1 | 0 | 1
1989-08-01 | 8 | 1 | 13:00 | 21.1 | 13 | 1 | 70 |  | 0 | 0 | 4.7252 | 4.7252 | 95% | 0.67761 | 46.3483 | 6.1064 | 3.3667 | 3.1984 | 0.16833 | 5% | 20.7456 | 1 | 1 | 1 | 68.4 | 9.0117 | 4.9685 | 3.5439 | 1.4246 | 28.67% | 1424 | 46.3483 | 0 | 1377.6517 | 1424 | 68.4 | 0 | 1355.6 | Summer | FALSE | 1 | 1 | 46.3483 | 68.4 | 0 | 0 | 1 | 0 | 1
1989-08-01 | 8 | 1 | 14:00 | 21.1 | 14 | 1 | 70 |  | 0 | 0 | 3.9376 | 3.9376 | 95% | 0.56467 | 38.6235 | 5.0887 | 2.8056 | 2.6653 | 0.14028 | 5% | 21.568 | 1 | 1 | 1 | 68.4 | 9.0117 | 4.9685 | 2.9532 | 2.0153 | 40.56% | 1480.25 | 38.6235 | 0 | 1441.6265 | 1480.25 | 68.4 | 0 | 1411.85 | Summer | FALSE | 1 | 1 | 38.6235 | 68.4 | 0 | 0 | 1 | 0 | 1
1989-08-01 | 8 | 1 | 15:00 | 20.6 | 15 | 1 | 69 |  | 0 | 0 | 3.6751 | 3.6751 | 95% | 0.52703 | 36.0486 | 4.7494 | 2.6185 | 2.4876 | 0.13093 | 5% | 20.9942 | 1 | 1 | 1 | 68.4 | 9.0117 | 4.9685 | 2.7564 | 2.2121 | 44.52% | 1441 | 36.0486 | 0 | 1404.9514 | 1441 | 68.4 | 0 | 1372.6 | Summer | FALSE | 1 | 1 | 36.0486 | 68.4 | 0 | 0 | 1 | 0 | 1
1989-08-01 | 8 | 1 | 16:00 | 20.6 | 16 | 1 | 69 |  | 0 | 0 | 3.6751 | 3.6751 | 95% | 0.52703 | 36.0486 | 4.7494 | 2.6185 | 2.4876 | 0.13093 | 5% | 20.6871 | 1 | 1 | 1 | 68.4 | 9.0117 | 4.9685 | 2.7564 | 2.2121 | 44.52% | 1420 | 36.0486 | 0 | 1383.9514 | 1420 | 68.4 | 0 | 1351.6 | Summer | FALSE | 1 | 1 | 36.0486 | 68.4 | 0 | 0 | 1 | 0 | 1
1989-08-01 | 8 | 1 | 17:00 | 19.4 | 17 | 1 | 67 |  | 0 | 0 | 4.7252 | 4.7252 | 95% | 0.67761 | 46.3483 | 6.1064 | 3.3667 | 3.1984 | 0.16833 | 5% | 20.6506 | 1 | 1 | 1 | 68.4 | 9.0117 | 4.9685 | 3.5439 | 1.4246 | 28.67% | 1417.5 | 46.3483 | 0 | 1371.1517 | 1417.5 | 68.4 | 0 | 1349.1 | Summer | FALSE | 0 | 0 | 0 | 0 | 0 | 0 | 1 | 0 | 1
1989-08-01 | 8 | 1 | 18:00 | 18.9 | 18 | 1 | 66 |  | 0 | 0 | 6.0377 | 6.0377 | 95% | 0.86583 | 59.2228 | 7.8026 | 4.3019 | 4.0868 | 0.21509 | 5% | 19.8684 | 0.8 | 0.8 | 0.8 | 54.72 | 7.2094 | 3.9748 | 3.9748 | 0 | 0% | 1364 | 59.2228 | 0 | 1304.7772 | 1364 | 54.72 | 0 | 1309.28 | Summer | FALSE | 0 | 0 | 0 | 0 | 0 | 0 | 1 | 0 | 1
1989-08-01 | 8 | 1 | 19:00 | 18.3 | 19 | 1 | 65 |  | 0 | 0 | 6.5627 | 6.5627 | 95% | 0.94112 | 64.3726 | 8.4811 | 4.676 | 4.4422 | 0.2338 | 5% | 16.9079 | 0.8 | 0.8 | 0.8 | 54.72 | 7.2094 | 3.9748 | 3.9748 | 0 | 0% | 1161.5 | 64.3726 | 0 | 1097.1274 | 1161.5 | 54.72 | 0 | 1106.78 | Summer | FALSE | 0 | 0 | 0 | 0 | 0 | 0 | 1 | 0 | 1
1989-08-01 | 8 | 1 | 20:00 | 17.8 | 20 | 1 | 64 |  | 0 | 0 | 5.7752 | 5.7752 | 95% | 0.82819 | 56.6479 | 7.4634 | 4.1148 | 3.9091 | 0.20574 | 5% | 16.049 | 0.8 | 0.8 | 0.8 | 54.72 | 7.2094 | 3.9748 | 3.9748 | 0 | 0% | 1102.75 | 56.6479 | 0 | 1046.1021 | 1102.75 | 54.72 | 0 | 1048.03 | Summer | FALSE | 0 | 0 | 0 | 0 | 0 | 0 | 1 | 0 | 1
1989-08-01 | 8 | 1 | 21:00 | 17.2 | 21 | 1 | 63 |  | 0 | 0 | 4.7252 | 4.7252 | 95% | 0.67761 | 46.3483 | 6.1064 | 3.3667 | 3.1984 | 0.16833 | 5% | 15.1096 | 0.8 | 0.8 | 0.8 | 54.72 | 7.2094 | 3.9748 | 3.5439 | 0.43092 | 10.84% | 1038.5 | 46.3483 | 0 | 992.1517 | 1038.5 | 54.72 | 0 | 983.78 | Summer | FALSE | 0 | 0 | 0 | 0 | 0 | 0 | 1 | 0 | 1
1989-08-01 | 8 | 1 | 22:00 | 17.2 | 22 | 1 | 63 |  | 0 | 0 | 4.2002 | 4.2002 | 95% | 0.60232 | 41.1985 | 5.4279 | 2.9926 | 2.843 | 0.14963 | 5% | 14.8794 | 0.8 | 0.8 | 0.8 | 54.72 | 7.2094 | 3.9748 | 3.1501 | 0.82468 | 20.75% | 1022.75 | 41.1985 | 0 | 981.5515 | 1022.75 | 54.72 | 0 | 968.03 | Summer | FALSE | 0 | 0 | 0 | 0 | 0 | 0 | 1 | 0 | 1
1989-08-01 | 8 | 1 | 23:00 | 17.2 | 23 | 1 | 63 |  | 0 | 0 | 5.2502 | 5.2502 | 95% | 0.7529 | 51.4981 | 6.7849 | 3.7408 | 3.5537 | 0.18704 | 5% | 15.0658 | 0.8 | 0.8 | 0.8 | 54.72 | 7.2094 | 3.9748 | 3.9376 | 0.037156 | 0.9348% | 1035.5 | 51.4981 | 0 | 984.0019 | 1035.5 | 54.72 | 0 | 980.78 | Summer | FALSE | 0 | 0 | 0 | 0 | 0 | 0 | 1 | 0 | 1
1989-08-01 | 8 | 1 | 24:00 | 17.2 | 0 | 1 | 63 |  | 0 | 0 | 4.2002 | 4.2002 | 95% | 0.60232 | 41.1985 | 5.4279 | 2.9926 | 2.843 | 0.14963 | 5% | 14.9196 | 0 | 0 | 0 | 0 | 0 | 0 | 0 | 0 | 0% | 1025.5 | 41.1985 | 0 | 984.3015 | 1025.5 | 0 | 0 | 1025.5 | Summer | FALSE | 0 | 0 | 0 | 0 | 0 | 0 | 1 | 0 | 1
1989-08-02 | 8 | 2 | 1:00 | 17.2 | 1 | 2 | 63 |  | 0 | 0 | 3.9376 | 3.9376 | 95% | 0.56467 | 38.6235 | 5.0887 | 2.8056 | 2.6653 | 0.14028 | 5% | 14.5504 | 0 | 0 | 0 | 0 | 0 | 0 | 0 | 0 | 0% | 1000.25 | 38.6235 | 0 | 961.6265 | 1000.25 | 0 | 0 | 1000.25 | Summer | 0 | 0 | 0 | 0 | 0 | 0 | 0 | 1 | 0 | 1
1989-08-02 | 8 | 2 | 2:00 | 17.2 | 2 | 2 | 63 |  | 0 | 0 | 3.1501 | 3.1501 | 95% | 0 | 0 | 0 | 0 | 0 | 0 | 5% | 14.3969 | 0 | 0 | 0 | 0 | 0 | 0 | 0 | 0 | 0% | 989.75 | 0 | 0 | 989.75 | 989.75 | 0 | 0 | 989.75 | Summer | 0 | 0 | 0 | 0 | 0 | 1 | 0 | 1 | 0 | 0
1989-08-02 | 8 | 2 | 3:00 | 17.2 | 3 | 2 | 63 |  | 0 | 0 | 3.4126 | 3.4126 | 95% | 0 | 0 | 0 | 0 | 0 | 0 | 5% | 14.8611 | 0 | 0 | 0 | 0 | 0 | 0 | 0 | 0 | 0% | 1021.5 | 0 | 0 | 1021.5 | 1021.5 | 0 | 0 | 1021.5 | Summer | 0 | 0 | 0 | 0 | 0 | 1 | 0 | 1 | 0 | 0
1989-08-02 | 8 | 2 | 4:00 | 16.7 | 4 | 2 | 62 |  | 0 | 0 | 3.1501 | 3.1501 | 95% | 0 | 0 | 0 | 0 | 0 | 0 | 5% | 14.8977 | 0 | 0 | 0 | 0 | 0 | 0 | 0 | 0 | 0% | 1024 | 0 | 0 | 1024 | 1024 | 0 | 0 | 1024 | Summer | 0 | 0 | 0 | 0 | 0 | 1 | 0 | 1 | 0 | 0
1989-08-02 | 8 | 2 | 5:00 | 16.7 | 5 | 2 | 62 |  | 0 | 0 | 3.1501 | 3.1501 | 95% | 0 | 0 | 0 | 0 | 0 | 0 | 5% | 14.8904 | 0 | 0 | 0 | 0 | 0 | 0 | 0 | 0 | 0% | 1023.5 | 0 | 0 | 1023.5 | 1023.5 | 0 | 0 | 1023.5 | Summer | 0 | 0 | 0 | 0 | 0 | 1 | 0 | 1 | 0 | 0
1989-08-02 | 8 | 2 | 6:00 | 17.2 | 6 | 2 | 63 |  | 0 | 0 | 3.9376 | 3.9376 | 95% | 0.56467 | 38.6235 | 5.0887 | 2.8056 | 2.6653 | 0.14028 | 5% | 14.7697 | 0.8 | 0.8 | 0.8 | 54.72 | 7.2094 | 3.9748 | 2.9532 | 1.0216 | 25.7% | 1015.25 | 38.6235 | 0 | 976.6265 | 1015.25 | 54.72 | 0 | 960.53 | Summer | 0 | 0 | 0 | 0 | 0 | 0 | 0 | 1 | 0 | 1
1989-08-02 | 8 | 2 | 7:00 | 18.9 | 7 | 2 | 66 |  | 0 | 0 | 4.7252 | 4.7252 | 95% | 0.67761 | 46.3483 | 6.1064 | 3.3667 | 3.1984 | 0.16833 | 5% | 15.3363 | 0.8 | 0.8 | 0.8 | 54.72 | 7.2094 | 3.9748 | 3.5439 | 0.43092 | 10.84% | 1054 | 46.3483 | 0 | 1007.6517 | 1054 | 54.72 | 0 | 999.28 | Summer | 0 | 0 | 0 | 0 | 0 | 0 | 0 | 1 | 0 | 1
1989-08-02 | 8 | 2 | 8:00 | 21.1 | 8 | 2 | 70 |  | 0 | 0 | 7.6128 | 7.6128 | 95% | 1 | 68.4 | 9.0117 | 4.9685 | 4.7201 | 0.24843 | 5% | 15.9868 | 0.8 | 0.8 | 0.8 | 54.72 | 7.2094 | 3.9748 | 3.9748 | 0 | 0% | 1098.5 | 68.4 | 0 | 1030.1 | 1098.5 | 54.72 | 0 | 1043.78 | Summer | 0 | 0 | 0 | 0 | 0 | 0 | 0 | 0 | 1 | 1
1989-08-02 | 8 | 2 | 9:00 | 22.8 | 9 | 2 | 73 |  | 0 | 0 | 6.5627 | 6.5627 | 95% | 0.94112 | 64.3726 | 8.4811 | 4.676 | 4.4422 | 0.2338 | 5% | 16.7763 | 0.8 | 0.8 | 0.8 | 54.72 | 7.2094 | 3.9748 | 3.9748 | 0 | 0% | 1152.5 | 64.3726 | 0 | 1088.1274 | 1152.5 | 54.72 | 0 | 1097.78 | Summer | 0 | 0 | 0 | 0 | 0 | 0 | 0 | 1 | 0 | 1
1989-08-02 | 8 | 2 | 10:00 | 23.9 | 10 | 2 | 75 |  | 0 | 0 | 6.0377 | 6.0377 | 95% | 0.86583 | 59.2228 | 7.8026 | 4.3019 | 4.0868 | 0.21509 | 5% | 16.7288 | 0.8 | 0.8 | 0.8 | 54.72 | 7.2094 | 3.9748 | 3.9748 | 0 | 0% | 1149.25 | 59.2228 | 0 | 1090.0272 | 1149.25 | 54.72 | 0 | 1094.53 | Summer | 0 | 0 | 0 | 0 | 0 | 0 | 0 | 1 | 0 | 1
1989-08-02 | 8 | 2 | 11:00 | 24.4 | 11 | 2 | 76 |  | 0 | 0 | 5.2502 | 5.2502 | 95% | 0.7529 | 51.4981 | 6.7849 | 3.7408 | 3.5537 | 0.18704 | 5% | 16.2865 | 0.8 | 0.8 | 0.8 | 54.72 | 7.2094 | 3.9748 | 3.9376 | 0.037156 | 0.9348% | 1119 | 51.4981 | 0 | 1067.5019 | 1119 | 54.72 | 0 | 1064.28 | Summer | 0 | 0 | 0 | 0 | 0 | 0 | 0 | 1 | 0 | 1
1989-08-02 | 8 | 2 | 12:00 | 25.6 | 12 | 2 | 78 |  | 0 | 0 | 5.2502 | 5.2502 | 95% | 0.7529 | 51.4981 | 6.7849 | 3.7408 | 3.5537 | 0.18704 | 5% | 16.4474 | 0.8 | 0.8 | 0.8 | 54.72 | 7.2094 | 3.9748 | 3.9376 | 0.037156 | 0.9348% | 1130 | 51.4981 | 0 | 1078.5019 | 1130 | 54.72 | 0 | 1075.28 | Summer | 0 | 0 | 0 | 0 | 0 | 0 | 0 | 1 | 0 | 1
1989-08-02 | 8 | 2 | 13:00 | 24.4 | 13 | 2 | 76 |  | 0 | 0 | 4.7252 | 4.7252 | 95% | 0.67761 | 46.3483 | 6.1064 | 3.3667 | 3.1984 | 0.16833 | 5% | 15.742 | 0.8 | 0.8 | 0.8 | 54.72 | 7.2094 | 3.9748 | 3.5439 | 0.43092 | 10.84% | 1081.75 | 46.3483 | 0 | 1035.4017 | 1081.75 | 54.72 | 0 | 1027.03 | Summer | 0 | 0 | 0 | 0 | 0 | 0 | 0 | 1 | 0 | 1
1989-08-02 | 8 | 2 | 14:00 | 26.1 | 14 | 2 | 79 |  | 0 | 0 | 3.9376 | 3.9376 | 95% | 0.56467 | 38.6235 | 5.0887 | 2.8056 | 2.6653 | 0.14028 | 5% | 15.4094 | 0.8 | 0.8 | 0.8 | 54.72 | 7.2094 | 3.9748 | 2.9532 | 1.0216 | 25.7% | 1059 | 38.6235 | 0 | 1020.3765 | 1059 | 54.72 | 0 | 1004.28 | Summer | 0 | 0 | 0 | 0 | 0 | 0 | 0 | 1 | 0 | 1
1989-08-02 | 8 | 2 | 15:00 | 25 | 15 | 2 | 77 |  | 0 | 0 | 3.6751 | 3.6751 | 95% | 0.52703 | 36.0486 | 4.7494 | 2.6185 | 2.4876 | 0.13093 | 5% | 15.1645 | 0.8 | 0.8 | 0.8 | 54.72 | 7.2094 | 3.9748 | 2.7564 | 1.2184 | 30.65% | 1042.25 | 36.0486 | 0 | 1006.2014 | 1042.25 | 54.72 | 0 | 987.53 | Summer | 0 | 0 | 0 | 0 | 0 | 0 | 0 | 1 | 0 | 1
1989-08-02 | 8 | 2 | 16:00 | 21.7 | 16 | 2 | 71 |  | 0 | 0 | 3.6751 | 3.6751 | 95% | 0.52703 | 36.0486 | 4.7494 | 2.6185 | 2.4876 | 0.13093 | 5% | 14.364 | 0.8 | 0.8 | 0.8 | 54.72 | 7.2094 | 3.9748 | 2.7564 | 1.2184 | 30.65% | 987.5 | 36.0486 | 0 | 951.4514 | 987.5 | 54.72 | 0 | 932.78 | Summer | 0 | 0 | 0 | 0 | 0 | 0 | 0 | 1 | 0 | 1
1989-08-02 | 8 | 2 | 17:00 | 21.1 | 17 | 2 | 70 |  | 0 | 0 | 4.7252 | 4.7252 | 95% | 0.67761 | 46.3483 | 6.1064 | 3.3667 | 3.1984 | 0.16833 | 5% | 14.587 | 0.8 | 0.8 | 0.8 | 54.72 | 7.2094 | 3.9748 | 3.5439 | 0.43092 | 10.84% | 1002.75 | 46.3483 | 0 | 956.4017 | 1002.75 | 54.72 | 0 | 948.03 | Summer | 0 | 0 | 0 | 0 | 0 | 0 | 0 | 1 | 0 | 1
1989-08-02 | 8 | 2 | 18:00 | 21.1 | 18 | 2 | 70 |  | 0 | 0 | 6.0377 | 6.0377 | 95% | 0.86583 | 59.2228 | 7.8026 | 4.3019 | 4.0868 | 0.21509 | 5% | 14.0826 | 0.8 | 0.8 | 0.8 | 54.72 | 7.2094 | 3.9748 | 3.9748 | 0 | 0% | 968.25 | 59.2228 | 0 | 909.0272 | 968.25 | 54.72 | 0 | 913.53 | Summer | 0 | 0 | 0 | 0 | 0 | 0 | 0 | 1 | 0 | 1
1989-08-02 | 8 | 2 | 19:00 | 20.6 | 19 | 2 | 69 |  | 0 | 0 | 6.5627 | 6.5627 | 95% | 0.94112 | 64.3726 | 8.4811 | 4.676 | 4.4422 | 0.2338 | 5% | 13.6148 | 0.8 | 0.8 | 0.8 | 54.72 | 7.2094 | 3.9748 | 3.9748 | 0 | 0% | 936.25 | 64.3726 | 0 | 871.8774 | 936.25 | 54.72 | 0 | 881.53 | Summer | 0 | 0 | 0 | 0 | 0 | 0 | 0 | 1 | 0 | 1
1989-08-02 | 8 | 2 | 20:00 | 20.6 | 20 | 2 | 69 |  | 0 | 0 | 5.7752 | 5.7752 | 95% | 0.82819 | 56.6479 | 7.4634 | 4.1148 | 3.9091 | 0.20574 | 5% | 13.0811 | 0.8 | 0.8 | 0.8 | 54.72 | 7.2094 | 3.9748 | 3.9748 | 0 | 0% | 899.75 | 56.6479 | 0 | 843.1021 | 899.75 | 54.72 | 0 | 845.03 | Summer | 0 | 0 | 0 | 0 | 0 | 0 | 0 | 1 | 0 | 1
1989-08-02 | 8 | 2 | 21:00 | 20.6 | 21 | 2 | 69 |  | 0 | 0 | 4.7252 | 4.7252 | 95% | 0.67761 | 46.3483 | 6.1064 | 3.3667 | 3.1984 | 0.16833 | 5% | 13.0154 | 0.8 | 0.8 | 0.8 | 54.72 | 7.2094 | 3.9748 | 3.5439 | 0.43092 | 10.84% | 895.25 | 46.3483 | 0 | 848.9017 | 895.25 | 54.72 | 0 | 840.53 | Summer | 0 | 0 | 0 | 0 | 0 | 0 | 0 | 1 | 0 | 1
1989-08-02 | 8 | 2 | 22:00 | 20.6 | 22 | 2 | 69 |  | 0 | 0 | 4.2002 | 4.2002 | 95% | 0.60232 | 41.1985 | 5.4279 | 2.9926 | 2.843 | 0.14963 | 5% | 13.1981 | 0.8 | 0.8 | 0.8 | 54.72 | 7.2094 | 3.9748 | 3.1501 | 0.82468 | 20.75% | 907.75 | 41.1985 | 0 | 866.5515 | 907.75 | 54.72 | 0 | 853.03 | Summer | 0 | 0 | 0 | 0 | 0 | 0 | 0 | 1 | 0 | 1
1989-08-02 | 8 | 2 | 23:00 | 20.6 | 23 | 2 | 69 |  | 0 | 0 | 5.2502 | 5.2502 | 95% | 0.7529 | 51.4981 | 6.7849 | 3.7408 | 3.5537 | 0.18704 | 5% | 13.3882 | 0.8 | 0.8 | 0.8 | 54.72 | 7.2094 | 3.9748 | 3.9376 | 0.037156 | 0.9348% | 920.75 | 51.4981 | 0 | 869.2519 | 920.75 | 54.72 | 0 | 866.03 | Summer | 0 | 0 | 0 | 0 | 0 | 0 | 0 | 1 | 0 | 1
1989-08-02 | 8 | 2 | 24:00 | 20 | 0 | 2 | 68 |  | 0 | 0 | 4.2002 | 4.2002 | 95% | 0.60232 | 41.1985 | 5.4279 | 2.9926 | 2.843 | 0.14963 | 5% | 13.0994 | 0 | 0 | 0 | 0 | 0 | 0 | 0 | 0 | 0% | 901 | 41.1985 | 0 | 859.8015 | 901 | 0 | 0 | 901 | Summer | 0 | 0 | 0 | 0 | 0 | 0 | 0 | 1 | 0 | 1
1989-08-03 | 8 | 3 | 1:00 | 20 | 1 | 2 | 68 |  | 0 | 0 | 3.9376 | 3.9376 | 95% | 0.56467 | 38.6235 | 5.0887 | 2.8056 | 2.6653 | 0.14028 | 5% | 13.242 | 0 | 0 | 0 | 0 | 0 | 0 | 0 | 0 | 0% | 910.75 | 38.6235 | 0 | 872.1265 | 910.75 | 0 | 0 | 910.75 | Summer | 0 | 0 | 0 | 0 | 0 | 0 | 0 | 1 | 0 | 1
1989-08-03 | 8 | 3 | 2:00 | 20 | 2 | 2 | 68 |  | 0 | 0 | 3.1501 | 3.1501 | 95% | 0 | 0 | 0 | 0 | 0 | 0 | 5% | 12.9459 | 0 | 0 | 0 | 0 | 0 | 0 | 0 | 0 | 0% | 890.5 | 0 | 0 | 890.5 | 890.5 | 0 | 0 | 890.5 | Summer | 0 | 0 | 0 | 0 | 0 | 1 | 0 | 1 | 0 | 0
1989-08-03 | 8 | 3 | 3:00 | 20 | 3 | 2 | 68 |  | 0 | 0 | 3.4126 | 3.4126 | 95% | 0 | 0 | 0 | 0 | 0 | 0 | 5% | 13.4832 | 0 | 0 | 0 | 0 | 0 | 0 | 0 | 0 | 0% | 927.25 | 0 | 0 | 927.25 | 927.25 | 0 | 0 | 927.25 | Summer | 0 | 0 | 0 | 0 | 0 | 1 | 0 | 1 | 0 | 0
1989-08-03 | 8 | 3 | 4:00 | 20.6 | 4 | 2 | 69 |  | 0 | 0 | 3.1501 | 3.1501 | 95% | 0 | 0 | 0 | 0 | 0 | 0 | 5% | 13.1067 | 0 | 0 | 0 | 0 | 0 | 0 | 0 | 0 | 0% | 901.5 | 0 | 0 | 901.5 | 901.5 | 0 | 0 | 901.5 | Summer | 0 | 0 | 0 | 0 | 0 | 1 | 0 | 1 | 0 | 0
1989-08-03 | 8 | 3 | 5:00 | 20.6 | 5 | 2 | 69 |  | 0 | 0 | 3.1501 | 3.1501 | 95% | 0 | 0 | 0 | 0 | 0 | 0 | 5% | 12.9423 | 0 | 0 | 0 | 0 | 0 | 0 | 0 | 0 | 0% | 890.25 | 0 | 0 | 890.25 | 890.25 | 0 | 0 | 890.25 | Summer | 0 | 0 | 0 | 0 | 0 | 1 | 0 | 1 | 0 | 0
1989-08-03 | 8 | 3 | 6:00 | 20.6 | 6 | 2 | 69 |  | 0 | 0 | 3.9376 | 3.9376 | 95% | 0.56467 | 38.6235 | 5.0887 | 2.8056 | 2.6653 | 0.14028 | 5% | 13.0336 | 0.8 | 0.8 | 0.8 | 54.72 | 7.2094 | 3.9748 | 2.9532 | 1.0216 | 25.7% | 896.5 | 38.6235 | 0 | 857.8765 | 896.5 | 54.72 | 0 | 841.78 | Summer | 0 | 0 | 0 | 0 | 0 | 0 | 0 | 1 | 0 | 1
1989-08-03 | 8 | 3 | 7:00 | 22.8 | 7 | 2 | 73 |  | 0 | 0 | 4.7252 | 4.7252 | 95% | 0.67761 | 46.3483 | 6.1064 | 3.3667 | 3.1984 | 0.16833 | 5% | 13.739 | 0.8 | 0.8 | 0.8 | 54.72 | 7.2094 | 3.9748 | 3.5439 | 0.43092 | 10.84% | 944.75 | 46.3483 | 0 | 898.4017 | 944.75 | 54.72 | 0 | 890.03 | Summer | 0 | 0 | 0 | 0 | 0 | 0 | 0 | 1 | 0 | 1
1989-08-03 | 8 | 3 | 8:00 | 24.4 | 8 | 2 | 76 |  | 0 | 0 | 7.6128 | 7.6128 | 95% | 1 | 68.4 | 9.0117 | 4.9685 | 4.7201 | 0.24843 | 5% | 13.8596 | 0.8 | 0.8 | 0.8 | 54.72 | 7.2094 | 3.9748 | 3.9748 | 0 | 0% | 953 | 68.4 | 0 | 884.6 | 953 | 54.72 | 0 | 898.28 | Summer | 0 | 0 | 0 | 0 | 0 | 0 | 0 | 0 | 1 | 1
1989-08-03 | 8 | 3 | 9:00 | 26.7 | 9 | 2 | 80 |  | 0 | 0 | 6.5627 | 6.5627 | 95% | 0.94112 | 64.3726 | 8.4811 | 4.676 | 4.4422 | 0.2338 | 5% | 13.6879 | 0.8 | 0.8 | 0.8 | 54.72 | 7.2094 | 3.9748 | 3.9748 | 0 | 0% | 941.25 | 64.3726 | 0 | 876.8774 | 941.25 | 54.72 | 0 | 886.53 | Summer | 0 | 0 | 0 | 0 | 0 | 0 | 0 | 1 | 0 | 1
1989-08-03 | 8 | 3 | 10:00 | 27.8 | 10 | 2 | 82 |  | 0 | 0 | 6.0377 | 6.0377 | 95% | 0.86583 | 59.2228 | 7.8026 | 4.3019 | 4.0868 | 0.21509 | 5% | 14.3458 | 0.8 | 0.8 | 0.8 | 54.72 | 7.2094 | 3.9748 | 3.9748 | 0 | 0% | 986.25 | 59.2228 | 0 | 927.0272 | 986.25 | 54.72 | 0 | 931.53 | Summer | 0 | 0 | 0 | 0 | 0 | 0 | 0 | 1 | 0 | 1
1989-08-03 | 8 | 3 | 11:00 | 27.8 | 11 | 2 | 82 |  | 0 | 0 | 5.2502 | 5.2502 | 95% | 0.7529 | 51.4981 | 6.7849 | 3.7408 | 3.5537 | 0.18704 | 5% | 14.2544 | 0.8 | 0.8 | 0.8 | 54.72 | 7.2094 | 3.9748 | 3.9376 | 0.037156 | 0.9348% | 980 | 51.4981 | 0 | 928.5019 | 980 | 54.72 | 0 | 925.28 | Summer | 0 | 0 | 0 | 0 | 0 | 0 | 0 | 1 | 0 | 1
1989-08-03 | 8 | 3 | 12:00 | 28.9 | 12 | 2 | 84 |  | 0 | 0 | 5.2502 | 5.2502 | 95% | 0.7529 | 51.4981 | 6.7849 | 3.7408 | 3.5537 | 0.18704 | 5% | 14.1813 | 0.8 | 0.8 | 0.8 | 54.72 | 7.2094 | 3.9748 | 3.9376 | 0.037156 | 0.9348% | 975 | 51.4981 | 0 | 923.5019 | 975 | 54.72 | 0 | 920.28 | Summer | 0 | 0 | 0 | 0 | 0 | 0 | 0 | 1 | 0 | 1
1989-08-03 | 8 | 3 | 13:00 | 27.2 | 13 | 2 | 81 |  | 0 | 0 | 4.7252 | 4.7252 | 95% | 0.67761 | 46.3483 | 6.1064 | 3.3667 | 3.1984 | 0.16833 | 5% | 15.1425 | 0.8 | 0.8 | 0.8 | 54.72 | 7.2094 | 3.9748 | 3.5439 | 0.43092 | 10.84% | 1040.75 | 46.3483 | 0 | 994.4017 | 1040.75 | 54.72 | 0 | 986.03 | Summer | 0 | 0 | 0 | 0 | 0 | 0 | 0 | 1 | 0 | 1
1989-08-03 | 8 | 3 | 14:00 | 26.7 | 14 | 2 | 80 |  | 0 | 0 | 3.9376 | 3.9376 | 95% | 0.56467 | 38.6235 | 5.0887 | 2.8056 | 2.6653 | 0.14028 | 5% | 14.6455 | 0.8 | 0.8 | 0.8 | 54.72 | 7.2094 | 3.9748 | 2.9532 | 1.0216 | 25.7% | 1006.75 | 38.6235 | 0 | 968.1265 | 1006.75 | 54.72 | 0 | 952.03 | Summer | 0 | 0 | 0 | 0 | 0 | 0 | 0 | 1 | 0 | 1
1989-08-03 | 8 | 3 | 15:00 | 24.4 | 15 | 2 | 76 |  | 0 | 0 | 3.6751 | 3.6751 | 95% | 0.52703 | 36.0486 | 4.7494 | 2.6185 | 2.4876 | 0.13093 | 5% | 14.6382 | 0.8 | 0.8 | 0.8 | 54.72 | 7.2094 | 3.9748 | 2.7564 | 1.2184 | 30.65% | 1006.25 | 36.0486 | 0 | 970.2014 | 1006.25 | 54.72 | 0 | 951.53 | Summer | 0 | 0 | 0 | 0 | 0 | 0 | 0 | 1 | 0 | 1
1989-08-03 | 8 | 3 | 16:00 | 25 | 16 | 2 | 77 |  | 0 | 0 | 3.6751 | 3.6751 | 95% | 0.52703 | 36.0486 | 4.7494 | 2.6185 | 2.4876 | 0.13093 | 5% | 14.2507 | 0.8 | 0.8 | 0.8 | 54.72 | 7.2094 | 3.9748 | 2.7564 | 1.2184 | 30.65% | 979.75 | 36.0486 | 0 | 943.7014 | 979.75 | 54.72 | 0 | 925.03 | Summer | 0 | 0 | 0 | 0 | 0 | 0 | 0 | 1 | 0 | 1
1989-08-03 | 8 | 3 | 17:00 | 23.3 | 17 | 2 | 74 |  | 0 | 0 | 4.7252 | 4.7252 | 95% | 0.67761 | 46.3483 | 6.1064 | 3.3667 | 3.1984 | 0.16833 | 5% | 14.9561 | 0.8 | 0.8 | 0.8 | 54.72 | 7.2094 | 3.9748 | 3.5439 | 0.43092 | 10.84% | 1028 | 46.3483 | 0 | 981.6517 | 1028 | 54.72 | 0 | 973.28 | Summer | 0 | 0 | 0 | 0 | 0 | 0 | 0 | 1 | 0 | 1
1989-08-03 | 8 | 3 | 18:00 | 22.8 | 18 | 2 | 73 |  | 0 | 0 | 6.0377 | 6.0377 | 95% | 0.86583 | 59.2228 | 7.8026 | 4.3019 | 4.0868 | 0.21509 | 5% | 14.2763 | 0.8 | 0.8 | 0.8 | 54.72 | 7.2094 | 3.9748 | 3.9748 | 0 | 0% | 981.5 | 59.2228 | 0 | 922.2772 | 981.5 | 54.72 | 0 | 926.78 | Summer | 0 | 0 | 0 | 0 | 0 | 0 | 0 | 1 | 0 | 1
1989-08-03 | 8 | 3 | 19:00 | 22.8 | 19 | 2 | 73 |  | 0 | 0 | 6.5627 | 6.5627 | 95% | 0.94112 | 64.3726 | 8.4811 | 4.676 | 4.4422 | 0.2338 | 5% | 13.8925 | 0.8 | 0.8 | 0.8 | 54.72 | 7.2094 | 3.9748 | 3.9748 | 0 | 0% | 955.25 | 64.3726 | 0 | 890.8774 | 955.25 | 54.72 | 0 | 900.53 | Summer | 0 | 0 | 0 | 0 | 0 | 0 | 0 | 1 | 0 | 1
1989-08-03 | 8 | 3 | 20:00 | 22.8 | 20 | 2 | 73 |  | 0 | 0 | 5.7752 | 5.7752 | 95% | 0.82819 | 56.6479 | 7.4634 | 4.1148 | 3.9091 | 0.20574 | 5% | 13.75 | 0.8 | 0.8 | 0.8 | 54.72 | 7.2094 | 3.9748 | 3.9748 | 0 | 0% | 945.5 | 56.6479 | 0 | 888.8521 | 945.5 | 54.72 | 0 | 890.78 | Summer | 0 | 0 | 0 | 0 | 0 | 0 | 0 | 1 | 0 | 1
1989-08-03 | 8 | 3 | 21:00 | 22.8 | 21 | 2 | 73 |  | 0 | 0 | 4.7252 | 4.7252 | 95% | 0.67761 | 46.3483 | 6.1064 | 3.3667 | 3.1984 | 0.16833 | 5% | 13.5526 | 0.8 | 0.8 | 0.8 | 54.72 | 7.2094 | 3.9748 | 3.5439 | 0.43092 | 10.84% | 932 | 46.3483 | 0 | 885.6517 | 932 | 54.72 | 0 | 877.28 | Summer | 0 | 0 | 0 | 0 | 0 | 0 | 0 | 1 | 0 | 1
1989-08-03 | 8 | 3 | 22:00 | 21.7 | 22 | 2 | 71 |  | 0 | 0 | 4.2002 | 4.2002 | 95% | 0.60232 | 41.1985 | 5.4279 | 2.9926 | 2.843 | 0.14963 | 5% | 13.8304 | 0.8 | 0.8 | 0.8 | 54.72 | 7.2094 | 3.9748 | 3.1501 | 0.82468 | 20.75% | 951 | 41.1985 | 0 | 909.8015 | 951 | 54.72 | 0 | 896.28 | Summer | 0 | 0 | 0 | 0 | 0 | 0 | 0 | 1 | 0 | 1
1989-08-03 | 8 | 3 | 23:00 | 21.7 | 23 | 2 | 71 |  | 0 | 0 | 5.2502 | 5.2502 | 95% | 0.7529 | 51.4981 | 6.7849 | 3.7408 | 3.5537 | 0.18704 | 5% | 14.163 | 0.8 | 0.8 | 0.8 | 54.72 | 7.2094 | 3.9748 | 3.9376 | 0.037156 | 0.9348% | 973.75 | 51.4981 | 0 | 922.2519 | 973.75 | 54.72 | 0 | 919.03 | Summer | 0 | 0 | 0 | 0 | 0 | 0 | 0 | 1 | 0 | 1
1989-08-03 | 8 | 3 | 24:00 | 21.1 | 0 | 2 | 70 |  | 0 | 0 | 4.2002 | 4.2002 | 95% | 0.60232 | 41.1985 | 5.4279 | 2.9926 | 2.843 | 0.14963 | 5% | 13.7792 | 0 | 0 | 0 | 0 | 0 | 0 | 0 | 0 | 0% | 947.5 | 41.1985 | 0 | 906.3015 | 947.5 | 0 | 0 | 947.5 | Summer | 0 | 0 | 0 | 0 | 0 | 0 | 0 | 1 | 0 | 1
1989-08-04 | 8 | 4 | 1:00 | 21.7 | 1 | 1 | 71 |  | 0 | 0 | 3.9376 | 3.9376 | 95% | 0.56467 | 38.6235 | 5.0887 | 2.8056 | 2.6653 | 0.14028 | 5% | 13.7975 | 0 | 0 | 0 | 0 | 0 | 0 | 0 | 0 | 0% | 948.75 | 38.6235 | 0 | 910.1265 | 948.75 | 0 | 0 | 948.75 | Summer | FALSE | 0 | 0 | 0 | 0 | 0 | 0 | 1 | 0 | 1
1989-08-04 | 8 | 4 | 2:00 | 21.1 | 2 | 1 | 70 |  | 0 | 0 | 3.1501 | 3.1501 | 95% | 0 | 0 | 0 | 0 | 0 | 0 | 5% | 13.6623 | 0 | 0 | 0 | 0 | 0 | 0 | 0 | 0 | 0% | 939.5 | 0 | 0 | 939.5 | 939.5 | 0 | 0 | 939.5 | Summer | FALSE | 0 | 0 | 0 | 0 | 1 | 0 | 1 | 0 | 0
1989-08-04 | 8 | 4 | 3:00 | 21.7 | 3 | 1 | 71 |  | 0 | 0 | 3.4126 | 3.4126 | 95% | 0 | 0 | 0 | 0 | 0 | 0 | 5% | 14.1009 | 0 | 0 | 0 | 0 | 0 | 0 | 0 | 0 | 0% | 969.5 | 0 | 0 | 969.5 | 969.5 | 0 | 0 | 969.5 | Summer | FALSE | 0 | 0 | 0 | 0 | 1 | 0 | 1 | 0 | 0
1989-08-04 | 8 | 4 | 4:00 | 21.7 | 4 | 1 | 71 |  | 0 | 0 | 3.1501 | 3.1501 | 95% | 0 | 0 | 0 | 0 | 0 | 0 | 5% | 14.4408 | 0 | 0 | 0 | 0 | 0 | 0 | 0 | 0 | 0% | 992.75 | 0 | 0 | 992.75 | 992.75 | 0 | 0 | 992.75 | Summer | FALSE | 0 | 0 | 0 | 0 | 1 | 0 | 1 | 0 | 0
1989-08-04 | 8 | 4 | 5:00 | 22.2 | 5 | 1 | 72 |  | 0 | 0 | 3.1501 | 3.1501 | 95% | 0 | 0 | 0 | 0 | 0 | 0 | 5% | 13.9876 | 0 | 0 | 0 | 0 | 0 | 0 | 0 | 0 | 0% | 961.75 | 0 | 0 | 961.75 | 961.75 | 0 | 0 | 961.75 | Summer | FALSE | 0 | 0 | 0 | 0 | 1 | 0 | 1 | 0 | 0
1989-08-04 | 8 | 4 | 6:00 | 23.3 | 6 | 1 | 74 |  | 0 | 0 | 3.9376 | 3.9376 | 95% | 0.56467 | 38.6235 | 5.0887 | 2.8056 | 2.6653 | 0.14028 | 5% | 14.2507 | 0.8 | 0.8 | 0.8 | 54.72 | 7.2094 | 3.9748 | 2.9532 | 1.0216 | 25.7% | 979.75 | 38.6235 | 0 | 941.1265 | 979.75 | 54.72 | 0 | 925.03 | Summer | FALSE | 0 | 0 | 0 | 0 | 0 | 0 | 1 | 0 | 1
1989-08-04 | 8 | 4 | 7:00 | 24.4 | 7 | 1 | 76 |  | 0 | 0 | 4.7252 | 4.7252 | 95% | 0.67761 | 46.3483 | 6.1064 | 3.3667 | 3.1984 | 0.16833 | 5% | 16.3341 | 0.8 | 0.8 | 0.8 | 54.72 | 7.2094 | 3.9748 | 3.5439 | 0.43092 | 10.84% | 1122.25 | 46.3483 | 0 | 1075.9017 | 1122.25 | 54.72 | 0 | 1067.53 | Summer | FALSE | 0 | 0 | 0 | 0 | 0 | 0 | 1 | 0 | 1
1989-08-04 | 8 | 4 | 8:00 | 26.1 | 8 | 1 | 79 |  | 0 | 0 | 7.6128 | 7.6128 | 95% | 1 | 68.4 | 9.0117 | 4.9685 | 4.7201 | 0.24843 | 5% | 17.0066 | 0.8 | 0.8 | 0.8 | 54.72 | 7.2094 | 3.9748 | 3.9748 | 0 | 0% | 1168.25 | 68.4 | 0 | 1099.85 | 1168.25 | 54.72 | 0 | 1113.53 | Summer | FALSE | 0 | 0 | 0 | 0 | 0 | 0 | 0 | 1 | 1
1989-08-04 | 8 | 4 | 9:00 | 27.8 | 9 | 1 | 82 |  | 0 | 0 | 6.5627 | 6.5627 | 95% | 0.94112 | 64.3726 | 8.4811 | 4.676 | 4.4422 | 0.2338 | 5% | 17.7266 | 0.8 | 0.8 | 0.8 | 54.72 | 7.2094 | 3.9748 | 3.9748 | 0 | 0% | 1217.5 | 64.3726 | 0 | 1153.1274 | 1217.5 | 54.72 | 0 | 1162.78 | Summer | FALSE | 0 | 0 | 0 | 0 | 0 | 0 | 1 | 0 | 1
1989-08-04 | 8 | 4 | 10:00 | 28.9 | 10 | 1 | 84 |  | 0 | 0 | 6.0377 | 6.0377 | 95% | 0.86583 | 59.2228 | 7.8026 | 4.3019 | 4.0868 | 0.21509 | 5% | 18.22 | 0.8 | 0.8 | 0.8 | 54.72 | 7.2094 | 3.9748 | 3.9748 | 0 | 0% | 1251.25 | 59.2228 | 0 | 1192.0272 | 1251.25 | 54.72 | 0 | 1196.53 | Summer | FALSE | 0 | 0 | 0 | 0 | 0 | 0 | 1 | 0 | 1
1989-08-04 | 8 | 4 | 11:00 | 30 | 11 | 1 | 86 |  | 0 | 0 | 5.2502 | 5.2502 | 95% | 0.7529 | 51.4981 | 6.7849 | 3.7408 | 3.5537 | 0.18704 | 5% | 18.5965 | 0.8 | 0.8 | 0.8 | 54.72 | 7.2094 | 3.9748 | 3.9376 | 0.037156 | 0.9348% | 1277 | 51.4981 | 0 | 1225.5019 | 1277 | 54.72 | 0 | 1222.28 | Summer | FALSE | 0 | 0 | 0 | 0 | 0 | 0 | 1 | 0 | 1
1989-08-04 | 8 | 4 | 12:00 | 30 | 12 | 1 | 86 |  | 0 | 0 | 5.2502 | 5.2502 | 95% | 0.7529 | 51.4981 | 6.7849 | 3.7408 | 3.5537 | 0.18704 | 5% | 20.201 | 0.8 | 0.8 | 0.8 | 54.72 | 7.2094 | 3.9748 | 3.9376 | 0.037156 | 0.9348% | 1386.75 | 51.4981 | 0 | 1335.2519 | 1386.75 | 54.72 | 0 | 1332.03 | Summer | FALSE | 0 | 0 | 0 | 0 | 0 | 0 | 1 | 0 | 1
1989-08-04 | 8 | 4 | 13:00 | 31.1 | 13 | 1 | 88 |  | 0 | 0 | 4.7252 | 4.7252 | 95% | 0.67761 | 46.3483 | 6.1064 | 3.3667 | 3.1984 | 0.16833 | 5% | 20.2814 | 1 | 1 | 1 | 68.4 | 9.0117 | 4.9685 | 3.5439 | 1.4246 | 28.67% | 1392.25 | 46.3483 | 0 | 1345.9017 | 1392.25 | 68.4 | 0 | 1323.85 | Summer | FALSE | 1 | 1 | 46.3483 | 68.4 | 0 | 0 | 1 | 0 | 1
1989-08-04 | 8 | 4 | 14:00 | 29.4 | 14 | 1 | 85 |  | 0 | 0 | 3.9376 | 3.9376 | 95% | 0.56467 | 38.6235 | 5.0887 | 2.8056 | 2.6653 | 0.14028 | 5% | 20.1389 | 1 | 1 | 1 | 68.4 | 9.0117 | 4.9685 | 2.9532 | 2.0153 | 40.56% | 1382.5 | 38.6235 | 0 | 1343.8765 | 1382.5 | 68.4 | 0 | 1314.1 | Summer | FALSE | 1 | 1 | 38.6235 | 68.4 | 0 | 0 | 1 | 0 | 1
1989-08-04 | 8 | 4 | 15:00 | 28.9 | 15 | 1 | 84 |  | 0 | 0 | 3.6751 | 3.6751 | 95% | 0.52703 | 36.0486 | 4.7494 | 2.6185 | 2.4876 | 0.13093 | 5% | 20.5263 | 1 | 1 | 1 | 68.4 | 9.0117 | 4.9685 | 2.7564 | 2.2121 | 44.52% | 1409 | 36.0486 | 0 | 1372.9514 | 1409 | 68.4 | 0 | 1340.6 | Summer | FALSE | 1 | 1 | 36.0486 | 68.4 | 0 | 0 | 1 | 0 | 1
1989-08-04 | 8 | 4 | 16:00 | 28.3 | 16 | 1 | 83 |  | 0 | 0 | 3.6751 | 3.6751 | 95% | 0.52703 | 36.0486 | 4.7494 | 2.6185 | 2.4876 | 0.13093 | 5% | 20.7493 | 1 | 1 | 1 | 68.4 | 9.0117 | 4.9685 | 2.7564 | 2.2121 | 44.52% | 1424.25 | 36.0486 | 0 | 1388.2014 | 1424.25 | 68.4 | 0 | 1355.85 | Summer | FALSE | 1 | 1 | 36.0486 | 68.4 | 0 | 0 | 1 | 0 | 1
1989-08-04 | 8 | 4 | 17:00 | 28.3 | 17 | 1 | 83 |  | 0 | 0 | 4.7252 | 4.7252 | 95% | 0.67761 | 46.3483 | 6.1064 | 3.3667 | 3.1984 | 0.16833 | 5% | 20.8224 | 1 | 1 | 1 | 68.4 | 9.0117 | 4.9685 | 3.5439 | 1.4246 | 28.67% | 1429.25 | 46.3483 | 0 | 1382.9017 | 1429.25 | 68.4 | 0 | 1360.85 | Summer | FALSE | 0 | 0 | 0 | 0 | 0 | 0 | 1 | 0 | 1
1989-08-04 | 8 | 4 | 18:00 | 27.2 | 18 | 1 | 81 |  | 0 | 0 | 6.0377 | 6.0377 | 95% | 0.86583 | 59.2228 | 7.8026 | 4.3019 | 4.0868 | 0.21509 | 5% | 19.9196 | 0.8 | 0.8 | 0.8 | 54.72 | 7.2094 | 3.9748 | 3.9748 | 0 | 0% | 1367.5 | 59.2228 | 0 | 1308.2772 | 1367.5 | 54.72 | 0 | 1312.78 | Summer | FALSE | 0 | 0 | 0 | 0 | 0 | 0 | 1 | 0 | 1
1989-08-04 | 8 | 4 | 19:00 | 26.7 | 19 | 1 | 80 |  | 0 | 0 | 6.5627 | 6.5627 | 95% | 0.94112 | 64.3726 | 8.4811 | 4.676 | 4.4422 | 0.2338 | 5% | 17.2515 | 0.8 | 0.8 | 0.8 | 54.72 | 7.2094 | 3.9748 | 3.9748 | 0 | 0% | 1185 | 64.3726 | 0 | 1120.6274 | 1185 | 54.72 | 0 | 1130.28 | Summer | FALSE | 0 | 0 | 0 | 0 | 0 | 0 | 1 | 0 | 1
1989-08-04 | 8 | 4 | 20:00 | 25.6 | 20 | 1 | 78 |  | 0 | 0 | 5.7752 | 5.7752 | 95% | 0.82819 | 56.6479 | 7.4634 | 4.1148 | 3.9091 | 0.20574 | 5% | 17.7156 | 0.8 | 0.8 | 0.8 | 54.72 | 7.2094 | 3.9748 | 3.9748 | 0 | 0% | 1216.75 | 56.6479 | 0 | 1160.1021 | 1216.75 | 54.72 | 0 | 1162.03 | Summer | FALSE | 0 | 0 | 0 | 0 | 0 | 0 | 1 | 0 | 1
1989-08-04 | 8 | 4 | 21:00 | 25 | 21 | 1 | 77 |  | 0 | 0 | 4.7252 | 4.7252 | 95% | 0.67761 | 46.3483 | 6.1064 | 3.3667 | 3.1984 | 0.16833 | 5% | 16.6813 | 0.8 | 0.8 | 0.8 | 54.72 | 7.2094 | 3.9748 | 3.5439 | 0.43092 | 10.84% | 1146 | 46.3483 | 0 | 1099.6517 | 1146 | 54.72 | 0 | 1091.28 | Summer | FALSE | 0 | 0 | 0 | 0 | 0 | 0 | 1 | 0 | 1
1989-08-04 | 8 | 4 | 22:00 | 24.4 | 22 | 1 | 76 |  | 0 | 0 | 4.2002 | 4.2002 | 95% | 0.60232 | 41.1985 | 5.4279 | 2.9926 | 2.843 | 0.14963 | 5% | 15.5556 | 0.8 | 0.8 | 0.8 | 54.72 | 7.2094 | 3.9748 | 3.1501 | 0.82468 | 20.75% | 1069 | 41.1985 | 0 | 1027.8015 | 1069 | 54.72 | 0 | 1014.28 | Summer | FALSE | 0 | 0 | 0 | 0 | 0 | 0 | 1 | 0 | 1
1989-08-04 | 8 | 4 | 23:00 | 23.9 | 23 | 1 | 75 |  | 0 | 0 | 5.2502 | 5.2502 | 95% | 0.7529 | 51.4981 | 6.7849 | 3.7408 | 3.5537 | 0.18704 | 5% | 15.6835 | 0.8 | 0.8 | 0.8 | 54.72 | 7.2094 | 3.9748 | 3.9376 | 0.037156 | 0.9348% | 1077.75 | 51.4981 | 0 | 1026.2519 | 1077.75 | 54.72 | 0 | 1023.03 | Summer | FALSE | 0 | 0 | 0 | 0 | 0 | 0 | 1 | 0 | 1
1989-08-04 | 8 | 4 | 24:00 | 23.9 | 0 | 1 | 75 |  | 0 | 0 | 4.2002 | 4.2002 | 95% | 0.60232 | 41.1985 | 5.4279 | 2.9926 | 2.843 | 0.14963 | 5% | 15.614 | 0 | 0 | 0 | 0 | 0 | 0 | 0 | 0 | 0% | 1073 | 41.1985 | 0 | 1031.8015 | 1073 | 0 | 0 | 1073 | Summer | FALSE | 0 | 0 | 0 | 0 | 0 | 0 | 1 | 0 | 1
1989-08-05 | 8 | 5 | 1:00 | 23.3 | 1 | 1 | 74 |  | 0 | 0 | 3.9376 | 3.9376 | 95% | 0.56467 | 38.6235 | 5.0887 | 2.8056 | 2.6653 | 0.14028 | 5% | 15.7018 | 0 | 0 | 0 | 0 | 0 | 0 | 0 | 0 | 0% | 1079 | 38.6235 | 0 | 1040.3765 | 1079 | 0 | 0 | 1079 | Summer | FALSE | 0 | 0 | 0 | 0 | 0 | 0 | 1 | 0 | 1
1989-08-05 | 8 | 5 | 2:00 | 23.3 | 2 | 1 | 74 |  | 0 | 0 | 3.1501 | 3.1501 | 95% | 0 | 0 | 0 | 0 | 0 | 0 | 5% | 15.4934 | 0 | 0 | 0 | 0 | 0 | 0 | 0 | 0 | 0% | 1064.75 | 0 | 0 | 1064.75 | 1064.75 | 0 | 0 | 1064.75 | Summer | FALSE | 0 | 0 | 0 | 0 | 1 | 0 | 1 | 0 | 0
1989-08-05 | 8 | 5 | 3:00 | 23.3 | 3 | 1 | 74 |  | 0 | 0 | 3.4126 | 3.4126 | 95% | 0 | 0 | 0 | 0 | 0 | 0 | 5% | 14.9671 | 0 | 0 | 0 | 0 | 0 | 0 | 0 | 0 | 0% | 1028.75 | 0 | 0 | 1028.75 | 1028.75 | 0 | 0 | 1028.75 | Summer | FALSE | 0 | 0 | 0 | 0 | 1 | 0 | 1 | 0 | 0
1989-08-05 | 8 | 5 | 4:00 | 23.9 | 4 | 1 | 75 |  | 0 | 0 | 3.1501 | 3.1501 | 95% | 0 | 0 | 0 | 0 | 0 | 0 | 5% | 14.9781 | 0 | 0 | 0 | 0 | 0 | 0 | 0 | 0 | 0% | 1029.5 | 0 | 0 | 1029.5 | 1029.5 | 0 | 0 | 1029.5 | Summer | FALSE | 0 | 0 | 0 | 0 | 1 | 0 | 1 | 0 | 0
1989-08-05 | 8 | 5 | 5:00 | 23.9 | 5 | 1 | 75 |  | 0 | 0 | 3.1501 | 3.1501 | 95% | 0 | 0 | 0 | 0 | 0 | 0 | 5% | 14.7368 | 0 | 0 | 0 | 0 | 0 | 0 | 0 | 0 | 0% | 1013 | 0 | 0 | 1013 | 1013 | 0 | 0 | 1013 | Summer | FALSE | 0 | 0 | 0 | 0 | 1 | 0 | 1 | 0 | 0
1989-08-05 | 8 | 5 | 6:00 | 24.4 | 6 | 1 | 76 |  | 0 | 0 | 3.9376 | 3.9376 | 95% | 0.56467 | 38.6235 | 5.0887 | 2.8056 | 2.6653 | 0.14028 | 5% | 15.1023 | 0.8 | 0.8 | 0.8 | 54.72 | 7.2094 | 3.9748 | 2.9532 | 1.0216 | 25.7% | 1038 | 38.6235 | 0 | 999.3765 | 1038 | 54.72 | 0 | 983.28 | Summer | FALSE | 0 | 0 | 0 | 0 | 0 | 0 | 1 | 0 | 1
1989-08-05 | 8 | 5 | 7:00 | 24.4 | 7 | 1 | 76 |  | 0 | 0 | 4.7252 | 4.7252 | 95% | 0.67761 | 46.3483 | 6.1064 | 3.3667 | 3.1984 | 0.16833 | 5% | 17.2697 | 0.8 | 0.8 | 0.8 | 54.72 | 7.2094 | 3.9748 | 3.5439 | 0.43092 | 10.84% | 1186.25 | 46.3483 | 0 | 1139.9017 | 1186.25 | 54.72 | 0 | 1131.53 | Summer | FALSE | 0 | 0 | 0 | 0 | 0 | 0 | 1 | 0 | 1
1989-08-05 | 8 | 5 | 8:00 | 26.1 | 8 | 1 | 79 |  | 0 | 0 | 7.6128 | 7.6128 | 95% | 1 | 68.4 | 9.0117 | 4.9685 | 4.7201 | 0.24843 | 5% | 19.3713 | 0.8 | 0.8 | 0.8 | 54.72 | 7.2094 | 3.9748 | 3.9748 | 0 | 0% | 1330 | 68.4 | 0 | 1261.6 | 1330 | 54.72 | 0 | 1275.28 | Summer | FALSE | 0 | 0 | 0 | 0 | 0 | 0 | 0 | 1 | 1
1989-08-05 | 8 | 5 | 9:00 | 26.7 | 9 | 1 | 80 |  | 0 | 0 | 6.5627 | 6.5627 | 95% | 0.94112 | 64.3726 | 8.4811 | 4.676 | 4.4422 | 0.2338 | 5% | 20.4678 | 0.8 | 0.8 | 0.8 | 54.72 | 7.2094 | 3.9748 | 3.9748 | 0 | 0% | 1405 | 64.3726 | 0 | 1340.6274 | 1405 | 54.72 | 0 | 1350.28 | Summer | FALSE | 0 | 0 | 0 | 0 | 0 | 0 | 1 | 0 | 1
1989-08-05 | 8 | 5 | 10:00 | 26.1 | 10 | 1 | 79 |  | 0 | 0 | 6.0377 | 6.0377 | 95% | 0.86583 | 59.2228 | 7.8026 | 4.3019 | 4.0868 | 0.21509 | 5% | 20.8516 | 0.8 | 0.8 | 0.8 | 54.72 | 7.2094 | 3.9748 | 3.9748 | 0 | 0% | 1431.25 | 59.2228 | 0 | 1372.0272 | 1431.25 | 54.72 | 0 | 1376.53 | Summer | FALSE | 0 | 0 | 0 | 0 | 0 | 0 | 1 | 0 | 1
1989-08-05 | 8 | 5 | 11:00 | 27.8 | 11 | 1 | 82 |  | 0 | 0 | 5.2502 | 5.2502 | 95% | 0.7529 | 51.4981 | 6.7849 | 3.7408 | 3.5537 | 0.18704 | 5% | 19.9963 | 0.8 | 0.8 | 0.8 | 54.72 | 7.2094 | 3.9748 | 3.9376 | 0.037156 | 0.9348% | 1372.75 | 51.4981 | 0 | 1321.2519 | 1372.75 | 54.72 | 0 | 1318.03 | Summer | FALSE | 0 | 0 | 0 | 0 | 0 | 0 | 1 | 0 | 1
1989-08-05 | 8 | 5 | 12:00 | 27.2 | 12 | 1 | 81 |  | 0 | 0 | 5.2502 | 5.2502 | 95% | 0.7529 | 51.4981 | 6.7849 | 3.7408 | 3.5537 | 0.18704 | 5% | 20.9686 | 0.8 | 0.8 | 0.8 | 54.72 | 7.2094 | 3.9748 | 3.9376 | 0.037156 | 0.9348% | 1439.25 | 51.4981 | 0 | 1387.7519 | 1439.25 | 54.72 | 0 | 1384.53 | Summer | FALSE | 0 | 0 | 0 | 0 | 0 | 0 | 1 | 0 | 1
1989-08-05 | 8 | 5 | 13:00 | 26.7 | 13 | 1 | 80 |  | 0 | 0 | 4.7252 | 4.7252 | 95% | 0.67761 | 46.3483 | 6.1064 | 3.3667 | 3.1984 | 0.16833 | 5% | 20.5994 | 1 | 1 | 1 | 68.4 | 9.0117 | 4.9685 | 3.5439 | 1.4246 | 28.67% | 1414 | 46.3483 | 0 | 1367.6517 | 1414 | 68.4 | 0 | 1345.6 | Summer | FALSE | 1 | 1 | 46.3483 | 68.4 | 0 | 0 | 1 | 0 | 1
1989-08-05 | 8 | 5 | 14:00 | 29.4 | 14 | 1 | 85 |  | 0 | 0 | 3.9376 | 3.9376 | 95% | 0.56467 | 38.6235 | 5.0887 | 2.8056 | 2.6653 | 0.14028 | 5% | 21.0307 | 1 | 1 | 1 | 68.4 | 9.0117 | 4.9685 | 2.9532 | 2.0153 | 40.56% | 1443.5 | 38.6235 | 0 | 1404.8765 | 1443.5 | 68.4 | 0 | 1375.1 | Summer | FALSE | 1 | 1 | 38.6235 | 68.4 | 0 | 0 | 1 | 0 | 1
1989-08-05 | 8 | 5 | 15:00 | 31.7 | 15 | 1 | 89 |  | 0 | 0 | 3.6751 | 3.6751 | 95% | 0.52703 | 36.0486 | 4.7494 | 2.6185 | 2.4876 | 0.13093 | 5% | 21.1806 | 1 | 1 | 1 | 68.4 | 9.0117 | 4.9685 | 2.7564 | 2.2121 | 44.52% | 1453.75 | 36.0486 | 0 | 1417.7014 | 1453.75 | 68.4 | 0 | 1385.35 | Summer | FALSE | 1 | 1 | 36.0486 | 68.4 | 0 | 0 | 1 | 0 | 1
1989-08-05 | 8 | 5 | 16:00 | 31.1 | 16 | 1 | 88 |  | 0 | 0 | 3.6751 | 3.6751 | 95% | 0.52703 | 36.0486 | 4.7494 | 2.6185 | 2.4876 | 0.13093 | 5% | 21.1111 | 1 | 1 | 1 | 68.4 | 9.0117 | 4.9685 | 2.7564 | 2.2121 | 44.52% | 1449 | 36.0486 | 0 | 1412.9514 | 1449 | 68.4 | 0 | 1380.6 | Summer | FALSE | 1 | 1 | 36.0486 | 68.4 | 0 | 0 | 1 | 0 | 1
1989-08-05 | 8 | 5 | 17:00 | 31.7 | 17 | 1 | 89 |  | 0 | 0 | 4.7252 | 4.7252 | 95% | 0.67761 | 46.3483 | 6.1064 | 3.3667 | 3.1984 | 0.16833 | 5% | 20.519 | 1 | 1 | 1 | 68.4 | 9.0117 | 4.9685 | 3.5439 | 1.4246 | 28.67% | 1408.5 | 46.3483 | 0 | 1362.1517 | 1408.5 | 68.4 | 0 | 1340.1 | Summer | FALSE | 0 | 0 | 0 | 0 | 0 | 0 | 1 | 0 | 1
1989-08-05 | 8 | 5 | 18:00 | 31.1 | 18 | 1 | 88 |  | 0 | 0 | 6.0377 | 6.0377 | 95% | 0.86583 | 59.2228 | 7.8026 | 4.3019 | 4.0868 | 0.21509 | 5% | 19.8501 | 0.8 | 0.8 | 0.8 | 54.72 | 7.2094 | 3.9748 | 3.9748 | 0 | 0% | 1362.75 | 59.2228 | 0 | 1303.5272 | 1362.75 | 54.72 | 0 | 1308.03 | Summer | FALSE | 0 | 0 | 0 | 0 | 0 | 0 | 1 | 0 | 1
1989-08-05 | 8 | 5 | 19:00 | 27.8 | 19 | 1 | 82 |  | 0 | 0 | 6.5627 | 6.5627 | 95% | 0.94112 | 64.3726 | 8.4811 | 4.676 | 4.4422 | 0.2338 | 5% | 19.1667 | 0.8 | 0.8 | 0.8 | 54.72 | 7.2094 | 3.9748 | 3.9748 | 0 | 0% | 1316 | 64.3726 | 0 | 1251.6274 | 1316 | 54.72 | 0 | 1261.28 | Summer | FALSE | 0 | 0 | 0 | 0 | 0 | 0 | 1 | 0 | 1
1989-08-05 | 8 | 5 | 20:00 | 28.3 | 20 | 1 | 83 |  | 0 | 0 | 5.7752 | 5.7752 | 95% | 0.82819 | 56.6479 | 7.4634 | 4.1148 | 3.9091 | 0.20574 | 5% | 19.2507 | 0.8 | 0.8 | 0.8 | 54.72 | 7.2094 | 3.9748 | 3.9748 | 0 | 0% | 1321.75 | 56.6479 | 0 | 1265.1021 | 1321.75 | 54.72 | 0 | 1267.03 | Summer | FALSE | 0 | 0 | 0 | 0 | 0 | 0 | 1 | 0 | 1
1989-08-05 | 8 | 5 | 21:00 | 26.1 | 21 | 1 | 79 |  | 0 | 0 | 4.7252 | 4.7252 | 95% | 0.67761 | 46.3483 | 6.1064 | 3.3667 | 3.1984 | 0.16833 | 5% | 16.2135 | 0.8 | 0.8 | 0.8 | 54.72 | 7.2094 | 3.9748 | 3.5439 | 0.43092 | 10.84% | 1114 | 46.3483 | 0 | 1067.6517 | 1114 | 54.72 | 0 | 1059.28 | Summer | FALSE | 0 | 0 | 0 | 0 | 0 | 0 | 1 | 0 | 1
1989-08-05 | 8 | 5 | 22:00 | 25.6 | 22 | 1 | 78 |  | 0 | 0 | 4.2002 | 4.2002 | 95% | 0.60232 | 41.1985 | 5.4279 | 2.9926 | 2.843 | 0.14963 | 5% | 16.1842 | 0.8 | 0.8 | 0.8 | 54.72 | 7.2094 | 3.9748 | 3.1501 | 0.82468 | 20.75% | 1112 | 41.1985 | 0 | 1070.8015 | 1112 | 54.72 | 0 | 1057.28 | Summer | FALSE | 0 | 0 | 0 | 0 | 0 | 0 | 1 | 0 | 1
1989-08-05 | 8 | 5 | 23:00 | 25 | 23 | 1 | 77 |  | 0 | 0 | 5.2502 | 5.2502 | 95% | 0.7529 | 51.4981 | 6.7849 | 3.7408 | 3.5537 | 0.18704 | 5% | 15.8443 | 0.8 | 0.8 | 0.8 | 54.72 | 7.2094 | 3.9748 | 3.9376 | 0.037156 | 0.9348% | 1088.75 | 51.4981 | 0 | 1037.2519 | 1088.75 | 54.72 | 0 | 1034.03 | Summer | FALSE | 0 | 0 | 0 | 0 | 0 | 0 | 1 | 0 | 1
1989-08-05 | 8 | 5 | 24:00 | 23.3 | 0 | 1 | 74 |  | 0 | 0 | 4.2002 | 4.2002 | 95% | 0.60232 | 41.1985 | 5.4279 | 2.9926 | 2.843 | 0.14963 | 5% | 15.5702 | 0 | 0 | 0 | 0 | 0 | 0 | 0 | 0 | 0% | 1070 | 41.1985 | 0 | 1028.8015 | 1070 | 0 | 0 | 1070 | Summer | FALSE | 0 | 0 | 0 | 0 | 0 | 0 | 1 | 0 | 1
1989-08-06 | 8 | 6 | 1:00 | 22.8 | 1 | 1 | 73 |  | 0 | 0 | 3.9376 | 3.9376 | 95% | 0.56467 | 38.6235 | 5.0887 | 2.8056 | 2.6653 | 0.14028 | 5% | 15.4313 | 0 | 0 | 0 | 0 | 0 | 0 | 0 | 0 | 0% | 1060.5 | 38.6235 | 0 | 1021.8765 | 1060.5 | 0 | 0 | 1060.5 | Summer | FALSE | 0 | 0 | 0 | 0 | 0 | 0 | 1 | 0 | 1
1989-08-06 | 8 | 6 | 2:00 | 22.8 | 2 | 1 | 73 |  | 0 | 0 | 3.1501 | 3.1501 | 95% | 0 | 0 | 0 | 0 | 0 | 0 | 5% | 14.7844 | 0 | 0 | 0 | 0 | 0 | 0 | 0 | 0 | 0% | 1016.25 | 0 | 0 | 1016.25 | 1016.25 | 0 | 0 | 1016.25 | Summer | FALSE | 0 | 0 | 0 | 0 | 1 | 0 | 1 | 0 | 0
1989-08-06 | 8 | 6 | 3:00 | 23.3 | 3 | 1 | 74 |  | 0 | 0 | 3.4126 | 3.4126 | 95% | 0 | 0 | 0 | 0 | 0 | 0 | 5% | 14.3165 | 0 | 0 | 0 | 0 | 0 | 0 | 0 | 0 | 0% | 984.25 | 0 | 0 | 984.25 | 984.25 | 0 | 0 | 984.25 | Summer | FALSE | 0 | 0 | 0 | 0 | 1 | 0 | 1 | 0 | 0
1989-08-06 | 8 | 6 | 4:00 | 22.8 | 4 | 1 | 73 |  | 0 | 0 | 3.1501 | 3.1501 | 95% | 0 | 0 | 0 | 0 | 0 | 0 | 5% | 14.0424 | 0 | 0 | 0 | 0 | 0 | 0 | 0 | 0 | 0% | 965.5 | 0 | 0 | 965.5 | 965.5 | 0 | 0 | 965.5 | Summer | FALSE | 0 | 0 | 0 | 0 | 1 | 0 | 1 | 0 | 0
1989-08-06 | 8 | 6 | 5:00 | 22.8 | 5 | 1 | 73 |  | 0 | 0 | 3.1501 | 3.1501 | 95% | 0 | 0 | 0 | 0 | 0 | 0 | 5% | 14.5139 | 0 | 0 | 0 | 0 | 0 | 0 | 0 | 0 | 0% | 997.75 | 0 | 0 | 997.75 | 997.75 | 0 | 0 | 997.75 | Summer | FALSE | 0 | 0 | 0 | 0 | 1 | 0 | 1 | 0 | 0
1989-08-06 | 8 | 6 | 6:00 | 23.3 | 6 | 1 | 74 |  | 0 | 0 | 3.9376 | 3.9376 | 95% | 0.56467 | 38.6235 | 5.0887 | 2.8056 | 2.6653 | 0.14028 | 5% | 14.8355 | 0.8 | 0.8 | 0.8 | 54.72 | 7.2094 | 3.9748 | 2.9532 | 1.0216 | 25.7% | 1019.75 | 38.6235 | 0 | 981.1265 | 1019.75 | 54.72 | 0 | 965.03 | Summer | FALSE | 0 | 0 | 0 | 0 | 0 | 0 | 1 | 0 | 1
1989-08-06 | 8 | 6 | 7:00 | 23.9 | 7 | 1 | 75 |  | 0 | 0 | 4.7252 | 4.7252 | 95% | 0.67761 | 46.3483 | 6.1064 | 3.3667 | 3.1984 | 0.16833 | 5% | 16.8969 | 0.8 | 0.8 | 0.8 | 54.72 | 7.2094 | 3.9748 | 3.5439 | 0.43092 | 10.84% | 1160.75 | 46.3483 | 0 | 1114.4017 | 1160.75 | 54.72 | 0 | 1106.03 | Summer | FALSE | 0 | 0 | 0 | 0 | 0 | 0 | 1 | 0 | 1
1989-08-06 | 8 | 6 | 8:00 | 23.9 | 8 | 1 | 75 |  | 0 | 0 | 7.6128 | 7.6128 | 95% | 1 | 68.4 | 9.0117 | 4.9685 | 4.7201 | 0.24843 | 5% | 17.0504 | 0.8 | 0.8 | 0.8 | 54.72 | 7.2094 | 3.9748 | 3.9748 | 0 | 0% | 1171.25 | 68.4 | 0 | 1102.85 | 1171.25 | 54.72 | 0 | 1116.53 | Summer | FALSE | 0 | 0 | 0 | 0 | 0 | 0 | 0 | 1 | 1
1989-08-06 | 8 | 6 | 9:00 | 24.4 | 9 | 1 | 76 |  | 0 | 0 | 6.5627 | 6.5627 | 95% | 0.94112 | 64.3726 | 8.4811 | 4.676 | 4.4422 | 0.2338 | 5% | 17.5 | 0.8 | 0.8 | 0.8 | 54.72 | 7.2094 | 3.9748 | 3.9748 | 0 | 0% | 1202 | 64.3726 | 0 | 1137.6274 | 1202 | 54.72 | 0 | 1147.28 | Summer | FALSE | 0 | 0 | 0 | 0 | 0 | 0 | 1 | 0 | 1
1989-08-06 | 8 | 6 | 10:00 | 23.3 | 10 | 1 | 74 |  | 0 | 0 | 6.0377 | 6.0377 | 95% | 0.86583 | 59.2228 | 7.8026 | 4.3019 | 4.0868 | 0.21509 | 5% | 18.1542 | 0.8 | 0.8 | 0.8 | 54.72 | 7.2094 | 3.9748 | 3.9748 | 0 | 0% | 1246.75 | 59.2228 | 0 | 1187.5272 | 1246.75 | 54.72 | 0 | 1192.03 | Summer | FALSE | 0 | 0 | 0 | 0 | 0 | 0 | 1 | 0 | 1
1989-08-06 | 8 | 6 | 11:00 | 24.4 | 11 | 1 | 76 |  | 0 | 0 | 5.2502 | 5.2502 | 95% | 0.7529 | 51.4981 | 6.7849 | 3.7408 | 3.5537 | 0.18704 | 5% | 18.2529 | 0.8 | 0.8 | 0.8 | 54.72 | 7.2094 | 3.9748 | 3.9376 | 0.037156 | 0.9348% | 1253.5 | 51.4981 | 0 | 1202.0019 | 1253.5 | 54.72 | 0 | 1198.78 | Summer | FALSE | 0 | 0 | 0 | 0 | 0 | 0 | 1 | 0 | 1
1989-08-06 | 8 | 6 | 12:00 | 26.1 | 12 | 1 | 79 |  | 0 | 0 | 5.2502 | 5.2502 | 95% | 0.7529 | 51.4981 | 6.7849 | 3.7408 | 3.5537 | 0.18704 | 5% | 18.6513 | 0.8 | 0.8 | 0.8 | 54.72 | 7.2094 | 3.9748 | 3.9376 | 0.037156 | 0.9348% | 1280.75 | 51.4981 | 0 | 1229.2519 | 1280.75 | 54.72 | 0 | 1226.03 | Summer | FALSE | 0 | 0 | 0 | 0 | 0 | 0 | 1 | 0 | 1
1989-08-06 | 8 | 6 | 13:00 | 29.4 | 13 | 1 | 85 |  | 0 | 0 | 4.7252 | 4.7252 | 95% | 0.67761 | 46.3483 | 6.1064 | 3.3667 | 3.1984 | 0.16833 | 5% | 18.1031 | 1 | 1 | 1 | 68.4 | 9.0117 | 4.9685 | 3.5439 | 1.4246 | 28.67% | 1243.25 | 46.3483 | 0 | 1196.9017 | 1243.25 | 68.4 | 0 | 1174.85 | Summer | FALSE | 1 | 1 | 46.3483 | 68.4 | 0 | 0 | 1 | 0 | 1
1989-08-06 | 8 | 6 | 14:00 | 30.6 | 14 | 1 | 87 |  | 0 | 0 | 3.9376 | 3.9376 | 95% | 0.56467 | 38.6235 | 5.0887 | 2.8056 | 2.6653 | 0.14028 | 5% | 18.4649 | 1 | 1 | 1 | 68.4 | 9.0117 | 4.9685 | 2.9532 | 2.0153 | 40.56% | 1268 | 38.6235 | 0 | 1229.3765 | 1268 | 68.4 | 0 | 1199.6 | Summer | FALSE | 1 | 1 | 38.6235 | 68.4 | 0 | 0 | 1 | 0 | 1
1989-08-06 | 8 | 6 | 15:00 | 31.1 | 15 | 1 | 88 |  | 0 | 0 | 3.6751 | 3.6751 | 95% | 0.52703 | 36.0486 | 4.7494 | 2.6185 | 2.4876 | 0.13093 | 5% | 18.4539 | 1 | 1 | 1 | 68.4 | 9.0117 | 4.9685 | 2.7564 | 2.2121 | 44.52% | 1267.25 | 36.0486 | 0 | 1231.2014 | 1267.25 | 68.4 | 0 | 1198.85 | Summer | FALSE | 1 | 1 | 36.0486 | 68.4 | 0 | 0 | 1 | 0 | 1
1989-08-06 | 8 | 6 | 16:00 | 31.1 | 16 | 1 | 88 |  | 0 | 0 | 3.6751 | 3.6751 | 95% | 0.52703 | 36.0486 | 4.7494 | 2.6185 | 2.4876 | 0.13093 | 5% | 18.527 | 1 | 1 | 1 | 68.4 | 9.0117 | 4.9685 | 2.7564 | 2.2121 | 44.52% | 1272.25 | 36.0486 | 0 | 1236.2014 | 1272.25 | 68.4 | 0 | 1203.85 | Summer | FALSE | 1 | 1 | 36.0486 | 68.4 | 0 | 0 | 1 | 0 | 1
1989-08-06 | 8 | 6 | 17:00 | 28.9 | 17 | 1 | 84 |  | 0 | 0 | 4.7252 | 4.7252 | 95% | 0.67761 | 46.3483 | 6.1064 | 3.3667 | 3.1984 | 0.16833 | 5% | 17.7851 | 1 | 1 | 1 | 68.4 | 9.0117 | 4.9685 | 3.5439 | 1.4246 | 28.67% | 1221.5 | 46.3483 | 0 | 1175.1517 | 1221.5 | 68.4 | 0 | 1153.1 | Summer | FALSE | 0 | 0 | 0 | 0 | 0 | 0 | 1 | 0 | 1
1989-08-06 | 8 | 6 | 18:00 | 24.4 | 18 | 1 | 76 |  | 0 | 0 | 6.0377 | 6.0377 | 95% | 0.86583 | 59.2228 | 7.8026 | 4.3019 | 4.0868 | 0.21509 | 5% | 16.3268 | 0.8 | 0.8 | 0.8 | 54.72 | 7.2094 | 3.9748 | 3.9748 | 0 | 0% | 1121.75 | 59.2228 | 0 | 1062.5272 | 1121.75 | 54.72 | 0 | 1067.03 | Summer | FALSE | 0 | 0 | 0 | 0 | 0 | 0 | 1 | 0 | 1
1989-08-06 | 8 | 6 | 19:00 | 25.6 | 19 | 1 | 78 |  | 0 | 0 | 6.5627 | 6.5627 | 95% | 0.94112 | 64.3726 | 8.4811 | 4.676 | 4.4422 | 0.2338 | 5% | 15.0219 | 0.8 | 0.8 | 0.8 | 54.72 | 7.2094 | 3.9748 | 3.9748 | 0 | 0% | 1032.5 | 64.3726 | 0 | 968.1274 | 1032.5 | 54.72 | 0 | 977.78 | Summer | FALSE | 0 | 0 | 0 | 0 | 0 | 0 | 1 | 0 | 1
1989-08-06 | 8 | 6 | 20:00 | 23.3 | 20 | 1 | 74 |  | 0 | 0 | 5.7752 | 5.7752 | 95% | 0.82819 | 56.6479 | 7.4634 | 4.1148 | 3.9091 | 0.20574 | 5% | 14.7844 | 0.8 | 0.8 | 0.8 | 54.72 | 7.2094 | 3.9748 | 3.9748 | 0 | 0% | 1016.25 | 56.6479 | 0 | 959.6021 | 1016.25 | 54.72 | 0 | 961.53 | Summer | FALSE | 0 | 0 | 0 | 0 | 0 | 0 | 1 | 0 | 1
1989-08-06 | 8 | 6 | 21:00 | 25 | 21 | 1 | 77 |  | 0 | 0 | 4.7252 | 4.7252 | 95% | 0.67761 | 46.3483 | 6.1064 | 3.3667 | 3.1984 | 0.16833 | 5% | 14.152 | 0.8 | 0.8 | 0.8 | 54.72 | 7.2094 | 3.9748 | 3.5439 | 0.43092 | 10.84% | 973 | 46.3483 | 0 | 926.6517 | 973 | 54.72 | 0 | 918.28 | Summer | FALSE | 0 | 0 | 0 | 0 | 0 | 0 | 1 | 0 | 1
1989-08-06 | 8 | 6 | 22:00 | 23.3 | 22 | 1 | 74 |  | 0 | 0 | 4.2002 | 4.2002 | 95% | 0.60232 | 41.1985 | 5.4279 | 2.9926 | 2.843 | 0.14963 | 5% | 13.7719 | 0.8 | 0.8 | 0.8 | 54.72 | 7.2094 | 3.9748 | 3.1501 | 0.82468 | 20.75% | 947 | 41.1985 | 0 | 905.8015 | 947 | 54.72 | 0 | 892.28 | Summer | FALSE | 0 | 0 | 0 | 0 | 0 | 0 | 1 | 0 | 1
1989-08-06 | 8 | 6 | 23:00 | 23.3 | 23 | 1 | 74 |  | 0 | 0 | 5.2502 | 5.2502 | 95% | 0.7529 | 51.4981 | 6.7849 | 3.7408 | 3.5537 | 0.18704 | 5% | 13.6915 | 0.8 | 0.8 | 0.8 | 54.72 | 7.2094 | 3.9748 | 3.9376 | 0.037156 | 0.9348% | 941.5 | 51.4981 | 0 | 890.0019 | 941.5 | 54.72 | 0 | 886.78 | Summer | FALSE | 0 | 0 | 0 | 0 | 0 | 0 | 1 | 0 | 1
1989-08-06 | 8 | 6 | 24:00 | 22.8 | 0 | 1 | 73 |  | 0 | 0 | 4.2002 | 4.2002 | 95% | 0.60232 | 41.1985 | 5.4279 | 2.9926 | 2.843 | 0.14963 | 5% | 13.8121 | 0 | 0 | 0 | 0 | 0 | 0 | 0 | 0 | 0% | 949.75 | 41.1985 | 0 | 908.5515 | 949.75 | 0 | 0 | 949.75 | Summer | FALSE | 0 | 0 | 0 | 0 | 0 | 0 | 1 | 0 | 1
1989-08-07 | 8 | 7 | 1:00 | 22.8 | 1 | 1 | 73 |  | 0 | 0 | 3.9376 | 3.9376 | 95% | 0.56467 | 38.6235 | 5.0887 | 2.8056 | 2.6653 | 0.14028 | 5% | 13.5307 | 0 | 0 | 0 | 0 | 0 | 0 | 0 | 0 | 0% | 930.5 | 38.6235 | 0 | 891.8765 | 930.5 | 0 | 0 | 930.5 | Summer | FALSE | 0 | 0 | 0 | 0 | 0 | 0 | 1 | 0 | 1
1989-08-07 | 8 | 7 | 2:00 | 22.8 | 2 | 1 | 73 |  | 0 | 0 | 3.1501 | 3.1501 | 95% | 0 | 0 | 0 | 0 | 0 | 0 | 5% | 13.2968 | 0 | 0 | 0 | 0 | 0 | 0 | 0 | 0 | 0% | 914.5 | 0 | 0 | 914.5 | 914.5 | 0 | 0 | 914.5 | Summer | FALSE | 0 | 0 | 0 | 0 | 1 | 0 | 1 | 0 | 0
1989-08-07 | 8 | 7 | 3:00 | 23.3 | 3 | 1 | 74 |  | 0 | 0 | 3.4126 | 3.4126 | 95% | 0 | 0 | 0 | 0 | 0 | 0 | 5% | 13.1177 | 0 | 0 | 0 | 0 | 0 | 0 | 0 | 0 | 0% | 902.25 | 0 | 0 | 902.25 | 902.25 | 0 | 0 | 902.25 | Summer | FALSE | 0 | 0 | 0 | 0 | 1 | 0 | 1 | 0 | 0
1989-08-07 | 8 | 7 | 4:00 | 22.8 | 4 | 1 | 73 |  | 0 | 0 | 3.1501 | 3.1501 | 95% | 0 | 0 | 0 | 0 | 0 | 0 | 5% | 13.6915 | 0 | 0 | 0 | 0 | 0 | 0 | 0 | 0 | 0% | 941.5 | 0 | 0 | 941.5 | 941.5 | 0 | 0 | 941.5 | Summer | FALSE | 0 | 0 | 0 | 0 | 1 | 0 | 1 | 0 | 0
1989-08-07 | 8 | 7 | 5:00 | 22.8 | 5 | 1 | 73 |  | 0 | 0 | 3.1501 | 3.1501 | 95% | 0 | 0 | 0 | 0 | 0 | 0 | 5% | 13.03 | 0 | 0 | 0 | 0 | 0 | 0 | 0 | 0 | 0% | 896.25 | 0 | 0 | 896.25 | 896.25 | 0 | 0 | 896.25 | Summer | FALSE | 0 | 0 | 0 | 0 | 1 | 0 | 1 | 0 | 0
1989-08-07 | 8 | 7 | 6:00 | 22.8 | 6 | 1 | 73 |  | 0 | 0 | 3.9376 | 3.9376 | 95% | 0.56467 | 38.6235 | 5.0887 | 2.8056 | 2.6653 | 0.14028 | 5% | 13.1104 | 0.8 | 0.8 | 0.8 | 54.72 | 7.2094 | 3.9748 | 2.9532 | 1.0216 | 25.7% | 901.75 | 38.6235 | 0 | 863.1265 | 901.75 | 54.72 | 0 | 847.03 | Summer | FALSE | 0 | 0 | 0 | 0 | 0 | 0 | 1 | 0 | 1
1989-08-07 | 8 | 7 | 7:00 | 23.9 | 7 | 1 | 75 |  | 0 | 0 | 4.7252 | 4.7252 | 95% | 0.67761 | 46.3483 | 6.1064 | 3.3667 | 3.1984 | 0.16833 | 5% | 14.9342 | 0.8 | 0.8 | 0.8 | 54.72 | 7.2094 | 3.9748 | 3.5439 | 0.43092 | 10.84% | 1026.5 | 46.3483 | 0 | 980.1517 | 1026.5 | 54.72 | 0 | 971.78 | Summer | FALSE | 0 | 0 | 0 | 0 | 0 | 0 | 1 | 0 | 1
1989-08-07 | 8 | 7 | 8:00 | 26.1 | 8 | 1 | 79 |  | 0 | 0 | 7.6128 | 7.6128 | 95% | 1 | 68.4 | 9.0117 | 4.9685 | 4.7201 | 0.24843 | 5% | 15.53 | 0.8 | 0.8 | 0.8 | 54.72 | 7.2094 | 3.9748 | 3.9748 | 0 | 0% | 1067.25 | 68.4 | 0 | 998.85 | 1067.25 | 54.72 | 0 | 1012.53 | Summer | FALSE | 0 | 0 | 0 | 0 | 0 | 0 | 0 | 1 | 1
1989-08-07 | 8 | 7 | 9:00 | 27.2 | 9 | 1 | 81 |  | 0 | 0 | 6.5627 | 6.5627 | 95% | 0.94112 | 64.3726 | 8.4811 | 4.676 | 4.4422 | 0.2338 | 5% | 16.3121 | 0.8 | 0.8 | 0.8 | 54.72 | 7.2094 | 3.9748 | 3.9748 | 0 | 0% | 1120.75 | 64.3726 | 0 | 1056.3774 | 1120.75 | 54.72 | 0 | 1066.03 | Summer | FALSE | 0 | 0 | 0 | 0 | 0 | 0 | 1 | 0 | 1
1989-08-07 | 8 | 7 | 10:00 | 28.9 | 10 | 1 | 84 |  | 0 | 0 | 6.0377 | 6.0377 | 95% | 0.86583 | 59.2228 | 7.8026 | 4.3019 | 4.0868 | 0.21509 | 5% | 16.1586 | 0.8 | 0.8 | 0.8 | 54.72 | 7.2094 | 3.9748 | 3.9748 | 0 | 0% | 1110.25 | 59.2228 | 0 | 1051.0272 | 1110.25 | 54.72 | 0 | 1055.53 | Summer | FALSE | 0 | 0 | 0 | 0 | 0 | 0 | 1 | 0 | 1
1989-08-07 | 8 | 7 | 11:00 | 28.3 | 11 | 1 | 83 |  | 0 | 0 | 5.2502 | 5.2502 | 95% | 0.7529 | 51.4981 | 6.7849 | 3.7408 | 3.5537 | 0.18704 | 5% | 16.8385 | 0.8 | 0.8 | 0.8 | 54.72 | 7.2094 | 3.9748 | 3.9376 | 0.037156 | 0.9348% | 1156.75 | 51.4981 | 0 | 1105.2519 | 1156.75 | 54.72 | 0 | 1102.03 | Summer | FALSE | 0 | 0 | 0 | 0 | 0 | 0 | 1 | 0 | 1
1989-08-07 | 8 | 7 | 12:00 | 28.9 | 12 | 1 | 84 |  | 0 | 0 | 5.2502 | 5.2502 | 95% | 0.7529 | 51.4981 | 6.7849 | 3.7408 | 3.5537 | 0.18704 | 5% | 17.0833 | 0.8 | 0.8 | 0.8 | 54.72 | 7.2094 | 3.9748 | 3.9376 | 0.037156 | 0.9348% | 1173.5 | 51.4981 | 0 | 1122.0019 | 1173.5 | 54.72 | 0 | 1118.78 | Summer | FALSE | 0 | 0 | 0 | 0 | 0 | 0 | 1 | 0 | 1
1989-08-07 | 8 | 7 | 13:00 | 27.8 | 13 | 1 | 82 |  | 0 | 0 | 4.7252 | 4.7252 | 95% | 0.67761 | 46.3483 | 6.1064 | 3.3667 | 3.1984 | 0.16833 | 5% | 16.7946 | 1 | 1 | 1 | 68.4 | 9.0117 | 4.9685 | 3.5439 | 1.4246 | 28.67% | 1153.75 | 46.3483 | 0 | 1107.4017 | 1153.75 | 68.4 | 0 | 1085.35 | Summer | FALSE | 1 | 1 | 46.3483 | 68.4 | 0 | 0 | 1 | 0 | 1
1989-08-07 | 8 | 7 | 14:00 | 27.8 | 14 | 1 | 82 |  | 0 | 0 | 3.9376 | 3.9376 | 95% | 0.56467 | 38.6235 | 5.0887 | 2.8056 | 2.6653 | 0.14028 | 5% | 16.3414 | 1 | 1 | 1 | 68.4 | 9.0117 | 4.9685 | 2.9532 | 2.0153 | 40.56% | 1122.75 | 38.6235 | 0 | 1084.1265 | 1122.75 | 68.4 | 0 | 1054.35 | Summer | FALSE | 1 | 1 | 38.6235 | 68.4 | 0 | 0 | 1 | 0 | 1
1989-08-07 | 8 | 7 | 15:00 | 26.1 | 15 | 1 | 79 |  | 0 | 0 | 3.6751 | 3.6751 | 95% | 0.52703 | 36.0486 | 4.7494 | 2.6185 | 2.4876 | 0.13093 | 5% | 16.9444 | 1 | 1 | 1 | 68.4 | 9.0117 | 4.9685 | 2.7564 | 2.2121 | 44.52% | 1164 | 36.0486 | 0 | 1127.9514 | 1164 | 68.4 | 0 | 1095.6 | Summer | FALSE | 1 | 1 | 36.0486 | 68.4 | 0 | 0 | 1 | 0 | 1
1989-08-07 | 8 | 7 | 16:00 | 25 | 16 | 1 | 77 |  | 0 | 0 | 3.6751 | 3.6751 | 95% | 0.52703 | 36.0486 | 4.7494 | 2.6185 | 2.4876 | 0.13093 | 5% | 17.3209 | 1 | 1 | 1 | 68.4 | 9.0117 | 4.9685 | 2.7564 | 2.2121 | 44.52% | 1189.75 | 36.0486 | 0 | 1153.7014 | 1189.75 | 68.4 | 0 | 1121.35 | Summer | FALSE | 1 | 1 | 36.0486 | 68.4 | 0 | 0 | 1 | 0 | 1
1989-08-07 | 8 | 7 | 17:00 | 23.9 | 17 | 1 | 75 |  | 0 | 0 | 4.7252 | 4.7252 | 95% | 0.67761 | 46.3483 | 6.1064 | 3.3667 | 3.1984 | 0.16833 | 5% | 16.3012 | 1 | 1 | 1 | 68.4 | 9.0117 | 4.9685 | 3.5439 | 1.4246 | 28.67% | 1120 | 46.3483 | 0 | 1073.6517 | 1120 | 68.4 | 0 | 1051.6 | Summer | FALSE | 0 | 0 | 0 | 0 | 0 | 0 | 1 | 0 | 1
1989-08-07 | 8 | 7 | 18:00 | 23.9 | 18 | 1 | 75 |  | 0 | 0 | 6.0377 | 6.0377 | 95% | 0.86583 | 59.2228 | 7.8026 | 4.3019 | 4.0868 | 0.21509 | 5% | 15.7018 | 0.8 | 0.8 | 0.8 | 54.72 | 7.2094 | 3.9748 | 3.9748 | 0 | 0% | 1079 | 59.2228 | 0 | 1019.7772 | 1079 | 54.72 | 0 | 1024.28 | Summer | FALSE | 0 | 0 | 0 | 0 | 0 | 0 | 1 | 0 | 1
1989-08-07 | 8 | 7 | 19:00 | 22.8 | 19 | 1 | 73 |  | 0 | 0 | 6.5627 | 6.5627 | 95% | 0.94112 | 64.3726 | 8.4811 | 4.676 | 4.4422 | 0.2338 | 5% | 14.8904 | 0.8 | 0.8 | 0.8 | 54.72 | 7.2094 | 3.9748 | 3.9748 | 0 | 0% | 1023.5 | 64.3726 | 0 | 959.1274 | 1023.5 | 54.72 | 0 | 968.78 | Summer | FALSE | 0 | 0 | 0 | 0 | 0 | 0 | 1 | 0 | 1
1989-08-07 | 8 | 7 | 20:00 | 22.8 | 20 | 1 | 73 |  | 0 | 0 | 5.7752 | 5.7752 | 95% | 0.82819 | 56.6479 | 7.4634 | 4.1148 | 3.9091 | 0.20574 | 5% | 14.6308 | 0.8 | 0.8 | 0.8 | 54.72 | 7.2094 | 3.9748 | 3.9748 | 0 | 0% | 1005.75 | 56.6479 | 0 | 949.1021 | 1005.75 | 54.72 | 0 | 951.03 | Summer | FALSE | 0 | 0 | 0 | 0 | 0 | 0 | 1 | 0 | 1
1989-08-07 | 8 | 7 | 21:00 | 21.7 | 21 | 1 | 71 |  | 0 | 0 | 4.7252 | 4.7252 | 95% | 0.67761 | 46.3483 | 6.1064 | 3.3667 | 3.1984 | 0.16833 | 5% | 13.8341 | 0.8 | 0.8 | 0.8 | 54.72 | 7.2094 | 3.9748 | 3.5439 | 0.43092 | 10.84% | 951.25 | 46.3483 | 0 | 904.9017 | 951.25 | 54.72 | 0 | 896.53 | Summer | FALSE | 0 | 0 | 0 | 0 | 0 | 0 | 1 | 0 | 1
1989-08-07 | 8 | 7 | 22:00 | 21.7 | 22 | 1 | 71 |  | 0 | 0 | 4.2002 | 4.2002 | 95% | 0.60232 | 41.1985 | 5.4279 | 2.9926 | 2.843 | 0.14963 | 5% | 13.655 | 0.8 | 0.8 | 0.8 | 54.72 | 7.2094 | 3.9748 | 3.1501 | 0.82468 | 20.75% | 939 | 41.1985 | 0 | 897.8015 | 939 | 54.72 | 0 | 884.28 | Summer | FALSE | 0 | 0 | 0 | 0 | 0 | 0 | 1 | 0 | 1
1989-08-07 | 8 | 7 | 23:00 | 19.4 | 23 | 1 | 67 |  | 0 | 0 | 5.2502 | 5.2502 | 95% | 0.7529 | 51.4981 | 6.7849 | 3.7408 | 3.5537 | 0.18704 | 5% | 13.3991 | 0.8 | 0.8 | 0.8 | 54.72 | 7.2094 | 3.9748 | 3.9376 | 0.037156 | 0.9348% | 921.5 | 51.4981 | 0 | 870.0019 | 921.5 | 54.72 | 0 | 866.78 | Summer | FALSE | 0 | 0 | 0 | 0 | 0 | 0 | 1 | 0 | 1
1989-08-07 | 8 | 7 | 24:00 | 18.3 | 0 | 1 | 65 |  | 0 | 0 | 4.2002 | 4.2002 | 95% | 0.60232 | 41.1985 | 5.4279 | 2.9926 | 2.843 | 0.14963 | 5% | 13.4832 | 0 | 0 | 0 | 0 | 0 | 0 | 0 | 0 | 0% | 927.25 | 41.1985 | 0 | 886.0515 | 927.25 | 0 | 0 | 927.25 | Summer | FALSE | 0 | 0 | 0 | 0 | 0 | 0 | 1 | 0 | 1
1989-08-08 | 8 | 8 | 1:00 | 18.3 | 1 | 1 | 65 |  | 0 | 0 | 3.9376 | 3.9376 | 95% | 0.56467 | 38.6235 | 5.0887 | 2.8056 | 2.6653 | 0.14028 | 5% | 13.1177 | 0 | 0 | 0 | 0 | 0 | 0 | 0 | 0 | 0% | 902.25 | 38.6235 | 0 | 863.6265 | 902.25 | 0 | 0 | 902.25 | Summer | FALSE | 0 | 0 | 0 | 0 | 0 | 0 | 1 | 0 | 1
1989-08-08 | 8 | 8 | 2:00 | 18.3 | 2 | 1 | 65 |  | 0 | 0 | 3.1501 | 3.1501 | 95% | 0 | 0 | 0 | 0 | 0 | 0 | 5% | 12.7595 | 0 | 0 | 0 | 0 | 0 | 0 | 0 | 0 | 0% | 877.75 | 0 | 0 | 877.75 | 877.75 | 0 | 0 | 877.75 | Summer | FALSE | 0 | 0 | 0 | 0 | 1 | 0 | 1 | 0 | 0
1989-08-08 | 8 | 8 | 3:00 | 17.8 | 3 | 1 | 64 |  | 0 | 0 | 3.4126 | 3.4126 | 95% | 0 | 0 | 0 | 0 | 0 | 0 | 5% | 12.9642 | 0 | 0 | 0 | 0 | 0 | 0 | 0 | 0 | 0% | 891.75 | 0 | 0 | 891.75 | 891.75 | 0 | 0 | 891.75 | Summer | FALSE | 0 | 0 | 0 | 0 | 1 | 0 | 1 | 0 | 0
1989-08-08 | 8 | 8 | 4:00 | 17.2 | 4 | 1 | 63 |  | 0 | 0 | 3.1501 | 3.1501 | 95% | 0 | 0 | 0 | 0 | 0 | 0 | 5% | 12.7851 | 0 | 0 | 0 | 0 | 0 | 0 | 0 | 0 | 0% | 879.5 | 0 | 0 | 879.5 | 879.5 | 0 | 0 | 879.5 | Summer | FALSE | 0 | 0 | 0 | 0 | 1 | 0 | 1 | 0 | 0
1989-08-08 | 8 | 8 | 5:00 | 16.7 | 5 | 1 | 62 |  | 0 | 0 | 3.1501 | 3.1501 | 95% | 0 | 0 | 0 | 0 | 0 | 0 | 5% | 13.231 | 0 | 0 | 0 | 0 | 0 | 0 | 0 | 0 | 0% | 910 | 0 | 0 | 910 | 910 | 0 | 0 | 910 | Summer | FALSE | 0 | 0 | 0 | 0 | 1 | 0 | 1 | 0 | 0
1989-08-08 | 8 | 8 | 6:00 | 17.2 | 6 | 1 | 63 |  | 0 | 0 | 3.9376 | 3.9376 | 95% | 0.56467 | 38.6235 | 5.0887 | 2.8056 | 2.6653 | 0.14028 | 5% | 12.8911 | 0.8 | 0.8 | 0.8 | 54.72 | 7.2094 | 3.9748 | 2.9532 | 1.0216 | 25.7% | 886.75 | 38.6235 | 0 | 848.1265 | 886.75 | 54.72 | 0 | 832.03 | Summer | FALSE | 0 | 0 | 0 | 0 | 0 | 0 | 1 | 0 | 1
1989-08-08 | 8 | 8 | 7:00 | 17.8 | 7 | 1 | 64 |  | 0 | 0 | 4.7252 | 4.7252 | 95% | 0.67761 | 46.3483 | 6.1064 | 3.3667 | 3.1984 | 0.16833 | 5% | 14.492 | 0.8 | 0.8 | 0.8 | 54.72 | 7.2094 | 3.9748 | 3.5439 | 0.43092 | 10.84% | 996.25 | 46.3483 | 0 | 949.9017 | 996.25 | 54.72 | 0 | 941.53 | Summer | FALSE | 0 | 0 | 0 | 0 | 0 | 0 | 1 | 0 | 1
1989-08-08 | 8 | 8 | 8:00 | 18.9 | 8 | 1 | 66 |  | 0 | 0 | 7.6128 | 7.6128 | 95% | 1 | 68.4 | 9.0117 | 4.9685 | 4.7201 | 0.24843 | 5% | 15.1425 | 0.8 | 0.8 | 0.8 | 54.72 | 7.2094 | 3.9748 | 3.9748 | 0 | 0% | 1040.75 | 68.4 | 0 | 972.35 | 1040.75 | 54.72 | 0 | 986.03 | Summer | FALSE | 0 | 0 | 0 | 0 | 0 | 0 | 0 | 1 | 1
1989-08-08 | 8 | 8 | 9:00 | 20 | 9 | 1 | 68 |  | 0 | 0 | 6.5627 | 6.5627 | 95% | 0.94112 | 64.3726 | 8.4811 | 4.676 | 4.4422 | 0.2338 | 5% | 15.9613 | 0.8 | 0.8 | 0.8 | 54.72 | 7.2094 | 3.9748 | 3.9748 | 0 | 0% | 1096.75 | 64.3726 | 0 | 1032.3774 | 1096.75 | 54.72 | 0 | 1042.03 | Summer | FALSE | 0 | 0 | 0 | 0 | 0 | 0 | 1 | 0 | 1
1989-08-08 | 8 | 8 | 10:00 | 21.1 | 10 | 1 | 70 |  | 0 | 0 | 6.0377 | 6.0377 | 95% | 0.86583 | 59.2228 | 7.8026 | 4.3019 | 4.0868 | 0.21509 | 5% | 16.2463 | 0.8 | 0.8 | 0.8 | 54.72 | 7.2094 | 3.9748 | 3.9748 | 0 | 0% | 1116.25 | 59.2228 | 0 | 1057.0272 | 1116.25 | 54.72 | 0 | 1061.53 | Summer | FALSE | 0 | 0 | 0 | 0 | 0 | 0 | 1 | 0 | 1
1989-08-08 | 8 | 8 | 11:00 | 22.2 | 11 | 1 | 72 |  | 0 | 0 | 5.2502 | 5.2502 | 95% | 0.7529 | 51.4981 | 6.7849 | 3.7408 | 3.5537 | 0.18704 | 5% | 16.0855 | 0.8 | 0.8 | 0.8 | 54.72 | 7.2094 | 3.9748 | 3.9376 | 0.037156 | 0.9348% | 1105.25 | 51.4981 | 0 | 1053.7519 | 1105.25 | 54.72 | 0 | 1050.53 | Summer | FALSE | 0 | 0 | 0 | 0 | 0 | 0 | 1 | 0 | 1
1989-08-08 | 8 | 8 | 12:00 | 22.8 | 12 | 1 | 73 |  | 0 | 0 | 5.2502 | 5.2502 | 95% | 0.7529 | 51.4981 | 6.7849 | 3.7408 | 3.5537 | 0.18704 | 5% | 16.9115 | 0.8 | 0.8 | 0.8 | 54.72 | 7.2094 | 3.9748 | 3.9376 | 0.037156 | 0.9348% | 1161.75 | 51.4981 | 0 | 1110.2519 | 1161.75 | 54.72 | 0 | 1107.03 | Summer | FALSE | 0 | 0 | 0 | 0 | 0 | 0 | 1 | 0 | 1
1989-08-08 | 8 | 8 | 13:00 | 22.8 | 13 | 1 | 73 |  | 0 | 0 | 4.7252 | 4.7252 | 95% | 0.67761 | 46.3483 | 6.1064 | 3.3667 | 3.1984 | 0.16833 | 5% | 16.4583 | 1 | 1 | 1 | 68.4 | 9.0117 | 4.9685 | 3.5439 | 1.4246 | 28.67% | 1130.75 | 46.3483 | 0 | 1084.4017 | 1130.75 | 68.4 | 0 | 1062.35 | Summer | FALSE | 1 | 1 | 46.3483 | 68.4 | 0 | 0 | 1 | 0 | 1
1989-08-08 | 8 | 8 | 14:00 | 24.4 | 14 | 1 | 76 |  | 0 | 0 | 3.9376 | 3.9376 | 95% | 0.56467 | 38.6235 | 5.0887 | 2.8056 | 2.6653 | 0.14028 | 5% | 17.0504 | 1 | 1 | 1 | 68.4 | 9.0117 | 4.9685 | 2.9532 | 2.0153 | 40.56% | 1171.25 | 38.6235 | 0 | 1132.6265 | 1171.25 | 68.4 | 0 | 1102.85 | Summer | FALSE | 1 | 1 | 38.6235 | 68.4 | 0 | 0 | 1 | 0 | 1
1989-08-08 | 8 | 8 | 15:00 | 23.3 | 15 | 1 | 74 |  | 0 | 0 | 3.6751 | 3.6751 | 95% | 0.52703 | 36.0486 | 4.7494 | 2.6185 | 2.4876 | 0.13093 | 5% | 16.6338 | 1 | 1 | 1 | 68.4 | 9.0117 | 4.9685 | 2.7564 | 2.2121 | 44.52% | 1142.75 | 36.0486 | 0 | 1106.7014 | 1142.75 | 68.4 | 0 | 1074.35 | Summer | FALSE | 1 | 1 | 36.0486 | 68.4 | 0 | 0 | 1 | 0 | 1
1989-08-08 | 8 | 8 | 16:00 | 23.3 | 16 | 1 | 74 |  | 0 | 0 | 3.6751 | 3.6751 | 95% | 0.52703 | 36.0486 | 4.7494 | 2.6185 | 2.4876 | 0.13093 | 5% | 16.8019 | 1 | 1 | 1 | 68.4 | 9.0117 | 4.9685 | 2.7564 | 2.2121 | 44.52% | 1154.25 | 36.0486 | 0 | 1118.2014 | 1154.25 | 68.4 | 0 | 1085.85 | Summer | FALSE | 1 | 1 | 36.0486 | 68.4 | 0 | 0 | 1 | 0 | 1
1989-08-08 | 8 | 8 | 17:00 | 22.8 | 17 | 1 | 73 |  | 0 | 0 | 4.7252 | 4.7252 | 95% | 0.67761 | 46.3483 | 6.1064 | 3.3667 | 3.1984 | 0.16833 | 5% | 16.3816 | 1 | 1 | 1 | 68.4 | 9.0117 | 4.9685 | 3.5439 | 1.4246 | 28.67% | 1125.5 | 46.3483 | 0 | 1079.1517 | 1125.5 | 68.4 | 0 | 1057.1 | Summer | FALSE | 0 | 0 | 0 | 0 | 0 | 0 | 1 | 0 | 1
1989-08-08 | 8 | 8 | 18:00 | 22.2 | 18 | 1 | 72 |  | 0 | 0 | 6.0377 | 6.0377 | 95% | 0.86583 | 59.2228 | 7.8026 | 4.3019 | 4.0868 | 0.21509 | 5% | 16.0526 | 0.8 | 0.8 | 0.8 | 54.72 | 7.2094 | 3.9748 | 3.9748 | 0 | 0% | 1103 | 59.2228 | 0 | 1043.7772 | 1103 | 54.72 | 0 | 1048.28 | Summer | FALSE | 0 | 0 | 0 | 0 | 0 | 0 | 1 | 0 | 1
1989-08-08 | 8 | 8 | 19:00 | 21.1 | 19 | 1 | 70 |  | 0 | 0 | 6.5627 | 6.5627 | 95% | 0.94112 | 64.3726 | 8.4811 | 4.676 | 4.4422 | 0.2338 | 5% | 15.2558 | 0.8 | 0.8 | 0.8 | 54.72 | 7.2094 | 3.9748 | 3.9748 | 0 | 0% | 1048.5 | 64.3726 | 0 | 984.1274 | 1048.5 | 54.72 | 0 | 993.78 | Summer | FALSE | 0 | 0 | 0 | 0 | 0 | 0 | 1 | 0 | 1
1989-08-08 | 8 | 8 | 20:00 | 20.6 | 20 | 1 | 69 |  | 0 | 0 | 5.7752 | 5.7752 | 95% | 0.82819 | 56.6479 | 7.4634 | 4.1148 | 3.9091 | 0.20574 | 5% | 14.4883 | 0.8 | 0.8 | 0.8 | 54.72 | 7.2094 | 3.9748 | 3.9748 | 0 | 0% | 996 | 56.6479 | 0 | 939.3521 | 996 | 54.72 | 0 | 941.28 | Summer | FALSE | 0 | 0 | 0 | 0 | 0 | 0 | 1 | 0 | 1
1989-08-08 | 8 | 8 | 21:00 | 19.4 | 21 | 1 | 67 |  | 0 | 0 | 4.7252 | 4.7252 | 95% | 0.67761 | 46.3483 | 6.1064 | 3.3667 | 3.1984 | 0.16833 | 5% | 13.6513 | 0.8 | 0.8 | 0.8 | 54.72 | 7.2094 | 3.9748 | 3.5439 | 0.43092 | 10.84% | 938.75 | 46.3483 | 0 | 892.4017 | 938.75 | 54.72 | 0 | 884.03 | Summer | FALSE | 0 | 0 | 0 | 0 | 0 | 0 | 1 | 0 | 1
1989-08-08 | 8 | 8 | 22:00 | 18.9 | 22 | 1 | 66 |  | 0 | 0 | 4.2002 | 4.2002 | 95% | 0.60232 | 41.1985 | 5.4279 | 2.9926 | 2.843 | 0.14963 | 5% | 13.5197 | 0.8 | 0.8 | 0.8 | 54.72 | 7.2094 | 3.9748 | 3.1501 | 0.82468 | 20.75% | 929.75 | 41.1985 | 0 | 888.5515 | 929.75 | 54.72 | 0 | 875.03 | Summer | FALSE | 0 | 0 | 0 | 0 | 0 | 0 | 1 | 0 | 1
1989-08-08 | 8 | 8 | 23:00 | 17.8 | 23 | 1 | 64 |  | 0 | 0 | 5.2502 | 5.2502 | 95% | 0.7529 | 51.4981 | 6.7849 | 3.7408 | 3.5537 | 0.18704 | 5% | 13.5709 | 0.8 | 0.8 | 0.8 | 54.72 | 7.2094 | 3.9748 | 3.9376 | 0.037156 | 0.9348% | 933.25 | 51.4981 | 0 | 881.7519 | 933.25 | 54.72 | 0 | 878.53 | Summer | FALSE | 0 | 0 | 0 | 0 | 0 | 0 | 1 | 0 | 1
1989-08-08 | 8 | 8 | 24:00 | 16.7 | 0 | 1 | 62 |  | 0 | 0 | 4.2002 | 4.2002 | 95% | 0.60232 | 41.1985 | 5.4279 | 2.9926 | 2.843 | 0.14963 | 5% | 13.443 | 0 | 0 | 0 | 0 | 0 | 0 | 0 | 0 | 0% | 924.5 | 41.1985 | 0 | 883.3015 | 924.5 | 0 | 0 | 924.5 | Summer | FALSE | 0 | 0 | 0 | 0 | 0 | 0 | 1 | 0 | 1
1989-08-09 | 8 | 9 | 1:00 | 16.1 | 1 | 2 | 61 |  | 0 | 0 | 3.9376 | 3.9376 | 95% | 0.56467 | 38.6235 | 5.0887 | 2.8056 | 2.6653 | 0.14028 | 5% | 13.443 | 0 | 0 | 0 | 0 | 0 | 0 | 0 | 0 | 0% | 924.5 | 38.6235 | 0 | 885.8765 | 924.5 | 0 | 0 | 924.5 | Summer | 0 | 0 | 0 | 0 | 0 | 0 | 0 | 1 | 0 | 1
1989-08-09 | 8 | 9 | 2:00 | 15.6 | 2 | 2 | 60 |  | 0 | 0 | 3.1501 | 3.1501 | 95% | 0 | 0 | 0 | 0 | 0 | 0 | 5% | 13.348 | 0 | 0 | 0 | 0 | 0 | 0 | 0 | 0 | 0% | 918 | 0 | 0 | 918 | 918 | 0 | 0 | 918 | Summer | 0 | 0 | 0 | 0 | 0 | 1 | 0 | 1 | 0 | 0
1989-08-09 | 8 | 9 | 3:00 | 15 | 3 | 2 | 59 |  | 0 | 0 | 3.4126 | 3.4126 | 95% | 0 | 0 | 0 | 0 | 0 | 0 | 5% | 13.2602 | 0 | 0 | 0 | 0 | 0 | 0 | 0 | 0 | 0% | 912 | 0 | 0 | 912 | 912 | 0 | 0 | 912 | Summer | 0 | 0 | 0 | 0 | 0 | 1 | 0 | 1 | 0 | 0
1989-08-09 | 8 | 9 | 4:00 | 15 | 4 | 2 | 59 |  | 0 | 0 | 3.1501 | 3.1501 | 95% | 0 | 0 | 0 | 0 | 0 | 0 | 5% | 13.1652 | 0 | 0 | 0 | 0 | 0 | 0 | 0 | 0 | 0% | 905.5 | 0 | 0 | 905.5 | 905.5 | 0 | 0 | 905.5 | Summer | 0 | 0 | 0 | 0 | 0 | 1 | 0 | 1 | 0 | 0
1989-08-09 | 8 | 9 | 5:00 | 15 | 5 | 2 | 59 |  | 0 | 0 | 3.1501 | 3.1501 | 95% | 0 | 0 | 0 | 0 | 0 | 0 | 5% | 12.8947 | 0 | 0 | 0 | 0 | 0 | 0 | 0 | 0 | 0% | 887 | 0 | 0 | 887 | 887 | 0 | 0 | 887 | Summer | 0 | 0 | 0 | 0 | 0 | 1 | 0 | 1 | 0 | 0
1989-08-09 | 8 | 9 | 6:00 | 16.1 | 6 | 2 | 61 |  | 0 | 0 | 3.9376 | 3.9376 | 95% | 0.56467 | 38.6235 | 5.0887 | 2.8056 | 2.6653 | 0.14028 | 5% | 13.0702 | 0.8 | 0.8 | 0.8 | 54.72 | 7.2094 | 3.9748 | 2.9532 | 1.0216 | 25.7% | 899 | 38.6235 | 0 | 860.3765 | 899 | 54.72 | 0 | 844.28 | Summer | 0 | 0 | 0 | 0 | 0 | 0 | 0 | 1 | 0 | 1
1989-08-09 | 8 | 9 | 7:00 | 17.8 | 7 | 2 | 64 |  | 0 | 0 | 4.7252 | 4.7252 | 95% | 0.67761 | 46.3483 | 6.1064 | 3.3667 | 3.1984 | 0.16833 | 5% | 13.6842 | 0.8 | 0.8 | 0.8 | 54.72 | 7.2094 | 3.9748 | 3.5439 | 0.43092 | 10.84% | 941 | 46.3483 | 0 | 894.6517 | 941 | 54.72 | 0 | 886.28 | Summer | 0 | 0 | 0 | 0 | 0 | 0 | 0 | 1 | 0 | 1
1989-08-09 | 8 | 9 | 8:00 | 19.4 | 8 | 2 | 67 |  | 0 | 0 | 7.6128 | 7.6128 | 95% | 1 | 68.4 | 9.0117 | 4.9685 | 4.7201 | 0.24843 | 5% | 13.8048 | 0.8 | 0.8 | 0.8 | 54.72 | 7.2094 | 3.9748 | 3.9748 | 0 | 0% | 949.25 | 68.4 | 0 | 880.85 | 949.25 | 54.72 | 0 | 894.53 | Summer | 0 | 0 | 0 | 0 | 0 | 0 | 0 | 0 | 1 | 1
1989-08-09 | 8 | 9 | 9:00 | 20.6 | 9 | 2 | 69 |  | 0 | 0 | 6.5627 | 6.5627 | 95% | 0.94112 | 64.3726 | 8.4811 | 4.676 | 4.4422 | 0.2338 | 5% | 14.682 | 0.8 | 0.8 | 0.8 | 54.72 | 7.2094 | 3.9748 | 3.9748 | 0 | 0% | 1009.25 | 64.3726 | 0 | 944.8774 | 1009.25 | 54.72 | 0 | 954.53 | Summer | 0 | 0 | 0 | 0 | 0 | 0 | 0 | 1 | 0 | 1
1989-08-09 | 8 | 9 | 10:00 | 22.2 | 10 | 2 | 72 |  | 0 | 0 | 6.0377 | 6.0377 | 95% | 0.86583 | 59.2228 | 7.8026 | 4.3019 | 4.0868 | 0.21509 | 5% | 15.2997 | 0.8 | 0.8 | 0.8 | 54.72 | 7.2094 | 3.9748 | 3.9748 | 0 | 0% | 1051.5 | 59.2228 | 0 | 992.2772 | 1051.5 | 54.72 | 0 | 996.78 | Summer | 0 | 0 | 0 | 0 | 0 | 0 | 0 | 1 | 0 | 1
1989-08-09 | 8 | 9 | 11:00 | 22.8 | 11 | 2 | 73 |  | 0 | 0 | 5.2502 | 5.2502 | 95% | 0.7529 | 51.4981 | 6.7849 | 3.7408 | 3.5537 | 0.18704 | 5% | 15.8589 | 0.8 | 0.8 | 0.8 | 54.72 | 7.2094 | 3.9748 | 3.9376 | 0.037156 | 0.9348% | 1089.75 | 51.4981 | 0 | 1038.2519 | 1089.75 | 54.72 | 0 | 1035.03 | Summer | 0 | 0 | 0 | 0 | 0 | 0 | 0 | 1 | 0 | 1
1989-08-09 | 8 | 9 | 12:00 | 23.3 | 12 | 2 | 74 |  | 0 | 0 | 5.2502 | 5.2502 | 95% | 0.7529 | 51.4981 | 6.7849 | 3.7408 | 3.5537 | 0.18704 | 5% | 16.8531 | 0.8 | 0.8 | 0.8 | 54.72 | 7.2094 | 3.9748 | 3.9376 | 0.037156 | 0.9348% | 1157.75 | 51.4981 | 0 | 1106.2519 | 1157.75 | 54.72 | 0 | 1103.03 | Summer | 0 | 0 | 0 | 0 | 0 | 0 | 0 | 1 | 0 | 1
1989-08-09 | 8 | 9 | 13:00 | 22.8 | 13 | 2 | 73 |  | 0 | 0 | 4.7252 | 4.7252 | 95% | 0.67761 | 46.3483 | 6.1064 | 3.3667 | 3.1984 | 0.16833 | 5% | 15.8955 | 0.8 | 0.8 | 0.8 | 54.72 | 7.2094 | 3.9748 | 3.5439 | 0.43092 | 10.84% | 1092.25 | 46.3483 | 0 | 1045.9017 | 1092.25 | 54.72 | 0 | 1037.53 | Summer | 0 | 0 | 0 | 0 | 0 | 0 | 0 | 1 | 0 | 1
1989-08-09 | 8 | 9 | 14:00 | 22.8 | 14 | 2 | 73 |  | 0 | 0 | 3.9376 | 3.9376 | 95% | 0.56467 | 38.6235 | 5.0887 | 2.8056 | 2.6653 | 0.14028 | 5% | 16.3925 | 0.8 | 0.8 | 0.8 | 54.72 | 7.2094 | 3.9748 | 2.9532 | 1.0216 | 25.7% | 1126.25 | 38.6235 | 0 | 1087.6265 | 1126.25 | 54.72 | 0 | 1071.53 | Summer | 0 | 0 | 0 | 0 | 0 | 0 | 0 | 1 | 0 | 1
1989-08-09 | 8 | 9 | 15:00 | 22.8 | 15 | 2 | 73 |  | 0 | 0 | 3.6751 | 3.6751 | 95% | 0.52703 | 36.0486 | 4.7494 | 2.6185 | 2.4876 | 0.13093 | 5% | 16.1148 | 0.8 | 0.8 | 0.8 | 54.72 | 7.2094 | 3.9748 | 2.7564 | 1.2184 | 30.65% | 1107.25 | 36.0486 | 0 | 1071.2014 | 1107.25 | 54.72 | 0 | 1052.53 | Summer | 0 | 0 | 0 | 0 | 0 | 0 | 0 | 1 | 0 | 1
1989-08-09 | 8 | 9 | 16:00 | 22.8 | 16 | 2 | 73 |  | 0 | 0 | 3.6751 | 3.6751 | 95% | 0.52703 | 36.0486 | 4.7494 | 2.6185 | 2.4876 | 0.13093 | 5% | 15.3911 | 0.8 | 0.8 | 0.8 | 54.72 | 7.2094 | 3.9748 | 2.7564 | 1.2184 | 30.65% | 1057.75 | 36.0486 | 0 | 1021.7014 | 1057.75 | 54.72 | 0 | 1003.03 | Summer | 0 | 0 | 0 | 0 | 0 | 0 | 0 | 1 | 0 | 1
1989-08-09 | 8 | 9 | 17:00 | 21.7 | 17 | 2 | 71 |  | 0 | 0 | 4.7252 | 4.7252 | 95% | 0.67761 | 46.3483 | 6.1064 | 3.3667 | 3.1984 | 0.16833 | 5% | 15.0694 | 0.8 | 0.8 | 0.8 | 54.72 | 7.2094 | 3.9748 | 3.5439 | 0.43092 | 10.84% | 1035.75 | 46.3483 | 0 | 989.4017 | 1035.75 | 54.72 | 0 | 981.03 | Summer | 0 | 0 | 0 | 0 | 0 | 0 | 0 | 1 | 0 | 1
1989-08-09 | 8 | 9 | 18:00 | 20 | 18 | 2 | 68 |  | 0 | 0 | 6.0377 | 6.0377 | 95% | 0.86583 | 59.2228 | 7.8026 | 4.3019 | 4.0868 | 0.21509 | 5% | 14.6564 | 0.8 | 0.8 | 0.8 | 54.72 | 7.2094 | 3.9748 | 3.9748 | 0 | 0% | 1007.5 | 59.2228 | 0 | 948.2772 | 1007.5 | 54.72 | 0 | 952.78 | Summer | 0 | 0 | 0 | 0 | 0 | 0 | 0 | 1 | 0 | 1
1989-08-09 | 8 | 9 | 19:00 | 18.3 | 19 | 2 | 65 |  | 0 | 0 | 6.5627 | 6.5627 | 95% | 0.94112 | 64.3726 | 8.4811 | 4.676 | 4.4422 | 0.2338 | 5% | 14.1192 | 0.8 | 0.8 | 0.8 | 54.72 | 7.2094 | 3.9748 | 3.9748 | 0 | 0% | 970.75 | 64.3726 | 0 | 906.3774 | 970.75 | 54.72 | 0 | 916.03 | Summer | 0 | 0 | 0 | 0 | 0 | 0 | 0 | 1 | 0 | 1
1989-08-09 | 8 | 9 | 20:00 | 18.9 | 20 | 2 | 66 |  | 0 | 0 | 5.7752 | 5.7752 | 95% | 0.82819 | 56.6479 | 7.4634 | 4.1148 | 3.9091 | 0.20574 | 5% | 14.1776 | 0.8 | 0.8 | 0.8 | 54.72 | 7.2094 | 3.9748 | 3.9748 | 0 | 0% | 974.75 | 56.6479 | 0 | 918.1021 | 974.75 | 54.72 | 0 | 920.03 | Summer | 0 | 0 | 0 | 0 | 0 | 0 | 0 | 1 | 0 | 1
1989-08-09 | 8 | 9 | 21:00 | 18.3 | 21 | 2 | 65 |  | 0 | 0 | 4.7252 | 4.7252 | 95% | 0.67761 | 46.3483 | 6.1064 | 3.3667 | 3.1984 | 0.16833 | 5% | 13.9985 | 0.8 | 0.8 | 0.8 | 54.72 | 7.2094 | 3.9748 | 3.5439 | 0.43092 | 10.84% | 962.5 | 46.3483 | 0 | 916.1517 | 962.5 | 54.72 | 0 | 907.78 | Summer | 0 | 0 | 0 | 0 | 0 | 0 | 0 | 1 | 0 | 1
1989-08-09 | 8 | 9 | 22:00 | 18.3 | 22 | 2 | 65 |  | 0 | 0 | 4.2002 | 4.2002 | 95% | 0.60232 | 41.1985 | 5.4279 | 2.9926 | 2.843 | 0.14963 | 5% | 14.3202 | 0.8 | 0.8 | 0.8 | 54.72 | 7.2094 | 3.9748 | 3.1501 | 0.82468 | 20.75% | 984.5 | 41.1985 | 0 | 943.3015 | 984.5 | 54.72 | 0 | 929.78 | Summer | 0 | 0 | 0 | 0 | 0 | 0 | 0 | 1 | 0 | 1
1989-08-09 | 8 | 9 | 23:00 | 18.3 | 23 | 2 | 65 |  | 0 | 0 | 5.2502 | 5.2502 | 95% | 0.7529 | 51.4981 | 6.7849 | 3.7408 | 3.5537 | 0.18704 | 5% | 14.0022 | 0.8 | 0.8 | 0.8 | 54.72 | 7.2094 | 3.9748 | 3.9376 | 0.037156 | 0.9348% | 962.75 | 51.4981 | 0 | 911.2519 | 962.75 | 54.72 | 0 | 908.03 | Summer | 0 | 0 | 0 | 0 | 0 | 0 | 0 | 1 | 0 | 1
1989-08-09 | 8 | 9 | 24:00 | 17.8 | 0 | 2 | 64 |  | 0 | 0 | 4.2002 | 4.2002 | 95% | 0.60232 | 41.1985 | 5.4279 | 2.9926 | 2.843 | 0.14963 | 5% | 13.6842 | 0 | 0 | 0 | 0 | 0 | 0 | 0 | 0 | 0% | 941 | 41.1985 | 0 | 899.8015 | 941 | 0 | 0 | 941 | Summer | 0 | 0 | 0 | 0 | 0 | 0 | 0 | 1 | 0 | 1
1989-08-10 | 8 | 10 | 1:00 | 17.2 | 1 | 2 | 63 |  | 0 | 0 | 3.9376 | 3.9376 | 95% | 0.56467 | 38.6235 | 5.0887 | 2.8056 | 2.6653 | 0.14028 | 5% | 13.8085 | 0 | 0 | 0 | 0 | 0 | 0 | 0 | 0 | 0% | 949.5 | 38.6235 | 0 | 910.8765 | 949.5 | 0 | 0 | 949.5 | Summer | 0 | 0 | 0 | 0 | 0 | 0 | 0 | 1 | 0 | 1
1989-08-10 | 8 | 10 | 2:00 | 16.1 | 2 | 2 | 61 |  | 0 | 0 | 3.1501 | 3.1501 | 95% | 0 | 0 | 0 | 0 | 0 | 0 | 5% | 13.6732 | 0 | 0 | 0 | 0 | 0 | 0 | 0 | 0 | 0% | 940.25 | 0 | 0 | 940.25 | 940.25 | 0 | 0 | 940.25 | Summer | 0 | 0 | 0 | 0 | 0 | 1 | 0 | 1 | 0 | 0
1989-08-10 | 8 | 10 | 3:00 | 15.6 | 3 | 2 | 60 |  | 0 | 0 | 3.4126 | 3.4126 | 95% | 0 | 0 | 0 | 0 | 0 | 0 | 5% | 13.4978 | 0 | 0 | 0 | 0 | 0 | 0 | 0 | 0 | 0% | 928.25 | 0 | 0 | 928.25 | 928.25 | 0 | 0 | 928.25 | Summer | 0 | 0 | 0 | 0 | 0 | 1 | 0 | 1 | 0 | 0
1989-08-10 | 8 | 10 | 4:00 | 16.1 | 4 | 2 | 61 |  | 0 | 0 | 3.1501 | 3.1501 | 95% | 0 | 0 | 0 | 0 | 0 | 0 | 5% | 13.3882 | 0 | 0 | 0 | 0 | 0 | 0 | 0 | 0 | 0% | 920.75 | 0 | 0 | 920.75 | 920.75 | 0 | 0 | 920.75 | Summer | 0 | 0 | 0 | 0 | 0 | 1 | 0 | 1 | 0 | 0
1989-08-10 | 8 | 10 | 5:00 | 16.1 | 5 | 2 | 61 |  | 0 | 0 | 3.1501 | 3.1501 | 95% | 0 | 0 | 0 | 0 | 0 | 0 | 5% | 13.231 | 0 | 0 | 0 | 0 | 0 | 0 | 0 | 0 | 0% | 910 | 0 | 0 | 910 | 910 | 0 | 0 | 910 | Summer | 0 | 0 | 0 | 0 | 0 | 1 | 0 | 1 | 0 | 0
1989-08-10 | 8 | 10 | 6:00 | 17.2 | 6 | 2 | 63 |  | 0 | 0 | 3.9376 | 3.9376 | 95% | 0.56467 | 38.6235 | 5.0887 | 2.8056 | 2.6653 | 0.14028 | 5% | 13.4649 | 0.8 | 0.8 | 0.8 | 54.72 | 7.2094 | 3.9748 | 2.9532 | 1.0216 | 25.7% | 926 | 38.6235 | 0 | 887.3765 | 926 | 54.72 | 0 | 871.28 | Summer | 0 | 0 | 0 | 0 | 0 | 0 | 0 | 1 | 0 | 1
1989-08-10 | 8 | 10 | 7:00 | 18.9 | 7 | 2 | 66 |  | 0 | 0 | 4.7252 | 4.7252 | 95% | 0.67761 | 46.3483 | 6.1064 | 3.3667 | 3.1984 | 0.16833 | 5% | 13.8377 | 0.8 | 0.8 | 0.8 | 54.72 | 7.2094 | 3.9748 | 3.5439 | 0.43092 | 10.84% | 951.5 | 46.3483 | 0 | 905.1517 | 951.5 | 54.72 | 0 | 896.78 | Summer | 0 | 0 | 0 | 0 | 0 | 0 | 0 | 1 | 0 | 1
1989-08-10 | 8 | 10 | 8:00 | 21.7 | 8 | 2 | 71 |  | 0 | 0 | 7.6128 | 7.6128 | 95% | 1 | 68.4 | 9.0117 | 4.9685 | 4.7201 | 0.24843 | 5% | 13.9766 | 0.8 | 0.8 | 0.8 | 54.72 | 7.2094 | 3.9748 | 3.9748 | 0 | 0% | 961 | 68.4 | 0 | 892.6 | 961 | 54.72 | 0 | 906.28 | Summer | 0 | 0 | 0 | 0 | 0 | 0 | 0 | 0 | 1 | 1
1989-08-10 | 8 | 10 | 9:00 | 22.8 | 9 | 2 | 73 |  | 0 | 0 | 6.5627 | 6.5627 | 95% | 0.94112 | 64.3726 | 8.4811 | 4.676 | 4.4422 | 0.2338 | 5% | 14.0936 | 0.8 | 0.8 | 0.8 | 54.72 | 7.2094 | 3.9748 | 3.9748 | 0 | 0% | 969 | 64.3726 | 0 | 904.6274 | 969 | 54.72 | 0 | 914.28 | Summer | 0 | 0 | 0 | 0 | 0 | 0 | 0 | 1 | 0 | 1
1989-08-10 | 8 | 10 | 10:00 | 22.8 | 10 | 2 | 73 |  | 0 | 0 | 6.0377 | 6.0377 | 95% | 0.86583 | 59.2228 | 7.8026 | 4.3019 | 4.0868 | 0.21509 | 5% | 14.9123 | 0.8 | 0.8 | 0.8 | 54.72 | 7.2094 | 3.9748 | 3.9748 | 0 | 0% | 1025 | 59.2228 | 0 | 965.7772 | 1025 | 54.72 | 0 | 970.28 | Summer | 0 | 0 | 0 | 0 | 0 | 0 | 0 | 1 | 0 | 1
1989-08-10 | 8 | 10 | 11:00 | 23.3 | 11 | 2 | 74 |  | 0 | 0 | 5.2502 | 5.2502 | 95% | 0.7529 | 51.4981 | 6.7849 | 3.7408 | 3.5537 | 0.18704 | 5% | 14.4481 | 0.8 | 0.8 | 0.8 | 54.72 | 7.2094 | 3.9748 | 3.9376 | 0.037156 | 0.9348% | 993.25 | 51.4981 | 0 | 941.7519 | 993.25 | 54.72 | 0 | 938.53 | Summer | 0 | 0 | 0 | 0 | 0 | 0 | 0 | 1 | 0 | 1
1989-08-10 | 8 | 10 | 12:00 | 23.9 | 12 | 2 | 75 |  | 0 | 0 | 5.2502 | 5.2502 | 95% | 0.7529 | 51.4981 | 6.7849 | 3.7408 | 3.5537 | 0.18704 | 5% | 14.8392 | 0.8 | 0.8 | 0.8 | 54.72 | 7.2094 | 3.9748 | 3.9376 | 0.037156 | 0.9348% | 1020 | 51.4981 | 0 | 968.5019 | 1020 | 54.72 | 0 | 965.28 | Summer | 0 | 0 | 0 | 0 | 0 | 0 | 0 | 1 | 0 | 1
1989-08-10 | 8 | 10 | 13:00 | 23.3 | 13 | 2 | 74 |  | 0 | 0 | 4.7252 | 4.7252 | 95% | 0.67761 | 46.3483 | 6.1064 | 3.3667 | 3.1984 | 0.16833 | 5% | 14.2982 | 0.8 | 0.8 | 0.8 | 54.72 | 7.2094 | 3.9748 | 3.5439 | 0.43092 | 10.84% | 983 | 46.3483 | 0 | 936.6517 | 983 | 54.72 | 0 | 928.28 | Summer | 0 | 0 | 0 | 0 | 0 | 0 | 0 | 1 | 0 | 1
1989-08-10 | 8 | 10 | 14:00 | 23.3 | 14 | 2 | 74 |  | 0 | 0 | 3.9376 | 3.9376 | 95% | 0.56467 | 38.6235 | 5.0887 | 2.8056 | 2.6653 | 0.14028 | 5% | 14.6966 | 0.8 | 0.8 | 0.8 | 54.72 | 7.2094 | 3.9748 | 2.9532 | 1.0216 | 25.7% | 1010.25 | 38.6235 | 0 | 971.6265 | 1010.25 | 54.72 | 0 | 955.53 | Summer | 0 | 0 | 0 | 0 | 0 | 0 | 0 | 1 | 0 | 1
1989-08-10 | 8 | 10 | 15:00 | 23.3 | 15 | 2 | 74 |  | 0 | 0 | 3.6751 | 3.6751 | 95% | 0.52703 | 36.0486 | 4.7494 | 2.6185 | 2.4876 | 0.13093 | 5% | 15.0329 | 0.8 | 0.8 | 0.8 | 54.72 | 7.2094 | 3.9748 | 2.7564 | 1.2184 | 30.65% | 1033.25 | 36.0486 | 0 | 997.2014 | 1033.25 | 54.72 | 0 | 978.53 | Summer | 0 | 0 | 0 | 0 | 0 | 0 | 0 | 1 | 0 | 1
1989-08-10 | 8 | 10 | 16:00 | 22.8 | 16 | 2 | 73 |  | 0 | 0 | 3.6751 | 3.6751 | 95% | 0.52703 | 36.0486 | 4.7494 | 2.6185 | 2.4876 | 0.13093 | 5% | 14.989 | 0.8 | 0.8 | 0.8 | 54.72 | 7.2094 | 3.9748 | 2.7564 | 1.2184 | 30.65% | 1030.25 | 36.0486 | 0 | 994.2014 | 1030.25 | 54.72 | 0 | 975.53 | Summer | 0 | 0 | 0 | 0 | 0 | 0 | 0 | 1 | 0 | 1
1989-08-10 | 8 | 10 | 17:00 | 21.7 | 17 | 2 | 71 |  | 0 | 0 | 4.7252 | 4.7252 | 95% | 0.67761 | 46.3483 | 6.1064 | 3.3667 | 3.1984 | 0.16833 | 5% | 14.3494 | 0.8 | 0.8 | 0.8 | 54.72 | 7.2094 | 3.9748 | 3.5439 | 0.43092 | 10.84% | 986.5 | 46.3483 | 0 | 940.1517 | 986.5 | 54.72 | 0 | 931.78 | Summer | 0 | 0 | 0 | 0 | 0 | 0 | 0 | 1 | 0 | 1
1989-08-10 | 8 | 10 | 18:00 | 22.2 | 18 | 2 | 72 |  | 0 | 0 | 6.0377 | 6.0377 | 95% | 0.86583 | 59.2228 | 7.8026 | 4.3019 | 4.0868 | 0.21509 | 5% | 14.4956 | 0.8 | 0.8 | 0.8 | 54.72 | 7.2094 | 3.9748 | 3.9748 | 0 | 0% | 996.5 | 59.2228 | 0 | 937.2772 | 996.5 | 54.72 | 0 | 941.78 | Summer | 0 | 0 | 0 | 0 | 0 | 0 | 0 | 1 | 0 | 1
1989-08-10 | 8 | 10 | 19:00 | 21.1 | 19 | 2 | 70 |  | 0 | 0 | 6.5627 | 6.5627 | 95% | 0.94112 | 64.3726 | 8.4811 | 4.676 | 4.4422 | 0.2338 | 5% | 14.2836 | 0.8 | 0.8 | 0.8 | 54.72 | 7.2094 | 3.9748 | 3.9748 | 0 | 0% | 982 | 64.3726 | 0 | 917.6274 | 982 | 54.72 | 0 | 927.28 | Summer | 0 | 0 | 0 | 0 | 0 | 0 | 0 | 1 | 0 | 1
1989-08-10 | 8 | 10 | 20:00 | 21.1 | 20 | 2 | 70 |  | 0 | 0 | 5.7752 | 5.7752 | 95% | 0.82819 | 56.6479 | 7.4634 | 4.1148 | 3.9091 | 0.20574 | 5% | 13.7865 | 0.8 | 0.8 | 0.8 | 54.72 | 7.2094 | 3.9748 | 3.9748 | 0 | 0% | 948 | 56.6479 | 0 | 891.3521 | 948 | 54.72 | 0 | 893.28 | Summer | 0 | 0 | 0 | 0 | 0 | 0 | 0 | 1 | 0 | 1
1989-08-10 | 8 | 10 | 21:00 | 21.1 | 21 | 2 | 70 |  | 0 | 0 | 4.7252 | 4.7252 | 95% | 0.67761 | 46.3483 | 6.1064 | 3.3667 | 3.1984 | 0.16833 | 5% | 13.3626 | 0.8 | 0.8 | 0.8 | 54.72 | 7.2094 | 3.9748 | 3.5439 | 0.43092 | 10.84% | 919 | 46.3483 | 0 | 872.6517 | 919 | 54.72 | 0 | 864.28 | Summer | 0 | 0 | 0 | 0 | 0 | 0 | 0 | 1 | 0 | 1
1989-08-10 | 8 | 10 | 22:00 | 20 | 22 | 2 | 68 |  | 0 | 0 | 4.2002 | 4.2002 | 95% | 0.60232 | 41.1985 | 5.4279 | 2.9926 | 2.843 | 0.14963 | 5% | 13.4211 | 0.8 | 0.8 | 0.8 | 54.72 | 7.2094 | 3.9748 | 3.1501 | 0.82468 | 20.75% | 923 | 41.1985 | 0 | 881.8015 | 923 | 54.72 | 0 | 868.28 | Summer | 0 | 0 | 0 | 0 | 0 | 0 | 0 | 1 | 0 | 1
1989-08-10 | 8 | 10 | 23:00 | 20.6 | 23 | 2 | 69 |  | 0 | 0 | 5.2502 | 5.2502 | 95% | 0.7529 | 51.4981 | 6.7849 | 3.7408 | 3.5537 | 0.18704 | 5% | 13.3626 | 0.8 | 0.8 | 0.8 | 54.72 | 7.2094 | 3.9748 | 3.9376 | 0.037156 | 0.9348% | 919 | 51.4981 | 0 | 867.5019 | 919 | 54.72 | 0 | 864.28 | Summer | 0 | 0 | 0 | 0 | 0 | 0 | 0 | 1 | 0 | 1
1989-08-10 | 8 | 10 | 24:00 | 20.6 | 0 | 2 | 69 |  | 0 | 0 | 4.2002 | 4.2002 | 95% | 0.60232 | 41.1985 | 5.4279 | 2.9926 | 2.843 | 0.14963 | 5% | 13.1871 | 0 | 0 | 0 | 0 | 0 | 0 | 0 | 0 | 0% | 907 | 41.1985 | 0 | 865.8015 | 907 | 0 | 0 | 907 | Summer | 0 | 0 | 0 | 0 | 0 | 0 | 0 | 1 | 0 | 1
1989-08-11 | 8 | 11 | 1:00 | 20.6 | 1 | 1 | 69 |  | 0 | 0 | 3.9376 | 3.9376 | 95% | 0.56467 | 38.6235 | 5.0887 | 2.8056 | 2.6653 | 0.14028 | 5% | 13.432 | 0 | 0 | 0 | 0 | 0 | 0 | 0 | 0 | 0% | 923.75 | 38.6235 | 0 | 885.1265 | 923.75 | 0 | 0 | 923.75 | Summer | FALSE | 0 | 0 | 0 | 0 | 0 | 0 | 1 | 0 | 1
1989-08-11 | 8 | 11 | 2:00 | 20.6 | 2 | 1 | 69 |  | 0 | 0 | 3.1501 | 3.1501 | 95% | 0 | 0 | 0 | 0 | 0 | 0 | 5% | 13.326 | 0 | 0 | 0 | 0 | 0 | 0 | 0 | 0 | 0% | 916.5 | 0 | 0 | 916.5 | 916.5 | 0 | 0 | 916.5 | Summer | FALSE | 0 | 0 | 0 | 0 | 1 | 0 | 1 | 0 | 0
1989-08-11 | 8 | 11 | 3:00 | 18.9 | 3 | 1 | 66 |  | 0 | 0 | 3.4126 | 3.4126 | 95% | 0 | 0 | 0 | 0 | 0 | 0 | 5% | 13.3882 | 0 | 0 | 0 | 0 | 0 | 0 | 0 | 0 | 0% | 920.75 | 0 | 0 | 920.75 | 920.75 | 0 | 0 | 920.75 | Summer | FALSE | 0 | 0 | 0 | 0 | 1 | 0 | 1 | 0 | 0
1989-08-11 | 8 | 11 | 4:00 | 18.3 | 4 | 1 | 65 |  | 0 | 0 | 3.1501 | 3.1501 | 95% | 0 | 0 | 0 | 0 | 0 | 0 | 5% | 13.2785 | 0 | 0 | 0 | 0 | 0 | 0 | 0 | 0 | 0% | 913.25 | 0 | 0 | 913.25 | 913.25 | 0 | 0 | 913.25 | Summer | FALSE | 0 | 0 | 0 | 0 | 1 | 0 | 1 | 0 | 0
1989-08-11 | 8 | 11 | 5:00 | 18.3 | 5 | 1 | 65 |  | 0 | 0 | 3.1501 | 3.1501 | 95% | 0 | 0 | 0 | 0 | 0 | 0 | 5% | 13.2018 | 0 | 0 | 0 | 0 | 0 | 0 | 0 | 0 | 0% | 908 | 0 | 0 | 908 | 908 | 0 | 0 | 908 | Summer | FALSE | 0 | 0 | 0 | 0 | 1 | 0 | 1 | 0 | 0
1989-08-11 | 8 | 11 | 6:00 | 18.9 | 6 | 1 | 66 |  | 0 | 0 | 3.9376 | 3.9376 | 95% | 0.56467 | 38.6235 | 5.0887 | 2.8056 | 2.6653 | 0.14028 | 5% | 13.2675 | 0.8 | 0.8 | 0.8 | 54.72 | 7.2094 | 3.9748 | 2.9532 | 1.0216 | 25.7% | 912.5 | 38.6235 | 0 | 873.8765 | 912.5 | 54.72 | 0 | 857.78 | Summer | FALSE | 0 | 0 | 0 | 0 | 0 | 0 | 1 | 0 | 1
1989-08-11 | 8 | 11 | 7:00 | 18.3 | 7 | 1 | 65 |  | 0 | 0 | 4.7252 | 4.7252 | 95% | 0.67761 | 46.3483 | 6.1064 | 3.3667 | 3.1984 | 0.16833 | 5% | 15.5227 | 0.8 | 0.8 | 0.8 | 54.72 | 7.2094 | 3.9748 | 3.5439 | 0.43092 | 10.84% | 1066.75 | 46.3483 | 0 | 1020.4017 | 1066.75 | 54.72 | 0 | 1012.03 | Summer | FALSE | 0 | 0 | 0 | 0 | 0 | 0 | 1 | 0 | 1
1989-08-11 | 8 | 11 | 8:00 | 17.8 | 8 | 1 | 64 |  | 0 | 0 | 7.6128 | 7.6128 | 95% | 1 | 68.4 | 9.0117 | 4.9685 | 4.7201 | 0.24843 | 5% | 16.1915 | 0.8 | 0.8 | 0.8 | 54.72 | 7.2094 | 3.9748 | 3.9748 | 0 | 0% | 1112.5 | 68.4 | 0 | 1044.1 | 1112.5 | 54.72 | 0 | 1057.78 | Summer | FALSE | 0 | 0 | 0 | 0 | 0 | 0 | 0 | 1 | 1
1989-08-11 | 8 | 11 | 9:00 | 17.2 | 9 | 1 | 63 |  | 0 | 0 | 6.5627 | 6.5627 | 95% | 0.94112 | 64.3726 | 8.4811 | 4.676 | 4.4422 | 0.2338 | 5% | 17.7156 | 0.8 | 0.8 | 0.8 | 54.72 | 7.2094 | 3.9748 | 3.9748 | 0 | 0% | 1216.75 | 64.3726 | 0 | 1152.3774 | 1216.75 | 54.72 | 0 | 1162.03 | Summer | FALSE | 0 | 0 | 0 | 0 | 0 | 0 | 1 | 0 | 1
1989-08-11 | 8 | 11 | 10:00 | 17.2 | 10 | 1 | 63 |  | 0 | 0 | 6.0377 | 6.0377 | 95% | 0.86583 | 59.2228 | 7.8026 | 4.3019 | 4.0868 | 0.21509 | 5% | 18.1104 | 0.8 | 0.8 | 0.8 | 54.72 | 7.2094 | 3.9748 | 3.9748 | 0 | 0% | 1243.75 | 59.2228 | 0 | 1184.5272 | 1243.75 | 54.72 | 0 | 1189.03 | Summer | FALSE | 0 | 0 | 0 | 0 | 0 | 0 | 1 | 0 | 1
1989-08-11 | 8 | 11 | 11:00 | 17.2 | 11 | 1 | 63 |  | 0 | 0 | 5.2502 | 5.2502 | 95% | 0.7529 | 51.4981 | 6.7849 | 3.7408 | 3.5537 | 0.18704 | 5% | 17.913 | 0.8 | 0.8 | 0.8 | 54.72 | 7.2094 | 3.9748 | 3.9376 | 0.037156 | 0.9348% | 1230.25 | 51.4981 | 0 | 1178.7519 | 1230.25 | 54.72 | 0 | 1175.53 | Summer | FALSE | 0 | 0 | 0 | 0 | 0 | 0 | 1 | 0 | 1
1989-08-11 | 8 | 11 | 12:00 | 16.7 | 12 | 1 | 62 |  | 0 | 0 | 5.2502 | 5.2502 | 95% | 0.7529 | 51.4981 | 6.7849 | 3.7408 | 3.5537 | 0.18704 | 5% | 18.2127 | 0.8 | 0.8 | 0.8 | 54.72 | 7.2094 | 3.9748 | 3.9376 | 0.037156 | 0.9348% | 1250.75 | 51.4981 | 0 | 1199.2519 | 1250.75 | 54.72 | 0 | 1196.03 | Summer | FALSE | 0 | 0 | 0 | 0 | 0 | 0 | 1 | 0 | 1
1989-08-11 | 8 | 11 | 13:00 | 16.1 | 13 | 1 | 61 |  | 0 | 0 | 4.7252 | 4.7252 | 95% | 0.67761 | 46.3483 | 6.1064 | 3.3667 | 3.1984 | 0.16833 | 5% | 18.1506 | 1 | 1 | 1 | 68.4 | 9.0117 | 4.9685 | 3.5439 | 1.4246 | 28.67% | 1246.5 | 46.3483 | 0 | 1200.1517 | 1246.5 | 68.4 | 0 | 1178.1 | Summer | FALSE | 1 | 1 | 46.3483 | 68.4 | 0 | 0 | 1 | 0 | 1
1989-08-11 | 8 | 11 | 14:00 | 16.1 | 14 | 1 | 61 |  | 0 | 0 | 3.9376 | 3.9376 | 95% | 0.56467 | 38.6235 | 5.0887 | 2.8056 | 2.6653 | 0.14028 | 5% | 18.3772 | 1 | 1 | 1 | 68.4 | 9.0117 | 4.9685 | 2.9532 | 2.0153 | 40.56% | 1262 | 38.6235 | 0 | 1223.3765 | 1262 | 68.4 | 0 | 1193.6 | Summer | FALSE | 1 | 1 | 38.6235 | 68.4 | 0 | 0 | 1 | 0 | 1
1989-08-11 | 8 | 11 | 15:00 | 16.1 | 15 | 1 | 61 |  | 0 | 0 | 3.6751 | 3.6751 | 95% | 0.52703 | 36.0486 | 4.7494 | 2.6185 | 2.4876 | 0.13093 | 5% | 17.8765 | 1 | 1 | 1 | 68.4 | 9.0117 | 4.9685 | 2.7564 | 2.2121 | 44.52% | 1227.75 | 36.0486 | 0 | 1191.7014 | 1227.75 | 68.4 | 0 | 1159.35 | Summer | FALSE | 1 | 1 | 36.0486 | 68.4 | 0 | 0 | 1 | 0 | 1
1989-08-11 | 8 | 11 | 16:00 | 16.1 | 16 | 1 | 61 |  | 0 | 0 | 3.6751 | 3.6751 | 95% | 0.52703 | 36.0486 | 4.7494 | 2.6185 | 2.4876 | 0.13093 | 5% | 18.2164 | 1 | 1 | 1 | 68.4 | 9.0117 | 4.9685 | 2.7564 | 2.2121 | 44.52% | 1251 | 36.0486 | 0 | 1214.9514 | 1251 | 68.4 | 0 | 1182.6 | Summer | FALSE | 1 | 1 | 36.0486 | 68.4 | 0 | 0 | 1 | 0 | 1
1989-08-11 | 8 | 11 | 17:00 | 15.6 | 17 | 1 | 60 |  | 0 | 0 | 4.7252 | 4.7252 | 95% | 0.67761 | 46.3483 | 6.1064 | 3.3667 | 3.1984 | 0.16833 | 5% | 17.9642 | 1 | 1 | 1 | 68.4 | 9.0117 | 4.9685 | 3.5439 | 1.4246 | 28.67% | 1233.75 | 46.3483 | 0 | 1187.4017 | 1233.75 | 68.4 | 0 | 1165.35 | Summer | FALSE | 0 | 0 | 0 | 0 | 0 | 0 | 1 | 0 | 1
1989-08-11 | 8 | 11 | 18:00 | 15.6 | 18 | 1 | 60 |  | 0 | 0 | 6.0377 | 6.0377 | 95% | 0.86583 | 59.2228 | 7.8026 | 4.3019 | 4.0868 | 0.21509 | 5% | 17.4635 | 0.8 | 0.8 | 0.8 | 54.72 | 7.2094 | 3.9748 | 3.9748 | 0 | 0% | 1199.5 | 59.2228 | 0 | 1140.2772 | 1199.5 | 54.72 | 0 | 1144.78 | Summer | FALSE | 0 | 0 | 0 | 0 | 0 | 0 | 1 | 0 | 1
1989-08-11 | 8 | 11 | 19:00 | 16.1 | 19 | 1 | 61 |  | 0 | 0 | 6.5627 | 6.5627 | 95% | 0.94112 | 64.3726 | 8.4811 | 4.676 | 4.4422 | 0.2338 | 5% | 15.7346 | 0.8 | 0.8 | 0.8 | 54.72 | 7.2094 | 3.9748 | 3.9748 | 0 | 0% | 1081.25 | 64.3726 | 0 | 1016.8774 | 1081.25 | 54.72 | 0 | 1026.53 | Summer | FALSE | 0 | 0 | 0 | 0 | 0 | 0 | 1 | 0 | 1
1989-08-11 | 8 | 11 | 20:00 | 16.7 | 20 | 1 | 62 |  | 0 | 0 | 5.7752 | 5.7752 | 95% | 0.82819 | 56.6479 | 7.4634 | 4.1148 | 3.9091 | 0.20574 | 5% | 15.2851 | 0.8 | 0.8 | 0.8 | 54.72 | 7.2094 | 3.9748 | 3.9748 | 0 | 0% | 1050.5 | 56.6479 | 0 | 993.8521 | 1050.5 | 54.72 | 0 | 995.78 | Summer | FALSE | 0 | 0 | 0 | 0 | 0 | 0 | 1 | 0 | 1
1989-08-11 | 8 | 11 | 21:00 | 16.7 | 21 | 1 | 62 |  | 0 | 0 | 4.7252 | 4.7252 | 95% | 0.67761 | 46.3483 | 6.1064 | 3.3667 | 3.1984 | 0.16833 | 5% | 14.2178 | 0.8 | 0.8 | 0.8 | 54.72 | 7.2094 | 3.9748 | 3.5439 | 0.43092 | 10.84% | 977.5 | 46.3483 | 0 | 931.1517 | 977.5 | 54.72 | 0 | 922.78 | Summer | FALSE | 0 | 0 | 0 | 0 | 0 | 0 | 1 | 0 | 1
1989-08-11 | 8 | 11 | 22:00 | 17.2 | 22 | 1 | 63 |  | 0 | 0 | 4.2002 | 4.2002 | 95% | 0.60232 | 41.1985 | 5.4279 | 2.9926 | 2.843 | 0.14963 | 5% | 13.644 | 0.8 | 0.8 | 0.8 | 54.72 | 7.2094 | 3.9748 | 3.1501 | 0.82468 | 20.75% | 938.25 | 41.1985 | 0 | 897.0515 | 938.25 | 54.72 | 0 | 883.53 | Summer | FALSE | 0 | 0 | 0 | 0 | 0 | 0 | 1 | 0 | 1
1989-08-11 | 8 | 11 | 23:00 | 17.2 | 23 | 1 | 63 |  | 0 | 0 | 5.2502 | 5.2502 | 95% | 0.7529 | 51.4981 | 6.7849 | 3.7408 | 3.5537 | 0.18704 | 5% | 13.5782 | 0.8 | 0.8 | 0.8 | 54.72 | 7.2094 | 3.9748 | 3.9376 | 0.037156 | 0.9348% | 933.75 | 51.4981 | 0 | 882.2519 | 933.75 | 54.72 | 0 | 879.03 | Summer | FALSE | 0 | 0 | 0 | 0 | 0 | 0 | 1 | 0 | 1
1989-08-11 | 8 | 11 | 24:00 | 17.8 | 0 | 1 | 64 |  | 0 | 0 | 4.2002 | 4.2002 | 95% | 0.60232 | 41.1985 | 5.4279 | 2.9926 | 2.843 | 0.14963 | 5% | 13.4942 | 0 | 0 | 0 | 0 | 0 | 0 | 0 | 0 | 0% | 928 | 41.1985 | 0 | 886.8015 | 928 | 0 | 0 | 928 | Summer | FALSE | 0 | 0 | 0 | 0 | 0 | 0 | 1 | 0 | 1
1989-08-12 | 8 | 12 | 1:00 | 17.8 | 1 | 1 | 64 |  | 0 | 0 | 3.9376 | 3.9376 | 95% | 0.56467 | 38.6235 | 5.0887 | 2.8056 | 2.6653 | 0.14028 | 5% | 14.1118 | 0 | 0 | 0 | 0 | 0 | 0 | 0 | 0 | 0% | 970.25 | 38.6235 | 0 | 931.6265 | 970.25 | 0 | 0 | 970.25 | Summer | FALSE | 0 | 0 | 0 | 0 | 0 | 0 | 1 | 0 | 1
1989-08-12 | 8 | 12 | 2:00 | 17.2 | 2 | 1 | 63 |  | 0 | 0 | 3.1501 | 3.1501 | 95% | 0 | 0 | 0 | 0 | 0 | 0 | 5% | 13.9181 | 0 | 0 | 0 | 0 | 0 | 0 | 0 | 0 | 0% | 957 | 0 | 0 | 957 | 957 | 0 | 0 | 957 | Summer | FALSE | 0 | 0 | 0 | 0 | 1 | 0 | 1 | 0 | 0
1989-08-12 | 8 | 12 | 3:00 | 17.2 | 3 | 1 | 63 |  | 0 | 0 | 3.4126 | 3.4126 | 95% | 0 | 0 | 0 | 0 | 0 | 0 | 5% | 13.7171 | 0 | 0 | 0 | 0 | 0 | 0 | 0 | 0 | 0% | 943.25 | 0 | 0 | 943.25 | 943.25 | 0 | 0 | 943.25 | Summer | FALSE | 0 | 0 | 0 | 0 | 1 | 0 | 1 | 0 | 0
1989-08-12 | 8 | 12 | 4:00 | 17.2 | 4 | 1 | 63 |  | 0 | 0 | 3.1501 | 3.1501 | 95% | 0 | 0 | 0 | 0 | 0 | 0 | 5% | 13.3808 | 0 | 0 | 0 | 0 | 0 | 0 | 0 | 0 | 0% | 920.25 | 0 | 0 | 920.25 | 920.25 | 0 | 0 | 920.25 | Summer | FALSE | 0 | 0 | 0 | 0 | 1 | 0 | 1 | 0 | 0
1989-08-12 | 8 | 12 | 5:00 | 17.2 | 5 | 1 | 63 |  | 0 | 0 | 3.1501 | 3.1501 | 95% | 0 | 0 | 0 | 0 | 0 | 0 | 5% | 13.4905 | 0 | 0 | 0 | 0 | 0 | 0 | 0 | 0 | 0% | 927.75 | 0 | 0 | 927.75 | 927.75 | 0 | 0 | 927.75 | Summer | FALSE | 0 | 0 | 0 | 0 | 1 | 0 | 1 | 0 | 0
1989-08-12 | 8 | 12 | 6:00 | 17.2 | 6 | 1 | 63 |  | 0 | 0 | 3.9376 | 3.9376 | 95% | 0.56467 | 38.6235 | 5.0887 | 2.8056 | 2.6653 | 0.14028 | 5% | 13.5782 | 0.8 | 0.8 | 0.8 | 54.72 | 7.2094 | 3.9748 | 2.9532 | 1.0216 | 25.7% | 933.75 | 38.6235 | 0 | 895.1265 | 933.75 | 54.72 | 0 | 879.03 | Summer | FALSE | 0 | 0 | 0 | 0 | 0 | 0 | 1 | 0 | 1
1989-08-12 | 8 | 12 | 7:00 | 17.8 | 7 | 1 | 64 |  | 0 | 0 | 4.7252 | 4.7252 | 95% | 0.67761 | 46.3483 | 6.1064 | 3.3667 | 3.1984 | 0.16833 | 5% | 16.3779 | 0.8 | 0.8 | 0.8 | 54.72 | 7.2094 | 3.9748 | 3.5439 | 0.43092 | 10.84% | 1125.25 | 46.3483 | 0 | 1078.9017 | 1125.25 | 54.72 | 0 | 1070.53 | Summer | FALSE | 0 | 0 | 0 | 0 | 0 | 0 | 1 | 0 | 1
1989-08-12 | 8 | 12 | 8:00 | 18.3 | 8 | 1 | 65 |  | 0 | 0 | 7.6128 | 7.6128 | 95% | 1 | 68.4 | 9.0117 | 4.9685 | 4.7201 | 0.24843 | 5% | 17.087 | 0.8 | 0.8 | 0.8 | 54.72 | 7.2094 | 3.9748 | 3.9748 | 0 | 0% | 1173.75 | 68.4 | 0 | 1105.35 | 1173.75 | 54.72 | 0 | 1119.03 | Summer | FALSE | 0 | 0 | 0 | 0 | 0 | 0 | 0 | 1 | 1
1989-08-12 | 8 | 12 | 9:00 | 18.3 | 9 | 1 | 65 |  | 0 | 0 | 6.5627 | 6.5627 | 95% | 0.94112 | 64.3726 | 8.4811 | 4.676 | 4.4422 | 0.2338 | 5% | 17.5 | 0.8 | 0.8 | 0.8 | 54.72 | 7.2094 | 3.9748 | 3.9748 | 0 | 0% | 1202 | 64.3726 | 0 | 1137.6274 | 1202 | 54.72 | 0 | 1147.28 | Summer | FALSE | 0 | 0 | 0 | 0 | 0 | 0 | 1 | 0 | 1
1989-08-12 | 8 | 12 | 10:00 | 18.9 | 10 | 1 | 66 |  | 0 | 0 | 6.0377 | 6.0377 | 95% | 0.86583 | 59.2228 | 7.8026 | 4.3019 | 4.0868 | 0.21509 | 5% | 17.902 | 0.8 | 0.8 | 0.8 | 54.72 | 7.2094 | 3.9748 | 3.9748 | 0 | 0% | 1229.5 | 59.2228 | 0 | 1170.2772 | 1229.5 | 54.72 | 0 | 1174.78 | Summer | FALSE | 0 | 0 | 0 | 0 | 0 | 0 | 1 | 0 | 1
1989-08-12 | 8 | 12 | 11:00 | 19.4 | 11 | 1 | 67 |  | 0 | 0 | 5.2502 | 5.2502 | 95% | 0.7529 | 51.4981 | 6.7849 | 3.7408 | 3.5537 | 0.18704 | 5% | 18.1323 | 0.8 | 0.8 | 0.8 | 54.72 | 7.2094 | 3.9748 | 3.9376 | 0.037156 | 0.9348% | 1245.25 | 51.4981 | 0 | 1193.7519 | 1245.25 | 54.72 | 0 | 1190.53 | Summer | FALSE | 0 | 0 | 0 | 0 | 0 | 0 | 1 | 0 | 1
1989-08-12 | 8 | 12 | 12:00 | 20 | 12 | 1 | 68 |  | 0 | 0 | 5.2502 | 5.2502 | 95% | 0.7529 | 51.4981 | 6.7849 | 3.7408 | 3.5537 | 0.18704 | 5% | 18.4539 | 0.8 | 0.8 | 0.8 | 54.72 | 7.2094 | 3.9748 | 3.9376 | 0.037156 | 0.9348% | 1267.25 | 51.4981 | 0 | 1215.7519 | 1267.25 | 54.72 | 0 | 1212.53 | Summer | FALSE | 0 | 0 | 0 | 0 | 0 | 0 | 1 | 0 | 1
1989-08-12 | 8 | 12 | 13:00 | 20.6 | 13 | 1 | 69 |  | 0 | 0 | 4.7252 | 4.7252 | 95% | 0.67761 | 46.3483 | 6.1064 | 3.3667 | 3.1984 | 0.16833 | 5% | 18.2456 | 1 | 1 | 1 | 68.4 | 9.0117 | 4.9685 | 3.5439 | 1.4246 | 28.67% | 1253 | 46.3483 | 0 | 1206.6517 | 1253 | 68.4 | 0 | 1184.6 | Summer | FALSE | 1 | 1 | 46.3483 | 68.4 | 0 | 0 | 1 | 0 | 1
1989-08-12 | 8 | 12 | 14:00 | 21.1 | 14 | 1 | 70 |  | 0 | 0 | 3.9376 | 3.9376 | 95% | 0.56467 | 38.6235 | 5.0887 | 2.8056 | 2.6653 | 0.14028 | 5% | 17.7997 | 1 | 1 | 1 | 68.4 | 9.0117 | 4.9685 | 2.9532 | 2.0153 | 40.56% | 1222.5 | 38.6235 | 0 | 1183.8765 | 1222.5 | 68.4 | 0 | 1154.1 | Summer | FALSE | 1 | 1 | 38.6235 | 68.4 | 0 | 0 | 1 | 0 | 1
1989-08-12 | 8 | 12 | 15:00 | 21.1 | 15 | 1 | 70 |  | 0 | 0 | 3.6751 | 3.6751 | 95% | 0.52703 | 36.0486 | 4.7494 | 2.6185 | 2.4876 | 0.13093 | 5% | 17.9971 | 1 | 1 | 1 | 68.4 | 9.0117 | 4.9685 | 2.7564 | 2.2121 | 44.52% | 1236 | 36.0486 | 0 | 1199.9514 | 1236 | 68.4 | 0 | 1167.6 | Summer | FALSE | 1 | 1 | 36.0486 | 68.4 | 0 | 0 | 1 | 0 | 1
1989-08-12 | 8 | 12 | 16:00 | 23.3 | 16 | 1 | 74 |  | 0 | 0 | 3.6751 | 3.6751 | 95% | 0.52703 | 36.0486 | 4.7494 | 2.6185 | 2.4876 | 0.13093 | 5% | 18.0592 | 1 | 1 | 1 | 68.4 | 9.0117 | 4.9685 | 2.7564 | 2.2121 | 44.52% | 1240.25 | 36.0486 | 0 | 1204.2014 | 1240.25 | 68.4 | 0 | 1171.85 | Summer | FALSE | 1 | 1 | 36.0486 | 68.4 | 0 | 0 | 1 | 0 | 1
1989-08-12 | 8 | 12 | 17:00 | 22.2 | 17 | 1 | 72 |  | 0 | 0 | 4.7252 | 4.7252 | 95% | 0.67761 | 46.3483 | 6.1064 | 3.3667 | 3.1984 | 0.16833 | 5% | 17.595 | 1 | 1 | 1 | 68.4 | 9.0117 | 4.9685 | 3.5439 | 1.4246 | 28.67% | 1208.5 | 46.3483 | 0 | 1162.1517 | 1208.5 | 68.4 | 0 | 1140.1 | Summer | FALSE | 0 | 0 | 0 | 0 | 0 | 0 | 1 | 0 | 1
1989-08-12 | 8 | 12 | 18:00 | 21.1 | 18 | 1 | 70 |  | 0 | 0 | 6.0377 | 6.0377 | 95% | 0.86583 | 59.2228 | 7.8026 | 4.3019 | 4.0868 | 0.21509 | 5% | 17.2186 | 0.8 | 0.8 | 0.8 | 54.72 | 7.2094 | 3.9748 | 3.9748 | 0 | 0% | 1182.75 | 59.2228 | 0 | 1123.5272 | 1182.75 | 54.72 | 0 | 1128.03 | Summer | FALSE | 0 | 0 | 0 | 0 | 0 | 0 | 1 | 0 | 1
1989-08-12 | 8 | 12 | 19:00 | 21.7 | 19 | 1 | 71 |  | 0 | 0 | 6.5627 | 6.5627 | 95% | 0.94112 | 64.3726 | 8.4811 | 4.676 | 4.4422 | 0.2338 | 5% | 16.038 | 0.8 | 0.8 | 0.8 | 54.72 | 7.2094 | 3.9748 | 3.9748 | 0 | 0% | 1102 | 64.3726 | 0 | 1037.6274 | 1102 | 54.72 | 0 | 1047.28 | Summer | FALSE | 0 | 0 | 0 | 0 | 0 | 0 | 1 | 0 | 1
1989-08-12 | 8 | 12 | 20:00 | 21.7 | 20 | 1 | 71 |  | 0 | 0 | 5.7752 | 5.7752 | 95% | 0.82819 | 56.6479 | 7.4634 | 4.1148 | 3.9091 | 0.20574 | 5% | 15.9722 | 0.8 | 0.8 | 0.8 | 54.72 | 7.2094 | 3.9748 | 3.9748 | 0 | 0% | 1097.5 | 56.6479 | 0 | 1040.8521 | 1097.5 | 54.72 | 0 | 1042.78 | Summer | FALSE | 0 | 0 | 0 | 0 | 0 | 0 | 1 | 0 | 1
1989-08-12 | 8 | 12 | 21:00 | 21.7 | 21 | 1 | 71 |  | 0 | 0 | 4.7252 | 4.7252 | 95% | 0.67761 | 46.3483 | 6.1064 | 3.3667 | 3.1984 | 0.16833 | 5% | 15.5007 | 0.8 | 0.8 | 0.8 | 54.72 | 7.2094 | 3.9748 | 3.5439 | 0.43092 | 10.84% | 1065.25 | 46.3483 | 0 | 1018.9017 | 1065.25 | 54.72 | 0 | 1010.53 | Summer | FALSE | 0 | 0 | 0 | 0 | 0 | 0 | 1 | 0 | 1
1989-08-12 | 8 | 12 | 22:00 | 21.7 | 22 | 1 | 71 |  | 0 | 0 | 4.2002 | 4.2002 | 95% | 0.60232 | 41.1985 | 5.4279 | 2.9926 | 2.843 | 0.14963 | 5% | 15.1754 | 0.8 | 0.8 | 0.8 | 54.72 | 7.2094 | 3.9748 | 3.1501 | 0.82468 | 20.75% | 1043 | 41.1985 | 0 | 1001.8015 | 1043 | 54.72 | 0 | 988.28 | Summer | FALSE | 0 | 0 | 0 | 0 | 0 | 0 | 1 | 0 | 1
1989-08-12 | 8 | 12 | 23:00 | 22.2 | 23 | 1 | 72 |  | 0 | 0 | 5.2502 | 5.2502 | 95% | 0.7529 | 51.4981 | 6.7849 | 3.7408 | 3.5537 | 0.18704 | 5% | 14.989 | 0.8 | 0.8 | 0.8 | 54.72 | 7.2094 | 3.9748 | 3.9376 | 0.037156 | 0.9348% | 1030.25 | 51.4981 | 0 | 978.7519 | 1030.25 | 54.72 | 0 | 975.53 | Summer | FALSE | 0 | 0 | 0 | 0 | 0 | 0 | 1 | 0 | 1
1989-08-12 | 8 | 12 | 24:00 | 21.7 | 0 | 1 | 71 |  | 0 | 0 | 4.2002 | 4.2002 | 95% | 0.60232 | 41.1985 | 5.4279 | 2.9926 | 2.843 | 0.14963 | 5% | 14.6016 | 0 | 0 | 0 | 0 | 0 | 0 | 0 | 0 | 0% | 1003.75 | 41.1985 | 0 | 962.5515 | 1003.75 | 0 | 0 | 1003.75 | Summer | FALSE | 0 | 0 | 0 | 0 | 0 | 0 | 1 | 0 | 1
1989-08-13 | 8 | 13 | 1:00 | 22.8 | 1 | 1 | 73 |  | 0 | 0 | 3.9376 | 3.9376 | 95% | 0.56467 | 38.6235 | 5.0887 | 2.8056 | 2.6653 | 0.14028 | 5% | 14.6966 | 0 | 0 | 0 | 0 | 0 | 0 | 0 | 0 | 0% | 1010.25 | 38.6235 | 0 | 971.6265 | 1010.25 | 0 | 0 | 1010.25 | Summer | FALSE | 0 | 0 | 0 | 0 | 0 | 0 | 1 | 0 | 1
1989-08-13 | 8 | 13 | 2:00 | 21.7 | 2 | 1 | 71 |  | 0 | 0 | 3.1501 | 3.1501 | 95% | 0 | 0 | 0 | 0 | 0 | 0 | 5% | 14.3165 | 0 | 0 | 0 | 0 | 0 | 0 | 0 | 0 | 0% | 984.25 | 0 | 0 | 984.25 | 984.25 | 0 | 0 | 984.25 | Summer | FALSE | 0 | 0 | 0 | 0 | 1 | 0 | 1 | 0 | 0
1989-08-13 | 8 | 13 | 3:00 | 21.7 | 3 | 1 | 71 |  | 0 | 0 | 3.4126 | 3.4126 | 95% | 0 | 0 | 0 | 0 | 0 | 0 | 5% | 14.386 | 0 | 0 | 0 | 0 | 0 | 0 | 0 | 0 | 0% | 989 | 0 | 0 | 989 | 989 | 0 | 0 | 989 | Summer | FALSE | 0 | 0 | 0 | 0 | 1 | 0 | 1 | 0 | 0
1989-08-13 | 8 | 13 | 4:00 | 20 | 4 | 1 | 68 |  | 0 | 0 | 3.1501 | 3.1501 | 95% | 0 | 0 | 0 | 0 | 0 | 0 | 5% | 14.4115 | 0 | 0 | 0 | 0 | 0 | 0 | 0 | 0 | 0% | 990.75 | 0 | 0 | 990.75 | 990.75 | 0 | 0 | 990.75 | Summer | FALSE | 0 | 0 | 0 | 0 | 1 | 0 | 1 | 0 | 0
1989-08-13 | 8 | 13 | 5:00 | 19.4 | 5 | 1 | 67 |  | 0 | 0 | 3.1501 | 3.1501 | 95% | 0 | 0 | 0 | 0 | 0 | 0 | 5% | 14.5906 | 0 | 0 | 0 | 0 | 0 | 0 | 0 | 0 | 0% | 1003 | 0 | 0 | 1003 | 1003 | 0 | 0 | 1003 | Summer | FALSE | 0 | 0 | 0 | 0 | 1 | 0 | 1 | 0 | 0
1989-08-13 | 8 | 13 | 6:00 | 20 | 6 | 1 | 68 |  | 0 | 0 | 3.9376 | 3.9376 | 95% | 0.56467 | 38.6235 | 5.0887 | 2.8056 | 2.6653 | 0.14028 | 5% | 15.106 | 0.8 | 0.8 | 0.8 | 54.72 | 7.2094 | 3.9748 | 2.9532 | 1.0216 | 25.7% | 1038.25 | 38.6235 | 0 | 999.6265 | 1038.25 | 54.72 | 0 | 983.53 | Summer | FALSE | 0 | 0 | 0 | 0 | 0 | 0 | 1 | 0 | 1
1989-08-13 | 8 | 13 | 7:00 | 21.7 | 7 | 1 | 71 |  | 0 | 0 | 4.7252 | 4.7252 | 95% | 0.67761 | 46.3483 | 6.1064 | 3.3667 | 3.1984 | 0.16833 | 5% | 17.1784 | 0.8 | 0.8 | 0.8 | 54.72 | 7.2094 | 3.9748 | 3.5439 | 0.43092 | 10.84% | 1180 | 46.3483 | 0 | 1133.6517 | 1180 | 54.72 | 0 | 1125.28 | Summer | FALSE | 0 | 0 | 0 | 0 | 0 | 0 | 1 | 0 | 1
1989-08-13 | 8 | 13 | 8:00 | 23.9 | 8 | 1 | 75 |  | 0 | 0 | 7.6128 | 7.6128 | 95% | 1 | 68.4 | 9.0117 | 4.9685 | 4.7201 | 0.24843 | 5% | 16.9152 | 0.8 | 0.8 | 0.8 | 54.72 | 7.2094 | 3.9748 | 3.9748 | 0 | 0% | 1162 | 68.4 | 0 | 1093.6 | 1162 | 54.72 | 0 | 1107.28 | Summer | FALSE | 0 | 0 | 0 | 0 | 0 | 0 | 0 | 1 | 1
1989-08-13 | 8 | 13 | 9:00 | 22.2 | 9 | 1 | 72 |  | 0 | 0 | 6.5627 | 6.5627 | 95% | 0.94112 | 64.3726 | 8.4811 | 4.676 | 4.4422 | 0.2338 | 5% | 17.193 | 0.8 | 0.8 | 0.8 | 54.72 | 7.2094 | 3.9748 | 3.9748 | 0 | 0% | 1181 | 64.3726 | 0 | 1116.6274 | 1181 | 54.72 | 0 | 1126.28 | Summer | FALSE | 0 | 0 | 0 | 0 | 0 | 0 | 1 | 0 | 1
1989-08-13 | 8 | 13 | 10:00 | 23.9 | 10 | 1 | 75 |  | 0 | 0 | 6.0377 | 6.0377 | 95% | 0.86583 | 59.2228 | 7.8026 | 4.3019 | 4.0868 | 0.21509 | 5% | 17.3246 | 0.8 | 0.8 | 0.8 | 54.72 | 7.2094 | 3.9748 | 3.9748 | 0 | 0% | 1190 | 59.2228 | 0 | 1130.7772 | 1190 | 54.72 | 0 | 1135.28 | Summer | FALSE | 0 | 0 | 0 | 0 | 0 | 0 | 1 | 0 | 1
1989-08-13 | 8 | 13 | 11:00 | 22.8 | 11 | 1 | 73 |  | 0 | 0 | 5.2502 | 5.2502 | 95% | 0.7529 | 51.4981 | 6.7849 | 3.7408 | 3.5537 | 0.18704 | 5% | 17.3611 | 0.8 | 0.8 | 0.8 | 54.72 | 7.2094 | 3.9748 | 3.9376 | 0.037156 | 0.9348% | 1192.5 | 51.4981 | 0 | 1141.0019 | 1192.5 | 54.72 | 0 | 1137.78 | Summer | FALSE | 0 | 0 | 0 | 0 | 0 | 0 | 1 | 0 | 1
1989-08-13 | 8 | 13 | 12:00 | 22.2 | 12 | 1 | 72 |  | 0 | 0 | 5.2502 | 5.2502 | 95% | 0.7529 | 51.4981 | 6.7849 | 3.7408 | 3.5537 | 0.18704 | 5% | 17.5329 | 0.8 | 0.8 | 0.8 | 54.72 | 7.2094 | 3.9748 | 3.9376 | 0.037156 | 0.9348% | 1204.25 | 51.4981 | 0 | 1152.7519 | 1204.25 | 54.72 | 0 | 1149.53 | Summer | FALSE | 0 | 0 | 0 | 0 | 0 | 0 | 1 | 0 | 1
1989-08-13 | 8 | 13 | 13:00 | 22.8 | 13 | 1 | 73 |  | 0 | 0 | 4.7252 | 4.7252 | 95% | 0.67761 | 46.3483 | 6.1064 | 3.3667 | 3.1984 | 0.16833 | 5% | 17.7193 | 1 | 1 | 1 | 68.4 | 9.0117 | 4.9685 | 3.5439 | 1.4246 | 28.67% | 1217 | 46.3483 | 0 | 1170.6517 | 1217 | 68.4 | 0 | 1148.6 | Summer | FALSE | 1 | 1 | 46.3483 | 68.4 | 0 | 0 | 1 | 0 | 1
1989-08-13 | 8 | 13 | 14:00 | 22.8 | 14 | 1 | 73 |  | 0 | 0 | 3.9376 | 3.9376 | 95% | 0.56467 | 38.6235 | 5.0887 | 2.8056 | 2.6653 | 0.14028 | 5% | 17.3757 | 1 | 1 | 1 | 68.4 | 9.0117 | 4.9685 | 2.9532 | 2.0153 | 40.56% | 1193.5 | 38.6235 | 0 | 1154.8765 | 1193.5 | 68.4 | 0 | 1125.1 | Summer | FALSE | 1 | 1 | 38.6235 | 68.4 | 0 | 0 | 1 | 0 | 1
1989-08-13 | 8 | 13 | 15:00 | 21.7 | 15 | 1 | 71 |  | 0 | 0 | 3.6751 | 3.6751 | 95% | 0.52703 | 36.0486 | 4.7494 | 2.6185 | 2.4876 | 0.13093 | 5% | 17.5731 | 1 | 1 | 1 | 68.4 | 9.0117 | 4.9685 | 2.7564 | 2.2121 | 44.52% | 1207 | 36.0486 | 0 | 1170.9514 | 1207 | 68.4 | 0 | 1138.6 | Summer | FALSE | 1 | 1 | 36.0486 | 68.4 | 0 | 0 | 1 | 0 | 1
1989-08-13 | 8 | 13 | 16:00 | 21.7 | 16 | 1 | 71 |  | 0 | 0 | 3.6751 | 3.6751 | 95% | 0.52703 | 36.0486 | 4.7494 | 2.6185 | 2.4876 | 0.13093 | 5% | 18.1506 | 1 | 1 | 1 | 68.4 | 9.0117 | 4.9685 | 2.7564 | 2.2121 | 44.52% | 1246.5 | 36.0486 | 0 | 1210.4514 | 1246.5 | 68.4 | 0 | 1178.1 | Summer | FALSE | 1 | 1 | 36.0486 | 68.4 | 0 | 0 | 1 | 0 | 1
1989-08-13 | 8 | 13 | 17:00 | 21.1 | 17 | 1 | 70 |  | 0 | 0 | 4.7252 | 4.7252 | 95% | 0.67761 | 46.3483 | 6.1064 | 3.3667 | 3.1984 | 0.16833 | 5% | 18.5746 | 1 | 1 | 1 | 68.4 | 9.0117 | 4.9685 | 3.5439 | 1.4246 | 28.67% | 1275.5 | 46.3483 | 0 | 1229.1517 | 1275.5 | 68.4 | 0 | 1207.1 | Summer | FALSE | 0 | 0 | 0 | 0 | 0 | 0 | 1 | 0 | 1
1989-08-13 | 8 | 13 | 18:00 | 21.1 | 18 | 1 | 70 |  | 0 | 0 | 6.0377 | 6.0377 | 95% | 0.86583 | 59.2228 | 7.8026 | 4.3019 | 4.0868 | 0.21509 | 5% | 17.9715 | 0.8 | 0.8 | 0.8 | 54.72 | 7.2094 | 3.9748 | 3.9748 | 0 | 0% | 1234.25 | 59.2228 | 0 | 1175.0272 | 1234.25 | 54.72 | 0 | 1179.53 | Summer | FALSE | 0 | 0 | 0 | 0 | 0 | 0 | 1 | 0 | 1
1989-08-13 | 8 | 13 | 19:00 | 21.1 | 19 | 1 | 70 |  | 0 | 0 | 6.5627 | 6.5627 | 95% | 0.94112 | 64.3726 | 8.4811 | 4.676 | 4.4422 | 0.2338 | 5% | 17.1126 | 0.8 | 0.8 | 0.8 | 54.72 | 7.2094 | 3.9748 | 3.9748 | 0 | 0% | 1175.5 | 64.3726 | 0 | 1111.1274 | 1175.5 | 54.72 | 0 | 1120.78 | Summer | FALSE | 0 | 0 | 0 | 0 | 0 | 0 | 1 | 0 | 1
1989-08-13 | 8 | 13 | 20:00 | 21.7 | 20 | 1 | 71 |  | 0 | 0 | 5.7752 | 5.7752 | 95% | 0.82819 | 56.6479 | 7.4634 | 4.1148 | 3.9091 | 0.20574 | 5% | 16.7215 | 0.8 | 0.8 | 0.8 | 54.72 | 7.2094 | 3.9748 | 3.9748 | 0 | 0% | 1148.75 | 56.6479 | 0 | 1092.1021 | 1148.75 | 54.72 | 0 | 1094.03 | Summer | FALSE | 0 | 0 | 0 | 0 | 0 | 0 | 1 | 0 | 1
1989-08-13 | 8 | 13 | 21:00 | 22.2 | 21 | 1 | 72 |  | 0 | 0 | 4.7252 | 4.7252 | 95% | 0.67761 | 46.3483 | 6.1064 | 3.3667 | 3.1984 | 0.16833 | 5% | 15.837 | 0.8 | 0.8 | 0.8 | 54.72 | 7.2094 | 3.9748 | 3.5439 | 0.43092 | 10.84% | 1088.25 | 46.3483 | 0 | 1041.9017 | 1088.25 | 54.72 | 0 | 1033.53 | Summer | FALSE | 0 | 0 | 0 | 0 | 0 | 0 | 1 | 0 | 1
1989-08-13 | 8 | 13 | 22:00 | 21.7 | 22 | 1 | 71 |  | 0 | 0 | 4.2002 | 4.2002 | 95% | 0.60232 | 41.1985 | 5.4279 | 2.9926 | 2.843 | 0.14963 | 5% | 14.8465 | 0.8 | 0.8 | 0.8 | 54.72 | 7.2094 | 3.9748 | 3.1501 | 0.82468 | 20.75% | 1020.5 | 41.1985 | 0 | 979.3015 | 1020.5 | 54.72 | 0 | 965.78 | Summer | FALSE | 0 | 0 | 0 | 0 | 0 | 0 | 1 | 0 | 1
1989-08-13 | 8 | 13 | 23:00 | 22.2 | 23 | 1 | 72 |  | 0 | 0 | 5.2502 | 5.2502 | 95% | 0.7529 | 51.4981 | 6.7849 | 3.7408 | 3.5537 | 0.18704 | 5% | 14.2178 | 0.8 | 0.8 | 0.8 | 54.72 | 7.2094 | 3.9748 | 3.9376 | 0.037156 | 0.9348% | 977.5 | 51.4981 | 0 | 926.0019 | 977.5 | 54.72 | 0 | 922.78 | Summer | FALSE | 0 | 0 | 0 | 0 | 0 | 0 | 1 | 0 | 1
1989-08-13 | 8 | 13 | 24:00 | 22.2 | 0 | 1 | 72 |  | 0 | 0 | 4.2002 | 4.2002 | 95% | 0.60232 | 41.1985 | 5.4279 | 2.9926 | 2.843 | 0.14963 | 5% | 14.0314 | 0 | 0 | 0 | 0 | 0 | 0 | 0 | 0 | 0% | 964.75 | 41.1985 | 0 | 923.5515 | 964.75 | 0 | 0 | 964.75 | Summer | FALSE | 0 | 0 | 0 | 0 | 0 | 0 | 1 | 0 | 1
1989-08-14 | 8 | 14 | 1:00 | 22.8 | 1 | 1 | 73 |  | 0 | 0 | 3.9376 | 3.9376 | 95% | 0.56467 | 38.6235 | 5.0887 | 2.8056 | 2.6653 | 0.14028 | 5% | 13.5344 | 0 | 0 | 0 | 0 | 0 | 0 | 0 | 0 | 0% | 930.75 | 38.6235 | 0 | 892.1265 | 930.75 | 0 | 0 | 930.75 | Summer | FALSE | 0 | 0 | 0 | 0 | 0 | 0 | 1 | 0 | 1
1989-08-14 | 8 | 14 | 2:00 | 22.8 | 2 | 1 | 73 |  | 0 | 0 | 3.1501 | 3.1501 | 95% | 0 | 0 | 0 | 0 | 0 | 0 | 5% | 13.2968 | 0 | 0 | 0 | 0 | 0 | 0 | 0 | 0 | 0% | 914.5 | 0 | 0 | 914.5 | 914.5 | 0 | 0 | 914.5 | Summer | FALSE | 0 | 0 | 0 | 0 | 1 | 0 | 1 | 0 | 0
1989-08-14 | 8 | 14 | 3:00 | 22.2 | 3 | 1 | 72 |  | 0 | 0 | 3.4126 | 3.4126 | 95% | 0 | 0 | 0 | 0 | 0 | 0 | 5% | 13.1652 | 0 | 0 | 0 | 0 | 0 | 0 | 0 | 0 | 0% | 905.5 | 0 | 0 | 905.5 | 905.5 | 0 | 0 | 905.5 | Summer | FALSE | 0 | 0 | 0 | 0 | 1 | 0 | 1 | 0 | 0
1989-08-14 | 8 | 14 | 4:00 | 21.7 | 4 | 1 | 71 |  | 0 | 0 | 3.1501 | 3.1501 | 95% | 0 | 0 | 0 | 0 | 0 | 0 | 5% | 13.2018 | 0 | 0 | 0 | 0 | 0 | 0 | 0 | 0 | 0% | 908 | 0 | 0 | 908 | 908 | 0 | 0 | 908 | Summer | FALSE | 0 | 0 | 0 | 0 | 1 | 0 | 1 | 0 | 0
1989-08-14 | 8 | 14 | 5:00 | 21.1 | 5 | 1 | 70 |  | 0 | 0 | 3.1501 | 3.1501 | 95% | 0 | 0 | 0 | 0 | 0 | 0 | 5% | 13.1469 | 0 | 0 | 0 | 0 | 0 | 0 | 0 | 0 | 0% | 904.25 | 0 | 0 | 904.25 | 904.25 | 0 | 0 | 904.25 | Summer | FALSE | 0 | 0 | 0 | 0 | 1 | 0 | 1 | 0 | 0
1989-08-14 | 8 | 14 | 6:00 | 22.8 | 6 | 1 | 73 |  | 0 | 0 | 3.9376 | 3.9376 | 95% | 0.56467 | 38.6235 | 5.0887 | 2.8056 | 2.6653 | 0.14028 | 5% | 13.22 | 0.8 | 0.8 | 0.8 | 54.72 | 7.2094 | 3.9748 | 2.9532 | 1.0216 | 25.7% | 909.25 | 38.6235 | 0 | 870.6265 | 909.25 | 54.72 | 0 | 854.53 | Summer | FALSE | 0 | 0 | 0 | 0 | 0 | 0 | 1 | 0 | 1
1989-08-14 | 8 | 14 | 7:00 | 23.9 | 7 | 1 | 75 |  | 0 | 0 | 4.7252 | 4.7252 | 95% | 0.67761 | 46.3483 | 6.1064 | 3.3667 | 3.1984 | 0.16833 | 5% | 15.1352 | 0.8 | 0.8 | 0.8 | 54.72 | 7.2094 | 3.9748 | 3.5439 | 0.43092 | 10.84% | 1040.25 | 46.3483 | 0 | 993.9017 | 1040.25 | 54.72 | 0 | 985.53 | Summer | FALSE | 0 | 0 | 0 | 0 | 0 | 0 | 1 | 0 | 1
1989-08-14 | 8 | 14 | 8:00 | 25 | 8 | 1 | 77 |  | 0 | 0 | 7.6128 | 7.6128 | 95% | 1 | 68.4 | 9.0117 | 4.9685 | 4.7201 | 0.24843 | 5% | 15.1572 | 0.8 | 0.8 | 0.8 | 54.72 | 7.2094 | 3.9748 | 3.9748 | 0 | 0% | 1041.75 | 68.4 | 0 | 973.35 | 1041.75 | 54.72 | 0 | 987.03 | Summer | FALSE | 0 | 0 | 0 | 0 | 0 | 0 | 0 | 1 | 1
1989-08-14 | 8 | 14 | 9:00 | 25.6 | 9 | 1 | 78 |  | 0 | 0 | 6.5627 | 6.5627 | 95% | 0.94112 | 64.3726 | 8.4811 | 4.676 | 4.4422 | 0.2338 | 5% | 16.1659 | 0.8 | 0.8 | 0.8 | 54.72 | 7.2094 | 3.9748 | 3.9748 | 0 | 0% | 1110.75 | 64.3726 | 0 | 1046.3774 | 1110.75 | 54.72 | 0 | 1056.03 | Summer | FALSE | 0 | 0 | 0 | 0 | 0 | 0 | 1 | 0 | 1
1989-08-14 | 8 | 14 | 10:00 | 26.7 | 10 | 1 | 80 |  | 0 | 0 | 6.0377 | 6.0377 | 95% | 0.86583 | 59.2228 | 7.8026 | 4.3019 | 4.0868 | 0.21509 | 5% | 16.2537 | 0.8 | 0.8 | 0.8 | 54.72 | 7.2094 | 3.9748 | 3.9748 | 0 | 0% | 1116.75 | 59.2228 | 0 | 1057.5272 | 1116.75 | 54.72 | 0 | 1062.03 | Summer | FALSE | 0 | 0 | 0 | 0 | 0 | 0 | 1 | 0 | 1
1989-08-14 | 8 | 14 | 11:00 | 27.8 | 11 | 1 | 82 |  | 0 | 0 | 5.2502 | 5.2502 | 95% | 0.7529 | 51.4981 | 6.7849 | 3.7408 | 3.5537 | 0.18704 | 5% | 16.2573 | 0.8 | 0.8 | 0.8 | 54.72 | 7.2094 | 3.9748 | 3.9376 | 0.037156 | 0.9348% | 1117 | 51.4981 | 0 | 1065.5019 | 1117 | 54.72 | 0 | 1062.28 | Summer | FALSE | 0 | 0 | 0 | 0 | 0 | 0 | 1 | 0 | 1
1989-08-14 | 8 | 14 | 12:00 | 28.9 | 12 | 1 | 84 |  | 0 | 0 | 5.2502 | 5.2502 | 95% | 0.7529 | 51.4981 | 6.7849 | 3.7408 | 3.5537 | 0.18704 | 5% | 16.3743 | 0.8 | 0.8 | 0.8 | 54.72 | 7.2094 | 3.9748 | 3.9376 | 0.037156 | 0.9348% | 1125 | 51.4981 | 0 | 1073.5019 | 1125 | 54.72 | 0 | 1070.28 | Summer | FALSE | 0 | 0 | 0 | 0 | 0 | 0 | 1 | 0 | 1
1989-08-14 | 8 | 14 | 13:00 | 29.4 | 13 | 1 | 85 |  | 0 | 0 | 4.7252 | 4.7252 | 95% | 0.67761 | 46.3483 | 6.1064 | 3.3667 | 3.1984 | 0.16833 | 5% | 16.0892 | 1 | 1 | 1 | 68.4 | 9.0117 | 4.9685 | 3.5439 | 1.4246 | 28.67% | 1105.5 | 46.3483 | 0 | 1059.1517 | 1105.5 | 68.4 | 0 | 1037.1 | Summer | FALSE | 1 | 1 | 46.3483 | 68.4 | 0 | 0 | 1 | 0 | 1
1989-08-14 | 8 | 14 | 14:00 | 28.3 | 14 | 1 | 83 |  | 0 | 0 | 3.9376 | 3.9376 | 95% | 0.56467 | 38.6235 | 5.0887 | 2.8056 | 2.6653 | 0.14028 | 5% | 16.3889 | 1 | 1 | 1 | 68.4 | 9.0117 | 4.9685 | 2.9532 | 2.0153 | 40.56% | 1126 | 38.6235 | 0 | 1087.3765 | 1126 | 68.4 | 0 | 1057.6 | Summer | FALSE | 1 | 1 | 38.6235 | 68.4 | 0 | 0 | 1 | 0 | 1
1989-08-14 | 8 | 14 | 15:00 | 28.9 | 15 | 1 | 84 |  | 0 | 0 | 3.6751 | 3.6751 | 95% | 0.52703 | 36.0486 | 4.7494 | 2.6185 | 2.4876 | 0.13093 | 5% | 16.3889 | 1 | 1 | 1 | 68.4 | 9.0117 | 4.9685 | 2.7564 | 2.2121 | 44.52% | 1126 | 36.0486 | 0 | 1089.9514 | 1126 | 68.4 | 0 | 1057.6 | Summer | FALSE | 1 | 1 | 36.0486 | 68.4 | 0 | 0 | 1 | 0 | 1
1989-08-14 | 8 | 14 | 16:00 | 27.2 | 16 | 1 | 81 |  | 0 | 0 | 3.6751 | 3.6751 | 95% | 0.52703 | 36.0486 | 4.7494 | 2.6185 | 2.4876 | 0.13093 | 5% | 16.4474 | 1 | 1 | 1 | 68.4 | 9.0117 | 4.9685 | 2.7564 | 2.2121 | 44.52% | 1130 | 36.0486 | 0 | 1093.9514 | 1130 | 68.4 | 0 | 1061.6 | Summer | FALSE | 1 | 1 | 36.0486 | 68.4 | 0 | 0 | 1 | 0 | 1
1989-08-14 | 8 | 14 | 17:00 | 26.1 | 17 | 1 | 79 |  | 0 | 0 | 4.7252 | 4.7252 | 95% | 0.67761 | 46.3483 | 6.1064 | 3.3667 | 3.1984 | 0.16833 | 5% | 16.0746 | 1 | 1 | 1 | 68.4 | 9.0117 | 4.9685 | 3.5439 | 1.4246 | 28.67% | 1104.5 | 46.3483 | 0 | 1058.1517 | 1104.5 | 68.4 | 0 | 1036.1 | Summer | FALSE | 0 | 0 | 0 | 0 | 0 | 0 | 1 | 0 | 1
1989-08-14 | 8 | 14 | 18:00 | 26.1 | 18 | 1 | 79 |  | 0 | 0 | 6.0377 | 6.0377 | 95% | 0.86583 | 59.2228 | 7.8026 | 4.3019 | 4.0868 | 0.21509 | 5% | 15.4094 | 0.8 | 0.8 | 0.8 | 54.72 | 7.2094 | 3.9748 | 3.9748 | 0 | 0% | 1059 | 59.2228 | 0 | 999.7772 | 1059 | 54.72 | 0 | 1004.28 | Summer | FALSE | 0 | 0 | 0 | 0 | 0 | 0 | 1 | 0 | 1
1989-08-14 | 8 | 14 | 19:00 | 25 | 19 | 1 | 77 |  | 0 | 0 | 6.5627 | 6.5627 | 95% | 0.94112 | 64.3726 | 8.4811 | 4.676 | 4.4422 | 0.2338 | 5% | 14.5029 | 0.8 | 0.8 | 0.8 | 54.72 | 7.2094 | 3.9748 | 3.9748 | 0 | 0% | 997 | 64.3726 | 0 | 932.6274 | 997 | 54.72 | 0 | 942.28 | Summer | FALSE | 0 | 0 | 0 | 0 | 0 | 0 | 1 | 0 | 1
1989-08-14 | 8 | 14 | 20:00 | 24.4 | 20 | 1 | 76 |  | 0 | 0 | 5.7752 | 5.7752 | 95% | 0.82819 | 56.6479 | 7.4634 | 4.1148 | 3.9091 | 0.20574 | 5% | 14.5504 | 0.8 | 0.8 | 0.8 | 54.72 | 7.2094 | 3.9748 | 3.9748 | 0 | 0% | 1000.25 | 56.6479 | 0 | 943.6021 | 1000.25 | 54.72 | 0 | 945.53 | Summer | FALSE | 0 | 0 | 0 | 0 | 0 | 0 | 1 | 0 | 1
1989-08-14 | 8 | 14 | 21:00 | 24.4 | 21 | 1 | 76 |  | 0 | 0 | 4.7252 | 4.7252 | 95% | 0.67761 | 46.3483 | 6.1064 | 3.3667 | 3.1984 | 0.16833 | 5% | 13.6075 | 0.8 | 0.8 | 0.8 | 54.72 | 7.2094 | 3.9748 | 3.5439 | 0.43092 | 10.84% | 935.75 | 46.3483 | 0 | 889.4017 | 935.75 | 54.72 | 0 | 881.03 | Summer | FALSE | 0 | 0 | 0 | 0 | 0 | 0 | 1 | 0 | 1
1989-08-14 | 8 | 14 | 22:00 | 23.9 | 22 | 1 | 75 |  | 0 | 0 | 4.2002 | 4.2002 | 95% | 0.60232 | 41.1985 | 5.4279 | 2.9926 | 2.843 | 0.14963 | 5% | 13.242 | 0.8 | 0.8 | 0.8 | 54.72 | 7.2094 | 3.9748 | 3.1501 | 0.82468 | 20.75% | 910.75 | 41.1985 | 0 | 869.5515 | 910.75 | 54.72 | 0 | 856.03 | Summer | FALSE | 0 | 0 | 0 | 0 | 0 | 0 | 1 | 0 | 1
1989-08-14 | 8 | 14 | 23:00 | 23.3 | 23 | 1 | 74 |  | 0 | 0 | 5.2502 | 5.2502 | 95% | 0.7529 | 51.4981 | 6.7849 | 3.7408 | 3.5537 | 0.18704 | 5% | 13.3918 | 0.8 | 0.8 | 0.8 | 54.72 | 7.2094 | 3.9748 | 3.9376 | 0.037156 | 0.9348% | 921 | 51.4981 | 0 | 869.5019 | 921 | 54.72 | 0 | 866.28 | Summer | FALSE | 0 | 0 | 0 | 0 | 0 | 0 | 1 | 0 | 1
1989-08-14 | 8 | 14 | 24:00 | 22.8 | 0 | 1 | 73 |  | 0 | 0 | 4.2002 | 4.2002 | 95% | 0.60232 | 41.1985 | 5.4279 | 2.9926 | 2.843 | 0.14963 | 5% | 13.0958 | 0 | 0 | 0 | 0 | 0 | 0 | 0 | 0 | 0% | 900.75 | 41.1985 | 0 | 859.5515 | 900.75 | 0 | 0 | 900.75 | Summer | FALSE | 0 | 0 | 0 | 0 | 0 | 0 | 1 | 0 | 1
1989-08-15 | 8 | 15 | 1:00 | 22.8 | 1 | 1 | 73 |  | 0 | 0 | 3.9376 | 3.9376 | 95% | 0.56467 | 38.6235 | 5.0887 | 2.8056 | 2.6653 | 0.14028 | 5% | 12.9861 | 0 | 0 | 0 | 0 | 0 | 0 | 0 | 0 | 0% | 893.25 | 38.6235 | 0 | 854.6265 | 893.25 | 0 | 0 | 893.25 | Summer | FALSE | 0 | 0 | 0 | 0 | 0 | 0 | 1 | 0 | 1
1989-08-15 | 8 | 15 | 2:00 | 22.8 | 2 | 1 | 73 |  | 0 | 0 | 3.1501 | 3.1501 | 95% | 0 | 0 | 0 | 0 | 0 | 0 | 5% | 12.9423 | 0 | 0 | 0 | 0 | 0 | 0 | 0 | 0 | 0% | 890.25 | 0 | 0 | 890.25 | 890.25 | 0 | 0 | 890.25 | Summer | FALSE | 0 | 0 | 0 | 0 | 1 | 0 | 1 | 0 | 0
1989-08-15 | 8 | 15 | 3:00 | 22.2 | 3 | 1 | 72 |  | 0 | 0 | 3.4126 | 3.4126 | 95% | 0 | 0 | 0 | 0 | 0 | 0 | 5% | 12.7412 | 0 | 0 | 0 | 0 | 0 | 0 | 0 | 0 | 0% | 876.5 | 0 | 0 | 876.5 | 876.5 | 0 | 0 | 876.5 | Summer | FALSE | 0 | 0 | 0 | 0 | 1 | 0 | 1 | 0 | 0
1989-08-15 | 8 | 15 | 4:00 | 21.7 | 4 | 1 | 71 |  | 0 | 0 | 3.1501 | 3.1501 | 95% | 0 | 0 | 0 | 0 | 0 | 0 | 5% | 12.9971 | 0 | 0 | 0 | 0 | 0 | 0 | 0 | 0 | 0% | 894 | 0 | 0 | 894 | 894 | 0 | 0 | 894 | Summer | FALSE | 0 | 0 | 0 | 0 | 1 | 0 | 1 | 0 | 0
1989-08-15 | 8 | 15 | 5:00 | 21.7 | 5 | 1 | 71 |  | 0 | 0 | 3.1501 | 3.1501 | 95% | 0 | 0 | 0 | 0 | 0 | 0 | 5% | 13.1287 | 0 | 0 | 0 | 0 | 0 | 0 | 0 | 0 | 0% | 903 | 0 | 0 | 903 | 903 | 0 | 0 | 903 | Summer | FALSE | 0 | 0 | 0 | 0 | 1 | 0 | 1 | 0 | 0
1989-08-15 | 8 | 15 | 6:00 | 21.7 | 6 | 1 | 71 |  | 0 | 0 | 3.9376 | 3.9376 | 95% | 0.56467 | 38.6235 | 5.0887 | 2.8056 | 2.6653 | 0.14028 | 5% | 13.1323 | 0.8 | 0.8 | 0.8 | 54.72 | 7.2094 | 3.9748 | 2.9532 | 1.0216 | 25.7% | 903.25 | 38.6235 | 0 | 864.6265 | 903.25 | 54.72 | 0 | 848.53 | Summer | FALSE | 0 | 0 | 0 | 0 | 0 | 0 | 1 | 0 | 1
1989-08-15 | 8 | 15 | 7:00 | 22.8 | 7 | 1 | 73 |  | 0 | 0 | 4.7252 | 4.7252 | 95% | 0.67761 | 46.3483 | 6.1064 | 3.3667 | 3.1984 | 0.16833 | 5% | 14.8136 | 0.8 | 0.8 | 0.8 | 54.72 | 7.2094 | 3.9748 | 3.5439 | 0.43092 | 10.84% | 1018.25 | 46.3483 | 0 | 971.9017 | 1018.25 | 54.72 | 0 | 963.53 | Summer | FALSE | 0 | 0 | 0 | 0 | 0 | 0 | 1 | 0 | 1
1989-08-15 | 8 | 15 | 8:00 | 23.3 | 8 | 1 | 74 |  | 0 | 0 | 7.6128 | 7.6128 | 95% | 1 | 68.4 | 9.0117 | 4.9685 | 4.7201 | 0.24843 | 5% | 15.1499 | 0.8 | 0.8 | 0.8 | 54.72 | 7.2094 | 3.9748 | 3.9748 | 0 | 0% | 1041.25 | 68.4 | 0 | 972.85 | 1041.25 | 54.72 | 0 | 986.53 | Summer | FALSE | 0 | 0 | 0 | 0 | 0 | 0 | 0 | 1 | 1
1989-08-15 | 8 | 15 | 9:00 | 25 | 9 | 1 | 77 |  | 0 | 0 | 6.5627 | 6.5627 | 95% | 0.94112 | 64.3726 | 8.4811 | 4.676 | 4.4422 | 0.2338 | 5% | 15.7091 | 0.8 | 0.8 | 0.8 | 54.72 | 7.2094 | 3.9748 | 3.9748 | 0 | 0% | 1079.5 | 64.3726 | 0 | 1015.1274 | 1079.5 | 54.72 | 0 | 1024.78 | Summer | FALSE | 0 | 0 | 0 | 0 | 0 | 0 | 1 | 0 | 1
1989-08-15 | 8 | 15 | 10:00 | 25.6 | 10 | 1 | 78 |  | 0 | 0 | 6.0377 | 6.0377 | 95% | 0.86583 | 59.2228 | 7.8026 | 4.3019 | 4.0868 | 0.21509 | 5% | 15.6762 | 0.8 | 0.8 | 0.8 | 54.72 | 7.2094 | 3.9748 | 3.9748 | 0 | 0% | 1077.25 | 59.2228 | 0 | 1018.0272 | 1077.25 | 54.72 | 0 | 1022.53 | Summer | FALSE | 0 | 0 | 0 | 0 | 0 | 0 | 1 | 0 | 1
1989-08-15 | 8 | 15 | 11:00 | 26.1 | 11 | 1 | 79 |  | 0 | 0 | 5.2502 | 5.2502 | 95% | 0.7529 | 51.4981 | 6.7849 | 3.7408 | 3.5537 | 0.18704 | 5% | 16.4474 | 0.8 | 0.8 | 0.8 | 54.72 | 7.2094 | 3.9748 | 3.9376 | 0.037156 | 0.9348% | 1130 | 51.4981 | 0 | 1078.5019 | 1130 | 54.72 | 0 | 1075.28 | Summer | FALSE | 0 | 0 | 0 | 0 | 0 | 0 | 1 | 0 | 1
1989-08-15 | 8 | 15 | 12:00 | 26.7 | 12 | 1 | 80 |  | 0 | 0 | 5.2502 | 5.2502 | 95% | 0.7529 | 51.4981 | 6.7849 | 3.7408 | 3.5537 | 0.18704 | 5% | 16.1659 | 0.8 | 0.8 | 0.8 | 54.72 | 7.2094 | 3.9748 | 3.9376 | 0.037156 | 0.9348% | 1110.75 | 51.4981 | 0 | 1059.2519 | 1110.75 | 54.72 | 0 | 1056.03 | Summer | FALSE | 0 | 0 | 0 | 0 | 0 | 0 | 1 | 0 | 1
1989-08-15 | 8 | 15 | 13:00 | 26.7 | 13 | 1 | 80 |  | 0 | 0 | 4.7252 | 4.7252 | 95% | 0.67761 | 46.3483 | 6.1064 | 3.3667 | 3.1984 | 0.16833 | 5% | 16.1879 | 1 | 1 | 1 | 68.4 | 9.0117 | 4.9685 | 3.5439 | 1.4246 | 28.67% | 1112.25 | 46.3483 | 0 | 1065.9017 | 1112.25 | 68.4 | 0 | 1043.85 | Summer | FALSE | 1 | 1 | 46.3483 | 68.4 | 0 | 0 | 1 | 0 | 1
1989-08-15 | 8 | 15 | 14:00 | 27.8 | 14 | 1 | 82 |  | 0 | 0 | 3.9376 | 3.9376 | 95% | 0.56467 | 38.6235 | 5.0887 | 2.8056 | 2.6653 | 0.14028 | 5% | 16.1659 | 1 | 1 | 1 | 68.4 | 9.0117 | 4.9685 | 2.9532 | 2.0153 | 40.56% | 1110.75 | 38.6235 | 0 | 1072.1265 | 1110.75 | 68.4 | 0 | 1042.35 | Summer | FALSE | 1 | 1 | 38.6235 | 68.4 | 0 | 0 | 1 | 0 | 1
1989-08-15 | 8 | 15 | 15:00 | 26.1 | 15 | 1 | 79 |  | 0 | 0 | 3.6751 | 3.6751 | 95% | 0.52703 | 36.0486 | 4.7494 | 2.6185 | 2.4876 | 0.13093 | 5% | 16.5607 | 1 | 1 | 1 | 68.4 | 9.0117 | 4.9685 | 2.7564 | 2.2121 | 44.52% | 1137.75 | 36.0486 | 0 | 1101.7014 | 1137.75 | 68.4 | 0 | 1069.35 | Summer | FALSE | 1 | 1 | 36.0486 | 68.4 | 0 | 0 | 1 | 0 | 1
1989-08-15 | 8 | 15 | 16:00 | 24.4 | 16 | 1 | 76 |  | 0 | 0 | 3.6751 | 3.6751 | 95% | 0.52703 | 36.0486 | 4.7494 | 2.6185 | 2.4876 | 0.13093 | 5% | 15.8114 | 1 | 1 | 1 | 68.4 | 9.0117 | 4.9685 | 2.7564 | 2.2121 | 44.52% | 1086.5 | 36.0486 | 0 | 1050.4514 | 1086.5 | 68.4 | 0 | 1018.1 | Summer | FALSE | 1 | 1 | 36.0486 | 68.4 | 0 | 0 | 1 | 0 | 1
1989-08-15 | 8 | 15 | 17:00 | 24.4 | 17 | 1 | 76 |  | 0 | 0 | 4.7252 | 4.7252 | 95% | 0.67761 | 46.3483 | 6.1064 | 3.3667 | 3.1984 | 0.16833 | 5% | 15.4605 | 1 | 1 | 1 | 68.4 | 9.0117 | 4.9685 | 3.5439 | 1.4246 | 28.67% | 1062.5 | 46.3483 | 0 | 1016.1517 | 1062.5 | 68.4 | 0 | 994.1 | Summer | FALSE | 0 | 0 | 0 | 0 | 0 | 0 | 1 | 0 | 1
1989-08-15 | 8 | 15 | 18:00 | 25 | 18 | 1 | 77 |  | 0 | 0 | 6.0377 | 6.0377 | 95% | 0.86583 | 59.2228 | 7.8026 | 4.3019 | 4.0868 | 0.21509 | 5% | 15.0914 | 0.8 | 0.8 | 0.8 | 54.72 | 7.2094 | 3.9748 | 3.9748 | 0 | 0% | 1037.25 | 59.2228 | 0 | 978.0272 | 1037.25 | 54.72 | 0 | 982.53 | Summer | FALSE | 0 | 0 | 0 | 0 | 0 | 0 | 1 | 0 | 1
1989-08-15 | 8 | 15 | 19:00 | 23.9 | 19 | 1 | 75 |  | 0 | 0 | 6.5627 | 6.5627 | 95% | 0.94112 | 64.3726 | 8.4811 | 4.676 | 4.4422 | 0.2338 | 5% | 14.4189 | 0.8 | 0.8 | 0.8 | 54.72 | 7.2094 | 3.9748 | 3.9748 | 0 | 0% | 991.25 | 64.3726 | 0 | 926.8774 | 991.25 | 54.72 | 0 | 936.53 | Summer | FALSE | 0 | 0 | 0 | 0 | 0 | 0 | 1 | 0 | 1
1989-08-15 | 8 | 15 | 20:00 | 23.9 | 20 | 1 | 75 |  | 0 | 0 | 5.7752 | 5.7752 | 95% | 0.82819 | 56.6479 | 7.4634 | 4.1148 | 3.9091 | 0.20574 | 5% | 14.7003 | 0.8 | 0.8 | 0.8 | 54.72 | 7.2094 | 3.9748 | 3.9748 | 0 | 0% | 1010.5 | 56.6479 | 0 | 953.8521 | 1010.5 | 54.72 | 0 | 955.78 | Summer | FALSE | 0 | 0 | 0 | 0 | 0 | 0 | 1 | 0 | 1
1989-08-15 | 8 | 15 | 21:00 | 23.3 | 21 | 1 | 74 |  | 0 | 0 | 4.7252 | 4.7252 | 95% | 0.67761 | 46.3483 | 6.1064 | 3.3667 | 3.1984 | 0.16833 | 5% | 13.8231 | 0.8 | 0.8 | 0.8 | 54.72 | 7.2094 | 3.9748 | 3.5439 | 0.43092 | 10.84% | 950.5 | 46.3483 | 0 | 904.1517 | 950.5 | 54.72 | 0 | 895.78 | Summer | FALSE | 0 | 0 | 0 | 0 | 0 | 0 | 1 | 0 | 1
1989-08-15 | 8 | 15 | 22:00 | 23.3 | 22 | 1 | 74 |  | 0 | 0 | 4.2002 | 4.2002 | 95% | 0.60232 | 41.1985 | 5.4279 | 2.9926 | 2.843 | 0.14963 | 5% | 13.5088 | 0.8 | 0.8 | 0.8 | 54.72 | 7.2094 | 3.9748 | 3.1501 | 0.82468 | 20.75% | 929 | 41.1985 | 0 | 887.8015 | 929 | 54.72 | 0 | 874.28 | Summer | FALSE | 0 | 0 | 0 | 0 | 0 | 0 | 1 | 0 | 1
1989-08-15 | 8 | 15 | 23:00 | 23.3 | 23 | 1 | 74 |  | 0 | 0 | 5.2502 | 5.2502 | 95% | 0.7529 | 51.4981 | 6.7849 | 3.7408 | 3.5537 | 0.18704 | 5% | 13.3735 | 0.8 | 0.8 | 0.8 | 54.72 | 7.2094 | 3.9748 | 3.9376 | 0.037156 | 0.9348% | 919.75 | 51.4981 | 0 | 868.2519 | 919.75 | 54.72 | 0 | 865.03 | Summer | FALSE | 0 | 0 | 0 | 0 | 0 | 0 | 1 | 0 | 1
1989-08-15 | 8 | 15 | 24:00 | 23.3 | 0 | 1 | 74 |  | 0 | 0 | 4.2002 | 4.2002 | 95% | 0.60232 | 41.1985 | 5.4279 | 2.9926 | 2.843 | 0.14963 | 5% | 13.1835 | 0 | 0 | 0 | 0 | 0 | 0 | 0 | 0 | 0% | 906.75 | 41.1985 | 0 | 865.5515 | 906.75 | 0 | 0 | 906.75 | Summer | FALSE | 0 | 0 | 0 | 0 | 0 | 0 | 1 | 0 | 1
1989-08-16 | 8 | 16 | 1:00 | 22.8 | 1 | 2 | 73 |  | 0 | 0 | 3.9376 | 3.9376 | 95% | 0.56467 | 38.6235 | 5.0887 | 2.8056 | 2.6653 | 0.14028 | 5% | 13.4247 | 0 | 0 | 0 | 0 | 0 | 0 | 0 | 0 | 0% | 923.25 | 38.6235 | 0 | 884.6265 | 923.25 | 0 | 0 | 923.25 | Summer | 0 | 0 | 0 | 0 | 0 | 0 | 0 | 1 | 0 | 1
1989-08-16 | 8 | 16 | 2:00 | 22.8 | 2 | 2 | 73 |  | 0 | 0 | 3.1501 | 3.1501 | 95% | 0 | 0 | 0 | 0 | 0 | 0 | 5% | 12.7961 | 0 | 0 | 0 | 0 | 0 | 0 | 0 | 0 | 0% | 880.25 | 0 | 0 | 880.25 | 880.25 | 0 | 0 | 880.25 | Summer | 0 | 0 | 0 | 0 | 0 | 1 | 0 | 1 | 0 | 0
1989-08-16 | 8 | 16 | 3:00 | 22.8 | 3 | 2 | 73 |  | 0 | 0 | 3.4126 | 3.4126 | 95% | 0 | 0 | 0 | 0 | 0 | 0 | 5% | 12.6572 | 0 | 0 | 0 | 0 | 0 | 0 | 0 | 0 | 0% | 870.75 | 0 | 0 | 870.75 | 870.75 | 0 | 0 | 870.75 | Summer | 0 | 0 | 0 | 0 | 0 | 1 | 0 | 1 | 0 | 0
1989-08-16 | 8 | 16 | 4:00 | 22.2 | 4 | 2 | 72 |  | 0 | 0 | 3.1501 | 3.1501 | 95% | 0 | 0 | 0 | 0 | 0 | 0 | 5% | 12.6096 | 0 | 0 | 0 | 0 | 0 | 0 | 0 | 0 | 0% | 867.5 | 0 | 0 | 867.5 | 867.5 | 0 | 0 | 867.5 | Summer | 0 | 0 | 0 | 0 | 0 | 1 | 0 | 1 | 0 | 0
1989-08-16 | 8 | 16 | 5:00 | 22.2 | 5 | 2 | 72 |  | 0 | 0 | 3.1501 | 3.1501 | 95% | 0 | 0 | 0 | 0 | 0 | 0 | 5% | 12.6389 | 0 | 0 | 0 | 0 | 0 | 0 | 0 | 0 | 0% | 869.5 | 0 | 0 | 869.5 | 869.5 | 0 | 0 | 869.5 | Summer | 0 | 0 | 0 | 0 | 0 | 1 | 0 | 1 | 0 | 0
1989-08-16 | 8 | 16 | 6:00 | 22.2 | 6 | 2 | 72 |  | 0 | 0 | 3.9376 | 3.9376 | 95% | 0.56467 | 38.6235 | 5.0887 | 2.8056 | 2.6653 | 0.14028 | 5% | 12.723 | 0.8 | 0.8 | 0.8 | 54.72 | 7.2094 | 3.9748 | 2.9532 | 1.0216 | 25.7% | 875.25 | 38.6235 | 0 | 836.6265 | 875.25 | 54.72 | 0 | 820.53 | Summer | 0 | 0 | 0 | 0 | 0 | 0 | 0 | 1 | 0 | 1
1989-08-16 | 8 | 16 | 7:00 | 21.7 | 7 | 2 | 71 |  | 0 | 0 | 4.7252 | 4.7252 | 95% | 0.67761 | 46.3483 | 6.1064 | 3.3667 | 3.1984 | 0.16833 | 5% | 12.9861 | 0.8 | 0.8 | 0.8 | 54.72 | 7.2094 | 3.9748 | 3.5439 | 0.43092 | 10.84% | 893.25 | 46.3483 | 0 | 846.9017 | 893.25 | 54.72 | 0 | 838.53 | Summer | 0 | 0 | 0 | 0 | 0 | 0 | 0 | 1 | 0 | 1
1989-08-16 | 8 | 16 | 8:00 | 24.4 | 8 | 2 | 76 |  | 0 | 0 | 7.6128 | 7.6128 | 95% | 1 | 68.4 | 9.0117 | 4.9685 | 4.7201 | 0.24843 | 5% | 13.6148 | 0.8 | 0.8 | 0.8 | 54.72 | 7.2094 | 3.9748 | 3.9748 | 0 | 0% | 936.25 | 68.4 | 0 | 867.85 | 936.25 | 54.72 | 0 | 881.53 | Summer | 0 | 0 | 0 | 0 | 0 | 0 | 0 | 0 | 1 | 1
1989-08-16 | 8 | 16 | 9:00 | 26.1 | 9 | 2 | 79 |  | 0 | 0 | 6.5627 | 6.5627 | 95% | 0.94112 | 64.3726 | 8.4811 | 4.676 | 4.4422 | 0.2338 | 5% | 14.8319 | 0.8 | 0.8 | 0.8 | 54.72 | 7.2094 | 3.9748 | 3.9748 | 0 | 0% | 1019.5 | 64.3726 | 0 | 955.1274 | 1019.5 | 54.72 | 0 | 964.78 | Summer | 0 | 0 | 0 | 0 | 0 | 0 | 0 | 1 | 0 | 1
1989-08-16 | 8 | 16 | 10:00 | 26.7 | 10 | 2 | 80 |  | 0 | 0 | 6.0377 | 6.0377 | 95% | 0.86583 | 59.2228 | 7.8026 | 4.3019 | 4.0868 | 0.21509 | 5% | 15.4788 | 0.8 | 0.8 | 0.8 | 54.72 | 7.2094 | 3.9748 | 3.9748 | 0 | 0% | 1063.75 | 59.2228 | 0 | 1004.5272 | 1063.75 | 54.72 | 0 | 1009.03 | Summer | 0 | 0 | 0 | 0 | 0 | 0 | 0 | 1 | 0 | 1
1989-08-16 | 8 | 16 | 11:00 | 27.8 | 11 | 2 | 82 |  | 0 | 0 | 5.2502 | 5.2502 | 95% | 0.7529 | 51.4981 | 6.7849 | 3.7408 | 3.5537 | 0.18704 | 5% | 15.1901 | 0.8 | 0.8 | 0.8 | 54.72 | 7.2094 | 3.9748 | 3.9376 | 0.037156 | 0.9348% | 1044 | 51.4981 | 0 | 992.5019 | 1044 | 54.72 | 0 | 989.28 | Summer | 0 | 0 | 0 | 0 | 0 | 0 | 0 | 1 | 0 | 1
1989-08-16 | 8 | 16 | 12:00 | 28.3 | 12 | 2 | 83 |  | 0 | 0 | 5.2502 | 5.2502 | 95% | 0.7529 | 51.4981 | 6.7849 | 3.7408 | 3.5537 | 0.18704 | 5% | 15.0768 | 0.8 | 0.8 | 0.8 | 54.72 | 7.2094 | 3.9748 | 3.9376 | 0.037156 | 0.9348% | 1036.25 | 51.4981 | 0 | 984.7519 | 1036.25 | 54.72 | 0 | 981.53 | Summer | 0 | 0 | 0 | 0 | 0 | 0 | 0 | 1 | 0 | 1
1989-08-16 | 8 | 16 | 13:00 | 29.4 | 13 | 2 | 85 |  | 0 | 0 | 4.7252 | 4.7252 | 95% | 0.67761 | 46.3483 | 6.1064 | 3.3667 | 3.1984 | 0.16833 | 5% | 14.9379 | 0.8 | 0.8 | 0.8 | 54.72 | 7.2094 | 3.9748 | 3.5439 | 0.43092 | 10.84% | 1026.75 | 46.3483 | 0 | 980.4017 | 1026.75 | 54.72 | 0 | 972.03 | Summer | 0 | 0 | 0 | 0 | 0 | 0 | 0 | 1 | 0 | 1
1989-08-16 | 8 | 16 | 14:00 | 30 | 14 | 2 | 86 |  | 0 | 0 | 3.9376 | 3.9376 | 95% | 0.56467 | 38.6235 | 5.0887 | 2.8056 | 2.6653 | 0.14028 | 5% | 15.1937 | 0.8 | 0.8 | 0.8 | 54.72 | 7.2094 | 3.9748 | 2.9532 | 1.0216 | 25.7% | 1044.25 | 38.6235 | 0 | 1005.6265 | 1044.25 | 54.72 | 0 | 989.53 | Summer | 0 | 0 | 0 | 0 | 0 | 0 | 0 | 1 | 0 | 1
1989-08-16 | 8 | 16 | 15:00 | 30 | 15 | 2 | 86 |  | 0 | 0 | 3.6751 | 3.6751 | 95% | 0.52703 | 36.0486 | 4.7494 | 2.6185 | 2.4876 | 0.13093 | 5% | 15.201 | 0.8 | 0.8 | 0.8 | 54.72 | 7.2094 | 3.9748 | 2.7564 | 1.2184 | 30.65% | 1044.75 | 36.0486 | 0 | 1008.7014 | 1044.75 | 54.72 | 0 | 990.03 | Summer | 0 | 0 | 0 | 0 | 0 | 0 | 0 | 1 | 0 | 1
1989-08-16 | 8 | 16 | 16:00 | 29.4 | 16 | 2 | 85 |  | 0 | 0 | 3.6751 | 3.6751 | 95% | 0.52703 | 36.0486 | 4.7494 | 2.6185 | 2.4876 | 0.13093 | 5% | 14.2471 | 0.8 | 0.8 | 0.8 | 54.72 | 7.2094 | 3.9748 | 2.7564 | 1.2184 | 30.65% | 979.5 | 36.0486 | 0 | 943.4514 | 979.5 | 54.72 | 0 | 924.78 | Summer | 0 | 0 | 0 | 0 | 0 | 0 | 0 | 1 | 0 | 1
1989-08-16 | 8 | 16 | 17:00 | 26.7 | 17 | 2 | 80 |  | 0 | 0 | 4.7252 | 4.7252 | 95% | 0.67761 | 46.3483 | 6.1064 | 3.3667 | 3.1984 | 0.16833 | 5% | 14.693 | 0.8 | 0.8 | 0.8 | 54.72 | 7.2094 | 3.9748 | 3.5439 | 0.43092 | 10.84% | 1010 | 46.3483 | 0 | 963.6517 | 1010 | 54.72 | 0 | 955.28 | Summer | 0 | 0 | 0 | 0 | 0 | 0 | 0 | 1 | 0 | 1
1989-08-16 | 8 | 16 | 18:00 | 25 | 18 | 2 | 77 |  | 0 | 0 | 6.0377 | 6.0377 | 95% | 0.86583 | 59.2228 | 7.8026 | 4.3019 | 4.0868 | 0.21509 | 5% | 14.1009 | 0.8 | 0.8 | 0.8 | 54.72 | 7.2094 | 3.9748 | 3.9748 | 0 | 0% | 969.5 | 59.2228 | 0 | 910.2772 | 969.5 | 54.72 | 0 | 914.78 | Summer | 0 | 0 | 0 | 0 | 0 | 0 | 0 | 1 | 0 | 1
1989-08-16 | 8 | 16 | 19:00 | 22.8 | 19 | 2 | 73 |  | 0 | 0 | 6.5627 | 6.5627 | 95% | 0.94112 | 64.3726 | 8.4811 | 4.676 | 4.4422 | 0.2338 | 5% | 13.8889 | 0.8 | 0.8 | 0.8 | 54.72 | 7.2094 | 3.9748 | 3.9748 | 0 | 0% | 955 | 64.3726 | 0 | 890.6274 | 955 | 54.72 | 0 | 900.28 | Summer | 0 | 0 | 0 | 0 | 0 | 0 | 0 | 1 | 0 | 1
1989-08-16 | 8 | 16 | 20:00 | 23.9 | 20 | 2 | 75 |  | 0 | 0 | 5.7752 | 5.7752 | 95% | 0.82819 | 56.6479 | 7.4634 | 4.1148 | 3.9091 | 0.20574 | 5% | 13.8048 | 0.8 | 0.8 | 0.8 | 54.72 | 7.2094 | 3.9748 | 3.9748 | 0 | 0% | 949.25 | 56.6479 | 0 | 892.6021 | 949.25 | 54.72 | 0 | 894.53 | Summer | 0 | 0 | 0 | 0 | 0 | 0 | 0 | 1 | 0 | 1
1989-08-16 | 8 | 16 | 21:00 | 23.9 | 21 | 2 | 75 |  | 0 | 0 | 4.7252 | 4.7252 | 95% | 0.67761 | 46.3483 | 6.1064 | 3.3667 | 3.1984 | 0.16833 | 5% | 13.3955 | 0.8 | 0.8 | 0.8 | 54.72 | 7.2094 | 3.9748 | 3.5439 | 0.43092 | 10.84% | 921.25 | 46.3483 | 0 | 874.9017 | 921.25 | 54.72 | 0 | 866.53 | Summer | 0 | 0 | 0 | 0 | 0 | 0 | 0 | 1 | 0 | 1
1989-08-16 | 8 | 16 | 22:00 | 23.3 | 22 | 2 | 74 |  | 0 | 0 | 4.2002 | 4.2002 | 95% | 0.60232 | 41.1985 | 5.4279 | 2.9926 | 2.843 | 0.14963 | 5% | 13.0848 | 0.8 | 0.8 | 0.8 | 54.72 | 7.2094 | 3.9748 | 3.1501 | 0.82468 | 20.75% | 900 | 41.1985 | 0 | 858.8015 | 900 | 54.72 | 0 | 845.28 | Summer | 0 | 0 | 0 | 0 | 0 | 0 | 0 | 1 | 0 | 1
1989-08-16 | 8 | 16 | 23:00 | 22.8 | 23 | 2 | 73 |  | 0 | 0 | 5.2502 | 5.2502 | 95% | 0.7529 | 51.4981 | 6.7849 | 3.7408 | 3.5537 | 0.18704 | 5% | 13.136 | 0.8 | 0.8 | 0.8 | 54.72 | 7.2094 | 3.9748 | 3.9376 | 0.037156 | 0.9348% | 903.5 | 51.4981 | 0 | 852.0019 | 903.5 | 54.72 | 0 | 848.78 | Summer | 0 | 0 | 0 | 0 | 0 | 0 | 0 | 1 | 0 | 1
1989-08-16 | 8 | 16 | 24:00 | 22.8 | 0 | 2 | 73 |  | 0 | 0 | 4.2002 | 4.2002 | 95% | 0.60232 | 41.1985 | 5.4279 | 2.9926 | 2.843 | 0.14963 | 5% | 13.432 | 0 | 0 | 0 | 0 | 0 | 0 | 0 | 0 | 0% | 923.75 | 41.1985 | 0 | 882.5515 | 923.75 | 0 | 0 | 923.75 | Summer | 0 | 0 | 0 | 0 | 0 | 0 | 0 | 1 | 0 | 1
1989-08-17 | 8 | 17 | 1:00 | 22.2 | 1 | 2 | 72 |  | 0 | 0 | 3.9376 | 3.9376 | 95% | 0.56467 | 38.6235 | 5.0887 | 2.8056 | 2.6653 | 0.14028 | 5% | 13.2675 | 0 | 0 | 0 | 0 | 0 | 0 | 0 | 0 | 0% | 912.5 | 38.6235 | 0 | 873.8765 | 912.5 | 0 | 0 | 912.5 | Summer | 0 | 0 | 0 | 0 | 0 | 0 | 0 | 1 | 0 | 1
1989-08-17 | 8 | 17 | 2:00 | 21.7 | 2 | 2 | 71 |  | 0 | 0 | 3.1501 | 3.1501 | 95% | 0 | 0 | 0 | 0 | 0 | 0 | 5% | 13.3808 | 0 | 0 | 0 | 0 | 0 | 0 | 0 | 0 | 0% | 920.25 | 0 | 0 | 920.25 | 920.25 | 0 | 0 | 920.25 | Summer | 0 | 0 | 0 | 0 | 0 | 1 | 0 | 1 | 0 | 0
1989-08-17 | 8 | 17 | 3:00 | 21.1 | 3 | 2 | 70 |  | 0 | 0 | 3.4126 | 3.4126 | 95% | 0 | 0 | 0 | 0 | 0 | 0 | 5% | 13.6842 | 0 | 0 | 0 | 0 | 0 | 0 | 0 | 0 | 0% | 941 | 0 | 0 | 941 | 941 | 0 | 0 | 941 | Summer | 0 | 0 | 0 | 0 | 0 | 1 | 0 | 1 | 0 | 0
1989-08-17 | 8 | 17 | 4:00 | 20.6 | 4 | 2 | 69 |  | 0 | 0 | 3.1501 | 3.1501 | 95% | 0 | 0 | 0 | 0 | 0 | 0 | 5% | 13.973 | 0 | 0 | 0 | 0 | 0 | 0 | 0 | 0 | 0% | 960.75 | 0 | 0 | 960.75 | 960.75 | 0 | 0 | 960.75 | Summer | 0 | 0 | 0 | 0 | 0 | 1 | 0 | 1 | 0 | 0
1989-08-17 | 8 | 17 | 5:00 | 20 | 5 | 2 | 68 |  | 0 | 0 | 3.1501 | 3.1501 | 95% | 0 | 0 | 0 | 0 | 0 | 0 | 5% | 14.0534 | 0 | 0 | 0 | 0 | 0 | 0 | 0 | 0 | 0% | 966.25 | 0 | 0 | 966.25 | 966.25 | 0 | 0 | 966.25 | Summer | 0 | 0 | 0 | 0 | 0 | 1 | 0 | 1 | 0 | 0
1989-08-17 | 8 | 17 | 6:00 | 20.6 | 6 | 2 | 69 |  | 0 | 0 | 3.9376 | 3.9376 | 95% | 0.56467 | 38.6235 | 5.0887 | 2.8056 | 2.6653 | 0.14028 | 5% | 13.4028 | 0.8 | 0.8 | 0.8 | 54.72 | 7.2094 | 3.9748 | 2.9532 | 1.0216 | 25.7% | 921.75 | 38.6235 | 0 | 883.1265 | 921.75 | 54.72 | 0 | 867.03 | Summer | 0 | 0 | 0 | 0 | 0 | 0 | 0 | 1 | 0 | 1
1989-08-17 | 8 | 17 | 7:00 | 21.7 | 7 | 2 | 71 |  | 0 | 0 | 4.7252 | 4.7252 | 95% | 0.67761 | 46.3483 | 6.1064 | 3.3667 | 3.1984 | 0.16833 | 5% | 13.8523 | 0.8 | 0.8 | 0.8 | 54.72 | 7.2094 | 3.9748 | 3.5439 | 0.43092 | 10.84% | 952.5 | 46.3483 | 0 | 906.1517 | 952.5 | 54.72 | 0 | 897.78 | Summer | 0 | 0 | 0 | 0 | 0 | 0 | 0 | 1 | 0 | 1
1989-08-17 | 8 | 17 | 8:00 | 22.8 | 8 | 2 | 73 |  | 0 | 0 | 7.6128 | 7.6128 | 95% | 1 | 68.4 | 9.0117 | 4.9685 | 4.7201 | 0.24843 | 5% | 14.3421 | 0.8 | 0.8 | 0.8 | 54.72 | 7.2094 | 3.9748 | 3.9748 | 0 | 0% | 986 | 68.4 | 0 | 917.6 | 986 | 54.72 | 0 | 931.28 | Summer | 0 | 0 | 0 | 0 | 0 | 0 | 0 | 0 | 1 | 1
1989-08-17 | 8 | 17 | 9:00 | 23.3 | 9 | 2 | 74 |  | 0 | 0 | 6.5627 | 6.5627 | 95% | 0.94112 | 64.3726 | 8.4811 | 4.676 | 4.4422 | 0.2338 | 5% | 14.3238 | 0.8 | 0.8 | 0.8 | 54.72 | 7.2094 | 3.9748 | 3.9748 | 0 | 0% | 984.75 | 64.3726 | 0 | 920.3774 | 984.75 | 54.72 | 0 | 930.03 | Summer | 0 | 0 | 0 | 0 | 0 | 0 | 0 | 1 | 0 | 1
1989-08-17 | 8 | 17 | 10:00 | 23.9 | 10 | 2 | 75 |  | 0 | 0 | 6.0377 | 6.0377 | 95% | 0.86583 | 59.2228 | 7.8026 | 4.3019 | 4.0868 | 0.21509 | 5% | 14.5833 | 0.8 | 0.8 | 0.8 | 54.72 | 7.2094 | 3.9748 | 3.9748 | 0 | 0% | 1002.5 | 59.2228 | 0 | 943.2772 | 1002.5 | 54.72 | 0 | 947.78 | Summer | 0 | 0 | 0 | 0 | 0 | 0 | 0 | 1 | 0 | 1
1989-08-17 | 8 | 17 | 11:00 | 23.3 | 11 | 2 | 74 |  | 0 | 0 | 5.2502 | 5.2502 | 95% | 0.7529 | 51.4981 | 6.7849 | 3.7408 | 3.5537 | 0.18704 | 5% | 14.8209 | 0.8 | 0.8 | 0.8 | 54.72 | 7.2094 | 3.9748 | 3.9376 | 0.037156 | 0.9348% | 1018.75 | 51.4981 | 0 | 967.2519 | 1018.75 | 54.72 | 0 | 964.03 | Summer | 0 | 0 | 0 | 0 | 0 | 0 | 0 | 1 | 0 | 1
1989-08-17 | 8 | 17 | 12:00 | 23.3 | 12 | 2 | 74 |  | 0 | 0 | 5.2502 | 5.2502 | 95% | 0.7529 | 51.4981 | 6.7849 | 3.7408 | 3.5537 | 0.18704 | 5% | 15.625 | 0.8 | 0.8 | 0.8 | 54.72 | 7.2094 | 3.9748 | 3.9376 | 0.037156 | 0.9348% | 1073.75 | 51.4981 | 0 | 1022.2519 | 1073.75 | 54.72 | 0 | 1019.03 | Summer | 0 | 0 | 0 | 0 | 0 | 0 | 0 | 1 | 0 | 1
1989-08-17 | 8 | 17 | 13:00 | 23.3 | 13 | 2 | 74 |  | 0 | 0 | 4.7252 | 4.7252 | 95% | 0.67761 | 46.3483 | 6.1064 | 3.3667 | 3.1984 | 0.16833 | 5% | 15.932 | 0.8 | 0.8 | 0.8 | 54.72 | 7.2094 | 3.9748 | 3.5439 | 0.43092 | 10.84% | 1094.75 | 46.3483 | 0 | 1048.4017 | 1094.75 | 54.72 | 0 | 1040.03 | Summer | 0 | 0 | 0 | 0 | 0 | 0 | 0 | 1 | 0 | 1
1989-08-17 | 8 | 17 | 14:00 | 23.3 | 14 | 2 | 74 |  | 0 | 0 | 3.9376 | 3.9376 | 95% | 0.56467 | 38.6235 | 5.0887 | 2.8056 | 2.6653 | 0.14028 | 5% | 15.8041 | 0.8 | 0.8 | 0.8 | 54.72 | 7.2094 | 3.9748 | 2.9532 | 1.0216 | 25.7% | 1086 | 38.6235 | 0 | 1047.3765 | 1086 | 54.72 | 0 | 1031.28 | Summer | 0 | 0 | 0 | 0 | 0 | 0 | 0 | 1 | 0 | 1
1989-08-17 | 8 | 17 | 15:00 | 23.3 | 15 | 2 | 74 |  | 0 | 0 | 3.6751 | 3.6751 | 95% | 0.52703 | 36.0486 | 4.7494 | 2.6185 | 2.4876 | 0.13093 | 5% | 15.5629 | 0.8 | 0.8 | 0.8 | 54.72 | 7.2094 | 3.9748 | 2.7564 | 1.2184 | 30.65% | 1069.5 | 36.0486 | 0 | 1033.4514 | 1069.5 | 54.72 | 0 | 1014.78 | Summer | 0 | 0 | 0 | 0 | 0 | 0 | 0 | 1 | 0 | 1
1989-08-17 | 8 | 17 | 16:00 | 22.8 | 16 | 2 | 73 |  | 0 | 0 | 3.6751 | 3.6751 | 95% | 0.52703 | 36.0486 | 4.7494 | 2.6185 | 2.4876 | 0.13093 | 5% | 14.8977 | 0.8 | 0.8 | 0.8 | 54.72 | 7.2094 | 3.9748 | 2.7564 | 1.2184 | 30.65% | 1024 | 36.0486 | 0 | 987.9514 | 1024 | 54.72 | 0 | 969.28 | Summer | 0 | 0 | 0 | 0 | 0 | 0 | 0 | 1 | 0 | 1
1989-08-17 | 8 | 17 | 17:00 | 22.2 | 17 | 2 | 72 |  | 0 | 0 | 4.7252 | 4.7252 | 95% | 0.67761 | 46.3483 | 6.1064 | 3.3667 | 3.1984 | 0.16833 | 5% | 14.5322 | 0.8 | 0.8 | 0.8 | 54.72 | 7.2094 | 3.9748 | 3.5439 | 0.43092 | 10.84% | 999 | 46.3483 | 0 | 952.6517 | 999 | 54.72 | 0 | 944.28 | Summer | 0 | 0 | 0 | 0 | 0 | 0 | 0 | 1 | 0 | 1
1989-08-17 | 8 | 17 | 18:00 | 22.2 | 18 | 2 | 72 |  | 0 | 0 | 6.0377 | 6.0377 | 95% | 0.86583 | 59.2228 | 7.8026 | 4.3019 | 4.0868 | 0.21509 | 5% | 14.3969 | 0.8 | 0.8 | 0.8 | 54.72 | 7.2094 | 3.9748 | 3.9748 | 0 | 0% | 989.75 | 59.2228 | 0 | 930.5272 | 989.75 | 54.72 | 0 | 935.03 | Summer | 0 | 0 | 0 | 0 | 0 | 0 | 0 | 1 | 0 | 1
1989-08-17 | 8 | 17 | 19:00 | 20.6 | 19 | 2 | 69 |  | 0 | 0 | 6.5627 | 6.5627 | 95% | 0.94112 | 64.3726 | 8.4811 | 4.676 | 4.4422 | 0.2338 | 5% | 14.6199 | 0.8 | 0.8 | 0.8 | 54.72 | 7.2094 | 3.9748 | 3.9748 | 0 | 0% | 1005 | 64.3726 | 0 | 940.6274 | 1005 | 54.72 | 0 | 950.28 | Summer | 0 | 0 | 0 | 0 | 0 | 0 | 0 | 1 | 0 | 1
1989-08-17 | 8 | 17 | 20:00 | 21.7 | 20 | 2 | 71 |  | 0 | 0 | 5.7752 | 5.7752 | 95% | 0.82819 | 56.6479 | 7.4634 | 4.1148 | 3.9091 | 0.20574 | 5% | 14.057 | 0.8 | 0.8 | 0.8 | 54.72 | 7.2094 | 3.9748 | 3.9748 | 0 | 0% | 966.5 | 56.6479 | 0 | 909.8521 | 966.5 | 54.72 | 0 | 911.78 | Summer | 0 | 0 | 0 | 0 | 0 | 0 | 0 | 1 | 0 | 1
1989-08-17 | 8 | 17 | 21:00 | 21.1 | 21 | 2 | 70 |  | 0 | 0 | 4.7252 | 4.7252 | 95% | 0.67761 | 46.3483 | 6.1064 | 3.3667 | 3.1984 | 0.16833 | 5% | 14.0132 | 0.8 | 0.8 | 0.8 | 54.72 | 7.2094 | 3.9748 | 3.5439 | 0.43092 | 10.84% | 963.5 | 46.3483 | 0 | 917.1517 | 963.5 | 54.72 | 0 | 908.78 | Summer | 0 | 0 | 0 | 0 | 0 | 0 | 0 | 1 | 0 | 1
1989-08-17 | 8 | 17 | 22:00 | 20 | 22 | 2 | 68 |  | 0 | 0 | 4.2002 | 4.2002 | 95% | 0.60232 | 41.1985 | 5.4279 | 2.9926 | 2.843 | 0.14963 | 5% | 13.4284 | 0.8 | 0.8 | 0.8 | 54.72 | 7.2094 | 3.9748 | 3.1501 | 0.82468 | 20.75% | 923.5 | 41.1985 | 0 | 882.3015 | 923.5 | 54.72 | 0 | 868.78 | Summer | 0 | 0 | 0 | 0 | 0 | 0 | 0 | 1 | 0 | 1
1989-08-17 | 8 | 17 | 23:00 | 20 | 23 | 2 | 68 |  | 0 | 0 | 5.2502 | 5.2502 | 95% | 0.7529 | 51.4981 | 6.7849 | 3.7408 | 3.5537 | 0.18704 | 5% | 13.0665 | 0.8 | 0.8 | 0.8 | 54.72 | 7.2094 | 3.9748 | 3.9376 | 0.037156 | 0.9348% | 898.75 | 51.4981 | 0 | 847.2519 | 898.75 | 54.72 | 0 | 844.03 | Summer | 0 | 0 | 0 | 0 | 0 | 0 | 0 | 1 | 0 | 1
1989-08-17 | 8 | 17 | 24:00 | 18.9 | 0 | 2 | 66 |  | 0 | 0 | 4.2002 | 4.2002 | 95% | 0.60232 | 41.1985 | 5.4279 | 2.9926 | 2.843 | 0.14963 | 5% | 13.1798 | 0 | 0 | 0 | 0 | 0 | 0 | 0 | 0 | 0% | 906.5 | 41.1985 | 0 | 865.3015 | 906.5 | 0 | 0 | 906.5 | Summer | 0 | 0 | 0 | 0 | 0 | 0 | 0 | 1 | 0 | 1
1989-08-18 | 8 | 18 | 1:00 | 19.4 | 1 | 1 | 67 |  | 0 | 0 | 3.9376 | 3.9376 | 95% | 0.56467 | 38.6235 | 5.0887 | 2.8056 | 2.6653 | 0.14028 | 5% | 12.9496 | 0 | 0 | 0 | 0 | 0 | 0 | 0 | 0 | 0% | 890.75 | 38.6235 | 0 | 852.1265 | 890.75 | 0 | 0 | 890.75 | Summer | FALSE | 0 | 0 | 0 | 0 | 0 | 0 | 1 | 0 | 1
1989-08-18 | 8 | 18 | 2:00 | 18.9 | 2 | 1 | 66 |  | 0 | 0 | 3.1501 | 3.1501 | 95% | 0 | 0 | 0 | 0 | 0 | 0 | 5% | 12.7522 | 0 | 0 | 0 | 0 | 0 | 0 | 0 | 0 | 0% | 877.25 | 0 | 0 | 877.25 | 877.25 | 0 | 0 | 877.25 | Summer | FALSE | 0 | 0 | 0 | 0 | 1 | 0 | 1 | 0 | 0
1989-08-18 | 8 | 18 | 3:00 | 18.3 | 3 | 1 | 65 |  | 0 | 0 | 3.4126 | 3.4126 | 95% | 0 | 0 | 0 | 0 | 0 | 0 | 5% | 12.7412 | 0 | 0 | 0 | 0 | 0 | 0 | 0 | 0 | 0% | 876.5 | 0 | 0 | 876.5 | 876.5 | 0 | 0 | 876.5 | Summer | FALSE | 0 | 0 | 0 | 0 | 1 | 0 | 1 | 0 | 0
1989-08-18 | 8 | 18 | 4:00 | 17.8 | 4 | 1 | 64 |  | 0 | 0 | 3.1501 | 3.1501 | 95% | 0 | 0 | 0 | 0 | 0 | 0 | 5% | 12.8363 | 0 | 0 | 0 | 0 | 0 | 0 | 0 | 0 | 0% | 883 | 0 | 0 | 883 | 883 | 0 | 0 | 883 | Summer | FALSE | 0 | 0 | 0 | 0 | 1 | 0 | 1 | 0 | 0
1989-08-18 | 8 | 18 | 5:00 | 16.7 | 5 | 1 | 62 |  | 0 | 0 | 3.1501 | 3.1501 | 95% | 0 | 0 | 0 | 0 | 0 | 0 | 5% | 13.2712 | 0 | 0 | 0 | 0 | 0 | 0 | 0 | 0 | 0% | 912.75 | 0 | 0 | 912.75 | 912.75 | 0 | 0 | 912.75 | Summer | FALSE | 0 | 0 | 0 | 0 | 1 | 0 | 1 | 0 | 0
1989-08-18 | 8 | 18 | 6:00 | 17.8 | 6 | 1 | 64 |  | 0 | 0 | 3.9376 | 3.9376 | 95% | 0.56467 | 38.6235 | 5.0887 | 2.8056 | 2.6653 | 0.14028 | 5% | 13.3443 | 0.8 | 0.8 | 0.8 | 54.72 | 7.2094 | 3.9748 | 2.9532 | 1.0216 | 25.7% | 917.75 | 38.6235 | 0 | 879.1265 | 917.75 | 54.72 | 0 | 863.03 | Summer | FALSE | 0 | 0 | 0 | 0 | 0 | 0 | 1 | 0 | 1
1989-08-18 | 8 | 18 | 7:00 | 19.4 | 7 | 1 | 67 |  | 0 | 0 | 4.7252 | 4.7252 | 95% | 0.67761 | 46.3483 | 6.1064 | 3.3667 | 3.1984 | 0.16833 | 5% | 14.9342 | 0.8 | 0.8 | 0.8 | 54.72 | 7.2094 | 3.9748 | 3.5439 | 0.43092 | 10.84% | 1026.5 | 46.3483 | 0 | 980.1517 | 1026.5 | 54.72 | 0 | 971.78 | Summer | FALSE | 0 | 0 | 0 | 0 | 0 | 0 | 1 | 0 | 1
1989-08-18 | 8 | 18 | 8:00 | 20.6 | 8 | 1 | 69 |  | 0 | 0 | 7.6128 | 7.6128 | 95% | 1 | 68.4 | 9.0117 | 4.9685 | 4.7201 | 0.24843 | 5% | 15.0877 | 0.8 | 0.8 | 0.8 | 54.72 | 7.2094 | 3.9748 | 3.9748 | 0 | 0% | 1037 | 68.4 | 0 | 968.6 | 1037 | 54.72 | 0 | 982.28 | Summer | FALSE | 0 | 0 | 0 | 0 | 0 | 0 | 0 | 1 | 1
1989-08-18 | 8 | 18 | 9:00 | 21.7 | 9 | 1 | 71 |  | 0 | 0 | 6.5627 | 6.5627 | 95% | 0.94112 | 64.3726 | 8.4811 | 4.676 | 4.4422 | 0.2338 | 5% | 15.9393 | 0.8 | 0.8 | 0.8 | 54.72 | 7.2094 | 3.9748 | 3.9748 | 0 | 0% | 1095.25 | 64.3726 | 0 | 1030.8774 | 1095.25 | 54.72 | 0 | 1040.53 | Summer | FALSE | 0 | 0 | 0 | 0 | 0 | 0 | 1 | 0 | 1
1989-08-18 | 8 | 18 | 10:00 | 21.7 | 10 | 1 | 71 |  | 0 | 0 | 6.0377 | 6.0377 | 95% | 0.86583 | 59.2228 | 7.8026 | 4.3019 | 4.0868 | 0.21509 | 5% | 16.1111 | 0.8 | 0.8 | 0.8 | 54.72 | 7.2094 | 3.9748 | 3.9748 | 0 | 0% | 1107 | 59.2228 | 0 | 1047.7772 | 1107 | 54.72 | 0 | 1052.28 | Summer | FALSE | 0 | 0 | 0 | 0 | 0 | 0 | 1 | 0 | 1
1989-08-18 | 8 | 18 | 11:00 | 21.7 | 11 | 1 | 71 |  | 0 | 0 | 5.2502 | 5.2502 | 95% | 0.7529 | 51.4981 | 6.7849 | 3.7408 | 3.5537 | 0.18704 | 5% | 16.3012 | 0.8 | 0.8 | 0.8 | 54.72 | 7.2094 | 3.9748 | 3.9376 | 0.037156 | 0.9348% | 1120 | 51.4981 | 0 | 1068.5019 | 1120 | 54.72 | 0 | 1065.28 | Summer | FALSE | 0 | 0 | 0 | 0 | 0 | 0 | 1 | 0 | 1
1989-08-18 | 8 | 18 | 12:00 | 21.7 | 12 | 1 | 71 |  | 0 | 0 | 5.2502 | 5.2502 | 95% | 0.7529 | 51.4981 | 6.7849 | 3.7408 | 3.5537 | 0.18704 | 5% | 16.8969 | 0.8 | 0.8 | 0.8 | 54.72 | 7.2094 | 3.9748 | 3.9376 | 0.037156 | 0.9348% | 1160.75 | 51.4981 | 0 | 1109.2519 | 1160.75 | 54.72 | 0 | 1106.03 | Summer | FALSE | 0 | 0 | 0 | 0 | 0 | 0 | 1 | 0 | 1
1989-08-18 | 8 | 18 | 13:00 | 21.1 | 13 | 1 | 70 |  | 0 | 0 | 4.7252 | 4.7252 | 95% | 0.67761 | 46.3483 | 6.1064 | 3.3667 | 3.1984 | 0.16833 | 5% | 16.6776 | 1 | 1 | 1 | 68.4 | 9.0117 | 4.9685 | 3.5439 | 1.4246 | 28.67% | 1145.75 | 46.3483 | 0 | 1099.4017 | 1145.75 | 68.4 | 0 | 1077.35 | Summer | FALSE | 1 | 1 | 46.3483 | 68.4 | 0 | 0 | 1 | 0 | 1
1989-08-18 | 8 | 18 | 14:00 | 20 | 14 | 1 | 68 |  | 0 | 0 | 3.9376 | 3.9376 | 95% | 0.56467 | 38.6235 | 5.0887 | 2.8056 | 2.6653 | 0.14028 | 5% | 16.6776 | 1 | 1 | 1 | 68.4 | 9.0117 | 4.9685 | 2.9532 | 2.0153 | 40.56% | 1145.75 | 38.6235 | 0 | 1107.1265 | 1145.75 | 68.4 | 0 | 1077.35 | Summer | FALSE | 1 | 1 | 38.6235 | 68.4 | 0 | 0 | 1 | 0 | 1
1989-08-18 | 8 | 18 | 15:00 | 20 | 15 | 1 | 68 |  | 0 | 0 | 3.6751 | 3.6751 | 95% | 0.52703 | 36.0486 | 4.7494 | 2.6185 | 2.4876 | 0.13093 | 5% | 17.2697 | 1 | 1 | 1 | 68.4 | 9.0117 | 4.9685 | 2.7564 | 2.2121 | 44.52% | 1186.25 | 36.0486 | 0 | 1150.2014 | 1186.25 | 68.4 | 0 | 1117.85 | Summer | FALSE | 1 | 1 | 36.0486 | 68.4 | 0 | 0 | 1 | 0 | 1
1989-08-18 | 8 | 18 | 16:00 | 19.4 | 16 | 1 | 67 |  | 0 | 0 | 3.6751 | 3.6751 | 95% | 0.52703 | 36.0486 | 4.7494 | 2.6185 | 2.4876 | 0.13093 | 5% | 16.5643 | 1 | 1 | 1 | 68.4 | 9.0117 | 4.9685 | 2.7564 | 2.2121 | 44.52% | 1138 | 36.0486 | 0 | 1101.9514 | 1138 | 68.4 | 0 | 1069.6 | Summer | FALSE | 1 | 1 | 36.0486 | 68.4 | 0 | 0 | 1 | 0 | 1
1989-08-18 | 8 | 18 | 17:00 | 18.9 | 17 | 1 | 66 |  | 0 | 0 | 4.7252 | 4.7252 | 95% | 0.67761 | 46.3483 | 6.1064 | 3.3667 | 3.1984 | 0.16833 | 5% | 16.261 | 1 | 1 | 1 | 68.4 | 9.0117 | 4.9685 | 3.5439 | 1.4246 | 28.67% | 1117.25 | 46.3483 | 0 | 1070.9017 | 1117.25 | 68.4 | 0 | 1048.85 | Summer | FALSE | 0 | 0 | 0 | 0 | 0 | 0 | 1 | 0 | 1
1989-08-18 | 8 | 18 | 18:00 | 18.9 | 18 | 1 | 66 |  | 0 | 0 | 6.0377 | 6.0377 | 95% | 0.86583 | 59.2228 | 7.8026 | 4.3019 | 4.0868 | 0.21509 | 5% | 15.943 | 0.8 | 0.8 | 0.8 | 54.72 | 7.2094 | 3.9748 | 3.9748 | 0 | 0% | 1095.5 | 59.2228 | 0 | 1036.2772 | 1095.5 | 54.72 | 0 | 1040.78 | Summer | FALSE | 0 | 0 | 0 | 0 | 0 | 0 | 1 | 0 | 1
1989-08-18 | 8 | 18 | 19:00 | 18.3 | 19 | 1 | 65 |  | 0 | 0 | 6.5627 | 6.5627 | 95% | 0.94112 | 64.3726 | 8.4811 | 4.676 | 4.4422 | 0.2338 | 5% | 14.7551 | 0.8 | 0.8 | 0.8 | 54.72 | 7.2094 | 3.9748 | 3.9748 | 0 | 0% | 1014.25 | 64.3726 | 0 | 949.8774 | 1014.25 | 54.72 | 0 | 959.53 | Summer | FALSE | 0 | 0 | 0 | 0 | 0 | 0 | 1 | 0 | 1
1989-08-18 | 8 | 18 | 20:00 | 18.3 | 20 | 1 | 65 |  | 0 | 0 | 5.7752 | 5.7752 | 95% | 0.82819 | 56.6479 | 7.4634 | 4.1148 | 3.9091 | 0.20574 | 5% | 14.6418 | 0.8 | 0.8 | 0.8 | 54.72 | 7.2094 | 3.9748 | 3.9748 | 0 | 0% | 1006.5 | 56.6479 | 0 | 949.8521 | 1006.5 | 54.72 | 0 | 951.78 | Summer | FALSE | 0 | 0 | 0 | 0 | 0 | 0 | 1 | 0 | 1
1989-08-18 | 8 | 18 | 21:00 | 17.8 | 21 | 1 | 64 |  | 0 | 0 | 4.7252 | 4.7252 | 95% | 0.67761 | 46.3483 | 6.1064 | 3.3667 | 3.1984 | 0.16833 | 5% | 13.7135 | 0.8 | 0.8 | 0.8 | 54.72 | 7.2094 | 3.9748 | 3.5439 | 0.43092 | 10.84% | 943 | 46.3483 | 0 | 896.6517 | 943 | 54.72 | 0 | 888.28 | Summer | FALSE | 0 | 0 | 0 | 0 | 0 | 0 | 1 | 0 | 1
1989-08-18 | 8 | 18 | 22:00 | 17.8 | 22 | 1 | 64 |  | 0 | 0 | 4.2002 | 4.2002 | 95% | 0.60232 | 41.1985 | 5.4279 | 2.9926 | 2.843 | 0.14963 | 5% | 13.6075 | 0.8 | 0.8 | 0.8 | 54.72 | 7.2094 | 3.9748 | 3.1501 | 0.82468 | 20.75% | 935.75 | 41.1985 | 0 | 894.5515 | 935.75 | 54.72 | 0 | 881.03 | Summer | FALSE | 0 | 0 | 0 | 0 | 0 | 0 | 1 | 0 | 1
1989-08-18 | 8 | 18 | 23:00 | 17.8 | 23 | 1 | 64 |  | 0 | 0 | 5.2502 | 5.2502 | 95% | 0.7529 | 51.4981 | 6.7849 | 3.7408 | 3.5537 | 0.18704 | 5% | 13.1981 | 0.8 | 0.8 | 0.8 | 54.72 | 7.2094 | 3.9748 | 3.9376 | 0.037156 | 0.9348% | 907.75 | 51.4981 | 0 | 856.2519 | 907.75 | 54.72 | 0 | 853.03 | Summer | FALSE | 0 | 0 | 0 | 0 | 0 | 0 | 1 | 0 | 1
1989-08-18 | 8 | 18 | 24:00 | 17.8 | 0 | 1 | 64 |  | 0 | 0 | 4.2002 | 4.2002 | 95% | 0.60232 | 41.1985 | 5.4279 | 2.9926 | 2.843 | 0.14963 | 5% | 13.0482 | 0 | 0 | 0 | 0 | 0 | 0 | 0 | 0 | 0% | 897.5 | 41.1985 | 0 | 856.3015 | 897.5 | 0 | 0 | 897.5 | Summer | FALSE | 0 | 0 | 0 | 0 | 0 | 0 | 1 | 0 | 1
1989-08-19 | 8 | 19 | 1:00 | 17.8 | 1 | 1 | 64 |  | 0 | 0 | 3.9376 | 3.9376 | 95% | 0.56467 | 38.6235 | 5.0887 | 2.8056 | 2.6653 | 0.14028 | 5% | 12.9386 | 0 | 0 | 0 | 0 | 0 | 0 | 0 | 0 | 0% | 890 | 38.6235 | 0 | 851.3765 | 890 | 0 | 0 | 890 | Summer | FALSE | 0 | 0 | 0 | 0 | 0 | 0 | 1 | 0 | 1
1989-08-19 | 8 | 19 | 2:00 | 17.2 | 2 | 1 | 63 |  | 0 | 0 | 3.1501 | 3.1501 | 95% | 0 | 0 | 0 | 0 | 0 | 0 | 5% | 12.7266 | 0 | 0 | 0 | 0 | 0 | 0 | 0 | 0 | 0% | 875.5 | 0 | 0 | 875.5 | 875.5 | 0 | 0 | 875.5 | Summer | FALSE | 0 | 0 | 0 | 0 | 1 | 0 | 1 | 0 | 0
1989-08-19 | 8 | 19 | 3:00 | 17.2 | 3 | 1 | 63 |  | 0 | 0 | 3.4126 | 3.4126 | 95% | 0 | 0 | 0 | 0 | 0 | 0 | 5% | 12.8765 | 0 | 0 | 0 | 0 | 0 | 0 | 0 | 0 | 0% | 885.75 | 0 | 0 | 885.75 | 885.75 | 0 | 0 | 885.75 | Summer | FALSE | 0 | 0 | 0 | 0 | 1 | 0 | 1 | 0 | 0
1989-08-19 | 8 | 19 | 4:00 | 17.2 | 4 | 1 | 63 |  | 0 | 0 | 3.1501 | 3.1501 | 95% | 0 | 0 | 0 | 0 | 0 | 0 | 5% | 12.9094 | 0 | 0 | 0 | 0 | 0 | 0 | 0 | 0 | 0% | 888 | 0 | 0 | 888 | 888 | 0 | 0 | 888 | Summer | FALSE | 0 | 0 | 0 | 0 | 1 | 0 | 1 | 0 | 0
1989-08-19 | 8 | 19 | 5:00 | 17.2 | 5 | 1 | 63 |  | 0 | 0 | 3.1501 | 3.1501 | 95% | 0 | 0 | 0 | 0 | 0 | 0 | 5% | 12.8034 | 0 | 0 | 0 | 0 | 0 | 0 | 0 | 0 | 0% | 880.75 | 0 | 0 | 880.75 | 880.75 | 0 | 0 | 880.75 | Summer | FALSE | 0 | 0 | 0 | 0 | 1 | 0 | 1 | 0 | 0
1989-08-19 | 8 | 19 | 6:00 | 17.2 | 6 | 1 | 63 |  | 0 | 0 | 3.9376 | 3.9376 | 95% | 0.56467 | 38.6235 | 5.0887 | 2.8056 | 2.6653 | 0.14028 | 5% | 12.8253 | 0.8 | 0.8 | 0.8 | 54.72 | 7.2094 | 3.9748 | 2.9532 | 1.0216 | 25.7% | 882.25 | 38.6235 | 0 | 843.6265 | 882.25 | 54.72 | 0 | 827.53 | Summer | FALSE | 0 | 0 | 0 | 0 | 0 | 0 | 1 | 0 | 1
1989-08-19 | 8 | 19 | 7:00 | 17.2 | 7 | 1 | 63 |  | 0 | 0 | 4.7252 | 4.7252 | 95% | 0.67761 | 46.3483 | 6.1064 | 3.3667 | 3.1984 | 0.16833 | 5% | 14.28 | 0.8 | 0.8 | 0.8 | 54.72 | 7.2094 | 3.9748 | 3.5439 | 0.43092 | 10.84% | 981.75 | 46.3483 | 0 | 935.4017 | 981.75 | 54.72 | 0 | 927.03 | Summer | FALSE | 0 | 0 | 0 | 0 | 0 | 0 | 1 | 0 | 1
1989-08-19 | 8 | 19 | 8:00 | 18.9 | 8 | 1 | 66 |  | 0 | 0 | 7.6128 | 7.6128 | 95% | 1 | 68.4 | 9.0117 | 4.9685 | 4.7201 | 0.24843 | 5% | 15.0621 | 0.8 | 0.8 | 0.8 | 54.72 | 7.2094 | 3.9748 | 3.9748 | 0 | 0% | 1035.25 | 68.4 | 0 | 966.85 | 1035.25 | 54.72 | 0 | 980.53 | Summer | FALSE | 0 | 0 | 0 | 0 | 0 | 0 | 0 | 1 | 1
1989-08-19 | 8 | 19 | 9:00 | 20.6 | 9 | 1 | 69 |  | 0 | 0 | 6.5627 | 6.5627 | 95% | 0.94112 | 64.3726 | 8.4811 | 4.676 | 4.4422 | 0.2338 | 5% | 15.5592 | 0.8 | 0.8 | 0.8 | 54.72 | 7.2094 | 3.9748 | 3.9748 | 0 | 0% | 1069.25 | 64.3726 | 0 | 1004.8774 | 1069.25 | 54.72 | 0 | 1014.53 | Summer | FALSE | 0 | 0 | 0 | 0 | 0 | 0 | 1 | 0 | 1
1989-08-19 | 8 | 19 | 10:00 | 21.1 | 10 | 1 | 70 |  | 0 | 0 | 6.0377 | 6.0377 | 95% | 0.86583 | 59.2228 | 7.8026 | 4.3019 | 4.0868 | 0.21509 | 5% | 16.5534 | 0.8 | 0.8 | 0.8 | 54.72 | 7.2094 | 3.9748 | 3.9748 | 0 | 0% | 1137.25 | 59.2228 | 0 | 1078.0272 | 1137.25 | 54.72 | 0 | 1082.53 | Summer | FALSE | 0 | 0 | 0 | 0 | 0 | 0 | 1 | 0 | 1
1989-08-19 | 8 | 19 | 11:00 | 21.7 | 11 | 1 | 71 |  | 0 | 0 | 5.2502 | 5.2502 | 95% | 0.7529 | 51.4981 | 6.7849 | 3.7408 | 3.5537 | 0.18704 | 5% | 15.7602 | 0.8 | 0.8 | 0.8 | 54.72 | 7.2094 | 3.9748 | 3.9376 | 0.037156 | 0.9348% | 1083 | 51.4981 | 0 | 1031.5019 | 1083 | 54.72 | 0 | 1028.28 | Summer | FALSE | 0 | 0 | 0 | 0 | 0 | 0 | 1 | 0 | 1
1989-08-19 | 8 | 19 | 12:00 | 22.2 | 12 | 1 | 72 |  | 0 | 0 | 5.2502 | 5.2502 | 95% | 0.7529 | 51.4981 | 6.7849 | 3.7408 | 3.5537 | 0.18704 | 5% | 16.3523 | 0.8 | 0.8 | 0.8 | 54.72 | 7.2094 | 3.9748 | 3.9376 | 0.037156 | 0.9348% | 1123.5 | 51.4981 | 0 | 1072.0019 | 1123.5 | 54.72 | 0 | 1068.78 | Summer | FALSE | 0 | 0 | 0 | 0 | 0 | 0 | 1 | 0 | 1
1989-08-19 | 8 | 19 | 13:00 | 21.7 | 13 | 1 | 71 |  | 0 | 0 | 4.7252 | 4.7252 | 95% | 0.67761 | 46.3483 | 6.1064 | 3.3667 | 3.1984 | 0.16833 | 5% | 16.1842 | 1 | 1 | 1 | 68.4 | 9.0117 | 4.9685 | 3.5439 | 1.4246 | 28.67% | 1112 | 46.3483 | 0 | 1065.6517 | 1112 | 68.4 | 0 | 1043.6 | Summer | FALSE | 1 | 1 | 46.3483 | 68.4 | 0 | 0 | 1 | 0 | 1
1989-08-19 | 8 | 19 | 14:00 | 22.2 | 14 | 1 | 72 |  | 0 | 0 | 3.9376 | 3.9376 | 95% | 0.56467 | 38.6235 | 5.0887 | 2.8056 | 2.6653 | 0.14028 | 5% | 16.7178 | 1 | 1 | 1 | 68.4 | 9.0117 | 4.9685 | 2.9532 | 2.0153 | 40.56% | 1148.5 | 38.6235 | 0 | 1109.8765 | 1148.5 | 68.4 | 0 | 1080.1 | Summer | FALSE | 1 | 1 | 38.6235 | 68.4 | 0 | 0 | 1 | 0 | 1
1989-08-19 | 8 | 19 | 15:00 | 21.1 | 15 | 1 | 70 |  | 0 | 0 | 3.6751 | 3.6751 | 95% | 0.52703 | 36.0486 | 4.7494 | 2.6185 | 2.4876 | 0.13093 | 5% | 16.6447 | 1 | 1 | 1 | 68.4 | 9.0117 | 4.9685 | 2.7564 | 2.2121 | 44.52% | 1143.5 | 36.0486 | 0 | 1107.4514 | 1143.5 | 68.4 | 0 | 1075.1 | Summer | FALSE | 1 | 1 | 36.0486 | 68.4 | 0 | 0 | 1 | 0 | 1
1989-08-19 | 8 | 19 | 16:00 | 20.6 | 16 | 1 | 69 |  | 0 | 0 | 3.6751 | 3.6751 | 95% | 0.52703 | 36.0486 | 4.7494 | 2.6185 | 2.4876 | 0.13093 | 5% | 16.473 | 1 | 1 | 1 | 68.4 | 9.0117 | 4.9685 | 2.7564 | 2.2121 | 44.52% | 1131.75 | 36.0486 | 0 | 1095.7014 | 1131.75 | 68.4 | 0 | 1063.35 | Summer | FALSE | 1 | 1 | 36.0486 | 68.4 | 0 | 0 | 1 | 0 | 1
1989-08-19 | 8 | 19 | 17:00 | 21.1 | 17 | 1 | 70 |  | 0 | 0 | 4.7252 | 4.7252 | 95% | 0.67761 | 46.3483 | 6.1064 | 3.3667 | 3.1984 | 0.16833 | 5% | 16.1111 | 1 | 1 | 1 | 68.4 | 9.0117 | 4.9685 | 3.5439 | 1.4246 | 28.67% | 1107 | 46.3483 | 0 | 1060.6517 | 1107 | 68.4 | 0 | 1038.6 | Summer | FALSE | 0 | 0 | 0 | 0 | 0 | 0 | 1 | 0 | 1
1989-08-19 | 8 | 19 | 18:00 | 20 | 18 | 1 | 68 |  | 0 | 0 | 6.0377 | 6.0377 | 95% | 0.86583 | 59.2228 | 7.8026 | 4.3019 | 4.0868 | 0.21509 | 5% | 15.5921 | 0.8 | 0.8 | 0.8 | 54.72 | 7.2094 | 3.9748 | 3.9748 | 0 | 0% | 1071.5 | 59.2228 | 0 | 1012.2772 | 1071.5 | 54.72 | 0 | 1016.78 | Summer | FALSE | 0 | 0 | 0 | 0 | 0 | 0 | 1 | 0 | 1
1989-08-19 | 8 | 19 | 19:00 | 19.4 | 19 | 1 | 67 |  | 0 | 0 | 6.5627 | 6.5627 | 95% | 0.94112 | 64.3726 | 8.4811 | 4.676 | 4.4422 | 0.2338 | 5% | 14.8319 | 0.8 | 0.8 | 0.8 | 54.72 | 7.2094 | 3.9748 | 3.9748 | 0 | 0% | 1019.5 | 64.3726 | 0 | 955.1274 | 1019.5 | 54.72 | 0 | 964.78 | Summer | FALSE | 0 | 0 | 0 | 0 | 0 | 0 | 1 | 0 | 1
1989-08-19 | 8 | 19 | 20:00 | 19.4 | 20 | 1 | 67 |  | 0 | 0 | 5.7752 | 5.7752 | 95% | 0.82819 | 56.6479 | 7.4634 | 4.1148 | 3.9091 | 0.20574 | 5% | 14.8026 | 0.8 | 0.8 | 0.8 | 54.72 | 7.2094 | 3.9748 | 3.9748 | 0 | 0% | 1017.5 | 56.6479 | 0 | 960.8521 | 1017.5 | 54.72 | 0 | 962.78 | Summer | FALSE | 0 | 0 | 0 | 0 | 0 | 0 | 1 | 0 | 1
1989-08-19 | 8 | 19 | 21:00 | 19.4 | 21 | 1 | 67 |  | 0 | 0 | 4.7252 | 4.7252 | 95% | 0.67761 | 46.3483 | 6.1064 | 3.3667 | 3.1984 | 0.16833 | 5% | 13.5234 | 0.8 | 0.8 | 0.8 | 54.72 | 7.2094 | 3.9748 | 3.5439 | 0.43092 | 10.84% | 930 | 46.3483 | 0 | 883.6517 | 930 | 54.72 | 0 | 875.28 | Summer | FALSE | 0 | 0 | 0 | 0 | 0 | 0 | 1 | 0 | 1
1989-08-19 | 8 | 19 | 22:00 | 19.4 | 22 | 1 | 67 |  | 0 | 0 | 4.2002 | 4.2002 | 95% | 0.60232 | 41.1985 | 5.4279 | 2.9926 | 2.843 | 0.14963 | 5% | 13.432 | 0.8 | 0.8 | 0.8 | 54.72 | 7.2094 | 3.9748 | 3.1501 | 0.82468 | 20.75% | 923.75 | 41.1985 | 0 | 882.5515 | 923.75 | 54.72 | 0 | 869.03 | Summer | FALSE | 0 | 0 | 0 | 0 | 0 | 0 | 1 | 0 | 1
1989-08-19 | 8 | 19 | 23:00 | 19.4 | 23 | 1 | 67 |  | 0 | 0 | 5.2502 | 5.2502 | 95% | 0.7529 | 51.4981 | 6.7849 | 3.7408 | 3.5537 | 0.18704 | 5% | 13.4905 | 0.8 | 0.8 | 0.8 | 54.72 | 7.2094 | 3.9748 | 3.9376 | 0.037156 | 0.9348% | 927.75 | 51.4981 | 0 | 876.2519 | 927.75 | 54.72 | 0 | 873.03 | Summer | FALSE | 0 | 0 | 0 | 0 | 0 | 0 | 1 | 0 | 1
1989-08-19 | 8 | 19 | 24:00 | 19.4 | 0 | 1 | 67 |  | 0 | 0 | 4.2002 | 4.2002 | 95% | 0.60232 | 41.1985 | 5.4279 | 2.9926 | 2.843 | 0.14963 | 5% | 13.1689 | 0 | 0 | 0 | 0 | 0 | 0 | 0 | 0 | 0% | 905.75 | 41.1985 | 0 | 864.5515 | 905.75 | 0 | 0 | 905.75 | Summer | FALSE | 0 | 0 | 0 | 0 | 0 | 0 | 1 | 0 | 1
1989-08-20 | 8 | 20 | 1:00 | 19.4 | 1 | 1 | 67 |  | 0 | 0 | 3.9376 | 3.9376 | 95% | 0.56467 | 38.6235 | 5.0887 | 2.8056 | 2.6653 | 0.14028 | 5% | 13.348 | 0 | 0 | 0 | 0 | 0 | 0 | 0 | 0 | 0% | 918 | 38.6235 | 0 | 879.3765 | 918 | 0 | 0 | 918 | Summer | FALSE | 0 | 0 | 0 | 0 | 0 | 0 | 1 | 0 | 1
1989-08-20 | 8 | 20 | 2:00 | 18.9 | 2 | 1 | 66 |  | 0 | 0 | 3.1501 | 3.1501 | 95% | 0 | 0 | 0 | 0 | 0 | 0 | 5% | 12.9459 | 0 | 0 | 0 | 0 | 0 | 0 | 0 | 0 | 0% | 890.5 | 0 | 0 | 890.5 | 890.5 | 0 | 0 | 890.5 | Summer | FALSE | 0 | 0 | 0 | 0 | 1 | 0 | 1 | 0 | 0
1989-08-20 | 8 | 20 | 3:00 | 18.9 | 3 | 1 | 66 |  | 0 | 0 | 3.4126 | 3.4126 | 95% | 0 | 0 | 0 | 0 | 0 | 0 | 5% | 12.8728 | 0 | 0 | 0 | 0 | 0 | 0 | 0 | 0 | 0% | 885.5 | 0 | 0 | 885.5 | 885.5 | 0 | 0 | 885.5 | Summer | FALSE | 0 | 0 | 0 | 0 | 1 | 0 | 1 | 0 | 0
1989-08-20 | 8 | 20 | 4:00 | 19.4 | 4 | 1 | 67 |  | 0 | 0 | 3.1501 | 3.1501 | 95% | 0 | 0 | 0 | 0 | 0 | 0 | 5% | 13.0592 | 0 | 0 | 0 | 0 | 0 | 0 | 0 | 0 | 0% | 898.25 | 0 | 0 | 898.25 | 898.25 | 0 | 0 | 898.25 | Summer | FALSE | 0 | 0 | 0 | 0 | 1 | 0 | 1 | 0 | 0
1989-08-20 | 8 | 20 | 5:00 | 19.4 | 5 | 1 | 67 |  | 0 | 0 | 3.1501 | 3.1501 | 95% | 0 | 0 | 0 | 0 | 0 | 0 | 5% | 12.924 | 0 | 0 | 0 | 0 | 0 | 0 | 0 | 0 | 0% | 889 | 0 | 0 | 889 | 889 | 0 | 0 | 889 | Summer | FALSE | 0 | 0 | 0 | 0 | 1 | 0 | 1 | 0 | 0
1989-08-20 | 8 | 20 | 6:00 | 20.6 | 6 | 1 | 69 |  | 0 | 0 | 3.9376 | 3.9376 | 95% | 0.56467 | 38.6235 | 5.0887 | 2.8056 | 2.6653 | 0.14028 | 5% | 13.2639 | 0.8 | 0.8 | 0.8 | 54.72 | 7.2094 | 3.9748 | 2.9532 | 1.0216 | 25.7% | 912.25 | 38.6235 | 0 | 873.6265 | 912.25 | 54.72 | 0 | 857.53 | Summer | FALSE | 0 | 0 | 0 | 0 | 0 | 0 | 1 | 0 | 1
1989-08-20 | 8 | 20 | 7:00 | 20.6 | 7 | 1 | 69 |  | 0 | 0 | 4.7252 | 4.7252 | 95% | 0.67761 | 46.3483 | 6.1064 | 3.3667 | 3.1984 | 0.16833 | 5% | 14.8099 | 0.8 | 0.8 | 0.8 | 54.72 | 7.2094 | 3.9748 | 3.5439 | 0.43092 | 10.84% | 1018 | 46.3483 | 0 | 971.6517 | 1018 | 54.72 | 0 | 963.28 | Summer | FALSE | 0 | 0 | 0 | 0 | 0 | 0 | 1 | 0 | 1
1989-08-20 | 8 | 20 | 8:00 | 21.7 | 8 | 1 | 71 |  | 0 | 0 | 7.6128 | 7.6128 | 95% | 1 | 68.4 | 9.0117 | 4.9685 | 4.7201 | 0.24843 | 5% | 14.9342 | 0.8 | 0.8 | 0.8 | 54.72 | 7.2094 | 3.9748 | 3.9748 | 0 | 0% | 1026.5 | 68.4 | 0 | 958.1 | 1026.5 | 54.72 | 0 | 971.78 | Summer | FALSE | 0 | 0 | 0 | 0 | 0 | 0 | 0 | 1 | 1
1989-08-20 | 8 | 20 | 9:00 | 23.3 | 9 | 1 | 74 |  | 0 | 0 | 6.5627 | 6.5627 | 95% | 0.94112 | 64.3726 | 8.4811 | 4.676 | 4.4422 | 0.2338 | 5% | 16.261 | 0.8 | 0.8 | 0.8 | 54.72 | 7.2094 | 3.9748 | 3.9748 | 0 | 0% | 1117.25 | 64.3726 | 0 | 1052.8774 | 1117.25 | 54.72 | 0 | 1062.53 | Summer | FALSE | 0 | 0 | 0 | 0 | 0 | 0 | 1 | 0 | 1
1989-08-20 | 8 | 20 | 10:00 | 23.3 | 10 | 1 | 74 |  | 0 | 0 | 6.0377 | 6.0377 | 95% | 0.86583 | 59.2228 | 7.8026 | 4.3019 | 4.0868 | 0.21509 | 5% | 16.4108 | 0.8 | 0.8 | 0.8 | 54.72 | 7.2094 | 3.9748 | 3.9748 | 0 | 0% | 1127.5 | 59.2228 | 0 | 1068.2772 | 1127.5 | 54.72 | 0 | 1072.78 | Summer | FALSE | 0 | 0 | 0 | 0 | 0 | 0 | 1 | 0 | 1
1989-08-20 | 8 | 20 | 11:00 | 25 | 11 | 1 | 77 |  | 0 | 0 | 5.2502 | 5.2502 | 95% | 0.7529 | 51.4981 | 6.7849 | 3.7408 | 3.5537 | 0.18704 | 5% | 16.4656 | 0.8 | 0.8 | 0.8 | 54.72 | 7.2094 | 3.9748 | 3.9376 | 0.037156 | 0.9348% | 1131.25 | 51.4981 | 0 | 1079.7519 | 1131.25 | 54.72 | 0 | 1076.53 | Summer | FALSE | 0 | 0 | 0 | 0 | 0 | 0 | 1 | 0 | 1
1989-08-20 | 8 | 20 | 12:00 | 26.7 | 12 | 1 | 80 |  | 0 | 0 | 5.2502 | 5.2502 | 95% | 0.7529 | 51.4981 | 6.7849 | 3.7408 | 3.5537 | 0.18704 | 5% | 16.462 | 0.8 | 0.8 | 0.8 | 54.72 | 7.2094 | 3.9748 | 3.9376 | 0.037156 | 0.9348% | 1131 | 51.4981 | 0 | 1079.5019 | 1131 | 54.72 | 0 | 1076.28 | Summer | FALSE | 0 | 0 | 0 | 0 | 0 | 0 | 1 | 0 | 1
1989-08-20 | 8 | 20 | 13:00 | 27.8 | 13 | 1 | 82 |  | 0 | 0 | 4.7252 | 4.7252 | 95% | 0.67761 | 46.3483 | 6.1064 | 3.3667 | 3.1984 | 0.16833 | 5% | 16.8677 | 1 | 1 | 1 | 68.4 | 9.0117 | 4.9685 | 3.5439 | 1.4246 | 28.67% | 1158.75 | 46.3483 | 0 | 1112.4017 | 1158.75 | 68.4 | 0 | 1090.35 | Summer | FALSE | 1 | 1 | 46.3483 | 68.4 | 0 | 0 | 1 | 0 | 1
1989-08-20 | 8 | 20 | 14:00 | 26.7 | 14 | 1 | 80 |  | 0 | 0 | 3.9376 | 3.9376 | 95% | 0.56467 | 38.6235 | 5.0887 | 2.8056 | 2.6653 | 0.14028 | 5% | 16.5899 | 1 | 1 | 1 | 68.4 | 9.0117 | 4.9685 | 2.9532 | 2.0153 | 40.56% | 1139.75 | 38.6235 | 0 | 1101.1265 | 1139.75 | 68.4 | 0 | 1071.35 | Summer | FALSE | 1 | 1 | 38.6235 | 68.4 | 0 | 0 | 1 | 0 | 1
1989-08-20 | 8 | 20 | 15:00 | 27.8 | 15 | 1 | 82 |  | 0 | 0 | 3.6751 | 3.6751 | 95% | 0.52703 | 36.0486 | 4.7494 | 2.6185 | 2.4876 | 0.13093 | 5% | 16.9773 | 1 | 1 | 1 | 68.4 | 9.0117 | 4.9685 | 2.7564 | 2.2121 | 44.52% | 1166.25 | 36.0486 | 0 | 1130.2014 | 1166.25 | 68.4 | 0 | 1097.85 | Summer | FALSE | 1 | 1 | 36.0486 | 68.4 | 0 | 0 | 1 | 0 | 1
1989-08-20 | 8 | 20 | 16:00 | 27.8 | 16 | 1 | 82 |  | 0 | 0 | 3.6751 | 3.6751 | 95% | 0.52703 | 36.0486 | 4.7494 | 2.6185 | 2.4876 | 0.13093 | 5% | 15.9649 | 1 | 1 | 1 | 68.4 | 9.0117 | 4.9685 | 2.7564 | 2.2121 | 44.52% | 1097 | 36.0486 | 0 | 1060.9514 | 1097 | 68.4 | 0 | 1028.6 | Summer | FALSE | 1 | 1 | 36.0486 | 68.4 | 0 | 0 | 1 | 0 | 1
1989-08-20 | 8 | 20 | 17:00 | 26.7 | 17 | 1 | 80 |  | 0 | 0 | 4.7252 | 4.7252 | 95% | 0.67761 | 46.3483 | 6.1064 | 3.3667 | 3.1984 | 0.16833 | 5% | 16.5095 | 1 | 1 | 1 | 68.4 | 9.0117 | 4.9685 | 3.5439 | 1.4246 | 28.67% | 1134.25 | 46.3483 | 0 | 1087.9017 | 1134.25 | 68.4 | 0 | 1065.85 | Summer | FALSE | 0 | 0 | 0 | 0 | 0 | 0 | 1 | 0 | 1
1989-08-20 | 8 | 20 | 18:00 | 26.1 | 18 | 1 | 79 |  | 0 | 0 | 6.0377 | 6.0377 | 95% | 0.86583 | 59.2228 | 7.8026 | 4.3019 | 4.0868 | 0.21509 | 5% | 15.4313 | 0.8 | 0.8 | 0.8 | 54.72 | 7.2094 | 3.9748 | 3.9748 | 0 | 0% | 1060.5 | 59.2228 | 0 | 1001.2772 | 1060.5 | 54.72 | 0 | 1005.78 | Summer | FALSE | 0 | 0 | 0 | 0 | 0 | 0 | 1 | 0 | 1
1989-08-20 | 8 | 20 | 19:00 | 25 | 19 | 1 | 77 |  | 0 | 0 | 6.5627 | 6.5627 | 95% | 0.94112 | 64.3726 | 8.4811 | 4.676 | 4.4422 | 0.2338 | 5% | 14.8794 | 0.8 | 0.8 | 0.8 | 54.72 | 7.2094 | 3.9748 | 3.9748 | 0 | 0% | 1022.75 | 64.3726 | 0 | 958.3774 | 1022.75 | 54.72 | 0 | 968.03 | Summer | FALSE | 0 | 0 | 0 | 0 | 0 | 0 | 1 | 0 | 1
1989-08-20 | 8 | 20 | 20:00 | 24.4 | 20 | 1 | 76 |  | 0 | 0 | 5.7752 | 5.7752 | 95% | 0.82819 | 56.6479 | 7.4634 | 4.1148 | 3.9091 | 0.20574 | 5% | 14.5541 | 0.8 | 0.8 | 0.8 | 54.72 | 7.2094 | 3.9748 | 3.9748 | 0 | 0% | 1000.5 | 56.6479 | 0 | 943.8521 | 1000.5 | 54.72 | 0 | 945.78 | Summer | FALSE | 0 | 0 | 0 | 0 | 0 | 0 | 1 | 0 | 1
1989-08-20 | 8 | 20 | 21:00 | 23.9 | 21 | 1 | 75 |  | 0 | 0 | 4.7252 | 4.7252 | 95% | 0.67761 | 46.3483 | 6.1064 | 3.3667 | 3.1984 | 0.16833 | 5% | 14.0826 | 0.8 | 0.8 | 0.8 | 54.72 | 7.2094 | 3.9748 | 3.5439 | 0.43092 | 10.84% | 968.25 | 46.3483 | 0 | 921.9017 | 968.25 | 54.72 | 0 | 913.53 | Summer | FALSE | 0 | 0 | 0 | 0 | 0 | 0 | 1 | 0 | 1
1989-08-20 | 8 | 20 | 22:00 | 23.3 | 22 | 1 | 74 |  | 0 | 0 | 4.2002 | 4.2002 | 95% | 0.60232 | 41.1985 | 5.4279 | 2.9926 | 2.843 | 0.14963 | 5% | 14.1265 | 0.8 | 0.8 | 0.8 | 54.72 | 7.2094 | 3.9748 | 3.1501 | 0.82468 | 20.75% | 971.25 | 41.1985 | 0 | 930.0515 | 971.25 | 54.72 | 0 | 916.53 | Summer | FALSE | 0 | 0 | 0 | 0 | 0 | 0 | 1 | 0 | 1
1989-08-20 | 8 | 20 | 23:00 | 23.3 | 23 | 1 | 74 |  | 0 | 0 | 5.2502 | 5.2502 | 95% | 0.7529 | 51.4981 | 6.7849 | 3.7408 | 3.5537 | 0.18704 | 5% | 14.0863 | 0.8 | 0.8 | 0.8 | 54.72 | 7.2094 | 3.9748 | 3.9376 | 0.037156 | 0.9348% | 968.5 | 51.4981 | 0 | 917.0019 | 968.5 | 54.72 | 0 | 913.78 | Summer | FALSE | 0 | 0 | 0 | 0 | 0 | 0 | 1 | 0 | 1
1989-08-20 | 8 | 20 | 24:00 | 22.8 | 0 | 1 | 73 |  | 0 | 0 | 4.2002 | 4.2002 | 95% | 0.60232 | 41.1985 | 5.4279 | 2.9926 | 2.843 | 0.14963 | 5% | 13.7756 | 0 | 0 | 0 | 0 | 0 | 0 | 0 | 0 | 0% | 947.25 | 41.1985 | 0 | 906.0515 | 947.25 | 0 | 0 | 947.25 | Summer | FALSE | 0 | 0 | 0 | 0 | 0 | 0 | 1 | 0 | 1
1989-08-21 | 8 | 21 | 1:00 | 22.2 | 1 | 1 | 72 |  | 0 | 0 | 3.9376 | 3.9376 | 95% | 0.56467 | 38.6235 | 5.0887 | 2.8056 | 2.6653 | 0.14028 | 5% | 14.1374 | 0 | 0 | 0 | 0 | 0 | 0 | 0 | 0 | 0% | 972 | 38.6235 | 0 | 933.3765 | 972 | 0 | 0 | 972 | Summer | FALSE | 0 | 0 | 0 | 0 | 0 | 0 | 1 | 0 | 1
1989-08-21 | 8 | 21 | 2:00 | 21.7 | 2 | 1 | 71 |  | 0 | 0 | 3.1501 | 3.1501 | 95% | 0 | 0 | 0 | 0 | 0 | 0 | 5% | 13.6988 | 0 | 0 | 0 | 0 | 0 | 0 | 0 | 0 | 0% | 942 | 0 | 0 | 942 | 942 | 0 | 0 | 942 | Summer | FALSE | 0 | 0 | 0 | 0 | 1 | 0 | 1 | 0 | 0
1989-08-21 | 8 | 21 | 3:00 | 21.7 | 3 | 1 | 71 |  | 0 | 0 | 3.4126 | 3.4126 | 95% | 0 | 0 | 0 | 0 | 0 | 0 | 5% | 13.6075 | 0 | 0 | 0 | 0 | 0 | 0 | 0 | 0 | 0% | 935.75 | 0 | 0 | 935.75 | 935.75 | 0 | 0 | 935.75 | Summer | FALSE | 0 | 0 | 0 | 0 | 1 | 0 | 1 | 0 | 0
1989-08-21 | 8 | 21 | 4:00 | 21.7 | 4 | 1 | 71 |  | 0 | 0 | 3.1501 | 3.1501 | 95% | 0 | 0 | 0 | 0 | 0 | 0 | 5% | 13.3662 | 0 | 0 | 0 | 0 | 0 | 0 | 0 | 0 | 0% | 919.25 | 0 | 0 | 919.25 | 919.25 | 0 | 0 | 919.25 | Summer | FALSE | 0 | 0 | 0 | 0 | 1 | 0 | 1 | 0 | 0
1989-08-21 | 8 | 21 | 5:00 | 22.2 | 5 | 1 | 72 |  | 0 | 0 | 3.1501 | 3.1501 | 95% | 0 | 0 | 0 | 0 | 0 | 0 | 5% | 13.2566 | 0 | 0 | 0 | 0 | 0 | 0 | 0 | 0 | 0% | 911.75 | 0 | 0 | 911.75 | 911.75 | 0 | 0 | 911.75 | Summer | FALSE | 0 | 0 | 0 | 0 | 1 | 0 | 1 | 0 | 0
1989-08-21 | 8 | 21 | 6:00 | 22.2 | 6 | 1 | 72 |  | 0 | 0 | 3.9376 | 3.9376 | 95% | 0.56467 | 38.6235 | 5.0887 | 2.8056 | 2.6653 | 0.14028 | 5% | 13.242 | 0.8 | 0.8 | 0.8 | 54.72 | 7.2094 | 3.9748 | 2.9532 | 1.0216 | 25.7% | 910.75 | 38.6235 | 0 | 872.1265 | 910.75 | 54.72 | 0 | 856.03 | Summer | FALSE | 0 | 0 | 0 | 0 | 0 | 0 | 1 | 0 | 1
1989-08-21 | 8 | 21 | 7:00 | 23.9 | 7 | 1 | 75 |  | 0 | 0 | 4.7252 | 4.7252 | 95% | 0.67761 | 46.3483 | 6.1064 | 3.3667 | 3.1984 | 0.16833 | 5% | 15.0512 | 0.8 | 0.8 | 0.8 | 54.72 | 7.2094 | 3.9748 | 3.5439 | 0.43092 | 10.84% | 1034.5 | 46.3483 | 0 | 988.1517 | 1034.5 | 54.72 | 0 | 979.78 | Summer | FALSE | 0 | 0 | 0 | 0 | 0 | 0 | 1 | 0 | 1
1989-08-21 | 8 | 21 | 8:00 | 25.6 | 8 | 1 | 78 |  | 0 | 0 | 7.6128 | 7.6128 | 95% | 1 | 68.4 | 9.0117 | 4.9685 | 4.7201 | 0.24843 | 5% | 15.7493 | 0.8 | 0.8 | 0.8 | 54.72 | 7.2094 | 3.9748 | 3.9748 | 0 | 0% | 1082.25 | 68.4 | 0 | 1013.85 | 1082.25 | 54.72 | 0 | 1027.53 | Summer | FALSE | 0 | 0 | 0 | 0 | 0 | 0 | 0 | 1 | 1
1989-08-21 | 8 | 21 | 9:00 | 27.2 | 9 | 1 | 81 |  | 0 | 0 | 6.5627 | 6.5627 | 95% | 0.94112 | 64.3726 | 8.4811 | 4.676 | 4.4422 | 0.2338 | 5% | 16.261 | 0.8 | 0.8 | 0.8 | 54.72 | 7.2094 | 3.9748 | 3.9748 | 0 | 0% | 1117.25 | 64.3726 | 0 | 1052.8774 | 1117.25 | 54.72 | 0 | 1062.53 | Summer | FALSE | 0 | 0 | 0 | 0 | 0 | 0 | 1 | 0 | 1
1989-08-21 | 8 | 21 | 10:00 | 28.3 | 10 | 1 | 83 |  | 0 | 0 | 6.0377 | 6.0377 | 95% | 0.86583 | 59.2228 | 7.8026 | 4.3019 | 4.0868 | 0.21509 | 5% | 17.0029 | 0.8 | 0.8 | 0.8 | 54.72 | 7.2094 | 3.9748 | 3.9748 | 0 | 0% | 1168 | 59.2228 | 0 | 1108.7772 | 1168 | 54.72 | 0 | 1113.28 | Summer | FALSE | 0 | 0 | 0 | 0 | 0 | 0 | 1 | 0 | 1
1989-08-21 | 8 | 21 | 11:00 | 27.8 | 11 | 1 | 82 |  | 0 | 0 | 5.2502 | 5.2502 | 95% | 0.7529 | 51.4981 | 6.7849 | 3.7408 | 3.5537 | 0.18704 | 5% | 17.5475 | 0.8 | 0.8 | 0.8 | 54.72 | 7.2094 | 3.9748 | 3.9376 | 0.037156 | 0.9348% | 1205.25 | 51.4981 | 0 | 1153.7519 | 1205.25 | 54.72 | 0 | 1150.53 | Summer | FALSE | 0 | 0 | 0 | 0 | 0 | 0 | 1 | 0 | 1
1989-08-21 | 8 | 21 | 12:00 | 28.9 | 12 | 1 | 84 |  | 0 | 0 | 5.2502 | 5.2502 | 95% | 0.7529 | 51.4981 | 6.7849 | 3.7408 | 3.5537 | 0.18704 | 5% | 17.4196 | 0.8 | 0.8 | 0.8 | 54.72 | 7.2094 | 3.9748 | 3.9376 | 0.037156 | 0.9348% | 1196.5 | 51.4981 | 0 | 1145.0019 | 1196.5 | 54.72 | 0 | 1141.78 | Summer | FALSE | 0 | 0 | 0 | 0 | 0 | 0 | 1 | 0 | 1
1989-08-21 | 8 | 21 | 13:00 | 30 | 13 | 1 | 86 |  | 0 | 0 | 4.7252 | 4.7252 | 95% | 0.67761 | 46.3483 | 6.1064 | 3.3667 | 3.1984 | 0.16833 | 5% | 17.8326 | 1 | 1 | 1 | 68.4 | 9.0117 | 4.9685 | 3.5439 | 1.4246 | 28.67% | 1224.75 | 46.3483 | 0 | 1178.4017 | 1224.75 | 68.4 | 0 | 1156.35 | Summer | FALSE | 1 | 1 | 46.3483 | 68.4 | 0 | 0 | 1 | 0 | 1
1989-08-21 | 8 | 21 | 14:00 | 30 | 14 | 1 | 86 |  | 0 | 0 | 3.9376 | 3.9376 | 95% | 0.56467 | 38.6235 | 5.0887 | 2.8056 | 2.6653 | 0.14028 | 5% | 17.9898 | 1 | 1 | 1 | 68.4 | 9.0117 | 4.9685 | 2.9532 | 2.0153 | 40.56% | 1235.5 | 38.6235 | 0 | 1196.8765 | 1235.5 | 68.4 | 0 | 1167.1 | Summer | FALSE | 1 | 1 | 38.6235 | 68.4 | 0 | 0 | 1 | 0 | 1
1989-08-21 | 8 | 21 | 15:00 | 30 | 15 | 1 | 86 |  | 0 | 0 | 3.6751 | 3.6751 | 95% | 0.52703 | 36.0486 | 4.7494 | 2.6185 | 2.4876 | 0.13093 | 5% | 17.913 | 1 | 1 | 1 | 68.4 | 9.0117 | 4.9685 | 2.7564 | 2.2121 | 44.52% | 1230.25 | 36.0486 | 0 | 1194.2014 | 1230.25 | 68.4 | 0 | 1161.85 | Summer | FALSE | 1 | 1 | 36.0486 | 68.4 | 0 | 0 | 1 | 0 | 1
1989-08-21 | 8 | 21 | 16:00 | 23.3 | 16 | 1 | 74 |  | 0 | 0 | 3.6751 | 3.6751 | 95% | 0.52703 | 36.0486 | 4.7494 | 2.6185 | 2.4876 | 0.13093 | 5% | 18.3077 | 1 | 1 | 1 | 68.4 | 9.0117 | 4.9685 | 2.7564 | 2.2121 | 44.52% | 1257.25 | 36.0486 | 0 | 1221.2014 | 1257.25 | 68.4 | 0 | 1188.85 | Summer | FALSE | 1 | 1 | 36.0486 | 68.4 | 0 | 0 | 1 | 0 | 1
1989-08-21 | 8 | 21 | 17:00 | 26.7 | 17 | 1 | 80 |  | 0 | 0 | 4.7252 | 4.7252 | 95% | 0.67761 | 46.3483 | 6.1064 | 3.3667 | 3.1984 | 0.16833 | 5% | 17.6864 | 1 | 1 | 1 | 68.4 | 9.0117 | 4.9685 | 3.5439 | 1.4246 | 28.67% | 1214.75 | 46.3483 | 0 | 1168.4017 | 1214.75 | 68.4 | 0 | 1146.35 | Summer | FALSE | 0 | 0 | 0 | 0 | 0 | 0 | 1 | 0 | 1
1989-08-21 | 8 | 21 | 18:00 | 26.7 | 18 | 1 | 80 |  | 0 | 0 | 6.0377 | 6.0377 | 95% | 0.86583 | 59.2228 | 7.8026 | 4.3019 | 4.0868 | 0.21509 | 5% | 17.0139 | 0.8 | 0.8 | 0.8 | 54.72 | 7.2094 | 3.9748 | 3.9748 | 0 | 0% | 1168.75 | 59.2228 | 0 | 1109.5272 | 1168.75 | 54.72 | 0 | 1114.03 | Summer | FALSE | 0 | 0 | 0 | 0 | 0 | 0 | 1 | 0 | 1
1989-08-21 | 8 | 21 | 19:00 | 25.6 | 19 | 1 | 78 |  | 0 | 0 | 6.5627 | 6.5627 | 95% | 0.94112 | 64.3726 | 8.4811 | 4.676 | 4.4422 | 0.2338 | 5% | 15.6031 | 0.8 | 0.8 | 0.8 | 54.72 | 7.2094 | 3.9748 | 3.9748 | 0 | 0% | 1072.25 | 64.3726 | 0 | 1007.8774 | 1072.25 | 54.72 | 0 | 1017.53 | Summer | FALSE | 0 | 0 | 0 | 0 | 0 | 0 | 1 | 0 | 1
1989-08-21 | 8 | 21 | 20:00 | 25 | 20 | 1 | 77 |  | 0 | 0 | 5.7752 | 5.7752 | 95% | 0.82819 | 56.6479 | 7.4634 | 4.1148 | 3.9091 | 0.20574 | 5% | 15.7018 | 0.8 | 0.8 | 0.8 | 54.72 | 7.2094 | 3.9748 | 3.9748 | 0 | 0% | 1079 | 56.6479 | 0 | 1022.3521 | 1079 | 54.72 | 0 | 1024.28 | Summer | FALSE | 0 | 0 | 0 | 0 | 0 | 0 | 1 | 0 | 1
1989-08-21 | 8 | 21 | 21:00 | 24.4 | 21 | 1 | 76 |  | 0 | 0 | 4.7252 | 4.7252 | 95% | 0.67761 | 46.3483 | 6.1064 | 3.3667 | 3.1984 | 0.16833 | 5% | 14.9488 | 0.8 | 0.8 | 0.8 | 54.72 | 7.2094 | 3.9748 | 3.5439 | 0.43092 | 10.84% | 1027.5 | 46.3483 | 0 | 981.1517 | 1027.5 | 54.72 | 0 | 972.78 | Summer | FALSE | 0 | 0 | 0 | 0 | 0 | 0 | 1 | 0 | 1
1989-08-21 | 8 | 21 | 22:00 | 25 | 22 | 1 | 77 |  | 0 | 0 | 4.2002 | 4.2002 | 95% | 0.60232 | 41.1985 | 5.4279 | 2.9926 | 2.843 | 0.14963 | 5% | 14.8721 | 0.8 | 0.8 | 0.8 | 54.72 | 7.2094 | 3.9748 | 3.1501 | 0.82468 | 20.75% | 1022.25 | 41.1985 | 0 | 981.0515 | 1022.25 | 54.72 | 0 | 967.53 | Summer | FALSE | 0 | 0 | 0 | 0 | 0 | 0 | 1 | 0 | 1
1989-08-21 | 8 | 21 | 23:00 | 23.3 | 23 | 1 | 74 |  | 0 | 0 | 5.2502 | 5.2502 | 95% | 0.7529 | 51.4981 | 6.7849 | 3.7408 | 3.5537 | 0.18704 | 5% | 14.4993 | 0.8 | 0.8 | 0.8 | 54.72 | 7.2094 | 3.9748 | 3.9376 | 0.037156 | 0.9348% | 996.75 | 51.4981 | 0 | 945.2519 | 996.75 | 54.72 | 0 | 942.03 | Summer | FALSE | 0 | 0 | 0 | 0 | 0 | 0 | 1 | 0 | 1
1989-08-21 | 8 | 21 | 24:00 | 23.9 | 0 | 1 | 75 |  | 0 | 0 | 4.2002 | 4.2002 | 95% | 0.60232 | 41.1985 | 5.4279 | 2.9926 | 2.843 | 0.14963 | 5% | 14.2032 | 0 | 0 | 0 | 0 | 0 | 0 | 0 | 0 | 0% | 976.5 | 41.1985 | 0 | 935.3015 | 976.5 | 0 | 0 | 976.5 | Summer | FALSE | 0 | 0 | 0 | 0 | 0 | 0 | 1 | 0 | 1
1989-08-22 | 8 | 22 | 1:00 | 23.9 | 1 | 1 | 75 |  | 0 | 0 | 3.9376 | 3.9376 | 95% | 0.56467 | 38.6235 | 5.0887 | 2.8056 | 2.6653 | 0.14028 | 5% | 14.1594 | 0 | 0 | 0 | 0 | 0 | 0 | 0 | 0 | 0% | 973.5 | 38.6235 | 0 | 934.8765 | 973.5 | 0 | 0 | 973.5 | Summer | FALSE | 0 | 0 | 0 | 0 | 0 | 0 | 1 | 0 | 1
1989-08-22 | 8 | 22 | 2:00 | 23.3 | 2 | 1 | 74 |  | 0 | 0 | 3.1501 | 3.1501 | 95% | 0 | 0 | 0 | 0 | 0 | 0 | 5% | 14.2361 | 0 | 0 | 0 | 0 | 0 | 0 | 0 | 0 | 0% | 978.75 | 0 | 0 | 978.75 | 978.75 | 0 | 0 | 978.75 | Summer | FALSE | 0 | 0 | 0 | 0 | 1 | 0 | 1 | 0 | 0
1989-08-22 | 8 | 22 | 3:00 | 22.8 | 3 | 1 | 73 |  | 0 | 0 | 3.4126 | 3.4126 | 95% | 0 | 0 | 0 | 0 | 0 | 0 | 5% | 14.4371 | 0 | 0 | 0 | 0 | 0 | 0 | 0 | 0 | 0% | 992.5 | 0 | 0 | 992.5 | 992.5 | 0 | 0 | 992.5 | Summer | FALSE | 0 | 0 | 0 | 0 | 1 | 0 | 1 | 0 | 0
1989-08-22 | 8 | 22 | 4:00 | 22.2 | 4 | 1 | 72 |  | 0 | 0 | 3.1501 | 3.1501 | 95% | 0 | 0 | 0 | 0 | 0 | 0 | 5% | 13.9327 | 0 | 0 | 0 | 0 | 0 | 0 | 0 | 0 | 0% | 958 | 0 | 0 | 958 | 958 | 0 | 0 | 958 | Summer | FALSE | 0 | 0 | 0 | 0 | 1 | 0 | 1 | 0 | 0
1989-08-22 | 8 | 22 | 5:00 | 22.2 | 5 | 1 | 72 |  | 0 | 0 | 3.1501 | 3.1501 | 95% | 0 | 0 | 0 | 0 | 0 | 0 | 5% | 13.8523 | 0 | 0 | 0 | 0 | 0 | 0 | 0 | 0 | 0% | 952.5 | 0 | 0 | 952.5 | 952.5 | 0 | 0 | 952.5 | Summer | FALSE | 0 | 0 | 0 | 0 | 1 | 0 | 1 | 0 | 0
1989-08-22 | 8 | 22 | 6:00 | 21.7 | 6 | 1 | 71 |  | 0 | 0 | 3.9376 | 3.9376 | 95% | 0.56467 | 38.6235 | 5.0887 | 2.8056 | 2.6653 | 0.14028 | 5% | 13.6696 | 0.8 | 0.8 | 0.8 | 54.72 | 7.2094 | 3.9748 | 2.9532 | 1.0216 | 25.7% | 940 | 38.6235 | 0 | 901.3765 | 940 | 54.72 | 0 | 885.28 | Summer | FALSE | 0 | 0 | 0 | 0 | 0 | 0 | 1 | 0 | 1
1989-08-22 | 8 | 22 | 7:00 | 23.3 | 7 | 1 | 74 |  | 0 | 0 | 4.7252 | 4.7252 | 95% | 0.67761 | 46.3483 | 6.1064 | 3.3667 | 3.1984 | 0.16833 | 5% | 15.519 | 0.8 | 0.8 | 0.8 | 54.72 | 7.2094 | 3.9748 | 3.5439 | 0.43092 | 10.84% | 1066.5 | 46.3483 | 0 | 1020.1517 | 1066.5 | 54.72 | 0 | 1011.78 | Summer | FALSE | 0 | 0 | 0 | 0 | 0 | 0 | 1 | 0 | 1
1989-08-22 | 8 | 22 | 8:00 | 23.9 | 8 | 1 | 75 |  | 0 | 0 | 7.6128 | 7.6128 | 95% | 1 | 68.4 | 9.0117 | 4.9685 | 4.7201 | 0.24843 | 5% | 16.1404 | 0.8 | 0.8 | 0.8 | 54.72 | 7.2094 | 3.9748 | 3.9748 | 0 | 0% | 1109 | 68.4 | 0 | 1040.6 | 1109 | 54.72 | 0 | 1054.28 | Summer | FALSE | 0 | 0 | 0 | 0 | 0 | 0 | 0 | 1 | 1
1989-08-22 | 8 | 22 | 9:00 | 25.6 | 9 | 1 | 78 |  | 0 | 0 | 6.5627 | 6.5627 | 95% | 0.94112 | 64.3726 | 8.4811 | 4.676 | 4.4422 | 0.2338 | 5% | 16.6959 | 0.8 | 0.8 | 0.8 | 54.72 | 7.2094 | 3.9748 | 3.9748 | 0 | 0% | 1147 | 64.3726 | 0 | 1082.6274 | 1147 | 54.72 | 0 | 1092.28 | Summer | FALSE | 0 | 0 | 0 | 0 | 0 | 0 | 1 | 0 | 1
1989-08-22 | 8 | 22 | 10:00 | 26.1 | 10 | 1 | 79 |  | 0 | 0 | 6.0377 | 6.0377 | 95% | 0.86583 | 59.2228 | 7.8026 | 4.3019 | 4.0868 | 0.21509 | 5% | 17.3538 | 0.8 | 0.8 | 0.8 | 54.72 | 7.2094 | 3.9748 | 3.9748 | 0 | 0% | 1192 | 59.2228 | 0 | 1132.7772 | 1192 | 54.72 | 0 | 1137.28 | Summer | FALSE | 0 | 0 | 0 | 0 | 0 | 0 | 1 | 0 | 1
1989-08-22 | 8 | 22 | 11:00 | 27.2 | 11 | 1 | 81 |  | 0 | 0 | 5.2502 | 5.2502 | 95% | 0.7529 | 51.4981 | 6.7849 | 3.7408 | 3.5537 | 0.18704 | 5% | 17.5731 | 0.8 | 0.8 | 0.8 | 54.72 | 7.2094 | 3.9748 | 3.9376 | 0.037156 | 0.9348% | 1207 | 51.4981 | 0 | 1155.5019 | 1207 | 54.72 | 0 | 1152.28 | Summer | FALSE | 0 | 0 | 0 | 0 | 0 | 0 | 1 | 0 | 1
1989-08-22 | 8 | 22 | 12:00 | 27.8 | 12 | 1 | 82 |  | 0 | 0 | 5.2502 | 5.2502 | 95% | 0.7529 | 51.4981 | 6.7849 | 3.7408 | 3.5537 | 0.18704 | 5% | 17.2807 | 0.8 | 0.8 | 0.8 | 54.72 | 7.2094 | 3.9748 | 3.9376 | 0.037156 | 0.9348% | 1187 | 51.4981 | 0 | 1135.5019 | 1187 | 54.72 | 0 | 1132.28 | Summer | FALSE | 0 | 0 | 0 | 0 | 0 | 0 | 1 | 0 | 1
1989-08-22 | 8 | 22 | 13:00 | 27.8 | 13 | 1 | 82 |  | 0 | 0 | 4.7252 | 4.7252 | 95% | 0.67761 | 46.3483 | 6.1064 | 3.3667 | 3.1984 | 0.16833 | 5% | 17.383 | 1 | 1 | 1 | 68.4 | 9.0117 | 4.9685 | 3.5439 | 1.4246 | 28.67% | 1194 | 46.3483 | 0 | 1147.6517 | 1194 | 68.4 | 0 | 1125.6 | Summer | FALSE | 1 | 1 | 46.3483 | 68.4 | 0 | 0 | 1 | 0 | 1
1989-08-22 | 8 | 22 | 14:00 | 28.9 | 14 | 1 | 84 |  | 0 | 0 | 3.9376 | 3.9376 | 95% | 0.56467 | 38.6235 | 5.0887 | 2.8056 | 2.6653 | 0.14028 | 5% | 17.712 | 1 | 1 | 1 | 68.4 | 9.0117 | 4.9685 | 2.9532 | 2.0153 | 40.56% | 1216.5 | 38.6235 | 0 | 1177.8765 | 1216.5 | 68.4 | 0 | 1148.1 | Summer | FALSE | 1 | 1 | 38.6235 | 68.4 | 0 | 0 | 1 | 0 | 1
1989-08-22 | 8 | 22 | 15:00 | 28.3 | 15 | 1 | 83 |  | 0 | 0 | 3.6751 | 3.6751 | 95% | 0.52703 | 36.0486 | 4.7494 | 2.6185 | 2.4876 | 0.13093 | 5% | 17.4708 | 1 | 1 | 1 | 68.4 | 9.0117 | 4.9685 | 2.7564 | 2.2121 | 44.52% | 1200 | 36.0486 | 0 | 1163.9514 | 1200 | 68.4 | 0 | 1131.6 | Summer | FALSE | 1 | 1 | 36.0486 | 68.4 | 0 | 0 | 1 | 0 | 1
1989-08-22 | 8 | 22 | 16:00 | 28.9 | 16 | 1 | 84 |  | 0 | 0 | 3.6751 | 3.6751 | 95% | 0.52703 | 36.0486 | 4.7494 | 2.6185 | 2.4876 | 0.13093 | 5% | 16.7909 | 1 | 1 | 1 | 68.4 | 9.0117 | 4.9685 | 2.7564 | 2.2121 | 44.52% | 1153.5 | 36.0486 | 0 | 1117.4514 | 1153.5 | 68.4 | 0 | 1085.1 | Summer | FALSE | 1 | 1 | 36.0486 | 68.4 | 0 | 0 | 1 | 0 | 1
1989-08-22 | 8 | 22 | 17:00 | 22.8 | 17 | 1 | 73 |  | 0 | 0 | 4.7252 | 4.7252 | 95% | 0.67761 | 46.3483 | 6.1064 | 3.3667 | 3.1984 | 0.16833 | 5% | 16.6009 | 1 | 1 | 1 | 68.4 | 9.0117 | 4.9685 | 3.5439 | 1.4246 | 28.67% | 1140.5 | 46.3483 | 0 | 1094.1517 | 1140.5 | 68.4 | 0 | 1072.1 | Summer | FALSE | 0 | 0 | 0 | 0 | 0 | 0 | 1 | 0 | 1
1989-08-22 | 8 | 22 | 18:00 | 21.7 | 18 | 1 | 71 |  | 0 | 0 | 6.0377 | 6.0377 | 95% | 0.86583 | 59.2228 | 7.8026 | 4.3019 | 4.0868 | 0.21509 | 5% | 16.027 | 0.8 | 0.8 | 0.8 | 54.72 | 7.2094 | 3.9748 | 3.9748 | 0 | 0% | 1101.25 | 59.2228 | 0 | 1042.0272 | 1101.25 | 54.72 | 0 | 1046.53 | Summer | FALSE | 0 | 0 | 0 | 0 | 0 | 0 | 1 | 0 | 1
1989-08-22 | 8 | 22 | 19:00 | 21.1 | 19 | 1 | 70 |  | 0 | 0 | 6.5627 | 6.5627 | 95% | 0.94112 | 64.3726 | 8.4811 | 4.676 | 4.4422 | 0.2338 | 5% | 14.9671 | 0.8 | 0.8 | 0.8 | 54.72 | 7.2094 | 3.9748 | 3.9748 | 0 | 0% | 1028.75 | 64.3726 | 0 | 964.3774 | 1028.75 | 54.72 | 0 | 974.03 | Summer | FALSE | 0 | 0 | 0 | 0 | 0 | 0 | 1 | 0 | 1
1989-08-22 | 8 | 22 | 20:00 | 20.6 | 20 | 1 | 69 |  | 0 | 0 | 5.7752 | 5.7752 | 95% | 0.82819 | 56.6479 | 7.4634 | 4.1148 | 3.9091 | 0.20574 | 5% | 14.8428 | 0.8 | 0.8 | 0.8 | 54.72 | 7.2094 | 3.9748 | 3.9748 | 0 | 0% | 1020.25 | 56.6479 | 0 | 963.6021 | 1020.25 | 54.72 | 0 | 965.53 | Summer | FALSE | 0 | 0 | 0 | 0 | 0 | 0 | 1 | 0 | 1
1989-08-22 | 8 | 22 | 21:00 | 21.1 | 21 | 1 | 70 |  | 0 | 0 | 4.7252 | 4.7252 | 95% | 0.67761 | 46.3483 | 6.1064 | 3.3667 | 3.1984 | 0.16833 | 5% | 14.6711 | 0.8 | 0.8 | 0.8 | 54.72 | 7.2094 | 3.9748 | 3.5439 | 0.43092 | 10.84% | 1008.5 | 46.3483 | 0 | 962.1517 | 1008.5 | 54.72 | 0 | 953.78 | Summer | FALSE | 0 | 0 | 0 | 0 | 0 | 0 | 1 | 0 | 1
1989-08-22 | 8 | 22 | 22:00 | 21.1 | 22 | 1 | 70 |  | 0 | 0 | 4.2002 | 4.2002 | 95% | 0.60232 | 41.1985 | 5.4279 | 2.9926 | 2.843 | 0.14963 | 5% | 14.3311 | 0.8 | 0.8 | 0.8 | 54.72 | 7.2094 | 3.9748 | 3.1501 | 0.82468 | 20.75% | 985.25 | 41.1985 | 0 | 944.0515 | 985.25 | 54.72 | 0 | 930.53 | Summer | FALSE | 0 | 0 | 0 | 0 | 0 | 0 | 1 | 0 | 1
1989-08-22 | 8 | 22 | 23:00 | 20 | 23 | 1 | 68 |  | 0 | 0 | 5.2502 | 5.2502 | 95% | 0.7529 | 51.4981 | 6.7849 | 3.7408 | 3.5537 | 0.18704 | 5% | 14.0205 | 0.8 | 0.8 | 0.8 | 54.72 | 7.2094 | 3.9748 | 3.9376 | 0.037156 | 0.9348% | 964 | 51.4981 | 0 | 912.5019 | 964 | 54.72 | 0 | 909.28 | Summer | FALSE | 0 | 0 | 0 | 0 | 0 | 0 | 1 | 0 | 1
1989-08-22 | 8 | 22 | 24:00 | 19.4 | 0 | 1 | 67 |  | 0 | 0 | 4.2002 | 4.2002 | 95% | 0.60232 | 41.1985 | 5.4279 | 2.9926 | 2.843 | 0.14963 | 5% | 13.8341 | 0 | 0 | 0 | 0 | 0 | 0 | 0 | 0 | 0% | 951.25 | 41.1985 | 0 | 910.0515 | 951.25 | 0 | 0 | 951.25 | Summer | FALSE | 0 | 0 | 0 | 0 | 0 | 0 | 1 | 0 | 1
1989-08-23 | 8 | 23 | 1:00 | 19.4 | 1 | 2 | 67 |  | 0 | 0 | 3.9376 | 3.9376 | 95% | 0.56467 | 38.6235 | 5.0887 | 2.8056 | 2.6653 | 0.14028 | 5% | 13.4649 | 0 | 0 | 0 | 0 | 0 | 0 | 0 | 0 | 0% | 926 | 38.6235 | 0 | 887.3765 | 926 | 0 | 0 | 926 | Summer | 0 | 0 | 0 | 0 | 0 | 0 | 0 | 1 | 0 | 1
1989-08-23 | 8 | 23 | 2:00 | 19.4 | 2 | 2 | 67 |  | 0 | 0 | 3.1501 | 3.1501 | 95% | 0 | 0 | 0 | 0 | 0 | 0 | 5% | 13.3589 | 0 | 0 | 0 | 0 | 0 | 0 | 0 | 0 | 0% | 918.75 | 0 | 0 | 918.75 | 918.75 | 0 | 0 | 918.75 | Summer | 0 | 0 | 0 | 0 | 0 | 1 | 0 | 1 | 0 | 0
1989-08-23 | 8 | 23 | 3:00 | 19.4 | 3 | 2 | 67 |  | 0 | 0 | 3.4126 | 3.4126 | 95% | 0 | 0 | 0 | 0 | 0 | 0 | 5% | 13.2712 | 0 | 0 | 0 | 0 | 0 | 0 | 0 | 0 | 0% | 912.75 | 0 | 0 | 912.75 | 912.75 | 0 | 0 | 912.75 | Summer | 0 | 0 | 0 | 0 | 0 | 1 | 0 | 1 | 0 | 0
1989-08-23 | 8 | 23 | 4:00 | 18.9 | 4 | 2 | 66 |  | 0 | 0 | 3.1501 | 3.1501 | 95% | 0 | 0 | 0 | 0 | 0 | 0 | 5% | 13.125 | 0 | 0 | 0 | 0 | 0 | 0 | 0 | 0 | 0% | 902.75 | 0 | 0 | 902.75 | 902.75 | 0 | 0 | 902.75 | Summer | 0 | 0 | 0 | 0 | 0 | 1 | 0 | 1 | 0 | 0
1989-08-23 | 8 | 23 | 5:00 | 18.3 | 5 | 2 | 65 |  | 0 | 0 | 3.1501 | 3.1501 | 95% | 0 | 0 | 0 | 0 | 0 | 0 | 5% | 13.1542 | 0 | 0 | 0 | 0 | 0 | 0 | 0 | 0 | 0% | 904.75 | 0 | 0 | 904.75 | 904.75 | 0 | 0 | 904.75 | Summer | 0 | 0 | 0 | 0 | 0 | 1 | 0 | 1 | 0 | 0
1989-08-23 | 8 | 23 | 6:00 | 18.9 | 6 | 2 | 66 |  | 0 | 0 | 3.9376 | 3.9376 | 95% | 0.56467 | 38.6235 | 5.0887 | 2.8056 | 2.6653 | 0.14028 | 5% | 13.1433 | 0.8 | 0.8 | 0.8 | 54.72 | 7.2094 | 3.9748 | 2.9532 | 1.0216 | 25.7% | 904 | 38.6235 | 0 | 865.3765 | 904 | 54.72 | 0 | 849.28 | Summer | 0 | 0 | 0 | 0 | 0 | 0 | 0 | 1 | 0 | 1
1989-08-23 | 8 | 23 | 7:00 | 20.6 | 7 | 2 | 69 |  | 0 | 0 | 4.7252 | 4.7252 | 95% | 0.67761 | 46.3483 | 6.1064 | 3.3667 | 3.1984 | 0.16833 | 5% | 13.6038 | 0.8 | 0.8 | 0.8 | 54.72 | 7.2094 | 3.9748 | 3.5439 | 0.43092 | 10.84% | 935.5 | 46.3483 | 0 | 889.1517 | 935.5 | 54.72 | 0 | 880.78 | Summer | 0 | 0 | 0 | 0 | 0 | 0 | 0 | 1 | 0 | 1
1989-08-23 | 8 | 23 | 8:00 | 22.2 | 8 | 2 | 72 |  | 0 | 0 | 7.6128 | 7.6128 | 95% | 1 | 68.4 | 9.0117 | 4.9685 | 4.7201 | 0.24843 | 5% | 14.6491 | 0.8 | 0.8 | 0.8 | 54.72 | 7.2094 | 3.9748 | 3.9748 | 0 | 0% | 1007 | 68.4 | 0 | 938.6 | 1007 | 54.72 | 0 | 952.28 | Summer | 0 | 0 | 0 | 0 | 0 | 0 | 0 | 0 | 1 | 1
1989-08-23 | 8 | 23 | 9:00 | 25.6 | 9 | 2 | 78 |  | 0 | 0 | 6.5627 | 6.5627 | 95% | 0.94112 | 64.3726 | 8.4811 | 4.676 | 4.4422 | 0.2338 | 5% | 14.8794 | 0.8 | 0.8 | 0.8 | 54.72 | 7.2094 | 3.9748 | 3.9748 | 0 | 0% | 1022.75 | 64.3726 | 0 | 958.3774 | 1022.75 | 54.72 | 0 | 968.03 | Summer | 0 | 0 | 0 | 0 | 0 | 0 | 0 | 1 | 0 | 1
1989-08-23 | 8 | 23 | 10:00 | 26.7 | 10 | 2 | 80 |  | 0 | 0 | 6.0377 | 6.0377 | 95% | 0.86583 | 59.2228 | 7.8026 | 4.3019 | 4.0868 | 0.21509 | 5% | 15.1791 | 0.8 | 0.8 | 0.8 | 54.72 | 7.2094 | 3.9748 | 3.9748 | 0 | 0% | 1043.25 | 59.2228 | 0 | 984.0272 | 1043.25 | 54.72 | 0 | 988.53 | Summer | 0 | 0 | 0 | 0 | 0 | 0 | 0 | 1 | 0 | 1
1989-08-23 | 8 | 23 | 11:00 | 28.9 | 11 | 2 | 84 |  | 0 | 0 | 5.2502 | 5.2502 | 95% | 0.7529 | 51.4981 | 6.7849 | 3.7408 | 3.5537 | 0.18704 | 5% | 14.9927 | 0.8 | 0.8 | 0.8 | 54.72 | 7.2094 | 3.9748 | 3.9376 | 0.037156 | 0.9348% | 1030.5 | 51.4981 | 0 | 979.0019 | 1030.5 | 54.72 | 0 | 975.78 | Summer | 0 | 0 | 0 | 0 | 0 | 0 | 0 | 1 | 0 | 1
1989-08-23 | 8 | 23 | 12:00 | 28.3 | 12 | 2 | 83 |  | 0 | 0 | 5.2502 | 5.2502 | 95% | 0.7529 | 51.4981 | 6.7849 | 3.7408 | 3.5537 | 0.18704 | 5% | 15.0621 | 0.8 | 0.8 | 0.8 | 54.72 | 7.2094 | 3.9748 | 3.9376 | 0.037156 | 0.9348% | 1035.25 | 51.4981 | 0 | 983.7519 | 1035.25 | 54.72 | 0 | 980.53 | Summer | 0 | 0 | 0 | 0 | 0 | 0 | 0 | 1 | 0 | 1
1989-08-23 | 8 | 23 | 13:00 | 26.7 | 13 | 2 | 80 |  | 0 | 0 | 4.7252 | 4.7252 | 95% | 0.67761 | 46.3483 | 6.1064 | 3.3667 | 3.1984 | 0.16833 | 5% | 15.4167 | 0.8 | 0.8 | 0.8 | 54.72 | 7.2094 | 3.9748 | 3.5439 | 0.43092 | 10.84% | 1059.5 | 46.3483 | 0 | 1013.1517 | 1059.5 | 54.72 | 0 | 1004.78 | Summer | 0 | 0 | 0 | 0 | 0 | 0 | 0 | 1 | 0 | 1
1989-08-23 | 8 | 23 | 14:00 | 28.9 | 14 | 2 | 84 |  | 0 | 0 | 3.9376 | 3.9376 | 95% | 0.56467 | 38.6235 | 5.0887 | 2.8056 | 2.6653 | 0.14028 | 5% | 15.3728 | 0.8 | 0.8 | 0.8 | 54.72 | 7.2094 | 3.9748 | 2.9532 | 1.0216 | 25.7% | 1056.5 | 38.6235 | 0 | 1017.8765 | 1056.5 | 54.72 | 0 | 1001.78 | Summer | 0 | 0 | 0 | 0 | 0 | 0 | 0 | 1 | 0 | 1
1989-08-23 | 8 | 23 | 15:00 | 28.9 | 15 | 2 | 84 |  | 0 | 0 | 3.6751 | 3.6751 | 95% | 0.52703 | 36.0486 | 4.7494 | 2.6185 | 2.4876 | 0.13093 | 5% | 15.5227 | 0.8 | 0.8 | 0.8 | 54.72 | 7.2094 | 3.9748 | 2.7564 | 1.2184 | 30.65% | 1066.75 | 36.0486 | 0 | 1030.7014 | 1066.75 | 54.72 | 0 | 1012.03 | Summer | 0 | 0 | 0 | 0 | 0 | 0 | 0 | 1 | 0 | 1
1989-08-23 | 8 | 23 | 16:00 | 30 | 16 | 2 | 86 |  | 0 | 0 | 3.6751 | 3.6751 | 95% | 0.52703 | 36.0486 | 4.7494 | 2.6185 | 2.4876 | 0.13093 | 5% | 14.4773 | 0.8 | 0.8 | 0.8 | 54.72 | 7.2094 | 3.9748 | 2.7564 | 1.2184 | 30.65% | 995.25 | 36.0486 | 0 | 959.2014 | 995.25 | 54.72 | 0 | 940.53 | Summer | 0 | 0 | 0 | 0 | 0 | 0 | 0 | 1 | 0 | 1
1989-08-23 | 8 | 23 | 17:00 | 25 | 17 | 2 | 77 |  | 0 | 0 | 4.7252 | 4.7252 | 95% | 0.67761 | 46.3483 | 6.1064 | 3.3667 | 3.1984 | 0.16833 | 5% | 15.0037 | 0.8 | 0.8 | 0.8 | 54.72 | 7.2094 | 3.9748 | 3.5439 | 0.43092 | 10.84% | 1031.25 | 46.3483 | 0 | 984.9017 | 1031.25 | 54.72 | 0 | 976.53 | Summer | 0 | 0 | 0 | 0 | 0 | 0 | 0 | 1 | 0 | 1
1989-08-23 | 8 | 23 | 18:00 | 24.4 | 18 | 2 | 76 |  | 0 | 0 | 6.0377 | 6.0377 | 95% | 0.86583 | 59.2228 | 7.8026 | 4.3019 | 4.0868 | 0.21509 | 5% | 13.9254 | 0.8 | 0.8 | 0.8 | 54.72 | 7.2094 | 3.9748 | 3.9748 | 0 | 0% | 957.5 | 59.2228 | 0 | 898.2772 | 957.5 | 54.72 | 0 | 902.78 | Summer | 0 | 0 | 0 | 0 | 0 | 0 | 0 | 1 | 0 | 1
1989-08-23 | 8 | 23 | 19:00 | 23.9 | 19 | 2 | 75 |  | 0 | 0 | 6.5627 | 6.5627 | 95% | 0.94112 | 64.3726 | 8.4811 | 4.676 | 4.4422 | 0.2338 | 5% | 13.3662 | 0.8 | 0.8 | 0.8 | 54.72 | 7.2094 | 3.9748 | 3.9748 | 0 | 0% | 919.25 | 64.3726 | 0 | 854.8774 | 919.25 | 54.72 | 0 | 864.53 | Summer | 0 | 0 | 0 | 0 | 0 | 0 | 0 | 1 | 0 | 1
1989-08-23 | 8 | 23 | 20:00 | 22.8 | 20 | 2 | 73 |  | 0 | 0 | 5.7752 | 5.7752 | 95% | 0.82819 | 56.6479 | 7.4634 | 4.1148 | 3.9091 | 0.20574 | 5% | 13.2639 | 0.8 | 0.8 | 0.8 | 54.72 | 7.2094 | 3.9748 | 3.9748 | 0 | 0% | 912.25 | 56.6479 | 0 | 855.6021 | 912.25 | 54.72 | 0 | 857.53 | Summer | 0 | 0 | 0 | 0 | 0 | 0 | 0 | 1 | 0 | 1
1989-08-23 | 8 | 23 | 21:00 | 21.1 | 21 | 2 | 70 |  | 0 | 0 | 4.7252 | 4.7252 | 95% | 0.67761 | 46.3483 | 6.1064 | 3.3667 | 3.1984 | 0.16833 | 5% | 13.0409 | 0.8 | 0.8 | 0.8 | 54.72 | 7.2094 | 3.9748 | 3.5439 | 0.43092 | 10.84% | 897 | 46.3483 | 0 | 850.6517 | 897 | 54.72 | 0 | 842.28 | Summer | 0 | 0 | 0 | 0 | 0 | 0 | 0 | 1 | 0 | 1
1989-08-23 | 8 | 23 | 22:00 | 21.1 | 22 | 2 | 70 |  | 0 | 0 | 4.2002 | 4.2002 | 95% | 0.60232 | 41.1985 | 5.4279 | 2.9926 | 2.843 | 0.14963 | 5% | 13.231 | 0.8 | 0.8 | 0.8 | 54.72 | 7.2094 | 3.9748 | 3.1501 | 0.82468 | 20.75% | 910 | 41.1985 | 0 | 868.8015 | 910 | 54.72 | 0 | 855.28 | Summer | 0 | 0 | 0 | 0 | 0 | 0 | 0 | 1 | 0 | 1
1989-08-23 | 8 | 23 | 23:00 | 19.4 | 23 | 2 | 67 |  | 0 | 0 | 5.2502 | 5.2502 | 95% | 0.7529 | 51.4981 | 6.7849 | 3.7408 | 3.5537 | 0.18704 | 5% | 13.2164 | 0.8 | 0.8 | 0.8 | 54.72 | 7.2094 | 3.9748 | 3.9376 | 0.037156 | 0.9348% | 909 | 51.4981 | 0 | 857.5019 | 909 | 54.72 | 0 | 854.28 | Summer | 0 | 0 | 0 | 0 | 0 | 0 | 0 | 1 | 0 | 1
1989-08-23 | 8 | 23 | 24:00 | 18.9 | 0 | 2 | 66 |  | 0 | 0 | 4.2002 | 4.2002 | 95% | 0.60232 | 41.1985 | 5.4279 | 2.9926 | 2.843 | 0.14963 | 5% | 13.4101 | 0 | 0 | 0 | 0 | 0 | 0 | 0 | 0 | 0% | 922.25 | 41.1985 | 0 | 881.0515 | 922.25 | 0 | 0 | 922.25 | Summer | 0 | 0 | 0 | 0 | 0 | 0 | 0 | 1 | 0 | 1
1989-08-24 | 8 | 24 | 1:00 | 18.3 | 1 | 2 | 65 |  | 0 | 0 | 3.9376 | 3.9376 | 95% | 0.56467 | 38.6235 | 5.0887 | 2.8056 | 2.6653 | 0.14028 | 5% | 13.0958 | 0 | 0 | 0 | 0 | 0 | 0 | 0 | 0 | 0% | 900.75 | 38.6235 | 0 | 862.1265 | 900.75 | 0 | 0 | 900.75 | Summer | 0 | 0 | 0 | 0 | 0 | 0 | 0 | 1 | 0 | 1
1989-08-24 | 8 | 24 | 2:00 | 17.8 | 2 | 2 | 64 |  | 0 | 0 | 3.1501 | 3.1501 | 95% | 0 | 0 | 0 | 0 | 0 | 0 | 5% | 12.8911 | 0 | 0 | 0 | 0 | 0 | 0 | 0 | 0 | 0% | 886.75 | 0 | 0 | 886.75 | 886.75 | 0 | 0 | 886.75 | Summer | 0 | 0 | 0 | 0 | 0 | 1 | 0 | 1 | 0 | 0
1989-08-24 | 8 | 24 | 3:00 | 17.2 | 3 | 2 | 63 |  | 0 | 0 | 3.4126 | 3.4126 | 95% | 0 | 0 | 0 | 0 | 0 | 0 | 5% | 12.6535 | 0 | 0 | 0 | 0 | 0 | 0 | 0 | 0 | 0% | 870.5 | 0 | 0 | 870.5 | 870.5 | 0 | 0 | 870.5 | Summer | 0 | 0 | 0 | 0 | 0 | 1 | 0 | 1 | 0 | 0
1989-08-24 | 8 | 24 | 4:00 | 17.2 | 4 | 2 | 63 |  | 0 | 0 | 3.1501 | 3.1501 | 95% | 0 | 0 | 0 | 0 | 0 | 0 | 5% | 12.8509 | 0 | 0 | 0 | 0 | 0 | 0 | 0 | 0 | 0% | 884 | 0 | 0 | 884 | 884 | 0 | 0 | 884 | Summer | 0 | 0 | 0 | 0 | 0 | 1 | 0 | 1 | 0 | 0
1989-08-24 | 8 | 24 | 5:00 | 17.2 | 5 | 2 | 63 |  | 0 | 0 | 3.1501 | 3.1501 | 95% | 0 | 0 | 0 | 0 | 0 | 0 | 5% | 12.8545 | 0 | 0 | 0 | 0 | 0 | 0 | 0 | 0 | 0% | 884.25 | 0 | 0 | 884.25 | 884.25 | 0 | 0 | 884.25 | Summer | 0 | 0 | 0 | 0 | 0 | 1 | 0 | 1 | 0 | 0
1989-08-24 | 8 | 24 | 6:00 | 17.8 | 6 | 2 | 64 |  | 0 | 0 | 3.9376 | 3.9376 | 95% | 0.56467 | 38.6235 | 5.0887 | 2.8056 | 2.6653 | 0.14028 | 5% | 13.2018 | 0.8 | 0.8 | 0.8 | 54.72 | 7.2094 | 3.9748 | 2.9532 | 1.0216 | 25.7% | 908 | 38.6235 | 0 | 869.3765 | 908 | 54.72 | 0 | 853.28 | Summer | 0 | 0 | 0 | 0 | 0 | 0 | 0 | 1 | 0 | 1
1989-08-24 | 8 | 24 | 7:00 | 19.4 | 7 | 2 | 67 |  | 0 | 0 | 4.7252 | 4.7252 | 95% | 0.67761 | 46.3483 | 6.1064 | 3.3667 | 3.1984 | 0.16833 | 5% | 13.4868 | 0.8 | 0.8 | 0.8 | 54.72 | 7.2094 | 3.9748 | 3.5439 | 0.43092 | 10.84% | 927.5 | 46.3483 | 0 | 881.1517 | 927.5 | 54.72 | 0 | 872.78 | Summer | 0 | 0 | 0 | 0 | 0 | 0 | 0 | 1 | 0 | 1
1989-08-24 | 8 | 24 | 8:00 | 21.1 | 8 | 2 | 70 |  | 0 | 0 | 7.6128 | 7.6128 | 95% | 1 | 68.4 | 9.0117 | 4.9685 | 4.7201 | 0.24843 | 5% | 13.2785 | 0.8 | 0.8 | 0.8 | 54.72 | 7.2094 | 3.9748 | 3.9748 | 0 | 0% | 913.25 | 68.4 | 0 | 844.85 | 913.25 | 54.72 | 0 | 858.53 | Summer | 0 | 0 | 0 | 0 | 0 | 0 | 0 | 0 | 1 | 1
1989-08-24 | 8 | 24 | 9:00 | 22.8 | 9 | 2 | 73 |  | 0 | 0 | 6.5627 | 6.5627 | 95% | 0.94112 | 64.3726 | 8.4811 | 4.676 | 4.4422 | 0.2338 | 5% | 13.5819 | 0.8 | 0.8 | 0.8 | 54.72 | 7.2094 | 3.9748 | 3.9748 | 0 | 0% | 934 | 64.3726 | 0 | 869.6274 | 934 | 54.72 | 0 | 879.28 | Summer | 0 | 0 | 0 | 0 | 0 | 0 | 0 | 1 | 0 | 1
1989-08-24 | 8 | 24 | 10:00 | 24.4 | 10 | 2 | 76 |  | 0 | 0 | 6.0377 | 6.0377 | 95% | 0.86583 | 59.2228 | 7.8026 | 4.3019 | 4.0868 | 0.21509 | 5% | 13.8414 | 0.8 | 0.8 | 0.8 | 54.72 | 7.2094 | 3.9748 | 3.9748 | 0 | 0% | 951.75 | 59.2228 | 0 | 892.5272 | 951.75 | 54.72 | 0 | 897.03 | Summer | 0 | 0 | 0 | 0 | 0 | 0 | 0 | 1 | 0 | 1
1989-08-24 | 8 | 24 | 11:00 | 24.4 | 11 | 2 | 76 |  | 0 | 0 | 5.2502 | 5.2502 | 95% | 0.7529 | 51.4981 | 6.7849 | 3.7408 | 3.5537 | 0.18704 | 5% | 14.1667 | 0.8 | 0.8 | 0.8 | 54.72 | 7.2094 | 3.9748 | 3.9376 | 0.037156 | 0.9348% | 974 | 51.4981 | 0 | 922.5019 | 974 | 54.72 | 0 | 919.28 | Summer | 0 | 0 | 0 | 0 | 0 | 0 | 0 | 1 | 0 | 1
1989-08-24 | 8 | 24 | 12:00 | 25.6 | 12 | 2 | 78 |  | 0 | 0 | 5.2502 | 5.2502 | 95% | 0.7529 | 51.4981 | 6.7849 | 3.7408 | 3.5537 | 0.18704 | 5% | 14.4518 | 0.8 | 0.8 | 0.8 | 54.72 | 7.2094 | 3.9748 | 3.9376 | 0.037156 | 0.9348% | 993.5 | 51.4981 | 0 | 942.0019 | 993.5 | 54.72 | 0 | 938.78 | Summer | 0 | 0 | 0 | 0 | 0 | 0 | 0 | 1 | 0 | 1
1989-08-24 | 8 | 24 | 13:00 | 25.6 | 13 | 2 | 78 |  | 0 | 0 | 4.7252 | 4.7252 | 95% | 0.67761 | 46.3483 | 6.1064 | 3.3667 | 3.1984 | 0.16833 | 5% | 14.4554 | 0.8 | 0.8 | 0.8 | 54.72 | 7.2094 | 3.9748 | 3.5439 | 0.43092 | 10.84% | 993.75 | 46.3483 | 0 | 947.4017 | 993.75 | 54.72 | 0 | 939.03 | Summer | 0 | 0 | 0 | 0 | 0 | 0 | 0 | 1 | 0 | 1
1989-08-24 | 8 | 24 | 14:00 | 25.6 | 14 | 2 | 78 |  | 0 | 0 | 3.9376 | 3.9376 | 95% | 0.56467 | 38.6235 | 5.0887 | 2.8056 | 2.6653 | 0.14028 | 5% | 14.174 | 0.8 | 0.8 | 0.8 | 54.72 | 7.2094 | 3.9748 | 2.9532 | 1.0216 | 25.7% | 974.5 | 38.6235 | 0 | 935.8765 | 974.5 | 54.72 | 0 | 919.78 | Summer | 0 | 0 | 0 | 0 | 0 | 0 | 0 | 1 | 0 | 1
1989-08-24 | 8 | 24 | 15:00 | 26.1 | 15 | 2 | 79 |  | 0 | 0 | 3.6751 | 3.6751 | 95% | 0.52703 | 36.0486 | 4.7494 | 2.6185 | 2.4876 | 0.13093 | 5% | 14.2032 | 0.8 | 0.8 | 0.8 | 54.72 | 7.2094 | 3.9748 | 2.7564 | 1.2184 | 30.65% | 976.5 | 36.0486 | 0 | 940.4514 | 976.5 | 54.72 | 0 | 921.78 | Summer | 0 | 0 | 0 | 0 | 0 | 0 | 0 | 1 | 0 | 1
1989-08-24 | 8 | 24 | 16:00 | 25.6 | 16 | 2 | 78 |  | 0 | 0 | 3.6751 | 3.6751 | 95% | 0.52703 | 36.0486 | 4.7494 | 2.6185 | 2.4876 | 0.13093 | 5% | 14.4773 | 0.8 | 0.8 | 0.8 | 54.72 | 7.2094 | 3.9748 | 2.7564 | 1.2184 | 30.65% | 995.25 | 36.0486 | 0 | 959.2014 | 995.25 | 54.72 | 0 | 940.53 | Summer | 0 | 0 | 0 | 0 | 0 | 0 | 0 | 1 | 0 | 1
1989-08-24 | 8 | 24 | 17:00 | 25 | 17 | 2 | 77 |  | 0 | 0 | 4.7252 | 4.7252 | 95% | 0.67761 | 46.3483 | 6.1064 | 3.3667 | 3.1984 | 0.16833 | 5% | 14.2251 | 0.8 | 0.8 | 0.8 | 54.72 | 7.2094 | 3.9748 | 3.5439 | 0.43092 | 10.84% | 978 | 46.3483 | 0 | 931.6517 | 978 | 54.72 | 0 | 923.28 | Summer | 0 | 0 | 0 | 0 | 0 | 0 | 0 | 1 | 0 | 1
1989-08-24 | 8 | 24 | 18:00 | 23.3 | 18 | 2 | 74 |  | 0 | 0 | 6.0377 | 6.0377 | 95% | 0.86583 | 59.2228 | 7.8026 | 4.3019 | 4.0868 | 0.21509 | 5% | 14.1849 | 0.8 | 0.8 | 0.8 | 54.72 | 7.2094 | 3.9748 | 3.9748 | 0 | 0% | 975.25 | 59.2228 | 0 | 916.0272 | 975.25 | 54.72 | 0 | 920.53 | Summer | 0 | 0 | 0 | 0 | 0 | 0 | 0 | 1 | 0 | 1
1989-08-24 | 8 | 24 | 19:00 | 21.7 | 19 | 2 | 71 |  | 0 | 0 | 6.5627 | 6.5627 | 95% | 0.94112 | 64.3726 | 8.4811 | 4.676 | 4.4422 | 0.2338 | 5% | 13.8194 | 0.8 | 0.8 | 0.8 | 54.72 | 7.2094 | 3.9748 | 3.9748 | 0 | 0% | 950.25 | 64.3726 | 0 | 885.8774 | 950.25 | 54.72 | 0 | 895.53 | Summer | 0 | 0 | 0 | 0 | 0 | 0 | 0 | 1 | 0 | 1
1989-08-24 | 8 | 24 | 20:00 | 19.4 | 20 | 2 | 67 |  | 0 | 0 | 5.7752 | 5.7752 | 95% | 0.82819 | 56.6479 | 7.4634 | 4.1148 | 3.9091 | 0.20574 | 5% | 13.5965 | 0.8 | 0.8 | 0.8 | 54.72 | 7.2094 | 3.9748 | 3.9748 | 0 | 0% | 935 | 56.6479 | 0 | 878.3521 | 935 | 54.72 | 0 | 880.28 | Summer | 0 | 0 | 0 | 0 | 0 | 0 | 0 | 1 | 0 | 1
1989-08-24 | 8 | 24 | 21:00 | 18.3 | 21 | 2 | 65 |  | 0 | 0 | 4.7252 | 4.7252 | 95% | 0.67761 | 46.3483 | 6.1064 | 3.3667 | 3.1984 | 0.16833 | 5% | 13.5819 | 0.8 | 0.8 | 0.8 | 54.72 | 7.2094 | 3.9748 | 3.5439 | 0.43092 | 10.84% | 934 | 46.3483 | 0 | 887.6517 | 934 | 54.72 | 0 | 879.28 | Summer | 0 | 0 | 0 | 0 | 0 | 0 | 0 | 1 | 0 | 1
1989-08-24 | 8 | 24 | 22:00 | 17.2 | 22 | 2 | 63 |  | 0 | 0 | 4.2002 | 4.2002 | 95% | 0.60232 | 41.1985 | 5.4279 | 2.9926 | 2.843 | 0.14963 | 5% | 14.1996 | 0.8 | 0.8 | 0.8 | 54.72 | 7.2094 | 3.9748 | 3.1501 | 0.82468 | 20.75% | 976.25 | 41.1985 | 0 | 935.0515 | 976.25 | 54.72 | 0 | 921.53 | Summer | 0 | 0 | 0 | 0 | 0 | 0 | 0 | 1 | 0 | 1
1989-08-24 | 8 | 24 | 23:00 | 16.1 | 23 | 2 | 61 |  | 0 | 0 | 5.2502 | 5.2502 | 95% | 0.7529 | 51.4981 | 6.7849 | 3.7408 | 3.5537 | 0.18704 | 5% | 13.5307 | 0.8 | 0.8 | 0.8 | 54.72 | 7.2094 | 3.9748 | 3.9376 | 0.037156 | 0.9348% | 930.5 | 51.4981 | 0 | 879.0019 | 930.5 | 54.72 | 0 | 875.78 | Summer | 0 | 0 | 0 | 0 | 0 | 0 | 0 | 1 | 0 | 1
1989-08-24 | 8 | 24 | 24:00 | 15 | 0 | 2 | 59 |  | 0 | 0 | 4.2002 | 4.2002 | 95% | 0.60232 | 41.1985 | 5.4279 | 2.9926 | 2.843 | 0.14963 | 5% | 13.337 | 0 | 0 | 0 | 0 | 0 | 0 | 0 | 0 | 0% | 917.25 | 41.1985 | 0 | 876.0515 | 917.25 | 0 | 0 | 917.25 | Summer | 0 | 0 | 0 | 0 | 0 | 0 | 0 | 1 | 0 | 1
1989-08-25 | 8 | 25 | 1:00 | 14.4 | 1 | 1 | 58 |  | 0 | 0 | 3.9376 | 3.9376 | 95% | 0.56467 | 38.6235 | 5.0887 | 2.8056 | 2.6653 | 0.14028 | 5% | 13.3735 | 0 | 0 | 0 | 0 | 0 | 0 | 0 | 0 | 0% | 919.75 | 38.6235 | 0 | 881.1265 | 919.75 | 0 | 0 | 919.75 | Summer | FALSE | 0 | 0 | 0 | 0 | 0 | 0 | 1 | 0 | 1
1989-08-25 | 8 | 25 | 2:00 | 13.9 | 2 | 1 | 57 |  | 0 | 0 | 3.1501 | 3.1501 | 95% | 0 | 0 | 0 | 0 | 0 | 0 | 5% | 13.4211 | 0 | 0 | 0 | 0 | 0 | 0 | 0 | 0 | 0% | 923 | 0 | 0 | 923 | 923 | 0 | 0 | 923 | Summer | FALSE | 0 | 0 | 0 | 0 | 1 | 0 | 1 | 0 | 0
1989-08-25 | 8 | 25 | 3:00 | 13.9 | 3 | 1 | 57 |  | 0 | 0 | 3.4126 | 3.4126 | 95% | 0 | 0 | 0 | 0 | 0 | 0 | 5% | 13.2749 | 0 | 0 | 0 | 0 | 0 | 0 | 0 | 0 | 0% | 913 | 0 | 0 | 913 | 913 | 0 | 0 | 913 | Summer | FALSE | 0 | 0 | 0 | 0 | 1 | 0 | 1 | 0 | 0
1989-08-25 | 8 | 25 | 4:00 | 13.3 | 4 | 1 | 56 |  | 0 | 0 | 3.1501 | 3.1501 | 95% | 0 | 0 | 0 | 0 | 0 | 0 | 5% | 13.6075 | 0 | 0 | 0 | 0 | 0 | 0 | 0 | 0 | 0% | 935.75 | 0 | 0 | 935.75 | 935.75 | 0 | 0 | 935.75 | Summer | FALSE | 0 | 0 | 0 | 0 | 1 | 0 | 1 | 0 | 0
1989-08-25 | 8 | 25 | 5:00 | 12.8 | 5 | 1 | 55 |  | 0 | 0 | 3.1501 | 3.1501 | 95% | 0 | 0 | 0 | 0 | 0 | 0 | 5% | 13.6294 | 0 | 0 | 0 | 0 | 0 | 0 | 0 | 0 | 0% | 937.25 | 0 | 0 | 937.25 | 937.25 | 0 | 0 | 937.25 | Summer | FALSE | 0 | 0 | 0 | 0 | 1 | 0 | 1 | 0 | 0
1989-08-25 | 8 | 25 | 6:00 | 13.3 | 6 | 1 | 56 |  | 0 | 0 | 3.9376 | 3.9376 | 95% | 0.56467 | 38.6235 | 5.0887 | 2.8056 | 2.6653 | 0.14028 | 5% | 13.6988 | 0.8 | 0.8 | 0.8 | 54.72 | 7.2094 | 3.9748 | 2.9532 | 1.0216 | 25.7% | 942 | 38.6235 | 0 | 903.3765 | 942 | 54.72 | 0 | 887.28 | Summer | FALSE | 0 | 0 | 0 | 0 | 0 | 0 | 1 | 0 | 1
1989-08-25 | 8 | 25 | 7:00 | 14.4 | 7 | 1 | 58 |  | 0 | 0 | 4.7252 | 4.7252 | 95% | 0.67761 | 46.3483 | 6.1064 | 3.3667 | 3.1984 | 0.16833 | 5% | 15.0621 | 0.8 | 0.8 | 0.8 | 54.72 | 7.2094 | 3.9748 | 3.5439 | 0.43092 | 10.84% | 1035.25 | 46.3483 | 0 | 988.9017 | 1035.25 | 54.72 | 0 | 980.53 | Summer | FALSE | 0 | 0 | 0 | 0 | 0 | 0 | 1 | 0 | 1
1989-08-25 | 8 | 25 | 8:00 | 16.1 | 8 | 1 | 61 |  | 0 | 0 | 7.6128 | 7.6128 | 95% | 1 | 68.4 | 9.0117 | 4.9685 | 4.7201 | 0.24843 | 5% | 15.9649 | 0.8 | 0.8 | 0.8 | 54.72 | 7.2094 | 3.9748 | 3.9748 | 0 | 0% | 1097 | 68.4 | 0 | 1028.6 | 1097 | 54.72 | 0 | 1042.28 | Summer | FALSE | 0 | 0 | 0 | 0 | 0 | 0 | 0 | 1 | 1
1989-08-25 | 8 | 25 | 9:00 | 17.2 | 9 | 1 | 63 |  | 0 | 0 | 6.5627 | 6.5627 | 95% | 0.94112 | 64.3726 | 8.4811 | 4.676 | 4.4422 | 0.2338 | 5% | 16.9335 | 0.8 | 0.8 | 0.8 | 54.72 | 7.2094 | 3.9748 | 3.9748 | 0 | 0% | 1163.25 | 64.3726 | 0 | 1098.8774 | 1163.25 | 54.72 | 0 | 1108.53 | Summer | FALSE | 0 | 0 | 0 | 0 | 0 | 0 | 1 | 0 | 1
1989-08-25 | 8 | 25 | 10:00 | 18.3 | 10 | 1 | 65 |  | 0 | 0 | 6.0377 | 6.0377 | 95% | 0.86583 | 59.2228 | 7.8026 | 4.3019 | 4.0868 | 0.21509 | 5% | 17.5402 | 0.8 | 0.8 | 0.8 | 54.72 | 7.2094 | 3.9748 | 3.9748 | 0 | 0% | 1204.75 | 59.2228 | 0 | 1145.5272 | 1204.75 | 54.72 | 0 | 1150.03 | Summer | FALSE | 0 | 0 | 0 | 0 | 0 | 0 | 1 | 0 | 1
1989-08-25 | 8 | 25 | 11:00 | 18.3 | 11 | 1 | 65 |  | 0 | 0 | 5.2502 | 5.2502 | 95% | 0.7529 | 51.4981 | 6.7849 | 3.7408 | 3.5537 | 0.18704 | 5% | 18.2456 | 0.8 | 0.8 | 0.8 | 54.72 | 7.2094 | 3.9748 | 3.9376 | 0.037156 | 0.9348% | 1253 | 51.4981 | 0 | 1201.5019 | 1253 | 54.72 | 0 | 1198.28 | Summer | FALSE | 0 | 0 | 0 | 0 | 0 | 0 | 1 | 0 | 1
1989-08-25 | 8 | 25 | 12:00 | 18.9 | 12 | 1 | 66 |  | 0 | 0 | 5.2502 | 5.2502 | 95% | 0.7529 | 51.4981 | 6.7849 | 3.7408 | 3.5537 | 0.18704 | 5% | 19.3677 | 0.8 | 0.8 | 0.8 | 54.72 | 7.2094 | 3.9748 | 3.9376 | 0.037156 | 0.9348% | 1329.75 | 51.4981 | 0 | 1278.2519 | 1329.75 | 54.72 | 0 | 1275.03 | Summer | FALSE | 0 | 0 | 0 | 0 | 0 | 0 | 1 | 0 | 1
1989-08-25 | 8 | 25 | 13:00 | 20 | 13 | 1 | 68 |  | 0 | 0 | 4.7252 | 4.7252 | 95% | 0.67761 | 46.3483 | 6.1064 | 3.3667 | 3.1984 | 0.16833 | 5% | 18.5746 | 1 | 1 | 1 | 68.4 | 9.0117 | 4.9685 | 3.5439 | 1.4246 | 28.67% | 1275.5 | 46.3483 | 0 | 1229.1517 | 1275.5 | 68.4 | 0 | 1207.1 | Summer | FALSE | 1 | 1 | 46.3483 | 68.4 | 0 | 0 | 1 | 0 | 1
1989-08-25 | 8 | 25 | 14:00 | 21.1 | 14 | 1 | 70 |  | 0 | 0 | 3.9376 | 3.9376 | 95% | 0.56467 | 38.6235 | 5.0887 | 2.8056 | 2.6653 | 0.14028 | 5% | 17.9276 | 1 | 1 | 1 | 68.4 | 9.0117 | 4.9685 | 2.9532 | 2.0153 | 40.56% | 1231.25 | 38.6235 | 0 | 1192.6265 | 1231.25 | 68.4 | 0 | 1162.85 | Summer | FALSE | 1 | 1 | 38.6235 | 68.4 | 0 | 0 | 1 | 0 | 1
1989-08-25 | 8 | 25 | 15:00 | 21.7 | 15 | 1 | 71 |  | 0 | 0 | 3.6751 | 3.6751 | 95% | 0.52703 | 36.0486 | 4.7494 | 2.6185 | 2.4876 | 0.13093 | 5% | 17.7632 | 1 | 1 | 1 | 68.4 | 9.0117 | 4.9685 | 2.7564 | 2.2121 | 44.52% | 1220 | 36.0486 | 0 | 1183.9514 | 1220 | 68.4 | 0 | 1151.6 | Summer | FALSE | 1 | 1 | 36.0486 | 68.4 | 0 | 0 | 1 | 0 | 1
1989-08-25 | 8 | 25 | 16:00 | 21.7 | 16 | 1 | 71 |  | 0 | 0 | 3.6751 | 3.6751 | 95% | 0.52703 | 36.0486 | 4.7494 | 2.6185 | 2.4876 | 0.13093 | 5% | 17.4854 | 1 | 1 | 1 | 68.4 | 9.0117 | 4.9685 | 2.7564 | 2.2121 | 44.52% | 1201 | 36.0486 | 0 | 1164.9514 | 1201 | 68.4 | 0 | 1132.6 | Summer | FALSE | 1 | 1 | 36.0486 | 68.4 | 0 | 0 | 1 | 0 | 1
1989-08-25 | 8 | 25 | 17:00 | 21.7 | 17 | 1 | 71 |  | 0 | 0 | 4.7252 | 4.7252 | 95% | 0.67761 | 46.3483 | 6.1064 | 3.3667 | 3.1984 | 0.16833 | 5% | 17.818 | 1 | 1 | 1 | 68.4 | 9.0117 | 4.9685 | 3.5439 | 1.4246 | 28.67% | 1223.75 | 46.3483 | 0 | 1177.4017 | 1223.75 | 68.4 | 0 | 1155.35 | Summer | FALSE | 0 | 0 | 0 | 0 | 0 | 0 | 1 | 0 | 1
1989-08-25 | 8 | 25 | 18:00 | 20.6 | 18 | 1 | 69 |  | 0 | 0 | 6.0377 | 6.0377 | 95% | 0.86583 | 59.2228 | 7.8026 | 4.3019 | 4.0868 | 0.21509 | 5% | 17.2405 | 0.8 | 0.8 | 0.8 | 54.72 | 7.2094 | 3.9748 | 3.9748 | 0 | 0% | 1184.25 | 59.2228 | 0 | 1125.0272 | 1184.25 | 54.72 | 0 | 1129.53 | Summer | FALSE | 0 | 0 | 0 | 0 | 0 | 0 | 1 | 0 | 1
1989-08-25 | 8 | 25 | 19:00 | 19.4 | 19 | 1 | 67 |  | 0 | 0 | 6.5627 | 6.5627 | 95% | 0.94112 | 64.3726 | 8.4811 | 4.676 | 4.4422 | 0.2338 | 5% | 16.1477 | 0.8 | 0.8 | 0.8 | 54.72 | 7.2094 | 3.9748 | 3.9748 | 0 | 0% | 1109.5 | 64.3726 | 0 | 1045.1274 | 1109.5 | 54.72 | 0 | 1054.78 | Summer | FALSE | 0 | 0 | 0 | 0 | 0 | 0 | 1 | 0 | 1
1989-08-25 | 8 | 25 | 20:00 | 18.9 | 20 | 1 | 66 |  | 0 | 0 | 5.7752 | 5.7752 | 95% | 0.82819 | 56.6479 | 7.4634 | 4.1148 | 3.9091 | 0.20574 | 5% | 15.4678 | 0.8 | 0.8 | 0.8 | 54.72 | 7.2094 | 3.9748 | 3.9748 | 0 | 0% | 1063 | 56.6479 | 0 | 1006.3521 | 1063 | 54.72 | 0 | 1008.28 | Summer | FALSE | 0 | 0 | 0 | 0 | 0 | 0 | 1 | 0 | 1
1989-08-25 | 8 | 25 | 21:00 | 17.2 | 21 | 1 | 63 |  | 0 | 0 | 4.7252 | 4.7252 | 95% | 0.67761 | 46.3483 | 6.1064 | 3.3667 | 3.1984 | 0.16833 | 5% | 14.7953 | 0.8 | 0.8 | 0.8 | 54.72 | 7.2094 | 3.9748 | 3.5439 | 0.43092 | 10.84% | 1017 | 46.3483 | 0 | 970.6517 | 1017 | 54.72 | 0 | 962.28 | Summer | FALSE | 0 | 0 | 0 | 0 | 0 | 0 | 1 | 0 | 1
1989-08-25 | 8 | 25 | 22:00 | 16.7 | 22 | 1 | 62 |  | 0 | 0 | 4.2002 | 4.2002 | 95% | 0.60232 | 41.1985 | 5.4279 | 2.9926 | 2.843 | 0.14963 | 5% | 14.7478 | 0.8 | 0.8 | 0.8 | 54.72 | 7.2094 | 3.9748 | 3.1501 | 0.82468 | 20.75% | 1013.75 | 41.1985 | 0 | 972.5515 | 1013.75 | 54.72 | 0 | 959.03 | Summer | FALSE | 0 | 0 | 0 | 0 | 0 | 0 | 1 | 0 | 1
1989-08-25 | 8 | 25 | 23:00 | 16.7 | 23 | 1 | 62 |  | 0 | 0 | 5.2502 | 5.2502 | 95% | 0.7529 | 51.4981 | 6.7849 | 3.7408 | 3.5537 | 0.18704 | 5% | 15.1572 | 0.8 | 0.8 | 0.8 | 54.72 | 7.2094 | 3.9748 | 3.9376 | 0.037156 | 0.9348% | 1041.75 | 51.4981 | 0 | 990.2519 | 1041.75 | 54.72 | 0 | 987.03 | Summer | FALSE | 0 | 0 | 0 | 0 | 0 | 0 | 1 | 0 | 1
1989-08-25 | 8 | 25 | 24:00 | 15.6 | 0 | 1 | 60 |  | 0 | 0 | 4.2002 | 4.2002 | 95% | 0.60232 | 41.1985 | 5.4279 | 2.9926 | 2.843 | 0.14963 | 5% | 14.8173 | 0 | 0 | 0 | 0 | 0 | 0 | 0 | 0 | 0% | 1018.5 | 41.1985 | 0 | 977.3015 | 1018.5 | 0 | 0 | 1018.5 | Summer | FALSE | 0 | 0 | 0 | 0 | 0 | 0 | 1 | 0 | 1
1989-08-26 | 8 | 26 | 1:00 | 15.6 | 1 | 1 | 60 |  | 0 | 0 | 3.9376 | 3.9376 | 95% | 0.56467 | 38.6235 | 5.0887 | 2.8056 | 2.6653 | 0.14028 | 5% | 14.3787 | 0 | 0 | 0 | 0 | 0 | 0 | 0 | 0 | 0% | 988.5 | 38.6235 | 0 | 949.8765 | 988.5 | 0 | 0 | 988.5 | Summer | FALSE | 0 | 0 | 0 | 0 | 0 | 0 | 1 | 0 | 1
1989-08-26 | 8 | 26 | 2:00 | 16.1 | 2 | 1 | 61 |  | 0 | 0 | 3.1501 | 3.1501 | 95% | 0 | 0 | 0 | 0 | 0 | 0 | 5% | 14.1557 | 0 | 0 | 0 | 0 | 0 | 0 | 0 | 0 | 0% | 973.25 | 0 | 0 | 973.25 | 973.25 | 0 | 0 | 973.25 | Summer | FALSE | 0 | 0 | 0 | 0 | 1 | 0 | 1 | 0 | 0
1989-08-26 | 8 | 26 | 3:00 | 16.1 | 3 | 1 | 61 |  | 0 | 0 | 3.4126 | 3.4126 | 95% | 0 | 0 | 0 | 0 | 0 | 0 | 5% | 14.3165 | 0 | 0 | 0 | 0 | 0 | 0 | 0 | 0 | 0% | 984.25 | 0 | 0 | 984.25 | 984.25 | 0 | 0 | 984.25 | Summer | FALSE | 0 | 0 | 0 | 0 | 1 | 0 | 1 | 0 | 0
1989-08-26 | 8 | 26 | 4:00 | 16.1 | 4 | 1 | 61 |  | 0 | 0 | 3.1501 | 3.1501 | 95% | 0 | 0 | 0 | 0 | 0 | 0 | 5% | 14.375 | 0 | 0 | 0 | 0 | 0 | 0 | 0 | 0 | 0% | 988.25 | 0 | 0 | 988.25 | 988.25 | 0 | 0 | 988.25 | Summer | FALSE | 0 | 0 | 0 | 0 | 1 | 0 | 1 | 0 | 0
1989-08-26 | 8 | 26 | 5:00 | 15.6 | 5 | 1 | 60 |  | 0 | 0 | 3.1501 | 3.1501 | 95% | 0 | 0 | 0 | 0 | 0 | 0 | 5% | 13.9985 | 0 | 0 | 0 | 0 | 0 | 0 | 0 | 0 | 0% | 962.5 | 0 | 0 | 962.5 | 962.5 | 0 | 0 | 962.5 | Summer | FALSE | 0 | 0 | 0 | 0 | 1 | 0 | 1 | 0 | 0
1989-08-26 | 8 | 26 | 6:00 | 15.6 | 6 | 1 | 60 |  | 0 | 0 | 3.9376 | 3.9376 | 95% | 0.56467 | 38.6235 | 5.0887 | 2.8056 | 2.6653 | 0.14028 | 5% | 13.6988 | 0.8 | 0.8 | 0.8 | 54.72 | 7.2094 | 3.9748 | 2.9532 | 1.0216 | 25.7% | 942 | 38.6235 | 0 | 903.3765 | 942 | 54.72 | 0 | 887.28 | Summer | FALSE | 0 | 0 | 0 | 0 | 0 | 0 | 1 | 0 | 1
1989-08-26 | 8 | 26 | 7:00 | 16.7 | 7 | 1 | 62 |  | 0 | 0 | 4.7252 | 4.7252 | 95% | 0.67761 | 46.3483 | 6.1064 | 3.3667 | 3.1984 | 0.16833 | 5% | 15.6542 | 0.8 | 0.8 | 0.8 | 54.72 | 7.2094 | 3.9748 | 3.5439 | 0.43092 | 10.84% | 1075.75 | 46.3483 | 0 | 1029.4017 | 1075.75 | 54.72 | 0 | 1021.03 | Summer | FALSE | 0 | 0 | 0 | 0 | 0 | 0 | 1 | 0 | 1
1989-08-26 | 8 | 26 | 8:00 | 17.8 | 8 | 1 | 64 |  | 0 | 0 | 7.6128 | 7.6128 | 95% | 1 | 68.4 | 9.0117 | 4.9685 | 4.7201 | 0.24843 | 5% | 16.8933 | 0.8 | 0.8 | 0.8 | 54.72 | 7.2094 | 3.9748 | 3.9748 | 0 | 0% | 1160.5 | 68.4 | 0 | 1092.1 | 1160.5 | 54.72 | 0 | 1105.78 | Summer | FALSE | 0 | 0 | 0 | 0 | 0 | 0 | 0 | 1 | 1
1989-08-26 | 8 | 26 | 9:00 | 19.4 | 9 | 1 | 67 |  | 0 | 0 | 6.5627 | 6.5627 | 95% | 0.94112 | 64.3726 | 8.4811 | 4.676 | 4.4422 | 0.2338 | 5% | 17.2697 | 0.8 | 0.8 | 0.8 | 54.72 | 7.2094 | 3.9748 | 3.9748 | 0 | 0% | 1186.25 | 64.3726 | 0 | 1121.8774 | 1186.25 | 54.72 | 0 | 1131.53 | Summer | FALSE | 0 | 0 | 0 | 0 | 0 | 0 | 1 | 0 | 1
1989-08-26 | 8 | 26 | 10:00 | 20 | 10 | 1 | 68 |  | 0 | 0 | 6.0377 | 6.0377 | 95% | 0.86583 | 59.2228 | 7.8026 | 4.3019 | 4.0868 | 0.21509 | 5% | 18.2968 | 0.8 | 0.8 | 0.8 | 54.72 | 7.2094 | 3.9748 | 3.9748 | 0 | 0% | 1256.5 | 59.2228 | 0 | 1197.2772 | 1256.5 | 54.72 | 0 | 1201.78 | Summer | FALSE | 0 | 0 | 0 | 0 | 0 | 0 | 1 | 0 | 1
1989-08-26 | 8 | 26 | 11:00 | 20 | 11 | 1 | 68 |  | 0 | 0 | 5.2502 | 5.2502 | 95% | 0.7529 | 51.4981 | 6.7849 | 3.7408 | 3.5537 | 0.18704 | 5% | 18.2054 | 0.8 | 0.8 | 0.8 | 54.72 | 7.2094 | 3.9748 | 3.9376 | 0.037156 | 0.9348% | 1250.25 | 51.4981 | 0 | 1198.7519 | 1250.25 | 54.72 | 0 | 1195.53 | Summer | FALSE | 0 | 0 | 0 | 0 | 0 | 0 | 1 | 0 | 1
1989-08-26 | 8 | 26 | 12:00 | 21.7 | 12 | 1 | 71 |  | 0 | 0 | 5.2502 | 5.2502 | 95% | 0.7529 | 51.4981 | 6.7849 | 3.7408 | 3.5537 | 0.18704 | 5% | 18.1213 | 0.8 | 0.8 | 0.8 | 54.72 | 7.2094 | 3.9748 | 3.9376 | 0.037156 | 0.9348% | 1244.5 | 51.4981 | 0 | 1193.0019 | 1244.5 | 54.72 | 0 | 1189.78 | Summer | FALSE | 0 | 0 | 0 | 0 | 0 | 0 | 1 | 0 | 1
1989-08-26 | 8 | 26 | 13:00 | 22.2 | 13 | 1 | 72 |  | 0 | 0 | 4.7252 | 4.7252 | 95% | 0.67761 | 46.3483 | 6.1064 | 3.3667 | 3.1984 | 0.16833 | 5% | 18.4247 | 1 | 1 | 1 | 68.4 | 9.0117 | 4.9685 | 3.5439 | 1.4246 | 28.67% | 1265.25 | 46.3483 | 0 | 1218.9017 | 1265.25 | 68.4 | 0 | 1196.85 | Summer | FALSE | 1 | 1 | 46.3483 | 68.4 | 0 | 0 | 1 | 0 | 1
1989-08-26 | 8 | 26 | 14:00 | 22.8 | 14 | 1 | 73 |  | 0 | 0 | 3.9376 | 3.9376 | 95% | 0.56467 | 38.6235 | 5.0887 | 2.8056 | 2.6653 | 0.14028 | 5% | 18.0556 | 1 | 1 | 1 | 68.4 | 9.0117 | 4.9685 | 2.9532 | 2.0153 | 40.56% | 1240 | 38.6235 | 0 | 1201.3765 | 1240 | 68.4 | 0 | 1171.6 | Summer | FALSE | 1 | 1 | 38.6235 | 68.4 | 0 | 0 | 1 | 0 | 1
1989-08-26 | 8 | 26 | 15:00 | 23.3 | 15 | 1 | 74 |  | 0 | 0 | 3.6751 | 3.6751 | 95% | 0.52703 | 36.0486 | 4.7494 | 2.6185 | 2.4876 | 0.13093 | 5% | 18.432 | 1 | 1 | 1 | 68.4 | 9.0117 | 4.9685 | 2.7564 | 2.2121 | 44.52% | 1265.75 | 36.0486 | 0 | 1229.7014 | 1265.75 | 68.4 | 0 | 1197.35 | Summer | FALSE | 1 | 1 | 36.0486 | 68.4 | 0 | 0 | 1 | 0 | 1
1989-08-26 | 8 | 26 | 16:00 | 23.3 | 16 | 1 | 74 |  | 0 | 0 | 3.6751 | 3.6751 | 95% | 0.52703 | 36.0486 | 4.7494 | 2.6185 | 2.4876 | 0.13093 | 5% | 19.2251 | 1 | 1 | 1 | 68.4 | 9.0117 | 4.9685 | 2.7564 | 2.2121 | 44.52% | 1320 | 36.0486 | 0 | 1283.9514 | 1320 | 68.4 | 0 | 1251.6 | Summer | FALSE | 1 | 1 | 36.0486 | 68.4 | 0 | 0 | 1 | 0 | 1
1989-08-26 | 8 | 26 | 17:00 | 22.2 | 17 | 1 | 72 |  | 0 | 0 | 4.7252 | 4.7252 | 95% | 0.67761 | 46.3483 | 6.1064 | 3.3667 | 3.1984 | 0.16833 | 5% | 18.7939 | 1 | 1 | 1 | 68.4 | 9.0117 | 4.9685 | 3.5439 | 1.4246 | 28.67% | 1290.5 | 46.3483 | 0 | 1244.1517 | 1290.5 | 68.4 | 0 | 1222.1 | Summer | FALSE | 0 | 0 | 0 | 0 | 0 | 0 | 1 | 0 | 1
1989-08-26 | 8 | 26 | 18:00 | 21.7 | 18 | 1 | 71 |  | 0 | 0 | 6.0377 | 6.0377 | 95% | 0.86583 | 59.2228 | 7.8026 | 4.3019 | 4.0868 | 0.21509 | 5% | 18.7427 | 0.8 | 0.8 | 0.8 | 54.72 | 7.2094 | 3.9748 | 3.9748 | 0 | 0% | 1287 | 59.2228 | 0 | 1227.7772 | 1287 | 54.72 | 0 | 1232.28 | Summer | FALSE | 0 | 0 | 0 | 0 | 0 | 0 | 1 | 0 | 1
1989-08-26 | 8 | 26 | 19:00 | 20 | 19 | 1 | 68 |  | 0 | 0 | 6.5627 | 6.5627 | 95% | 0.94112 | 64.3726 | 8.4811 | 4.676 | 4.4422 | 0.2338 | 5% | 17.0797 | 0.8 | 0.8 | 0.8 | 54.72 | 7.2094 | 3.9748 | 3.9748 | 0 | 0% | 1173.25 | 64.3726 | 0 | 1108.8774 | 1173.25 | 54.72 | 0 | 1118.53 | Summer | FALSE | 0 | 0 | 0 | 0 | 0 | 0 | 1 | 0 | 1
1989-08-26 | 8 | 26 | 20:00 | 18.3 | 20 | 1 | 65 |  | 0 | 0 | 5.7752 | 5.7752 | 95% | 0.82819 | 56.6479 | 7.4634 | 4.1148 | 3.9091 | 0.20574 | 5% | 16.0197 | 0.8 | 0.8 | 0.8 | 54.72 | 7.2094 | 3.9748 | 3.9748 | 0 | 0% | 1100.75 | 56.6479 | 0 | 1044.1021 | 1100.75 | 54.72 | 0 | 1046.03 | Summer | FALSE | 0 | 0 | 0 | 0 | 0 | 0 | 1 | 0 | 1
1989-08-26 | 8 | 26 | 21:00 | 17.8 | 21 | 1 | 64 |  | 0 | 0 | 4.7252 | 4.7252 | 95% | 0.67761 | 46.3483 | 6.1064 | 3.3667 | 3.1984 | 0.16833 | 5% | 15.1279 | 0.8 | 0.8 | 0.8 | 54.72 | 7.2094 | 3.9748 | 3.5439 | 0.43092 | 10.84% | 1039.75 | 46.3483 | 0 | 993.4017 | 1039.75 | 54.72 | 0 | 985.03 | Summer | FALSE | 0 | 0 | 0 | 0 | 0 | 0 | 1 | 0 | 1
1989-08-26 | 8 | 26 | 22:00 | 16.1 | 22 | 1 | 61 |  | 0 | 0 | 4.2002 | 4.2002 | 95% | 0.60232 | 41.1985 | 5.4279 | 2.9926 | 2.843 | 0.14963 | 5% | 15.2558 | 0.8 | 0.8 | 0.8 | 54.72 | 7.2094 | 3.9748 | 3.1501 | 0.82468 | 20.75% | 1048.5 | 41.1985 | 0 | 1007.3015 | 1048.5 | 54.72 | 0 | 993.78 | Summer | FALSE | 0 | 0 | 0 | 0 | 0 | 0 | 1 | 0 | 1
1989-08-26 | 8 | 26 | 23:00 | 15.6 | 23 | 1 | 60 |  | 0 | 0 | 5.2502 | 5.2502 | 95% | 0.7529 | 51.4981 | 6.7849 | 3.7408 | 3.5537 | 0.18704 | 5% | 15.011 | 0.8 | 0.8 | 0.8 | 54.72 | 7.2094 | 3.9748 | 3.9376 | 0.037156 | 0.9348% | 1031.75 | 51.4981 | 0 | 980.2519 | 1031.75 | 54.72 | 0 | 977.03 | Summer | FALSE | 0 | 0 | 0 | 0 | 0 | 0 | 1 | 0 | 1
1989-08-26 | 8 | 26 | 24:00 | 14.4 | 0 | 1 | 58 |  | 0 | 0 | 4.2002 | 4.2002 | 95% | 0.60232 | 41.1985 | 5.4279 | 2.9926 | 2.843 | 0.14963 | 5% | 14.6199 | 0 | 0 | 0 | 0 | 0 | 0 | 0 | 0 | 0% | 1005 | 41.1985 | 0 | 963.8015 | 1005 | 0 | 0 | 1005 | Summer | FALSE | 0 | 0 | 0 | 0 | 0 | 0 | 1 | 0 | 1
1989-08-27 | 8 | 27 | 1:00 | 13.9 | 1 | 1 | 57 |  | 0 | 0 | 3.9376 | 3.9376 | 95% | 0.56467 | 38.6235 | 5.0887 | 2.8056 | 2.6653 | 0.14028 | 5% | 13.8999 | 0 | 0 | 0 | 0 | 0 | 0 | 0 | 0 | 0% | 955.75 | 38.6235 | 0 | 917.1265 | 955.75 | 0 | 0 | 955.75 | Summer | FALSE | 0 | 0 | 0 | 0 | 0 | 0 | 1 | 0 | 1
1989-08-27 | 8 | 27 | 2:00 | 13.3 | 2 | 1 | 56 |  | 0 | 0 | 3.1501 | 3.1501 | 95% | 0 | 0 | 0 | 0 | 0 | 0 | 5% | 13.8414 | 0 | 0 | 0 | 0 | 0 | 0 | 0 | 0 | 0% | 951.75 | 0 | 0 | 951.75 | 951.75 | 0 | 0 | 951.75 | Summer | FALSE | 0 | 0 | 0 | 0 | 1 | 0 | 1 | 0 | 0
1989-08-27 | 8 | 27 | 3:00 | 13.3 | 3 | 1 | 56 |  | 0 | 0 | 3.4126 | 3.4126 | 95% | 0 | 0 | 0 | 0 | 0 | 0 | 5% | 13.5965 | 0 | 0 | 0 | 0 | 0 | 0 | 0 | 0 | 0% | 935 | 0 | 0 | 935 | 935 | 0 | 0 | 935 | Summer | FALSE | 0 | 0 | 0 | 0 | 1 | 0 | 1 | 0 | 0
1989-08-27 | 8 | 27 | 4:00 | 12.8 | 4 | 1 | 55 |  | 0 | 0 | 3.1501 | 3.1501 | 95% | 0 | 0 | 0 | 0 | 0 | 0 | 5% | 13.951 | 0 | 0 | 0 | 0 | 0 | 0 | 0 | 0 | 0% | 959.25 | 0 | 0 | 959.25 | 959.25 | 0 | 0 | 959.25 | Summer | FALSE | 0 | 0 | 0 | 0 | 1 | 0 | 1 | 0 | 0
1989-08-27 | 8 | 27 | 5:00 | 12.2 | 5 | 1 | 54 |  | 1 | 0 | 3.1501 | 3.1501 | 95% | 0 | 0 | 0 | 0 | 0 | 0 | 5% | 13.7354 | 0 | 0 | 0 | 0 | 0 | 0 | 0 | 0 | 0% | 944.5 | 0 | 0 | 944.5 | 944.5 | 0 | 0 | 944.5 | Summer | FALSE | 0 | 0 | 0 | 0 | 1 | 0 | 1 | 0 | 0
1989-08-27 | 8 | 27 | 6:00 | 13.3 | 6 | 1 | 56 |  | 0 | 0 | 3.9376 | 3.9376 | 95% | 0.56467 | 38.6235 | 5.0887 | 2.8056 | 2.6653 | 0.14028 | 5% | 13.6769 | 0.8 | 0.8 | 0.8 | 54.72 | 7.2094 | 3.9748 | 2.9532 | 1.0216 | 25.7% | 940.5 | 38.6235 | 0 | 901.8765 | 940.5 | 54.72 | 0 | 885.78 | Summer | FALSE | 0 | 0 | 0 | 0 | 0 | 0 | 1 | 0 | 1
1989-08-27 | 8 | 27 | 7:00 | 15 | 7 | 1 | 59 |  | 0 | 0 | 4.7252 | 4.7252 | 95% | 0.67761 | 46.3483 | 6.1064 | 3.3667 | 3.1984 | 0.16833 | 5% | 15.6396 | 0.8 | 0.8 | 0.8 | 54.72 | 7.2094 | 3.9748 | 3.5439 | 0.43092 | 10.84% | 1074.75 | 46.3483 | 0 | 1028.4017 | 1074.75 | 54.72 | 0 | 1020.03 | Summer | FALSE | 0 | 0 | 0 | 0 | 0 | 0 | 1 | 0 | 1
1989-08-27 | 8 | 27 | 8:00 | 17.8 | 8 | 1 | 64 |  | 0 | 0 | 7.6128 | 7.6128 | 95% | 1 | 68.4 | 9.0117 | 4.9685 | 4.7201 | 0.24843 | 5% | 16.7873 | 0.8 | 0.8 | 0.8 | 54.72 | 7.2094 | 3.9748 | 3.9748 | 0 | 0% | 1153.25 | 68.4 | 0 | 1084.85 | 1153.25 | 54.72 | 0 | 1098.53 | Summer | FALSE | 0 | 0 | 0 | 0 | 0 | 0 | 0 | 1 | 1
1989-08-27 | 8 | 27 | 9:00 | 18.9 | 9 | 1 | 66 |  | 0 | 0 | 6.5627 | 6.5627 | 95% | 0.94112 | 64.3726 | 8.4811 | 4.676 | 4.4422 | 0.2338 | 5% | 17.5475 | 0.8 | 0.8 | 0.8 | 54.72 | 7.2094 | 3.9748 | 3.9748 | 0 | 0% | 1205.25 | 64.3726 | 0 | 1140.8774 | 1205.25 | 54.72 | 0 | 1150.53 | Summer | FALSE | 0 | 0 | 0 | 0 | 0 | 0 | 1 | 0 | 1
1989-08-27 | 8 | 27 | 10:00 | 20 | 10 | 1 | 68 |  | 0 | 0 | 6.0377 | 6.0377 | 95% | 0.86583 | 59.2228 | 7.8026 | 4.3019 | 4.0868 | 0.21509 | 5% | 18.5892 | 0.8 | 0.8 | 0.8 | 54.72 | 7.2094 | 3.9748 | 3.9748 | 0 | 0% | 1276.5 | 59.2228 | 0 | 1217.2772 | 1276.5 | 54.72 | 0 | 1221.78 | Summer | FALSE | 0 | 0 | 0 | 0 | 0 | 0 | 1 | 0 | 1
1989-08-27 | 8 | 27 | 11:00 | 21.1 | 11 | 1 | 70 |  | 0 | 0 | 5.2502 | 5.2502 | 95% | 0.7529 | 51.4981 | 6.7849 | 3.7408 | 3.5537 | 0.18704 | 5% | 19.1082 | 0.8 | 0.8 | 0.8 | 54.72 | 7.2094 | 3.9748 | 3.9376 | 0.037156 | 0.9348% | 1312 | 51.4981 | 0 | 1260.5019 | 1312 | 54.72 | 0 | 1257.28 | Summer | FALSE | 0 | 0 | 0 | 0 | 0 | 0 | 1 | 0 | 1
1989-08-27 | 8 | 27 | 12:00 | 20.6 | 12 | 1 | 69 |  | 0 | 0 | 5.2502 | 5.2502 | 95% | 0.7529 | 51.4981 | 6.7849 | 3.7408 | 3.5537 | 0.18704 | 5% | 19.7076 | 0.8 | 0.8 | 0.8 | 54.72 | 7.2094 | 3.9748 | 3.9376 | 0.037156 | 0.9348% | 1353 | 51.4981 | 0 | 1301.5019 | 1353 | 54.72 | 0 | 1298.28 | Summer | FALSE | 0 | 0 | 0 | 0 | 0 | 0 | 1 | 0 | 1
1989-08-27 | 8 | 27 | 13:00 | 20 | 13 | 1 | 68 |  | 0 | 0 | 4.7252 | 4.7252 | 95% | 0.67761 | 46.3483 | 6.1064 | 3.3667 | 3.1984 | 0.16833 | 5% | 21.78 | 1 | 1 | 1 | 68.4 | 9.0117 | 4.9685 | 3.5439 | 1.4246 | 28.67% | 1494.75 | 46.3483 | 0 | 1448.4017 | 1494.75 | 68.4 | 0 | 1426.35 | Summer | FALSE | 1 | 1 | 46.3483 | 68.4 | 0 | 0 | 1 | 0 | 1
1989-08-27 | 8 | 27 | 14:00 | 20.6 | 14 | 1 | 69 |  | 0 | 0 | 3.9376 | 3.9376 | 95% | 0.56467 | 38.6235 | 5.0887 | 2.8056 | 2.6653 | 0.14028 | 5% | 21.9079 | 1 | 1 | 1 | 68.4 | 9.0117 | 4.9685 | 2.9532 | 2.0153 | 40.56% | 1503.5 | 38.6235 | 0 | 1464.8765 | 1503.5 | 68.4 | 0 | 1435.1 | Summer | FALSE | 1 | 1 | 38.6235 | 68.4 | 0 | 0 | 1 | 0 | 1
1989-08-27 | 8 | 27 | 15:00 | 20.6 | 15 | 1 | 69 |  | 0 | 0 | 3.6751 | 3.6751 | 95% | 0.52703 | 36.0486 | 4.7494 | 2.6185 | 2.4876 | 0.13093 | 5% | 22.2661 | 1 | 1 | 1 | 68.4 | 9.0117 | 4.9685 | 2.7564 | 2.2121 | 44.52% | 1528 | 36.0486 | 0 | 1491.9514 | 1528 | 68.4 | 0 | 1459.6 | Summer | FALSE | 1 | 1 | 36.0486 | 68.4 | 0 | 0 | 1 | 0 | 1
1989-08-27 | 8 | 27 | 16:00 | 20 | 16 | 1 | 68 |  | 0 | 0 | 3.6751 | 3.6751 | 95% | 0.52703 | 36.0486 | 4.7494 | 2.6185 | 2.4876 | 0.13093 | 5% | 21.8933 | 1 | 1 | 1 | 68.4 | 9.0117 | 4.9685 | 2.7564 | 2.2121 | 44.52% | 1502.5 | 36.0486 | 0 | 1466.4514 | 1502.5 | 68.4 | 0 | 1434.1 | Summer | FALSE | 1 | 1 | 36.0486 | 68.4 | 0 | 0 | 1 | 0 | 1
1989-08-27 | 8 | 27 | 17:00 | 19.4 | 17 | 1 | 67 |  | 0 | 0 | 4.7252 | 4.7252 | 95% | 0.67761 | 46.3483 | 6.1064 | 3.3667 | 3.1984 | 0.16833 | 5% | 22.4781 | 1 | 1 | 1 | 68.4 | 9.0117 | 4.9685 | 3.5439 | 1.4246 | 28.67% | 1542.5 | 46.3483 | 0 | 1496.1517 | 1542.5 | 68.4 | 0 | 1474.1 | Summer | FALSE | 0 | 0 | 0 | 0 | 0 | 0 | 1 | 0 | 1
1989-08-27 | 8 | 27 | 18:00 | 18.3 | 18 | 1 | 65 |  | 0 | 0 | 6.0377 | 6.0377 | 95% | 0.86583 | 59.2228 | 7.8026 | 4.3019 | 4.0868 | 0.21509 | 5% | 21.5351 | 0.8 | 0.8 | 0.8 | 54.72 | 7.2094 | 3.9748 | 3.9748 | 0 | 0% | 1478 | 59.2228 | 0 | 1418.7772 | 1478 | 54.72 | 0 | 1423.28 | Summer | FALSE | 0 | 0 | 0 | 0 | 0 | 0 | 1 | 0 | 1
1989-08-27 | 8 | 27 | 19:00 | 17.2 | 19 | 1 | 63 |  | 0 | 0 | 6.5627 | 6.5627 | 95% | 0.94112 | 64.3726 | 8.4811 | 4.676 | 4.4422 | 0.2338 | 5% | 19.9561 | 0.8 | 0.8 | 0.8 | 54.72 | 7.2094 | 3.9748 | 3.9748 | 0 | 0% | 1370 | 64.3726 | 0 | 1305.6274 | 1370 | 54.72 | 0 | 1315.28 | Summer | FALSE | 0 | 0 | 0 | 0 | 0 | 0 | 1 | 0 | 1
1989-08-27 | 8 | 27 | 20:00 | 17.2 | 20 | 1 | 63 |  | 0 | 0 | 5.7752 | 5.7752 | 95% | 0.82819 | 56.6479 | 7.4634 | 4.1148 | 3.9091 | 0.20574 | 5% | 19.3092 | 0.8 | 0.8 | 0.8 | 54.72 | 7.2094 | 3.9748 | 3.9748 | 0 | 0% | 1325.75 | 56.6479 | 0 | 1269.1021 | 1325.75 | 54.72 | 0 | 1271.03 | Summer | FALSE | 0 | 0 | 0 | 0 | 0 | 0 | 1 | 0 | 1
1989-08-27 | 8 | 27 | 21:00 | 17.8 | 21 | 1 | 64 |  | 0 | 0 | 4.7252 | 4.7252 | 95% | 0.67761 | 46.3483 | 6.1064 | 3.3667 | 3.1984 | 0.16833 | 5% | 16.5351 | 0.8 | 0.8 | 0.8 | 54.72 | 7.2094 | 3.9748 | 3.5439 | 0.43092 | 10.84% | 1136 | 46.3483 | 0 | 1089.6517 | 1136 | 54.72 | 0 | 1081.28 | Summer | FALSE | 0 | 0 | 0 | 0 | 0 | 0 | 1 | 0 | 1
1989-08-27 | 8 | 27 | 22:00 | 17.2 | 22 | 1 | 63 |  | 0 | 0 | 4.2002 | 4.2002 | 95% | 0.60232 | 41.1985 | 5.4279 | 2.9926 | 2.843 | 0.14963 | 5% | 16.2427 | 0.8 | 0.8 | 0.8 | 54.72 | 7.2094 | 3.9748 | 3.1501 | 0.82468 | 20.75% | 1116 | 41.1985 | 0 | 1074.8015 | 1116 | 54.72 | 0 | 1061.28 | Summer | FALSE | 0 | 0 | 0 | 0 | 0 | 0 | 1 | 0 | 1
1989-08-27 | 8 | 27 | 23:00 | 17.2 | 23 | 1 | 63 |  | 0 | 0 | 5.2502 | 5.2502 | 95% | 0.7529 | 51.4981 | 6.7849 | 3.7408 | 3.5537 | 0.18704 | 5% | 15.6835 | 0.8 | 0.8 | 0.8 | 54.72 | 7.2094 | 3.9748 | 3.9376 | 0.037156 | 0.9348% | 1077.75 | 51.4981 | 0 | 1026.2519 | 1077.75 | 54.72 | 0 | 1023.03 | Summer | FALSE | 0 | 0 | 0 | 0 | 0 | 0 | 1 | 0 | 1
1989-08-27 | 8 | 27 | 24:00 | 17.2 | 0 | 1 | 63 |  | 0 | 0 | 4.2002 | 4.2002 | 95% | 0.60232 | 41.1985 | 5.4279 | 2.9926 | 2.843 | 0.14963 | 5% | 15.8662 | 0 | 0 | 0 | 0 | 0 | 0 | 0 | 0 | 0% | 1090.25 | 41.1985 | 0 | 1049.0515 | 1090.25 | 0 | 0 | 1090.25 | Summer | FALSE | 0 | 0 | 0 | 0 | 0 | 0 | 1 | 0 | 1
1989-08-28 | 8 | 28 | 1:00 | 17.2 | 1 | 1 | 63 |  | 0 | 0 | 3.9376 | 3.9376 | 95% | 0.56467 | 38.6235 | 5.0887 | 2.8056 | 2.6653 | 0.14028 | 5% | 16.2061 | 0 | 0 | 0 | 0 | 0 | 0 | 0 | 0 | 0% | 1113.5 | 38.6235 | 0 | 1074.8765 | 1113.5 | 0 | 0 | 1113.5 | Summer | FALSE | 0 | 0 | 0 | 0 | 0 | 0 | 1 | 0 | 1
1989-08-28 | 8 | 28 | 2:00 | 16.7 | 2 | 1 | 62 |  | 0 | 0 | 3.1501 | 3.1501 | 95% | 0 | 0 | 0 | 0 | 0 | 0 | 5% | 15.7127 | 0 | 0 | 0 | 0 | 0 | 0 | 0 | 0 | 0% | 1079.75 | 0 | 0 | 1079.75 | 1079.75 | 0 | 0 | 1079.75 | Summer | FALSE | 0 | 0 | 0 | 0 | 1 | 0 | 1 | 0 | 0
1989-08-28 | 8 | 28 | 3:00 | 16.7 | 3 | 1 | 62 |  | 0 | 0 | 3.4126 | 3.4126 | 95% | 0 | 0 | 0 | 0 | 0 | 0 | 5% | 15.6287 | 0 | 0 | 0 | 0 | 0 | 0 | 0 | 0 | 0% | 1074 | 0 | 0 | 1074 | 1074 | 0 | 0 | 1074 | Summer | FALSE | 0 | 0 | 0 | 0 | 1 | 0 | 1 | 0 | 0
1989-08-28 | 8 | 28 | 4:00 | 16.1 | 4 | 1 | 61 |  | 0 | 0 | 3.1501 | 3.1501 | 95% | 0 | 0 | 0 | 0 | 0 | 0 | 5% | 15.1206 | 0 | 0 | 0 | 0 | 0 | 0 | 0 | 0 | 0% | 1039.25 | 0 | 0 | 1039.25 | 1039.25 | 0 | 0 | 1039.25 | Summer | FALSE | 0 | 0 | 0 | 0 | 1 | 0 | 1 | 0 | 0
1989-08-28 | 8 | 28 | 5:00 | 16.1 | 5 | 1 | 61 |  | 0 | 0 | 3.1501 | 3.1501 | 95% | 0 | 0 | 0 | 0 | 0 | 0 | 5% | 14.9013 | 0 | 0 | 0 | 0 | 0 | 0 | 0 | 0 | 0% | 1024.25 | 0 | 0 | 1024.25 | 1024.25 | 0 | 0 | 1024.25 | Summer | FALSE | 0 | 0 | 0 | 0 | 1 | 0 | 1 | 0 | 0
1989-08-28 | 8 | 28 | 6:00 | 15.6 | 6 | 1 | 60 |  | 0 | 0 | 3.9376 | 3.9376 | 95% | 0.56467 | 38.6235 | 5.0887 | 2.8056 | 2.6653 | 0.14028 | 5% | 14.5577 | 0.8 | 0.8 | 0.8 | 54.72 | 7.2094 | 3.9748 | 2.9532 | 1.0216 | 25.7% | 1000.75 | 38.6235 | 0 | 962.1265 | 1000.75 | 54.72 | 0 | 946.03 | Summer | FALSE | 0 | 0 | 0 | 0 | 0 | 0 | 1 | 0 | 1
1989-08-28 | 8 | 28 | 7:00 | 17.2 | 7 | 1 | 63 |  | 0 | 0 | 4.7252 | 4.7252 | 95% | 0.67761 | 46.3483 | 6.1064 | 3.3667 | 3.1984 | 0.16833 | 5% | 16.3048 | 0.8 | 0.8 | 0.8 | 54.72 | 7.2094 | 3.9748 | 3.5439 | 0.43092 | 10.84% | 1120.25 | 46.3483 | 0 | 1073.9017 | 1120.25 | 54.72 | 0 | 1065.53 | Summer | FALSE | 0 | 0 | 0 | 0 | 0 | 0 | 1 | 0 | 1
1989-08-28 | 8 | 28 | 8:00 | 18.9 | 8 | 1 | 66 |  | 0 | 0 | 7.6128 | 7.6128 | 95% | 1 | 68.4 | 9.0117 | 4.9685 | 4.7201 | 0.24843 | 5% | 16.261 | 0.8 | 0.8 | 0.8 | 54.72 | 7.2094 | 3.9748 | 3.9748 | 0 | 0% | 1117.25 | 68.4 | 0 | 1048.85 | 1117.25 | 54.72 | 0 | 1062.53 | Summer | FALSE | 0 | 0 | 0 | 0 | 0 | 0 | 0 | 1 | 1
1989-08-28 | 8 | 28 | 9:00 | 20 | 9 | 1 | 68 |  | 0 | 0 | 6.5627 | 6.5627 | 95% | 0.94112 | 64.3726 | 8.4811 | 4.676 | 4.4422 | 0.2338 | 5% | 16.5789 | 0.8 | 0.8 | 0.8 | 54.72 | 7.2094 | 3.9748 | 3.9748 | 0 | 0% | 1139 | 64.3726 | 0 | 1074.6274 | 1139 | 54.72 | 0 | 1084.28 | Summer | FALSE | 0 | 0 | 0 | 0 | 0 | 0 | 1 | 0 | 1
1989-08-28 | 8 | 28 | 10:00 | 21.7 | 10 | 1 | 71 |  | 0 | 0 | 6.0377 | 6.0377 | 95% | 0.86583 | 59.2228 | 7.8026 | 4.3019 | 4.0868 | 0.21509 | 5% | 17.3392 | 0.8 | 0.8 | 0.8 | 54.72 | 7.2094 | 3.9748 | 3.9748 | 0 | 0% | 1191 | 59.2228 | 0 | 1131.7772 | 1191 | 54.72 | 0 | 1136.28 | Summer | FALSE | 0 | 0 | 0 | 0 | 0 | 0 | 1 | 0 | 1
1989-08-28 | 8 | 28 | 11:00 | 23.3 | 11 | 1 | 74 |  | 0 | 0 | 5.2502 | 5.2502 | 95% | 0.7529 | 51.4981 | 6.7849 | 3.7408 | 3.5537 | 0.18704 | 5% | 16.663 | 0.8 | 0.8 | 0.8 | 54.72 | 7.2094 | 3.9748 | 3.9376 | 0.037156 | 0.9348% | 1144.75 | 51.4981 | 0 | 1093.2519 | 1144.75 | 54.72 | 0 | 1090.03 | Summer | FALSE | 0 | 0 | 0 | 0 | 0 | 0 | 1 | 0 | 1
1989-08-28 | 8 | 28 | 12:00 | 23.3 | 12 | 1 | 74 |  | 0 | 0 | 5.2502 | 5.2502 | 95% | 0.7529 | 51.4981 | 6.7849 | 3.7408 | 3.5537 | 0.18704 | 5% | 17.7266 | 0.8 | 0.8 | 0.8 | 54.72 | 7.2094 | 3.9748 | 3.9376 | 0.037156 | 0.9348% | 1217.5 | 51.4981 | 0 | 1166.0019 | 1217.5 | 54.72 | 0 | 1162.78 | Summer | FALSE | 0 | 0 | 0 | 0 | 0 | 0 | 1 | 0 | 1
1989-08-28 | 8 | 28 | 13:00 | 23.3 | 13 | 1 | 74 |  | 0 | 0 | 4.7252 | 4.7252 | 95% | 0.67761 | 46.3483 | 6.1064 | 3.3667 | 3.1984 | 0.16833 | 5% | 17.193 | 1 | 1 | 1 | 68.4 | 9.0117 | 4.9685 | 3.5439 | 1.4246 | 28.67% | 1181 | 46.3483 | 0 | 1134.6517 | 1181 | 68.4 | 0 | 1112.6 | Summer | FALSE | 1 | 1 | 46.3483 | 68.4 | 0 | 0 | 1 | 0 | 1
1989-08-28 | 8 | 28 | 14:00 | 21.7 | 14 | 1 | 71 |  | 0 | 0 | 3.9376 | 3.9376 | 95% | 0.56467 | 38.6235 | 5.0887 | 2.8056 | 2.6653 | 0.14028 | 5% | 17.2588 | 1 | 1 | 1 | 68.4 | 9.0117 | 4.9685 | 2.9532 | 2.0153 | 40.56% | 1185.5 | 38.6235 | 0 | 1146.8765 | 1185.5 | 68.4 | 0 | 1117.1 | Summer | FALSE | 1 | 1 | 38.6235 | 68.4 | 0 | 0 | 1 | 0 | 1
1989-08-28 | 8 | 28 | 15:00 | 21.7 | 15 | 1 | 71 |  | 0 | 0 | 3.6751 | 3.6751 | 95% | 0.52703 | 36.0486 | 4.7494 | 2.6185 | 2.4876 | 0.13093 | 5% | 17.193 | 1 | 1 | 1 | 68.4 | 9.0117 | 4.9685 | 2.7564 | 2.2121 | 44.52% | 1181 | 36.0486 | 0 | 1144.9514 | 1181 | 68.4 | 0 | 1112.6 | Summer | FALSE | 1 | 1 | 36.0486 | 68.4 | 0 | 0 | 1 | 0 | 1
1989-08-28 | 8 | 28 | 16:00 | 23.9 | 16 | 1 | 75 |  | 0 | 0 | 3.6751 | 3.6751 | 95% | 0.52703 | 36.0486 | 4.7494 | 2.6185 | 2.4876 | 0.13093 | 5% | 16.7909 | 1 | 1 | 1 | 68.4 | 9.0117 | 4.9685 | 2.7564 | 2.2121 | 44.52% | 1153.5 | 36.0486 | 0 | 1117.4514 | 1153.5 | 68.4 | 0 | 1085.1 | Summer | FALSE | 1 | 1 | 36.0486 | 68.4 | 0 | 0 | 1 | 0 | 1
1989-08-28 | 8 | 28 | 17:00 | 22.2 | 17 | 1 | 72 |  | 0 | 0 | 4.7252 | 4.7252 | 95% | 0.67761 | 46.3483 | 6.1064 | 3.3667 | 3.1984 | 0.16833 | 5% | 16.9664 | 1 | 1 | 1 | 68.4 | 9.0117 | 4.9685 | 3.5439 | 1.4246 | 28.67% | 1165.5 | 46.3483 | 0 | 1119.1517 | 1165.5 | 68.4 | 0 | 1097.1 | Summer | FALSE | 0 | 0 | 0 | 0 | 0 | 0 | 1 | 0 | 1
1989-08-28 | 8 | 28 | 18:00 | 21.1 | 18 | 1 | 70 |  | 0 | 0 | 6.0377 | 6.0377 | 95% | 0.86583 | 59.2228 | 7.8026 | 4.3019 | 4.0868 | 0.21509 | 5% | 16.2061 | 0.8 | 0.8 | 0.8 | 54.72 | 7.2094 | 3.9748 | 3.9748 | 0 | 0% | 1113.5 | 59.2228 | 0 | 1054.2772 | 1113.5 | 54.72 | 0 | 1058.78 | Summer | FALSE | 0 | 0 | 0 | 0 | 0 | 0 | 1 | 0 | 1
1989-08-28 | 8 | 28 | 19:00 | 20 | 19 | 1 | 68 |  | 0 | 0 | 6.5627 | 6.5627 | 95% | 0.94112 | 64.3726 | 8.4811 | 4.676 | 4.4422 | 0.2338 | 5% | 14.9927 | 0.8 | 0.8 | 0.8 | 54.72 | 7.2094 | 3.9748 | 3.9748 | 0 | 0% | 1030.5 | 64.3726 | 0 | 966.1274 | 1030.5 | 54.72 | 0 | 975.78 | Summer | FALSE | 0 | 0 | 0 | 0 | 0 | 0 | 1 | 0 | 1
1989-08-28 | 8 | 28 | 20:00 | 18.9 | 20 | 1 | 66 |  | 0 | 0 | 5.7752 | 5.7752 | 95% | 0.82819 | 56.6479 | 7.4634 | 4.1148 | 3.9091 | 0.20574 | 5% | 14.7807 | 0.8 | 0.8 | 0.8 | 54.72 | 7.2094 | 3.9748 | 3.9748 | 0 | 0% | 1016 | 56.6479 | 0 | 959.3521 | 1016 | 54.72 | 0 | 961.28 | Summer | FALSE | 0 | 0 | 0 | 0 | 0 | 0 | 1 | 0 | 1
1989-08-28 | 8 | 28 | 21:00 | 18.3 | 21 | 1 | 65 |  | 0 | 0 | 4.7252 | 4.7252 | 95% | 0.67761 | 46.3483 | 6.1064 | 3.3667 | 3.1984 | 0.16833 | 5% | 14.1776 | 0.8 | 0.8 | 0.8 | 54.72 | 7.2094 | 3.9748 | 3.5439 | 0.43092 | 10.84% | 974.75 | 46.3483 | 0 | 928.4017 | 974.75 | 54.72 | 0 | 920.03 | Summer | FALSE | 0 | 0 | 0 | 0 | 0 | 0 | 1 | 0 | 1
1989-08-28 | 8 | 28 | 22:00 | 17.8 | 22 | 1 | 64 |  | 0 | 0 | 4.2002 | 4.2002 | 95% | 0.60232 | 41.1985 | 5.4279 | 2.9926 | 2.843 | 0.14963 | 5% | 13.8596 | 0.8 | 0.8 | 0.8 | 54.72 | 7.2094 | 3.9748 | 3.1501 | 0.82468 | 20.75% | 953 | 41.1985 | 0 | 911.8015 | 953 | 54.72 | 0 | 898.28 | Summer | FALSE | 0 | 0 | 0 | 0 | 0 | 0 | 1 | 0 | 1
1989-08-28 | 8 | 28 | 23:00 | 17.2 | 23 | 1 | 63 |  | 0 | 0 | 5.2502 | 5.2502 | 95% | 0.7529 | 51.4981 | 6.7849 | 3.7408 | 3.5537 | 0.18704 | 5% | 13.6513 | 0.8 | 0.8 | 0.8 | 54.72 | 7.2094 | 3.9748 | 3.9376 | 0.037156 | 0.9348% | 938.75 | 51.4981 | 0 | 887.2519 | 938.75 | 54.72 | 0 | 884.03 | Summer | FALSE | 0 | 0 | 0 | 0 | 0 | 0 | 1 | 0 | 1
1989-08-28 | 8 | 28 | 24:00 | 17.2 | 0 | 1 | 63 |  | 0 | 0 | 4.2002 | 4.2002 | 95% | 0.60232 | 41.1985 | 5.4279 | 2.9926 | 2.843 | 0.14963 | 5% | 13.6257 | 0 | 0 | 0 | 0 | 0 | 0 | 0 | 0 | 0% | 937 | 41.1985 | 0 | 895.8015 | 937 | 0 | 0 | 937 | Summer | FALSE | 0 | 0 | 0 | 0 | 0 | 0 | 1 | 0 | 1
1989-08-29 | 8 | 29 | 1:00 | 16.7 | 1 | 1 | 62 |  | 0 | 0 | 3.9376 | 3.9376 | 95% | 0.56467 | 38.6235 | 5.0887 | 2.8056 | 2.6653 | 0.14028 | 5% | 13.1506 | 0 | 0 | 0 | 0 | 0 | 0 | 0 | 0 | 0% | 904.5 | 38.6235 | 0 | 865.8765 | 904.5 | 0 | 0 | 904.5 | Summer | FALSE | 0 | 0 | 0 | 0 | 0 | 0 | 1 | 0 | 1
1989-08-29 | 8 | 29 | 2:00 | 16.1 | 2 | 1 | 61 |  | 0 | 0 | 3.1501 | 3.1501 | 95% | 0 | 0 | 0 | 0 | 0 | 0 | 5% | 13.2749 | 0 | 0 | 0 | 0 | 0 | 0 | 0 | 0 | 0% | 913 | 0 | 0 | 913 | 913 | 0 | 0 | 913 | Summer | FALSE | 0 | 0 | 0 | 0 | 1 | 0 | 1 | 0 | 0
1989-08-29 | 8 | 29 | 3:00 | 16.1 | 3 | 1 | 61 |  | 0 | 0 | 3.4126 | 3.4126 | 95% | 0 | 0 | 0 | 0 | 0 | 0 | 5% | 12.9276 | 0 | 0 | 0 | 0 | 0 | 0 | 0 | 0 | 0% | 889.25 | 0 | 0 | 889.25 | 889.25 | 0 | 0 | 889.25 | Summer | FALSE | 0 | 0 | 0 | 0 | 1 | 0 | 1 | 0 | 0
1989-08-29 | 8 | 29 | 4:00 | 16.7 | 4 | 1 | 62 |  | 0 | 0 | 3.1501 | 3.1501 | 95% | 0 | 0 | 0 | 0 | 0 | 0 | 5% | 13.1725 | 0 | 0 | 0 | 0 | 0 | 0 | 0 | 0 | 0% | 906 | 0 | 0 | 906 | 906 | 0 | 0 | 906 | Summer | FALSE | 0 | 0 | 0 | 0 | 1 | 0 | 1 | 0 | 0
1989-08-29 | 8 | 29 | 5:00 | 16.1 | 5 | 1 | 61 |  | 0 | 0 | 3.1501 | 3.1501 | 95% | 0 | 0 | 0 | 0 | 0 | 0 | 5% | 12.9532 | 0 | 0 | 0 | 0 | 0 | 0 | 0 | 0 | 0% | 891 | 0 | 0 | 891 | 891 | 0 | 0 | 891 | Summer | FALSE | 0 | 0 | 0 | 0 | 1 | 0 | 1 | 0 | 0
1989-08-29 | 8 | 29 | 6:00 | 16.1 | 6 | 1 | 61 |  | 0 | 0 | 3.9376 | 3.9376 | 95% | 0.56467 | 38.6235 | 5.0887 | 2.8056 | 2.6653 | 0.14028 | 5% | 13.0738 | 0.8 | 0.8 | 0.8 | 54.72 | 7.2094 | 3.9748 | 2.9532 | 1.0216 | 25.7% | 899.25 | 38.6235 | 0 | 860.6265 | 899.25 | 54.72 | 0 | 844.53 | Summer | FALSE | 0 | 0 | 0 | 0 | 0 | 0 | 1 | 0 | 1
1989-08-29 | 8 | 29 | 7:00 | 17.2 | 7 | 1 | 63 |  | 0 | 0 | 4.7252 | 4.7252 | 95% | 0.67761 | 46.3483 | 6.1064 | 3.3667 | 3.1984 | 0.16833 | 5% | 14.5687 | 0.8 | 0.8 | 0.8 | 54.72 | 7.2094 | 3.9748 | 3.5439 | 0.43092 | 10.84% | 1001.5 | 46.3483 | 0 | 955.1517 | 1001.5 | 54.72 | 0 | 946.78 | Summer | FALSE | 0 | 0 | 0 | 0 | 0 | 0 | 1 | 0 | 1
1989-08-29 | 8 | 29 | 8:00 | 17.8 | 8 | 1 | 64 |  | 0 | 0 | 7.6128 | 7.6128 | 95% | 1 | 68.4 | 9.0117 | 4.9685 | 4.7201 | 0.24843 | 5% | 14.9196 | 0.8 | 0.8 | 0.8 | 54.72 | 7.2094 | 3.9748 | 3.9748 | 0 | 0% | 1025.5 | 68.4 | 0 | 957.1 | 1025.5 | 54.72 | 0 | 970.78 | Summer | FALSE | 0 | 0 | 0 | 0 | 0 | 0 | 0 | 1 | 1
1989-08-29 | 8 | 29 | 9:00 | 19.4 | 9 | 1 | 67 |  | 0 | 0 | 6.5627 | 6.5627 | 95% | 0.94112 | 64.3726 | 8.4811 | 4.676 | 4.4422 | 0.2338 | 5% | 15.3947 | 0.8 | 0.8 | 0.8 | 54.72 | 7.2094 | 3.9748 | 3.9748 | 0 | 0% | 1058 | 64.3726 | 0 | 993.6274 | 1058 | 54.72 | 0 | 1003.28 | Summer | FALSE | 0 | 0 | 0 | 0 | 0 | 0 | 1 | 0 | 1
1989-08-29 | 8 | 29 | 10:00 | 20 | 10 | 1 | 68 |  | 0 | 0 | 6.0377 | 6.0377 | 95% | 0.86583 | 59.2228 | 7.8026 | 4.3019 | 4.0868 | 0.21509 | 5% | 16.5351 | 0.8 | 0.8 | 0.8 | 54.72 | 7.2094 | 3.9748 | 3.9748 | 0 | 0% | 1136 | 59.2228 | 0 | 1076.7772 | 1136 | 54.72 | 0 | 1081.28 | Summer | FALSE | 0 | 0 | 0 | 0 | 0 | 0 | 1 | 0 | 1
1989-08-29 | 8 | 29 | 11:00 | 19.4 | 11 | 1 | 67 |  | 0 | 0 | 5.2502 | 5.2502 | 95% | 0.7529 | 51.4981 | 6.7849 | 3.7408 | 3.5537 | 0.18704 | 5% | 16.2683 | 0.8 | 0.8 | 0.8 | 54.72 | 7.2094 | 3.9748 | 3.9376 | 0.037156 | 0.9348% | 1117.75 | 51.4981 | 0 | 1066.2519 | 1117.75 | 54.72 | 0 | 1063.03 | Summer | FALSE | 0 | 0 | 0 | 0 | 0 | 0 | 1 | 0 | 1
1989-08-29 | 8 | 29 | 12:00 | 21.1 | 12 | 1 | 70 |  | 0 | 0 | 5.2502 | 5.2502 | 95% | 0.7529 | 51.4981 | 6.7849 | 3.7408 | 3.5537 | 0.18704 | 5% | 16.6447 | 0.8 | 0.8 | 0.8 | 54.72 | 7.2094 | 3.9748 | 3.9376 | 0.037156 | 0.9348% | 1143.5 | 51.4981 | 0 | 1092.0019 | 1143.5 | 54.72 | 0 | 1088.78 | Summer | FALSE | 0 | 0 | 0 | 0 | 0 | 0 | 1 | 0 | 1
1989-08-29 | 8 | 29 | 13:00 | 21.1 | 13 | 1 | 70 |  | 0 | 0 | 4.7252 | 4.7252 | 95% | 0.67761 | 46.3483 | 6.1064 | 3.3667 | 3.1984 | 0.16833 | 5% | 16.5899 | 1 | 1 | 1 | 68.4 | 9.0117 | 4.9685 | 3.5439 | 1.4246 | 28.67% | 1139.75 | 46.3483 | 0 | 1093.4017 | 1139.75 | 68.4 | 0 | 1071.35 | Summer | FALSE | 1 | 1 | 46.3483 | 68.4 | 0 | 0 | 1 | 0 | 1
1989-08-29 | 8 | 29 | 14:00 | 20 | 14 | 1 | 68 |  | 0 | 0 | 3.9376 | 3.9376 | 95% | 0.56467 | 38.6235 | 5.0887 | 2.8056 | 2.6653 | 0.14028 | 5% | 16.4364 | 1 | 1 | 1 | 68.4 | 9.0117 | 4.9685 | 2.9532 | 2.0153 | 40.56% | 1129.25 | 38.6235 | 0 | 1090.6265 | 1129.25 | 68.4 | 0 | 1060.85 | Summer | FALSE | 1 | 1 | 38.6235 | 68.4 | 0 | 0 | 1 | 0 | 1
1989-08-29 | 8 | 29 | 15:00 | 21.1 | 15 | 1 | 70 |  | 0 | 0 | 3.6751 | 3.6751 | 95% | 0.52703 | 36.0486 | 4.7494 | 2.6185 | 2.4876 | 0.13093 | 5% | 16.0563 | 1 | 1 | 1 | 68.4 | 9.0117 | 4.9685 | 2.7564 | 2.2121 | 44.52% | 1103.25 | 36.0486 | 0 | 1067.2014 | 1103.25 | 68.4 | 0 | 1034.85 | Summer | FALSE | 1 | 1 | 36.0486 | 68.4 | 0 | 0 | 1 | 0 | 1
1989-08-29 | 8 | 29 | 16:00 | 21.1 | 16 | 1 | 70 |  | 0 | 0 | 3.6751 | 3.6751 | 95% | 0.52703 | 36.0486 | 4.7494 | 2.6185 | 2.4876 | 0.13093 | 5% | 16.0417 | 1 | 1 | 1 | 68.4 | 9.0117 | 4.9685 | 2.7564 | 2.2121 | 44.52% | 1102.25 | 36.0486 | 0 | 1066.2014 | 1102.25 | 68.4 | 0 | 1033.85 | Summer | FALSE | 1 | 1 | 36.0486 | 68.4 | 0 | 0 | 1 | 0 | 1
1989-08-29 | 8 | 29 | 17:00 | 21.7 | 17 | 1 | 71 |  | 0 | 0 | 4.7252 | 4.7252 | 95% | 0.67761 | 46.3483 | 6.1064 | 3.3667 | 3.1984 | 0.16833 | 5% | 16.0746 | 1 | 1 | 1 | 68.4 | 9.0117 | 4.9685 | 3.5439 | 1.4246 | 28.67% | 1104.5 | 46.3483 | 0 | 1058.1517 | 1104.5 | 68.4 | 0 | 1036.1 | Summer | FALSE | 0 | 0 | 0 | 0 | 0 | 0 | 1 | 0 | 1
1989-08-29 | 8 | 29 | 18:00 | 21.1 | 18 | 1 | 70 |  | 0 | 0 | 6.0377 | 6.0377 | 95% | 0.86583 | 59.2228 | 7.8026 | 4.3019 | 4.0868 | 0.21509 | 5% | 15.4934 | 0.8 | 0.8 | 0.8 | 54.72 | 7.2094 | 3.9748 | 3.9748 | 0 | 0% | 1064.75 | 59.2228 | 0 | 1005.5272 | 1064.75 | 54.72 | 0 | 1010.03 | Summer | FALSE | 0 | 0 | 0 | 0 | 0 | 0 | 1 | 0 | 1
1989-08-29 | 8 | 29 | 19:00 | 21.1 | 19 | 1 | 70 |  | 0 | 0 | 6.5627 | 6.5627 | 95% | 0.94112 | 64.3726 | 8.4811 | 4.676 | 4.4422 | 0.2338 | 5% | 14.9817 | 0.8 | 0.8 | 0.8 | 54.72 | 7.2094 | 3.9748 | 3.9748 | 0 | 0% | 1029.75 | 64.3726 | 0 | 965.3774 | 1029.75 | 54.72 | 0 | 975.03 | Summer | FALSE | 0 | 0 | 0 | 0 | 0 | 0 | 1 | 0 | 1
1989-08-29 | 8 | 29 | 20:00 | 20 | 20 | 1 | 68 |  | 0 | 0 | 5.7752 | 5.7752 | 95% | 0.82819 | 56.6479 | 7.4634 | 4.1148 | 3.9091 | 0.20574 | 5% | 14.4298 | 0.8 | 0.8 | 0.8 | 54.72 | 7.2094 | 3.9748 | 3.9748 | 0 | 0% | 992 | 56.6479 | 0 | 935.3521 | 992 | 54.72 | 0 | 937.28 | Summer | FALSE | 0 | 0 | 0 | 0 | 0 | 0 | 1 | 0 | 1
1989-08-29 | 8 | 29 | 21:00 | 19.4 | 21 | 1 | 67 |  | 0 | 0 | 4.7252 | 4.7252 | 95% | 0.67761 | 46.3483 | 6.1064 | 3.3667 | 3.1984 | 0.16833 | 5% | 13.4576 | 0.8 | 0.8 | 0.8 | 54.72 | 7.2094 | 3.9748 | 3.5439 | 0.43092 | 10.84% | 925.5 | 46.3483 | 0 | 879.1517 | 925.5 | 54.72 | 0 | 870.78 | Summer | FALSE | 0 | 0 | 0 | 0 | 0 | 0 | 1 | 0 | 1
1989-08-29 | 8 | 29 | 22:00 | 19.4 | 22 | 1 | 67 |  | 0 | 0 | 4.2002 | 4.2002 | 95% | 0.60232 | 41.1985 | 5.4279 | 2.9926 | 2.843 | 0.14963 | 5% | 13.2712 | 0.8 | 0.8 | 0.8 | 54.72 | 7.2094 | 3.9748 | 3.1501 | 0.82468 | 20.75% | 912.75 | 41.1985 | 0 | 871.5515 | 912.75 | 54.72 | 0 | 858.03 | Summer | FALSE | 0 | 0 | 0 | 0 | 0 | 0 | 1 | 0 | 1
1989-08-29 | 8 | 29 | 23:00 | 20 | 23 | 1 | 68 |  | 0 | 0 | 5.2502 | 5.2502 | 95% | 0.7529 | 51.4981 | 6.7849 | 3.7408 | 3.5537 | 0.18704 | 5% | 13.5599 | 0.8 | 0.8 | 0.8 | 54.72 | 7.2094 | 3.9748 | 3.9376 | 0.037156 | 0.9348% | 932.5 | 51.4981 | 0 | 881.0019 | 932.5 | 54.72 | 0 | 877.78 | Summer | FALSE | 0 | 0 | 0 | 0 | 0 | 0 | 1 | 0 | 1
1989-08-29 | 8 | 29 | 24:00 | 18.9 | 0 | 1 | 66 |  | 0 | 0 | 4.2002 | 4.2002 | 95% | 0.60232 | 41.1985 | 5.4279 | 2.9926 | 2.843 | 0.14963 | 5% | 12.9313 | 0 | 0 | 0 | 0 | 0 | 0 | 0 | 0 | 0% | 889.5 | 41.1985 | 0 | 848.3015 | 889.5 | 0 | 0 | 889.5 | Summer | FALSE | 0 | 0 | 0 | 0 | 0 | 0 | 1 | 0 | 1
1989-08-30 | 8 | 30 | 1:00 | 19.4 | 1 | 2 | 67 |  | 0 | 0 | 3.9376 | 3.9376 | 95% | 0.56467 | 38.6235 | 5.0887 | 2.8056 | 2.6653 | 0.14028 | 5% | 13.2237 | 0 | 0 | 0 | 0 | 0 | 0 | 0 | 0 | 0% | 909.5 | 38.6235 | 0 | 870.8765 | 909.5 | 0 | 0 | 909.5 | Summer | 0 | 0 | 0 | 0 | 0 | 0 | 0 | 1 | 0 | 1
1989-08-30 | 8 | 30 | 2:00 | 19.4 | 2 | 2 | 67 |  | 0 | 0 | 3.1501 | 3.1501 | 95% | 0 | 0 | 0 | 0 | 0 | 0 | 5% | 12.7961 | 0 | 0 | 0 | 0 | 0 | 0 | 0 | 0 | 0% | 880.25 | 0 | 0 | 880.25 | 880.25 | 0 | 0 | 880.25 | Summer | 0 | 0 | 0 | 0 | 0 | 1 | 0 | 1 | 0 | 0
1989-08-30 | 8 | 30 | 3:00 | 19.4 | 3 | 2 | 67 |  | 0 | 0 | 3.4126 | 3.4126 | 95% | 0 | 0 | 0 | 0 | 0 | 0 | 5% | 13.0665 | 0 | 0 | 0 | 0 | 0 | 0 | 0 | 0 | 0% | 898.75 | 0 | 0 | 898.75 | 898.75 | 0 | 0 | 898.75 | Summer | 0 | 0 | 0 | 0 | 0 | 1 | 0 | 1 | 0 | 0
1989-08-30 | 8 | 30 | 4:00 | 19.4 | 4 | 2 | 67 |  | 0 | 0 | 3.1501 | 3.1501 | 95% | 0 | 0 | 0 | 0 | 0 | 0 | 5% | 12.7887 | 0 | 0 | 0 | 0 | 0 | 0 | 0 | 0 | 0% | 879.75 | 0 | 0 | 879.75 | 879.75 | 0 | 0 | 879.75 | Summer | 0 | 0 | 0 | 0 | 0 | 1 | 0 | 1 | 0 | 0
1989-08-30 | 8 | 30 | 5:00 | 18.9 | 5 | 2 | 66 |  | 0 | 0 | 3.1501 | 3.1501 | 95% | 0 | 0 | 0 | 0 | 0 | 0 | 5% | 13.0044 | 0 | 0 | 0 | 0 | 0 | 0 | 0 | 0 | 0% | 894.5 | 0 | 0 | 894.5 | 894.5 | 0 | 0 | 894.5 | Summer | 0 | 0 | 0 | 0 | 0 | 1 | 0 | 1 | 0 | 0
1989-08-30 | 8 | 30 | 6:00 | 18.9 | 6 | 2 | 66 |  | 0 | 0 | 3.9376 | 3.9376 | 95% | 0.56467 | 38.6235 | 5.0887 | 2.8056 | 2.6653 | 0.14028 | 5% | 12.9788 | 0.8 | 0.8 | 0.8 | 54.72 | 7.2094 | 3.9748 | 2.9532 | 1.0216 | 25.7% | 892.75 | 38.6235 | 0 | 854.1265 | 892.75 | 54.72 | 0 | 838.03 | Summer | 0 | 0 | 0 | 0 | 0 | 0 | 0 | 1 | 0 | 1
1989-08-30 | 8 | 30 | 7:00 | 20 | 7 | 2 | 68 |  | 0 | 0 | 4.7252 | 4.7252 | 95% | 0.67761 | 46.3483 | 6.1064 | 3.3667 | 3.1984 | 0.16833 | 5% | 13.5344 | 0.8 | 0.8 | 0.8 | 54.72 | 7.2094 | 3.9748 | 3.5439 | 0.43092 | 10.84% | 930.75 | 46.3483 | 0 | 884.4017 | 930.75 | 54.72 | 0 | 876.03 | Summer | 0 | 0 | 0 | 0 | 0 | 0 | 0 | 1 | 0 | 1
1989-08-30 | 8 | 30 | 8:00 | 21.7 | 8 | 2 | 71 |  | 0 | 0 | 7.6128 | 7.6128 | 95% | 1 | 68.4 | 9.0117 | 4.9685 | 4.7201 | 0.24843 | 5% | 13.8523 | 0.8 | 0.8 | 0.8 | 54.72 | 7.2094 | 3.9748 | 3.9748 | 0 | 0% | 952.5 | 68.4 | 0 | 884.1 | 952.5 | 54.72 | 0 | 897.78 | Summer | 0 | 0 | 0 | 0 | 0 | 0 | 0 | 0 | 1 | 1
1989-08-30 | 8 | 30 | 9:00 | 23.9 | 9 | 2 | 75 |  | 0 | 0 | 6.5627 | 6.5627 | 95% | 0.94112 | 64.3726 | 8.4811 | 4.676 | 4.4422 | 0.2338 | 5% | 15.1572 | 0.8 | 0.8 | 0.8 | 54.72 | 7.2094 | 3.9748 | 3.9748 | 0 | 0% | 1041.75 | 64.3726 | 0 | 977.3774 | 1041.75 | 54.72 | 0 | 987.03 | Summer | 0 | 0 | 0 | 0 | 0 | 0 | 0 | 1 | 0 | 1
1989-08-30 | 8 | 30 | 10:00 | 25 | 10 | 2 | 77 |  | 0 | 0 | 6.0377 | 6.0377 | 95% | 0.86583 | 59.2228 | 7.8026 | 4.3019 | 4.0868 | 0.21509 | 5% | 15.1389 | 0.8 | 0.8 | 0.8 | 54.72 | 7.2094 | 3.9748 | 3.9748 | 0 | 0% | 1040.5 | 59.2228 | 0 | 981.2772 | 1040.5 | 54.72 | 0 | 985.78 | Summer | 0 | 0 | 0 | 0 | 0 | 0 | 0 | 1 | 0 | 1
1989-08-30 | 8 | 30 | 11:00 | 27.2 | 11 | 2 | 81 |  | 0 | 0 | 5.2502 | 5.2502 | 95% | 0.7529 | 51.4981 | 6.7849 | 3.7408 | 3.5537 | 0.18704 | 5% | 15.3436 | 0.8 | 0.8 | 0.8 | 54.72 | 7.2094 | 3.9748 | 3.9376 | 0.037156 | 0.9348% | 1054.5 | 51.4981 | 0 | 1003.0019 | 1054.5 | 54.72 | 0 | 999.78 | Summer | 0 | 0 | 0 | 0 | 0 | 0 | 0 | 1 | 0 | 1
1989-08-30 | 8 | 30 | 12:00 | 28.9 | 12 | 2 | 84 |  | 0 | 0 | 5.2502 | 5.2502 | 95% | 0.7529 | 51.4981 | 6.7849 | 3.7408 | 3.5537 | 0.18704 | 5% | 15.3216 | 0.8 | 0.8 | 0.8 | 54.72 | 7.2094 | 3.9748 | 3.9376 | 0.037156 | 0.9348% | 1053 | 51.4981 | 0 | 1001.5019 | 1053 | 54.72 | 0 | 998.28 | Summer | 0 | 0 | 0 | 0 | 0 | 0 | 0 | 1 | 0 | 1
1989-08-30 | 8 | 30 | 13:00 | 29.4 | 13 | 2 | 85 |  | 0 | 0 | 4.7252 | 4.7252 | 95% | 0.67761 | 46.3483 | 6.1064 | 3.3667 | 3.1984 | 0.16833 | 5% | 15.3326 | 0.8 | 0.8 | 0.8 | 54.72 | 7.2094 | 3.9748 | 3.5439 | 0.43092 | 10.84% | 1053.75 | 46.3483 | 0 | 1007.4017 | 1053.75 | 54.72 | 0 | 999.03 | Summer | 0 | 0 | 0 | 0 | 0 | 0 | 0 | 1 | 0 | 1
1989-08-30 | 8 | 30 | 14:00 | 30 | 14 | 2 | 86 |  | 0 | 0 | 3.9376 | 3.9376 | 95% | 0.56467 | 38.6235 | 5.0887 | 2.8056 | 2.6653 | 0.14028 | 5% | 15.3509 | 0.8 | 0.8 | 0.8 | 54.72 | 7.2094 | 3.9748 | 2.9532 | 1.0216 | 25.7% | 1055 | 38.6235 | 0 | 1016.3765 | 1055 | 54.72 | 0 | 1000.28 | Summer | 0 | 0 | 0 | 0 | 0 | 0 | 0 | 1 | 0 | 1
1989-08-30 | 8 | 30 | 15:00 | 29.4 | 15 | 2 | 85 |  | 0 | 0 | 3.6751 | 3.6751 | 95% | 0.52703 | 36.0486 | 4.7494 | 2.6185 | 2.4876 | 0.13093 | 5% | 15.9978 | 0.8 | 0.8 | 0.8 | 54.72 | 7.2094 | 3.9748 | 2.7564 | 1.2184 | 30.65% | 1099.25 | 36.0486 | 0 | 1063.2014 | 1099.25 | 54.72 | 0 | 1044.53 | Summer | 0 | 0 | 0 | 0 | 0 | 0 | 0 | 1 | 0 | 1
1989-08-30 | 8 | 30 | 16:00 | 28.9 | 16 | 2 | 84 |  | 0 | 0 | 3.6751 | 3.6751 | 95% | 0.52703 | 36.0486 | 4.7494 | 2.6185 | 2.4876 | 0.13093 | 5% | 15.3545 | 0.8 | 0.8 | 0.8 | 54.72 | 7.2094 | 3.9748 | 2.7564 | 1.2184 | 30.65% | 1055.25 | 36.0486 | 0 | 1019.2014 | 1055.25 | 54.72 | 0 | 1000.53 | Summer | 0 | 0 | 0 | 0 | 0 | 0 | 0 | 1 | 0 | 1
1989-08-30 | 8 | 30 | 17:00 | 28.9 | 17 | 2 | 84 |  | 0 | 0 | 4.7252 | 4.7252 | 95% | 0.67761 | 46.3483 | 6.1064 | 3.3667 | 3.1984 | 0.16833 | 5% | 15.424 | 0.8 | 0.8 | 0.8 | 54.72 | 7.2094 | 3.9748 | 3.5439 | 0.43092 | 10.84% | 1060 | 46.3483 | 0 | 1013.6517 | 1060 | 54.72 | 0 | 1005.28 | Summer | 0 | 0 | 0 | 0 | 0 | 0 | 0 | 1 | 0 | 1
1989-08-30 | 8 | 30 | 18:00 | 27.2 | 18 | 2 | 81 |  | 0 | 0 | 6.0377 | 6.0377 | 95% | 0.86583 | 59.2228 | 7.8026 | 4.3019 | 4.0868 | 0.21509 | 5% | 15.1389 | 0.8 | 0.8 | 0.8 | 54.72 | 7.2094 | 3.9748 | 3.9748 | 0 | 0% | 1040.5 | 59.2228 | 0 | 981.2772 | 1040.5 | 54.72 | 0 | 985.78 | Summer | 0 | 0 | 0 | 0 | 0 | 0 | 0 | 1 | 0 | 1
1989-08-30 | 8 | 30 | 19:00 | 25 | 19 | 2 | 77 |  | 0 | 0 | 6.5627 | 6.5627 | 95% | 0.94112 | 64.3726 | 8.4811 | 4.676 | 4.4422 | 0.2338 | 5% | 14.4518 | 0.8 | 0.8 | 0.8 | 54.72 | 7.2094 | 3.9748 | 3.9748 | 0 | 0% | 993.5 | 64.3726 | 0 | 929.1274 | 993.5 | 54.72 | 0 | 938.78 | Summer | 0 | 0 | 0 | 0 | 0 | 0 | 0 | 1 | 0 | 1
1989-08-30 | 8 | 30 | 20:00 | 23.9 | 20 | 2 | 75 |  | 0 | 0 | 5.7752 | 5.7752 | 95% | 0.82819 | 56.6479 | 7.4634 | 4.1148 | 3.9091 | 0.20574 | 5% | 14.4335 | 0.8 | 0.8 | 0.8 | 54.72 | 7.2094 | 3.9748 | 3.9748 | 0 | 0% | 992.25 | 56.6479 | 0 | 935.6021 | 992.25 | 54.72 | 0 | 937.53 | Summer | 0 | 0 | 0 | 0 | 0 | 0 | 0 | 1 | 0 | 1
1989-08-30 | 8 | 30 | 21:00 | 22.8 | 21 | 2 | 73 |  | 0 | 0 | 4.7252 | 4.7252 | 95% | 0.67761 | 46.3483 | 6.1064 | 3.3667 | 3.1984 | 0.16833 | 5% | 14.1228 | 0.8 | 0.8 | 0.8 | 54.72 | 7.2094 | 3.9748 | 3.5439 | 0.43092 | 10.84% | 971 | 46.3483 | 0 | 924.6517 | 971 | 54.72 | 0 | 916.28 | Summer | 0 | 0 | 0 | 0 | 0 | 0 | 0 | 1 | 0 | 1
1989-08-30 | 8 | 30 | 22:00 | 22.2 | 22 | 2 | 72 |  | 0 | 0 | 4.2002 | 4.2002 | 95% | 0.60232 | 41.1985 | 5.4279 | 2.9926 | 2.843 | 0.14963 | 5% | 13.9803 | 0.8 | 0.8 | 0.8 | 54.72 | 7.2094 | 3.9748 | 3.1501 | 0.82468 | 20.75% | 961.25 | 41.1985 | 0 | 920.0515 | 961.25 | 54.72 | 0 | 906.53 | Summer | 0 | 0 | 0 | 0 | 0 | 0 | 0 | 1 | 0 | 1
1989-08-30 | 8 | 30 | 23:00 | 21.7 | 23 | 2 | 71 |  | 0 | 0 | 5.2502 | 5.2502 | 95% | 0.7529 | 51.4981 | 6.7849 | 3.7408 | 3.5537 | 0.18704 | 5% | 14.1009 | 0.8 | 0.8 | 0.8 | 54.72 | 7.2094 | 3.9748 | 3.9376 | 0.037156 | 0.9348% | 969.5 | 51.4981 | 0 | 918.0019 | 969.5 | 54.72 | 0 | 914.78 | Summer | 0 | 0 | 0 | 0 | 0 | 0 | 0 | 1 | 0 | 1
1989-08-30 | 8 | 30 | 24:00 | 20.6 | 0 | 2 | 69 |  | 0 | 0 | 4.2002 | 4.2002 | 95% | 0.60232 | 41.1985 | 5.4279 | 2.9926 | 2.843 | 0.14963 | 5% | 14.0168 | 0 | 0 | 0 | 0 | 0 | 0 | 0 | 0 | 0% | 963.75 | 41.1985 | 0 | 922.5515 | 963.75 | 0 | 0 | 963.75 | Summer | 0 | 0 | 0 | 0 | 0 | 0 | 0 | 1 | 0 | 1
1989-08-31 | 8 | 31 | 1:00 | 20 | 1 | 2 | 68 |  | 0 | 0 | 3.9376 | 3.9376 | 95% | 0.56467 | 38.6235 | 5.0887 | 2.8056 | 2.6653 | 0.14028 | 5% | 14.2361 | 0 | 0 | 0 | 0 | 0 | 0 | 0 | 0 | 0% | 978.75 | 38.6235 | 0 | 940.1265 | 978.75 | 0 | 0 | 978.75 | Summer | 0 | 0 | 0 | 0 | 0 | 0 | 0 | 1 | 0 | 1
1989-08-31 | 8 | 31 | 2:00 | 18.9 | 2 | 2 | 66 |  | 0 | 0 | 3.1501 | 3.1501 | 95% | 0 | 0 | 0 | 0 | 0 | 0 | 5% | 14.1374 | 0 | 0 | 0 | 0 | 0 | 0 | 0 | 0 | 0% | 972 | 0 | 0 | 972 | 972 | 0 | 0 | 972 | Summer | 0 | 0 | 0 | 0 | 0 | 1 | 0 | 1 | 0 | 0
1989-08-31 | 8 | 31 | 3:00 | 18.3 | 3 | 2 | 65 |  | 0 | 0 | 3.4126 | 3.4126 | 95% | 0 | 0 | 0 | 0 | 0 | 0 | 5% | 14.4627 | 0 | 0 | 0 | 0 | 0 | 0 | 0 | 0 | 0% | 994.25 | 0 | 0 | 994.25 | 994.25 | 0 | 0 | 994.25 | Summer | 0 | 0 | 0 | 0 | 0 | 1 | 0 | 1 | 0 | 0
1989-08-31 | 8 | 31 | 4:00 | 17.8 | 4 | 2 | 64 |  | 0 | 0 | 3.1501 | 3.1501 | 95% | 0 | 0 | 0 | 0 | 0 | 0 | 5% | 14.7697 | 0 | 0 | 0 | 0 | 0 | 0 | 0 | 0 | 0% | 1015.25 | 0 | 0 | 1015.25 | 1015.25 | 0 | 0 | 1015.25 | Summer | 0 | 0 | 0 | 0 | 0 | 1 | 0 | 1 | 0 | 0
1989-08-31 | 8 | 31 | 5:00 | 17.2 | 5 | 2 | 63 |  | 0 | 0 | 3.1501 | 3.1501 | 95% | 0 | 0 | 0 | 0 | 0 | 0 | 5% | 14.6382 | 0 | 0 | 0 | 0 | 0 | 0 | 0 | 0 | 0% | 1006.25 | 0 | 0 | 1006.25 | 1006.25 | 0 | 0 | 1006.25 | Summer | 0 | 0 | 0 | 0 | 0 | 1 | 0 | 1 | 0 | 0
1989-08-31 | 8 | 31 | 6:00 | 17.8 | 6 | 2 | 64 |  | 0 | 0 | 3.9376 | 3.9376 | 95% | 0.56467 | 38.6235 | 5.0887 | 2.8056 | 2.6653 | 0.14028 | 5% | 15.3874 | 0.8 | 0.8 | 0.8 | 54.72 | 7.2094 | 3.9748 | 2.9532 | 1.0216 | 25.7% | 1057.5 | 38.6235 | 0 | 1018.8765 | 1057.5 | 54.72 | 0 | 1002.78 | Summer | 0 | 0 | 0 | 0 | 0 | 0 | 0 | 1 | 0 | 1
1989-08-31 | 8 | 31 | 7:00 | 18.9 | 7 | 2 | 66 |  | 0 | 0 | 4.7252 | 4.7252 | 95% | 0.67761 | 46.3483 | 6.1064 | 3.3667 | 3.1984 | 0.16833 | 5% | 15.5592 | 0.8 | 0.8 | 0.8 | 54.72 | 7.2094 | 3.9748 | 3.5439 | 0.43092 | 10.84% | 1069.25 | 46.3483 | 0 | 1022.9017 | 1069.25 | 54.72 | 0 | 1014.53 | Summer | 0 | 0 | 0 | 0 | 0 | 0 | 0 | 1 | 0 | 1
1989-08-31 | 8 | 31 | 8:00 | 20 | 8 | 2 | 68 |  | 0 | 0 | 7.6128 | 7.6128 | 95% | 1 | 68.4 | 9.0117 | 4.9685 | 4.7201 | 0.24843 | 5% | 15.8808 | 0.8 | 0.8 | 0.8 | 54.72 | 7.2094 | 3.9748 | 3.9748 | 0 | 0% | 1091.25 | 68.4 | 0 | 1022.85 | 1091.25 | 54.72 | 0 | 1036.53 | Summer | 0 | 0 | 0 | 0 | 0 | 0 | 0 | 0 | 1 | 1
1989-08-31 | 8 | 31 | 9:00 | 21.1 | 9 | 2 | 70 |  | 0 | 0 | 6.5627 | 6.5627 | 95% | 0.94112 | 64.3726 | 8.4811 | 4.676 | 4.4422 | 0.2338 | 5% | 15.9466 | 0.8 | 0.8 | 0.8 | 54.72 | 7.2094 | 3.9748 | 3.9748 | 0 | 0% | 1095.75 | 64.3726 | 0 | 1031.3774 | 1095.75 | 54.72 | 0 | 1041.03 | Summer | 0 | 0 | 0 | 0 | 0 | 0 | 0 | 1 | 0 | 1
1989-08-31 | 8 | 31 | 10:00 | 21.7 | 10 | 2 | 71 |  | 0 | 0 | 6.0377 | 6.0377 | 95% | 0.86583 | 59.2228 | 7.8026 | 4.3019 | 4.0868 | 0.21509 | 5% | 17.193 | 0.8 | 0.8 | 0.8 | 54.72 | 7.2094 | 3.9748 | 3.9748 | 0 | 0% | 1181 | 59.2228 | 0 | 1121.7772 | 1181 | 54.72 | 0 | 1126.28 | Summer | 0 | 0 | 0 | 0 | 0 | 0 | 0 | 1 | 0 | 1
1989-08-31 | 8 | 31 | 11:00 | 22.8 | 11 | 2 | 73 |  | 0 | 0 | 5.2502 | 5.2502 | 95% | 0.7529 | 51.4981 | 6.7849 | 3.7408 | 3.5537 | 0.18704 | 5% | 19.2142 | 0.8 | 0.8 | 0.8 | 54.72 | 7.2094 | 3.9748 | 3.9376 | 0.037156 | 0.9348% | 1319.25 | 51.4981 | 0 | 1267.7519 | 1319.25 | 54.72 | 0 | 1264.53 | Summer | 0 | 0 | 0 | 0 | 0 | 0 | 0 | 1 | 0 | 1
1989-08-31 | 8 | 31 | 12:00 | 23.9 | 12 | 2 | 75 |  | 0 | 0 | 5.2502 | 5.2502 | 95% | 0.7529 | 51.4981 | 6.7849 | 3.7408 | 3.5537 | 0.18704 | 5% | 19.5358 | 0.8 | 0.8 | 0.8 | 54.72 | 7.2094 | 3.9748 | 3.9376 | 0.037156 | 0.9348% | 1341.25 | 51.4981 | 0 | 1289.7519 | 1341.25 | 54.72 | 0 | 1286.53 | Summer | 0 | 0 | 0 | 0 | 0 | 0 | 0 | 1 | 0 | 1
1989-08-31 | 8 | 31 | 13:00 | 24.4 | 13 | 2 | 76 |  | 0 | 0 | 4.7252 | 4.7252 | 95% | 0.67761 | 46.3483 | 6.1064 | 3.3667 | 3.1984 | 0.16833 | 5% | 19.8648 | 0.8 | 0.8 | 0.8 | 54.72 | 7.2094 | 3.9748 | 3.5439 | 0.43092 | 10.84% | 1363.75 | 46.3483 | 0 | 1317.4017 | 1363.75 | 54.72 | 0 | 1309.03 | Summer | 0 | 0 | 0 | 0 | 0 | 0 | 0 | 1 | 0 | 1
1989-08-31 | 8 | 31 | 14:00 | 25 | 14 | 2 | 77 |  | 0 | 0 | 3.9376 | 3.9376 | 95% | 0.56467 | 38.6235 | 5.0887 | 2.8056 | 2.6653 | 0.14028 | 5% | 19.8575 | 0.8 | 0.8 | 0.8 | 54.72 | 7.2094 | 3.9748 | 2.9532 | 1.0216 | 25.7% | 1363.25 | 38.6235 | 0 | 1324.6265 | 1363.25 | 54.72 | 0 | 1308.53 | Summer | 0 | 0 | 0 | 0 | 0 | 0 | 0 | 1 | 0 | 1
1989-08-31 | 8 | 31 | 15:00 | 25 | 15 | 2 | 77 |  | 0 | 0 | 3.6751 | 3.6751 | 95% | 0.52703 | 36.0486 | 4.7494 | 2.6185 | 2.4876 | 0.13093 | 5% | 19.9269 | 0.8 | 0.8 | 0.8 | 54.72 | 7.2094 | 3.9748 | 2.7564 | 1.2184 | 30.65% | 1368 | 36.0486 | 0 | 1331.9514 | 1368 | 54.72 | 0 | 1313.28 | Summer | 0 | 0 | 0 | 0 | 0 | 0 | 0 | 1 | 0 | 1
1989-08-31 | 8 | 31 | 16:00 | 25 | 16 | 2 | 77 |  | 0 | 0 | 3.6751 | 3.6751 | 95% | 0.52703 | 36.0486 | 4.7494 | 2.6185 | 2.4876 | 0.13093 | 5% | 20.1023 | 0.8 | 0.8 | 0.8 | 54.72 | 7.2094 | 3.9748 | 2.7564 | 1.2184 | 30.65% | 1380 | 36.0486 | 0 | 1343.9514 | 1380 | 54.72 | 0 | 1325.28 | Summer | 0 | 0 | 0 | 0 | 0 | 0 | 0 | 1 | 0 | 1
1989-08-31 | 8 | 31 | 17:00 | 24.4 | 17 | 2 | 76 |  | 0 | 0 | 4.7252 | 4.7252 | 95% | 0.67761 | 46.3483 | 6.1064 | 3.3667 | 3.1984 | 0.16833 | 5% | 19.9086 | 0.8 | 0.8 | 0.8 | 54.72 | 7.2094 | 3.9748 | 3.5439 | 0.43092 | 10.84% | 1366.75 | 46.3483 | 0 | 1320.4017 | 1366.75 | 54.72 | 0 | 1312.03 | Summer | 0 | 0 | 0 | 0 | 0 | 0 | 0 | 1 | 0 | 1
1989-08-31 | 8 | 31 | 18:00 | 23.3 | 18 | 2 | 74 |  | 0 | 0 | 6.0377 | 6.0377 | 95% | 0.86583 | 59.2228 | 7.8026 | 4.3019 | 4.0868 | 0.21509 | 5% | 19.3238 | 0.8 | 0.8 | 0.8 | 54.72 | 7.2094 | 3.9748 | 3.9748 | 0 | 0% | 1326.75 | 59.2228 | 0 | 1267.5272 | 1326.75 | 54.72 | 0 | 1272.03 | Summer | 0 | 0 | 0 | 0 | 0 | 0 | 0 | 1 | 0 | 1
1989-08-31 | 8 | 31 | 19:00 | 22.2 | 19 | 2 | 72 |  | 0 | 0 | 6.5627 | 6.5627 | 95% | 0.94112 | 64.3726 | 8.4811 | 4.676 | 4.4422 | 0.2338 | 5% | 19.0753 | 0.8 | 0.8 | 0.8 | 54.72 | 7.2094 | 3.9748 | 3.9748 | 0 | 0% | 1309.75 | 64.3726 | 0 | 1245.3774 | 1309.75 | 54.72 | 0 | 1255.03 | Summer | 0 | 0 | 0 | 0 | 0 | 0 | 0 | 1 | 0 | 1
1989-08-31 | 8 | 31 | 20:00 | 22.2 | 20 | 2 | 72 |  | 0 | 0 | 5.7752 | 5.7752 | 95% | 0.82819 | 56.6479 | 7.4634 | 4.1148 | 3.9091 | 0.20574 | 5% | 18.8633 | 0.8 | 0.8 | 0.8 | 54.72 | 7.2094 | 3.9748 | 3.9748 | 0 | 0% | 1295.25 | 56.6479 | 0 | 1238.6021 | 1295.25 | 54.72 | 0 | 1240.53 | Summer | 0 | 0 | 0 | 0 | 0 | 0 | 0 | 1 | 0 | 1
1989-08-31 | 8 | 31 | 21:00 | 18.9 | 21 | 2 | 66 |  | 0 | 0 | 4.7252 | 4.7252 | 95% | 0.67761 | 46.3483 | 6.1064 | 3.3667 | 3.1984 | 0.16833 | 5% | 19.1009 | 0.8 | 0.8 | 0.8 | 54.72 | 7.2094 | 3.9748 | 3.5439 | 0.43092 | 10.84% | 1311.5 | 46.3483 | 0 | 1265.1517 | 1311.5 | 54.72 | 0 | 1256.78 | Summer | 0 | 0 | 0 | 0 | 0 | 0 | 0 | 1 | 0 | 1
1989-08-31 | 8 | 31 | 22:00 | 18.2 | 22 | 2 | 65 |  | 0 | 0 | 4.2002 | 4.2002 | 95% | 0.60232 | 41.1985 | 5.4279 | 2.9926 | 2.843 | 0.14963 | 5% | 18.5088 | 0.8 | 0.8 | 0.8 | 54.72 | 7.2094 | 3.9748 | 3.1501 | 0.82468 | 20.75% | 1271 | 41.1985 | 0 | 1229.8015 | 1271 | 54.72 | 0 | 1216.28 | Summer | 0 | 0 | 0 | 0 | 0 | 0 | 0 | 1 | 0 | 1
1989-08-31 | 8 | 31 | 23:00 | 17.5 | 23 | 2 | 64 |  | 0 | 0 | 5.2502 | 5.2502 | 95% | 0.7529 | 51.4981 | 6.7849 | 3.7408 | 3.5537 | 0.18704 | 5% | 18.5307 | 0.8 | 0.8 | 0.8 | 54.72 | 7.2094 | 3.9748 | 3.9376 | 0.037156 | 0.9348% | 1272.5 | 51.4981 | 0 | 1221.0019 | 1272.5 | 54.72 | 0 | 1217.78 | Summer | 0 | 0 | 0 | 0 | 0 | 0 | 0 | 1 | 0 | 1
1989-08-31 | 8 | 31 | 24:00 | 16.8 | 0 | 2 | 62 |  | 0 | 0 | 4.2002 | 4.2002 | 95% | 0.60232 | 41.1985 | 5.4279 | 2.9926 | 2.843 | 0.14963 | 5% | 18.5124 | 0 | 0 | 0 | 0 | 0 | 0 | 0 | 0 | 0% | 1271.25 | 41.1985 | 0 | 1230.0515 | 1271.25 | 0 | 0 | 1271.25 | Summer | 0 | 0 | 0 | 0 | 0 | 0 | 0 | 1 | 0 | 1
1976-09-01 | 9 | 1 | 1:00 | 16 | 1 | 3 | 61 |  | 0 | 0 | 3.9376 | 3.9376 | 95% | 0.56467 | 38.6235 | 5.0887 | 2.8056 | 2.6653 | 0.14028 | 5% | 18.3991 | 0 | 0 | 0 | 0 | 0 | 0 | 0 | 0 | 0% | 1263.5 | 38.6235 | 0 | 1224.8765 | 1263.5 | 0 | 0 | 1263.5 | Summer | 0 | 0 | 0 | 0 | 0 | 0 | 0 | 1 | 0 | 1
1976-09-01 | 9 | 1 | 2:00 | 15.3 | 2 | 3 | 60 |  | 0 | 0 | 3.1501 | 3.1501 | 95% | 0 | 0 | 0 | 0 | 0 | 0 | 5% | 15.6506 | 0 | 0 | 0 | 0 | 0 | 0 | 0 | 0 | 0% | 1075.5 | 0 | 0 | 1075.5 | 1075.5 | 0 | 0 | 1075.5 | Summer | 0 | 0 | 0 | 0 | 0 | 1 | 0 | 1 | 0 | 0
1976-09-01 | 9 | 1 | 3:00 | 14.6 | 3 | 3 | 58 |  | 0 | 0 | 3.4126 | 3.4126 | 95% | 0 | 0 | 0 | 0 | 0 | 0 | 5% | 16.0892 | 0 | 0 | 0 | 0 | 0 | 0 | 0 | 0 | 0% | 1105.5 | 0 | 0 | 1105.5 | 1105.5 | 0 | 0 | 1105.5 | Summer | 0 | 0 | 0 | 0 | 0 | 1 | 0 | 1 | 0 | 0
1976-09-01 | 9 | 1 | 4:00 | 13.9 | 4 | 3 | 57 |  | 0 | 0 | 3.1501 | 3.1501 | 95% | 0 | 0 | 0 | 0 | 0 | 0 | 5% | 15.9137 | 0 | 0 | 0 | 0 | 0 | 0 | 0 | 0 | 0% | 1093.5 | 0 | 0 | 1093.5 | 1093.5 | 0 | 0 | 1093.5 | Summer | 0 | 0 | 0 | 0 | 0 | 1 | 0 | 1 | 0 | 0
1976-09-01 | 9 | 1 | 5:00 | 14.4 | 5 | 3 | 58 |  | 0 | 0 | 3.1501 | 3.1501 | 95% | 0 | 0 | 0 | 0 | 0 | 0 | 5% | 15.8589 | 0 | 0 | 0 | 0 | 0 | 0 | 0 | 0 | 0% | 1089.75 | 0 | 0 | 1089.75 | 1089.75 | 0 | 0 | 1089.75 | Summer | 0 | 0 | 0 | 0 | 0 | 1 | 0 | 1 | 0 | 0
1976-09-01 | 9 | 1 | 6:00 | 15.6 | 6 | 3 | 60 |  | 0 | 0 | 3.9376 | 3.9376 | 95% | 0.56467 | 38.6235 | 5.0887 | 2.8056 | 2.6653 | 0.14028 | 5% | 16.2281 | 0.8 | 0.8 | 0.8 | 54.72 | 7.2094 | 3.9748 | 2.9532 | 1.0216 | 25.7% | 1115 | 38.6235 | 0 | 1076.3765 | 1115 | 54.72 | 0 | 1060.28 | Summer | 0 | 0 | 0 | 0 | 0 | 0 | 0 | 1 | 0 | 1
1976-09-01 | 9 | 1 | 7:00 | 16.7 | 7 | 3 | 62 |  | 0 | 0 | 4.7252 | 4.7252 | 95% | 0.67761 | 46.3483 | 6.1064 | 3.3667 | 3.1984 | 0.16833 | 5% | 20.0146 | 0.8 | 0.8 | 0.8 | 54.72 | 7.2094 | 3.9748 | 3.5439 | 0.43092 | 10.84% | 1374 | 46.3483 | 0 | 1327.6517 | 1374 | 54.72 | 0 | 1319.28 | Summer | 0 | 0 | 0 | 0 | 0 | 0 | 0 | 1 | 0 | 1
1976-09-01 | 9 | 1 | 8:00 | 19.4 | 8 | 3 | 67 |  | 0 | 0 | 7.6128 | 7.6128 | 95% | 1 | 68.4 | 9.0117 | 4.9685 | 4.7201 | 0.24843 | 5% | 20.0877 | 0.8 | 0.8 | 0.8 | 54.72 | 7.2094 | 3.9748 | 3.9748 | 0 | 0% | 1379 | 68.4 | 0 | 1310.6 | 1379 | 54.72 | 0 | 1324.28 | Summer | 0 | 0 | 0 | 0 | 0 | 0 | 0 | 0 | 1 | 1
1976-09-01 | 9 | 1 | 9:00 | 21.7 | 9 | 3 | 71 |  | 0 | 0 | 6.5627 | 6.5627 | 95% | 0.94112 | 64.3726 | 8.4811 | 4.676 | 4.4422 | 0.2338 | 5% | 20.3363 | 0.8 | 0.8 | 0.8 | 54.72 | 7.2094 | 3.9748 | 3.9748 | 0 | 0% | 1396 | 64.3726 | 0 | 1331.6274 | 1396 | 54.72 | 0 | 1341.28 | Summer | 0 | 0 | 0 | 0 | 0 | 0 | 0 | 1 | 0 | 1
1976-09-01 | 9 | 1 | 10:00 | 23.3 | 10 | 3 | 74 |  | 0 | 0 | 6.0377 | 6.0377 | 95% | 0.86583 | 59.2228 | 7.8026 | 4.3019 | 4.0868 | 0.21509 | 5% | 20.7639 | 0.8 | 0.8 | 0.8 | 54.72 | 7.2094 | 3.9748 | 3.9748 | 0 | 0% | 1425.25 | 59.2228 | 0 | 1366.0272 | 1425.25 | 54.72 | 0 | 1370.53 | Summer | 0 | 0 | 0 | 0 | 0 | 0 | 0 | 1 | 0 | 1
1976-09-01 | 9 | 1 | 11:00 | 24.4 | 11 | 3 | 76 |  | 0 | 0 | 5.2502 | 5.2502 | 95% | 0.7529 | 51.4981 | 6.7849 | 3.7408 | 3.5537 | 0.18704 | 5% | 20.837 | 0.8 | 0.8 | 0.8 | 54.72 | 7.2094 | 3.9748 | 3.9376 | 0.037156 | 0.9348% | 1430.25 | 51.4981 | 0 | 1378.7519 | 1430.25 | 54.72 | 0 | 1375.53 | Summer | 0 | 0 | 0 | 0 | 0 | 0 | 0 | 1 | 0 | 1
1976-09-01 | 9 | 1 | 12:00 | 25 | 12 | 3 | 77 |  | 0 | 0 | 5.2502 | 5.2502 | 95% | 0.7529 | 51.4981 | 6.7849 | 3.7408 | 3.5537 | 0.18704 | 5% | 20.5958 | 0.8 | 0.8 | 0.8 | 54.72 | 7.2094 | 3.9748 | 3.9376 | 0.037156 | 0.9348% | 1413.75 | 51.4981 | 0 | 1362.2519 | 1413.75 | 54.72 | 0 | 1359.03 | Summer | 0 | 0 | 0 | 0 | 0 | 0 | 0 | 1 | 0 | 1
1976-09-01 | 9 | 1 | 13:00 | 25.6 | 13 | 3 | 78 |  | 0 | 0 | 4.7252 | 4.7252 | 95% | 0.67761 | 46.3483 | 6.1064 | 3.3667 | 3.1984 | 0.16833 | 5% | 20.8443 | 0.8 | 0.8 | 0.8 | 54.72 | 7.2094 | 3.9748 | 3.5439 | 0.43092 | 10.84% | 1430.75 | 46.3483 | 0 | 1384.4017 | 1430.75 | 54.72 | 0 | 1376.03 | Summer | 0 | 0 | 0 | 0 | 0 | 0 | 0 | 1 | 0 | 1
1976-09-01 | 9 | 1 | 14:00 | 26.1 | 14 | 3 | 79 |  | 0 | 0 | 3.9376 | 3.9376 | 95% | 0.56467 | 38.6235 | 5.0887 | 2.8056 | 2.6653 | 0.14028 | 5% | 20.6067 | 0.8 | 0.8 | 0.8 | 54.72 | 7.2094 | 3.9748 | 2.9532 | 1.0216 | 25.7% | 1414.5 | 38.6235 | 0 | 1375.8765 | 1414.5 | 54.72 | 0 | 1359.78 | Summer | 0 | 0 | 0 | 0 | 0 | 0 | 0 | 1 | 0 | 1
1976-09-01 | 9 | 1 | 15:00 | 25 | 15 | 3 | 77 |  | 0 | 0 | 3.6751 | 3.6751 | 95% | 0.52703 | 36.0486 | 4.7494 | 2.6185 | 2.4876 | 0.13093 | 5% | 20.7566 | 0.8 | 0.8 | 0.8 | 54.72 | 7.2094 | 3.9748 | 2.7564 | 1.2184 | 30.65% | 1424.75 | 36.0486 | 0 | 1388.7014 | 1424.75 | 54.72 | 0 | 1370.03 | Summer | 0 | 0 | 0 | 0 | 0 | 0 | 0 | 1 | 0 | 1
1976-09-01 | 9 | 1 | 16:00 | 25 | 16 | 3 | 77 |  | 0 | 0 | 3.6751 | 3.6751 | 95% | 0.52703 | 36.0486 | 4.7494 | 2.6185 | 2.4876 | 0.13093 | 5% | 20.9722 | 0.8 | 0.8 | 0.8 | 54.72 | 7.2094 | 3.9748 | 2.7564 | 1.2184 | 30.65% | 1439.5 | 36.0486 | 0 | 1403.4514 | 1439.5 | 54.72 | 0 | 1384.78 | Summer | 0 | 0 | 0 | 0 | 0 | 0 | 0 | 1 | 0 | 1
1976-09-01 | 9 | 1 | 17:00 | 23.9 | 17 | 3 | 75 |  | 0 | 0 | 4.7252 | 4.7252 | 95% | 0.67761 | 46.3483 | 6.1064 | 3.3667 | 3.1984 | 0.16833 | 5% | 21.3268 | 0.8 | 0.8 | 0.8 | 54.72 | 7.2094 | 3.9748 | 3.5439 | 0.43092 | 10.84% | 1463.75 | 46.3483 | 0 | 1417.4017 | 1463.75 | 54.72 | 0 | 1409.03 | Summer | 0 | 0 | 0 | 0 | 0 | 0 | 0 | 1 | 0 | 1
1976-09-01 | 9 | 1 | 18:00 | 22.2 | 18 | 3 | 72 |  | 0 | 0 | 6.0377 | 6.0377 | 95% | 0.86583 | 59.2228 | 7.8026 | 4.3019 | 4.0868 | 0.21509 | 5% | 20.837 | 0.8 | 0.8 | 0.8 | 54.72 | 7.2094 | 3.9748 | 3.9748 | 0 | 0% | 1430.25 | 59.2228 | 0 | 1371.0272 | 1430.25 | 54.72 | 0 | 1375.53 | Summer | 0 | 0 | 0 | 0 | 0 | 0 | 0 | 1 | 0 | 1
1976-09-01 | 9 | 1 | 19:00 | 22.2 | 19 | 3 | 72 |  | 0 | 0 | 6.5627 | 6.5627 | 95% | 0.94112 | 64.3726 | 8.4811 | 4.676 | 4.4422 | 0.2338 | 5% | 19.1447 | 0.8 | 0.8 | 0.8 | 54.72 | 7.2094 | 3.9748 | 3.9748 | 0 | 0% | 1314.5 | 64.3726 | 0 | 1250.1274 | 1314.5 | 54.72 | 0 | 1259.78 | Summer | 0 | 0 | 0 | 0 | 0 | 0 | 0 | 1 | 0 | 1
1976-09-01 | 9 | 1 | 20:00 | 21.7 | 20 | 3 | 71 |  | 0 | 0 | 5.7752 | 5.7752 | 95% | 0.82819 | 56.6479 | 7.4634 | 4.1148 | 3.9091 | 0.20574 | 5% | 19.3311 | 0.8 | 0.8 | 0.8 | 54.72 | 7.2094 | 3.9748 | 3.9748 | 0 | 0% | 1327.25 | 56.6479 | 0 | 1270.6021 | 1327.25 | 54.72 | 0 | 1272.53 | Summer | 0 | 0 | 0 | 0 | 0 | 0 | 0 | 1 | 0 | 1
1976-09-01 | 9 | 1 | 21:00 | 21.1 | 21 | 3 | 70 |  | 0 | 0 | 4.7252 | 4.7252 | 95% | 0.67761 | 46.3483 | 6.1064 | 3.3667 | 3.1984 | 0.16833 | 5% | 16.1988 | 0.8 | 0.8 | 0.8 | 54.72 | 7.2094 | 3.9748 | 3.5439 | 0.43092 | 10.84% | 1113 | 46.3483 | 0 | 1066.6517 | 1113 | 54.72 | 0 | 1058.28 | Summer | 0 | 0 | 0 | 0 | 0 | 0 | 0 | 1 | 0 | 1
1976-09-01 | 9 | 1 | 22:00 | 20.6 | 22 | 3 | 69 |  | 0 | 0 | 4.2002 | 4.2002 | 95% | 0.60232 | 41.1985 | 5.4279 | 2.9926 | 2.843 | 0.14963 | 5% | 16.2792 | 0.8 | 0.8 | 0.8 | 54.72 | 7.2094 | 3.9748 | 3.1501 | 0.82468 | 20.75% | 1118.5 | 41.1985 | 0 | 1077.3015 | 1118.5 | 54.72 | 0 | 1063.78 | Summer | 0 | 0 | 0 | 0 | 0 | 0 | 0 | 1 | 0 | 1
1976-09-01 | 9 | 1 | 23:00 | 20 | 23 | 3 | 68 |  | 0 | 0 | 5.2502 | 5.2502 | 95% | 0.7529 | 51.4981 | 6.7849 | 3.7408 | 3.5537 | 0.18704 | 5% | 16.9737 | 0.8 | 0.8 | 0.8 | 54.72 | 7.2094 | 3.9748 | 3.9376 | 0.037156 | 0.9348% | 1166 | 51.4981 | 0 | 1114.5019 | 1166 | 54.72 | 0 | 1111.28 | Summer | 0 | 0 | 0 | 0 | 0 | 0 | 0 | 1 | 0 | 1
1976-09-01 | 9 | 1 | 24:00 | 20 | 0 | 3 | 68 |  | 0 | 0 | 4.2002 | 4.2002 | 95% | 0.60232 | 41.1985 | 5.4279 | 2.9926 | 2.843 | 0.14963 | 5% | 16.9481 | 0 | 0 | 0 | 0 | 0 | 0 | 0 | 0 | 0% | 1164.25 | 41.1985 | 0 | 1123.0515 | 1164.25 | 0 | 0 | 1164.25 | Summer | 0 | 0 | 0 | 0 | 0 | 0 | 0 | 1 | 0 | 1
1976-09-02 | 9 | 2 | 1:00 | 20 | 1 | 1 | 68 |  | 0 | 0 | 3.9376 | 3.9376 | 95% | 0.56467 | 38.6235 | 5.0887 | 2.8056 | 2.6653 | 0.14028 | 5% | 16.5826 | 0 | 0 | 0 | 0 | 0 | 0 | 0 | 0 | 0% | 1139.25 | 38.6235 | 0 | 1100.6265 | 1139.25 | 0 | 0 | 1139.25 | Summer | FALSE | 0 | 0 | 0 | 0 | 0 | 0 | 1 | 0 | 1
1976-09-02 | 9 | 2 | 2:00 | 20.6 | 2 | 1 | 69 |  | 0 | 0 | 3.1501 | 3.1501 | 95% | 0 | 0 | 0 | 0 | 0 | 0 | 5% | 15.8077 | 0 | 0 | 0 | 0 | 0 | 0 | 0 | 0 | 0% | 1086.25 | 0 | 0 | 1086.25 | 1086.25 | 0 | 0 | 1086.25 | Summer | FALSE | 0 | 0 | 0 | 0 | 1 | 0 | 1 | 0 | 0
1976-09-02 | 9 | 2 | 3:00 | 20 | 3 | 1 | 68 |  | 0 | 0 | 3.4126 | 3.4126 | 95% | 0 | 0 | 0 | 0 | 0 | 0 | 5% | 16.2061 | 0 | 0 | 0 | 0 | 0 | 0 | 0 | 0 | 0% | 1113.5 | 0 | 0 | 1113.5 | 1113.5 | 0 | 0 | 1113.5 | Summer | FALSE | 0 | 0 | 0 | 0 | 1 | 0 | 1 | 0 | 0
1976-09-02 | 9 | 2 | 4:00 | 20 | 4 | 1 | 68 |  | 0 | 0 | 3.1501 | 3.1501 | 95% | 0 | 0 | 0 | 0 | 0 | 0 | 5% | 15.6725 | 0 | 0 | 0 | 0 | 0 | 0 | 0 | 0 | 0% | 1077 | 0 | 0 | 1077 | 1077 | 0 | 0 | 1077 | Summer | FALSE | 0 | 0 | 0 | 0 | 1 | 0 | 1 | 0 | 0
1976-09-02 | 9 | 2 | 5:00 | 19.4 | 5 | 1 | 67 |  | 0 | 0 | 3.1501 | 3.1501 | 95% | 0 | 0 | 0 | 0 | 0 | 0 | 5% | 15.9247 | 0 | 0 | 0 | 0 | 0 | 0 | 0 | 0 | 0% | 1094.25 | 0 | 0 | 1094.25 | 1094.25 | 0 | 0 | 1094.25 | Summer | FALSE | 0 | 0 | 0 | 0 | 1 | 0 | 1 | 0 | 0
1976-09-02 | 9 | 2 | 6:00 | 18.9 | 6 | 1 | 66 |  | 0 | 0 | 3.9376 | 3.9376 | 95% | 0.56467 | 38.6235 | 5.0887 | 2.8056 | 2.6653 | 0.14028 | 5% | 16.0088 | 0.8 | 0.8 | 0.8 | 54.72 | 7.2094 | 3.9748 | 2.9532 | 1.0216 | 25.7% | 1100 | 38.6235 | 0 | 1061.3765 | 1100 | 54.72 | 0 | 1045.28 | Summer | FALSE | 0 | 0 | 0 | 0 | 0 | 0 | 1 | 0 | 1
1976-09-02 | 9 | 2 | 7:00 | 18.9 | 7 | 1 | 66 |  | 0 | 0 | 4.7252 | 4.7252 | 95% | 0.67761 | 46.3483 | 6.1064 | 3.3667 | 3.1984 | 0.16833 | 5% | 20.4459 | 0.8 | 0.8 | 0.8 | 54.72 | 7.2094 | 3.9748 | 3.5439 | 0.43092 | 10.84% | 1403.5 | 46.3483 | 0 | 1357.1517 | 1403.5 | 54.72 | 0 | 1348.78 | Summer | FALSE | 0 | 0 | 0 | 0 | 0 | 0 | 1 | 0 | 1
1976-09-02 | 9 | 2 | 8:00 | 16.7 | 8 | 1 | 62 |  | 0 | 0 | 7.6128 | 7.6128 | 95% | 1 | 68.4 | 9.0117 | 4.9685 | 4.7201 | 0.24843 | 5% | 20.9576 | 0.8 | 0.8 | 0.8 | 54.72 | 7.2094 | 3.9748 | 3.9748 | 0 | 0% | 1438.5 | 68.4 | 0 | 1370.1 | 1438.5 | 54.72 | 0 | 1383.78 | Summer | FALSE | 0 | 0 | 0 | 0 | 0 | 0 | 0 | 1 | 1
1976-09-02 | 9 | 2 | 9:00 | 17.2 | 9 | 1 | 63 |  | 0 | 0 | 6.5627 | 6.5627 | 95% | 0.94112 | 64.3726 | 8.4811 | 4.676 | 4.4422 | 0.2338 | 5% | 21.8421 | 0.8 | 0.8 | 0.8 | 54.72 | 7.2094 | 3.9748 | 3.9748 | 0 | 0% | 1499 | 64.3726 | 0 | 1434.6274 | 1499 | 54.72 | 0 | 1444.28 | Summer | FALSE | 0 | 0 | 0 | 0 | 0 | 0 | 1 | 0 | 1
1976-09-02 | 9 | 2 | 10:00 | 16.7 | 10 | 1 | 62 |  | 0 | 0 | 6.0377 | 6.0377 | 95% | 0.86583 | 59.2228 | 7.8026 | 4.3019 | 4.0868 | 0.21509 | 5% | 22.9532 | 0.8 | 0.8 | 0.8 | 54.72 | 7.2094 | 3.9748 | 3.9748 | 0 | 0% | 1575 | 59.2228 | 0 | 1515.7772 | 1575 | 54.72 | 0 | 1520.28 | Summer | FALSE | 0 | 0 | 0 | 0 | 0 | 0 | 1 | 0 | 1
1976-09-02 | 9 | 2 | 11:00 | 16.1 | 11 | 1 | 61 |  | 0 | 0 | 5.2502 | 5.2502 | 95% | 0.7529 | 51.4981 | 6.7849 | 3.7408 | 3.5537 | 0.18704 | 5% | 22.9349 | 0.8 | 0.8 | 0.8 | 54.72 | 7.2094 | 3.9748 | 3.9376 | 0.037156 | 0.9348% | 1573.75 | 51.4981 | 0 | 1522.2519 | 1573.75 | 54.72 | 0 | 1519.03 | Summer | FALSE | 0 | 0 | 0 | 0 | 0 | 0 | 1 | 0 | 1
1976-09-02 | 9 | 2 | 12:00 | 16.1 | 12 | 1 | 61 |  | 0 | 0 | 5.2502 | 5.2502 | 95% | 0.7529 | 51.4981 | 6.7849 | 3.7408 | 3.5537 | 0.18704 | 5% | 23.0044 | 0.8 | 0.8 | 0.8 | 54.72 | 7.2094 | 3.9748 | 3.9376 | 0.037156 | 0.9348% | 1578.5 | 51.4981 | 0 | 1527.0019 | 1578.5 | 54.72 | 0 | 1523.78 | Summer | FALSE | 0 | 0 | 0 | 0 | 0 | 0 | 1 | 0 | 1
1976-09-02 | 9 | 2 | 13:00 | 15 | 13 | 1 | 59 |  | 0 | 0 | 4.7252 | 4.7252 | 95% | 0.67761 | 46.3483 | 6.1064 | 3.3667 | 3.1984 | 0.16833 | 5% | 23.4832 | 0.8 | 0.8 | 0.8 | 54.72 | 7.2094 | 3.9748 | 3.5439 | 0.43092 | 10.84% | 1611.25 | 46.3483 | 0 | 1564.9017 | 1611.25 | 54.72 | 0 | 1556.53 | Summer | FALSE | 1 | 1 | 46.3483 | 54.72 | 0 | 0 | 1 | 0 | 1
1976-09-02 | 9 | 2 | 14:00 | 15 | 14 | 1 | 59 |  | 0 | 0 | 3.9376 | 3.9376 | 95% | 0.56467 | 38.6235 | 5.0887 | 2.8056 | 2.6653 | 0.14028 | 5% | 23.2346 | 0.8 | 0.8 | 0.8 | 54.72 | 7.2094 | 3.9748 | 2.9532 | 1.0216 | 25.7% | 1594.25 | 38.6235 | 0 | 1555.6265 | 1594.25 | 54.72 | 0 | 1539.53 | Summer | FALSE | 1 | 1 | 38.6235 | 54.72 | 0 | 0 | 1 | 0 | 1
1976-09-02 | 9 | 2 | 15:00 | 14.4 | 15 | 1 | 58 |  | 0 | 0 | 3.6751 | 3.6751 | 95% | 0.52703 | 36.0486 | 4.7494 | 2.6185 | 2.4876 | 0.13093 | 5% | 23.8268 | 0.8 | 0.8 | 0.8 | 54.72 | 7.2094 | 3.9748 | 2.7564 | 1.2184 | 30.65% | 1634.75 | 36.0486 | 0 | 1598.7014 | 1634.75 | 54.72 | 0 | 1580.03 | Summer | FALSE | 1 | 1 | 36.0486 | 54.72 | 0 | 0 | 1 | 0 | 1
1976-09-02 | 9 | 2 | 16:00 | 15 | 16 | 1 | 59 |  | 0 | 0 | 3.6751 | 3.6751 | 95% | 0.52703 | 36.0486 | 4.7494 | 2.6185 | 2.4876 | 0.13093 | 5% | 23.5928 | 0.8 | 0.8 | 0.8 | 54.72 | 7.2094 | 3.9748 | 2.7564 | 1.2184 | 30.65% | 1618.75 | 36.0486 | 0 | 1582.7014 | 1618.75 | 54.72 | 0 | 1564.03 | Summer | FALSE | 1 | 1 | 36.0486 | 54.72 | 0 | 0 | 1 | 0 | 1
1976-09-02 | 9 | 2 | 17:00 | 14.4 | 17 | 1 | 58 |  | 0 | 0 | 4.7252 | 4.7252 | 95% | 0.67761 | 46.3483 | 6.1064 | 3.3667 | 3.1984 | 0.16833 | 5% | 23.2822 | 0.8 | 0.8 | 0.8 | 54.72 | 7.2094 | 3.9748 | 3.5439 | 0.43092 | 10.84% | 1597.5 | 46.3483 | 0 | 1551.1517 | 1597.5 | 54.72 | 0 | 1542.78 | Summer | FALSE | 0 | 0 | 0 | 0 | 0 | 0 | 1 | 0 | 1
1976-09-02 | 9 | 2 | 18:00 | 14.4 | 18 | 1 | 58 |  | 0 | 0 | 6.0377 | 6.0377 | 95% | 0.86583 | 59.2228 | 7.8026 | 4.3019 | 4.0868 | 0.21509 | 5% | 22.0029 | 0.8 | 0.8 | 0.8 | 54.72 | 7.2094 | 3.9748 | 3.9748 | 0 | 0% | 1510 | 59.2228 | 0 | 1450.7772 | 1510 | 54.72 | 0 | 1455.28 | Summer | FALSE | 0 | 0 | 0 | 0 | 0 | 0 | 1 | 0 | 1
1976-09-02 | 9 | 2 | 19:00 | 14.4 | 19 | 1 | 58 |  | 0 | 0 | 6.5627 | 6.5627 | 95% | 0.94112 | 64.3726 | 8.4811 | 4.676 | 4.4422 | 0.2338 | 5% | 21.3194 | 0.8 | 0.8 | 0.8 | 54.72 | 7.2094 | 3.9748 | 3.9748 | 0 | 0% | 1463.25 | 64.3726 | 0 | 1398.8774 | 1463.25 | 54.72 | 0 | 1408.53 | Summer | FALSE | 0 | 0 | 0 | 0 | 0 | 0 | 1 | 0 | 1
1976-09-02 | 9 | 2 | 20:00 | 14.4 | 20 | 1 | 58 |  | 0 | 0 | 5.7752 | 5.7752 | 95% | 0.82819 | 56.6479 | 7.4634 | 4.1148 | 3.9091 | 0.20574 | 5% | 20.2522 | 0.8 | 0.8 | 0.8 | 54.72 | 7.2094 | 3.9748 | 3.9748 | 0 | 0% | 1390.25 | 56.6479 | 0 | 1333.6021 | 1390.25 | 54.72 | 0 | 1335.53 | Summer | FALSE | 0 | 0 | 0 | 0 | 0 | 0 | 1 | 0 | 1
1976-09-02 | 9 | 2 | 21:00 | 14.4 | 21 | 1 | 58 |  | 0 | 0 | 4.7252 | 4.7252 | 95% | 0.67761 | 46.3483 | 6.1064 | 3.3667 | 3.1984 | 0.16833 | 5% | 17.2588 | 0.8 | 0.8 | 0.8 | 54.72 | 7.2094 | 3.9748 | 3.5439 | 0.43092 | 10.84% | 1185.5 | 46.3483 | 0 | 1139.1517 | 1185.5 | 54.72 | 0 | 1130.78 | Summer | FALSE | 0 | 0 | 0 | 0 | 0 | 0 | 1 | 0 | 1
1976-09-02 | 9 | 2 | 22:00 | 14.4 | 22 | 1 | 58 |  | 0 | 0 | 4.2002 | 4.2002 | 95% | 0.60232 | 41.1985 | 5.4279 | 2.9926 | 2.843 | 0.14963 | 5% | 16.6082 | 0.8 | 0.8 | 0.8 | 54.72 | 7.2094 | 3.9748 | 3.1501 | 0.82468 | 20.75% | 1141 | 41.1985 | 0 | 1099.8015 | 1141 | 54.72 | 0 | 1086.28 | Summer | FALSE | 0 | 0 | 0 | 0 | 0 | 0 | 1 | 0 | 1
1976-09-02 | 9 | 2 | 23:00 | 13.9 | 23 | 1 | 57 |  | 0 | 0 | 5.2502 | 5.2502 | 95% | 0.7529 | 51.4981 | 6.7849 | 3.7408 | 3.5537 | 0.18704 | 5% | 16.9518 | 0.8 | 0.8 | 0.8 | 54.72 | 7.2094 | 3.9748 | 3.9376 | 0.037156 | 0.9348% | 1164.5 | 51.4981 | 0 | 1113.0019 | 1164.5 | 54.72 | 0 | 1109.78 | Summer | FALSE | 0 | 0 | 0 | 0 | 0 | 0 | 1 | 0 | 1
1976-09-02 | 9 | 2 | 24:00 | 13.3 | 0 | 1 | 56 |  | 0 | 0 | 4.2002 | 4.2002 | 95% | 0.60232 | 41.1985 | 5.4279 | 2.9926 | 2.843 | 0.14963 | 5% | 16.9225 | 0 | 0 | 0 | 0 | 0 | 0 | 0 | 0 | 0% | 1162.5 | 41.1985 | 0 | 1121.3015 | 1162.5 | 0 | 0 | 1162.5 | Summer | FALSE | 0 | 0 | 0 | 0 | 0 | 0 | 1 | 0 | 1
1976-09-03 | 9 | 3 | 1:00 | 12.8 | 1 | 1 | 55 |  | 0 | 0 | 3.9376 | 3.9376 | 95% | 0.56467 | 38.6235 | 5.0887 | 2.8056 | 2.6653 | 0.14028 | 5% | 16.78 | 0 | 0 | 0 | 0 | 0 | 0 | 0 | 0 | 0% | 1152.75 | 38.6235 | 0 | 1114.1265 | 1152.75 | 0 | 0 | 1152.75 | Summer | FALSE | 0 | 0 | 0 | 0 | 0 | 0 | 1 | 0 | 1
1976-09-03 | 9 | 3 | 2:00 | 12.8 | 2 | 1 | 55 |  | 0 | 0 | 3.1501 | 3.1501 | 95% | 0 | 0 | 0 | 0 | 0 | 0 | 5% | 16.0197 | 0 | 0 | 0 | 0 | 0 | 0 | 0 | 0 | 0% | 1100.75 | 0 | 0 | 1100.75 | 1100.75 | 0 | 0 | 1100.75 | Summer | FALSE | 0 | 0 | 0 | 0 | 1 | 0 | 1 | 0 | 0
1976-09-03 | 9 | 3 | 3:00 | 12.8 | 3 | 1 | 55 |  | 0 | 0 | 3.4126 | 3.4126 | 95% | 0 | 0 | 0 | 0 | 0 | 0 | 5% | 16.1404 | 0 | 0 | 0 | 0 | 0 | 0 | 0 | 0 | 0% | 1109 | 0 | 0 | 1109 | 1109 | 0 | 0 | 1109 | Summer | FALSE | 0 | 0 | 0 | 0 | 1 | 0 | 1 | 0 | 0
1976-09-03 | 9 | 3 | 4:00 | 12.2 | 4 | 1 | 54 |  | 1 | 0.63657 | 3.1501 | 3.7867 | 95% | 0.54302 | 37.1429 | 4.8936 | 2.698 | 2.5631 | 0.1349 | 5% | 16.1148 | 0 | 0 | 0 | 0 | 0 | 0 | 0 | 0 | 0% | 1107.25 | 37.1429 | 0 | 1070.1071 | 1107.25 | 0 | 0 | 1107.25 | Summer | FALSE | 0 | 0 | 0 | 0 | 0 | 0 | 1 | 0 | 1
1976-09-03 | 9 | 3 | 5:00 | 11.7 | 5 | 1 | 53 |  | 2 | 1.2731 | 3.1501 | 4.4233 | 95% | 0.63431 | 43.3869 | 5.7162 | 3.1516 | 2.994 | 0.15758 | 5% | 15.4715 | 0 | 0 | 0 | 0 | 0 | 0 | 0 | 0 | 0% | 1063.25 | 43.3869 | 0 | 1019.8631 | 1063.25 | 0 | 0 | 1063.25 | Summer | FALSE | 0 | 0 | 0 | 0 | 0 | 0 | 1 | 0 | 1
1976-09-03 | 9 | 3 | 6:00 | 11.7 | 6 | 1 | 53 |  | 2 | 1.2731 | 3.9376 | 5.2108 | 95% | 0.74725 | 51.1116 | 6.734 | 3.7127 | 3.5271 | 0.18563 | 5% | 15.3216 | 0.8 | 0.8 | 0.8 | 54.72 | 7.2094 | 3.9748 | 3.9081 | 0.066706 | 1.678% | 1053 | 51.1116 | 0 | 1001.8884 | 1053 | 54.72 | 0 | 998.28 | Summer | FALSE | 0 | 0 | 0 | 0 | 0 | 0 | 1 | 0 | 1
1976-09-03 | 9 | 3 | 7:00 | 13.3 | 7 | 1 | 56 |  | 0 | 0 | 4.7252 | 4.7252 | 95% | 0.67761 | 46.3483 | 6.1064 | 3.3667 | 3.1984 | 0.16833 | 5% | 17.7412 | 0.8 | 0.8 | 0.8 | 54.72 | 7.2094 | 3.9748 | 3.5439 | 0.43092 | 10.84% | 1218.5 | 46.3483 | 0 | 1172.1517 | 1218.5 | 54.72 | 0 | 1163.78 | Summer | FALSE | 0 | 0 | 0 | 0 | 0 | 0 | 1 | 0 | 1
1976-09-03 | 9 | 3 | 8:00 | 13.3 | 8 | 1 | 56 |  | 0 | 0 | 7.6128 | 7.6128 | 95% | 1 | 68.4 | 9.0117 | 4.9685 | 4.7201 | 0.24843 | 5% | 18.1433 | 0.8 | 0.8 | 0.8 | 54.72 | 7.2094 | 3.9748 | 3.9748 | 0 | 0% | 1246 | 68.4 | 0 | 1177.6 | 1246 | 54.72 | 0 | 1191.28 | Summer | FALSE | 0 | 0 | 0 | 0 | 0 | 0 | 0 | 1 | 1
1976-09-03 | 9 | 3 | 9:00 | 15 | 9 | 1 | 59 |  | 0 | 0 | 6.5627 | 6.5627 | 95% | 0.94112 | 64.3726 | 8.4811 | 4.676 | 4.4422 | 0.2338 | 5% | 18.337 | 0.8 | 0.8 | 0.8 | 54.72 | 7.2094 | 3.9748 | 3.9748 | 0 | 0% | 1259.25 | 64.3726 | 0 | 1194.8774 | 1259.25 | 54.72 | 0 | 1204.53 | Summer | FALSE | 0 | 0 | 0 | 0 | 0 | 0 | 1 | 0 | 1
1976-09-03 | 9 | 3 | 10:00 | 17.2 | 10 | 1 | 63 |  | 0 | 0 | 6.0377 | 6.0377 | 95% | 0.86583 | 59.2228 | 7.8026 | 4.3019 | 4.0868 | 0.21509 | 5% | 18.114 | 0.8 | 0.8 | 0.8 | 54.72 | 7.2094 | 3.9748 | 3.9748 | 0 | 0% | 1244 | 59.2228 | 0 | 1184.7772 | 1244 | 54.72 | 0 | 1189.28 | Summer | FALSE | 0 | 0 | 0 | 0 | 0 | 0 | 1 | 0 | 1
1976-09-03 | 9 | 3 | 11:00 | 17.2 | 11 | 1 | 63 |  | 0 | 0 | 5.2502 | 5.2502 | 95% | 0.7529 | 51.4981 | 6.7849 | 3.7408 | 3.5537 | 0.18704 | 5% | 17.9386 | 0.8 | 0.8 | 0.8 | 54.72 | 7.2094 | 3.9748 | 3.9376 | 0.037156 | 0.9348% | 1232 | 51.4981 | 0 | 1180.5019 | 1232 | 54.72 | 0 | 1177.28 | Summer | FALSE | 0 | 0 | 0 | 0 | 0 | 0 | 1 | 0 | 1
1976-09-03 | 9 | 3 | 12:00 | 17.2 | 12 | 1 | 63 |  | 0 | 0 | 5.2502 | 5.2502 | 95% | 0.7529 | 51.4981 | 6.7849 | 3.7408 | 3.5537 | 0.18704 | 5% | 17.9861 | 0.8 | 0.8 | 0.8 | 54.72 | 7.2094 | 3.9748 | 3.9376 | 0.037156 | 0.9348% | 1235.25 | 51.4981 | 0 | 1183.7519 | 1235.25 | 54.72 | 0 | 1180.53 | Summer | FALSE | 0 | 0 | 0 | 0 | 0 | 0 | 1 | 0 | 1
1976-09-03 | 9 | 3 | 13:00 | 18.3 | 13 | 1 | 65 |  | 0 | 0 | 4.7252 | 4.7252 | 95% | 0.67761 | 46.3483 | 6.1064 | 3.3667 | 3.1984 | 0.16833 | 5% | 18.2785 | 0.8 | 0.8 | 0.8 | 54.72 | 7.2094 | 3.9748 | 3.5439 | 0.43092 | 10.84% | 1255.25 | 46.3483 | 0 | 1208.9017 | 1255.25 | 54.72 | 0 | 1200.53 | Summer | FALSE | 1 | 1 | 46.3483 | 54.72 | 0 | 0 | 1 | 0 | 1
1976-09-03 | 9 | 3 | 14:00 | 19.4 | 14 | 1 | 67 |  | 0 | 0 | 3.9376 | 3.9376 | 95% | 0.56467 | 38.6235 | 5.0887 | 2.8056 | 2.6653 | 0.14028 | 5% | 18.019 | 0.8 | 0.8 | 0.8 | 54.72 | 7.2094 | 3.9748 | 2.9532 | 1.0216 | 25.7% | 1237.5 | 38.6235 | 0 | 1198.8765 | 1237.5 | 54.72 | 0 | 1182.78 | Summer | FALSE | 1 | 1 | 38.6235 | 54.72 | 0 | 0 | 1 | 0 | 1
1976-09-03 | 9 | 3 | 15:00 | 21.1 | 15 | 1 | 70 |  | 0 | 0 | 3.6751 | 3.6751 | 95% | 0.52703 | 36.0486 | 4.7494 | 2.6185 | 2.4876 | 0.13093 | 5% | 18.5819 | 0.8 | 0.8 | 0.8 | 54.72 | 7.2094 | 3.9748 | 2.7564 | 1.2184 | 30.65% | 1276 | 36.0486 | 0 | 1239.9514 | 1276 | 54.72 | 0 | 1221.28 | Summer | FALSE | 1 | 1 | 36.0486 | 54.72 | 0 | 0 | 1 | 0 | 1
1976-09-03 | 9 | 3 | 16:00 | 18.9 | 16 | 1 | 66 |  | 0 | 0 | 3.6751 | 3.6751 | 95% | 0.52703 | 36.0486 | 4.7494 | 2.6185 | 2.4876 | 0.13093 | 5% | 19.3056 | 0.8 | 0.8 | 0.8 | 54.72 | 7.2094 | 3.9748 | 2.7564 | 1.2184 | 30.65% | 1325.5 | 36.0486 | 0 | 1289.4514 | 1325.5 | 54.72 | 0 | 1270.78 | Summer | FALSE | 1 | 1 | 36.0486 | 54.72 | 0 | 0 | 1 | 0 | 1
1976-09-03 | 9 | 3 | 17:00 | 20 | 17 | 1 | 68 |  | 0 | 0 | 4.7252 | 4.7252 | 95% | 0.67761 | 46.3483 | 6.1064 | 3.3667 | 3.1984 | 0.16833 | 5% | 18.4868 | 0.8 | 0.8 | 0.8 | 54.72 | 7.2094 | 3.9748 | 3.5439 | 0.43092 | 10.84% | 1269.5 | 46.3483 | 0 | 1223.1517 | 1269.5 | 54.72 | 0 | 1214.78 | Summer | FALSE | 0 | 0 | 0 | 0 | 0 | 0 | 1 | 0 | 1
1976-09-03 | 9 | 3 | 18:00 | 17.2 | 18 | 1 | 63 |  | 0 | 0 | 6.0377 | 6.0377 | 95% | 0.86583 | 59.2228 | 7.8026 | 4.3019 | 4.0868 | 0.21509 | 5% | 17.6937 | 0.8 | 0.8 | 0.8 | 54.72 | 7.2094 | 3.9748 | 3.9748 | 0 | 0% | 1215.25 | 59.2228 | 0 | 1156.0272 | 1215.25 | 54.72 | 0 | 1160.53 | Summer | FALSE | 0 | 0 | 0 | 0 | 0 | 0 | 1 | 0 | 1
1976-09-03 | 9 | 3 | 19:00 | 16.1 | 19 | 1 | 61 |  | 0 | 0 | 6.5627 | 6.5627 | 95% | 0.94112 | 64.3726 | 8.4811 | 4.676 | 4.4422 | 0.2338 | 5% | 16.1038 | 0.8 | 0.8 | 0.8 | 54.72 | 7.2094 | 3.9748 | 3.9748 | 0 | 0% | 1106.5 | 64.3726 | 0 | 1042.1274 | 1106.5 | 54.72 | 0 | 1051.78 | Summer | FALSE | 0 | 0 | 0 | 0 | 0 | 0 | 1 | 0 | 1
1976-09-03 | 9 | 3 | 20:00 | 16.1 | 20 | 1 | 61 |  | 0 | 0 | 5.7752 | 5.7752 | 95% | 0.82819 | 56.6479 | 7.4634 | 4.1148 | 3.9091 | 0.20574 | 5% | 15.8406 | 0.8 | 0.8 | 0.8 | 54.72 | 7.2094 | 3.9748 | 3.9748 | 0 | 0% | 1088.5 | 56.6479 | 0 | 1031.8521 | 1088.5 | 54.72 | 0 | 1033.78 | Summer | FALSE | 0 | 0 | 0 | 0 | 0 | 0 | 1 | 0 | 1
1976-09-03 | 9 | 3 | 21:00 | 15.6 | 21 | 1 | 60 |  | 0 | 0 | 4.7252 | 4.7252 | 95% | 0.67761 | 46.3483 | 6.1064 | 3.3667 | 3.1984 | 0.16833 | 5% | 14.9415 | 0.8 | 0.8 | 0.8 | 54.72 | 7.2094 | 3.9748 | 3.5439 | 0.43092 | 10.84% | 1027 | 46.3483 | 0 | 980.6517 | 1027 | 54.72 | 0 | 972.28 | Summer | FALSE | 0 | 0 | 0 | 0 | 0 | 0 | 1 | 0 | 1
1976-09-03 | 9 | 3 | 22:00 | 15.6 | 22 | 1 | 60 |  | 0 | 0 | 4.2002 | 4.2002 | 95% | 0.60232 | 41.1985 | 5.4279 | 2.9926 | 2.843 | 0.14963 | 5% | 14.8757 | 0.8 | 0.8 | 0.8 | 54.72 | 7.2094 | 3.9748 | 3.1501 | 0.82468 | 20.75% | 1022.5 | 41.1985 | 0 | 981.3015 | 1022.5 | 54.72 | 0 | 967.78 | Summer | FALSE | 0 | 0 | 0 | 0 | 0 | 0 | 1 | 0 | 1
1976-09-03 | 9 | 3 | 23:00 | 15 | 23 | 1 | 59 |  | 0 | 0 | 5.2502 | 5.2502 | 95% | 0.7529 | 51.4981 | 6.7849 | 3.7408 | 3.5537 | 0.18704 | 5% | 14.1045 | 0.8 | 0.8 | 0.8 | 54.72 | 7.2094 | 3.9748 | 3.9376 | 0.037156 | 0.9348% | 969.75 | 51.4981 | 0 | 918.2519 | 969.75 | 54.72 | 0 | 915.03 | Summer | FALSE | 0 | 0 | 0 | 0 | 0 | 0 | 1 | 0 | 1
1976-09-03 | 9 | 3 | 24:00 | 14.4 | 0 | 1 | 58 |  | 0 | 0 | 4.2002 | 4.2002 | 95% | 0.60232 | 41.1985 | 5.4279 | 2.9926 | 2.843 | 0.14963 | 5% | 14.0095 | 0 | 0 | 0 | 0 | 0 | 0 | 0 | 0 | 0% | 963.25 | 41.1985 | 0 | 922.0515 | 963.25 | 0 | 0 | 963.25 | Summer | FALSE | 0 | 0 | 0 | 0 | 0 | 0 | 1 | 0 | 1
1976-09-04 | 9 | 4 | 1:00 | 14.4 | 1 | 1 | 58 |  | 0 | 0 | 3.9376 | 3.9376 | 95% | 0.56467 | 38.6235 | 5.0887 | 2.8056 | 2.6653 | 0.14028 | 5% | 14.0826 | 0 | 0 | 0 | 0 | 0 | 0 | 0 | 0 | 0% | 968.25 | 38.6235 | 0 | 929.6265 | 968.25 | 0 | 0 | 968.25 | Summer | FALSE | 0 | 0 | 0 | 0 | 0 | 0 | 1 | 0 | 1
1976-09-04 | 9 | 4 | 2:00 | 13.9 | 2 | 1 | 57 |  | 0 | 0 | 3.1501 | 3.1501 | 95% | 0 | 0 | 0 | 0 | 0 | 0 | 5% | 13.6842 | 0 | 0 | 0 | 0 | 0 | 0 | 0 | 0 | 0% | 941 | 0 | 0 | 941 | 941 | 0 | 0 | 941 | Summer | FALSE | 0 | 0 | 0 | 0 | 1 | 0 | 1 | 0 | 0
1976-09-04 | 9 | 4 | 3:00 | 13.3 | 3 | 1 | 56 |  | 0 | 0 | 3.4126 | 3.4126 | 95% | 0 | 0 | 0 | 0 | 0 | 0 | 5% | 13.5344 | 0 | 0 | 0 | 0 | 0 | 0 | 0 | 0 | 0% | 930.75 | 0 | 0 | 930.75 | 930.75 | 0 | 0 | 930.75 | Summer | FALSE | 0 | 0 | 0 | 0 | 1 | 0 | 1 | 0 | 0
1976-09-04 | 9 | 4 | 4:00 | 13.3 | 4 | 1 | 56 |  | 0 | 0 | 3.1501 | 3.1501 | 95% | 0 | 0 | 0 | 0 | 0 | 0 | 5% | 13.6111 | 0 | 0 | 0 | 0 | 0 | 0 | 0 | 0 | 0% | 936 | 0 | 0 | 936 | 936 | 0 | 0 | 936 | Summer | FALSE | 0 | 0 | 0 | 0 | 1 | 0 | 1 | 0 | 0
1976-09-04 | 9 | 4 | 5:00 | 13.3 | 5 | 1 | 56 |  | 0 | 0 | 3.1501 | 3.1501 | 95% | 0 | 0 | 0 | 0 | 0 | 0 | 5% | 13.5344 | 0 | 0 | 0 | 0 | 0 | 0 | 0 | 0 | 0% | 930.75 | 0 | 0 | 930.75 | 930.75 | 0 | 0 | 930.75 | Summer | FALSE | 0 | 0 | 0 | 0 | 1 | 0 | 1 | 0 | 0
1976-09-04 | 9 | 4 | 6:00 | 13.9 | 6 | 1 | 57 |  | 0 | 0 | 3.9376 | 3.9376 | 95% | 0.56467 | 38.6235 | 5.0887 | 2.8056 | 2.6653 | 0.14028 | 5% | 13.9583 | 0.8 | 0.8 | 0.8 | 54.72 | 7.2094 | 3.9748 | 2.9532 | 1.0216 | 25.7% | 959.75 | 38.6235 | 0 | 921.1265 | 959.75 | 54.72 | 0 | 905.03 | Summer | FALSE | 0 | 0 | 0 | 0 | 0 | 0 | 1 | 0 | 1
1976-09-04 | 9 | 4 | 7:00 | 15.6 | 7 | 1 | 60 |  | 0 | 0 | 4.7252 | 4.7252 | 95% | 0.67761 | 46.3483 | 6.1064 | 3.3667 | 3.1984 | 0.16833 | 5% | 15.519 | 0.8 | 0.8 | 0.8 | 54.72 | 7.2094 | 3.9748 | 3.5439 | 0.43092 | 10.84% | 1066.5 | 46.3483 | 0 | 1020.1517 | 1066.5 | 54.72 | 0 | 1011.78 | Summer | FALSE | 0 | 0 | 0 | 0 | 0 | 0 | 1 | 0 | 1
1976-09-04 | 9 | 4 | 8:00 | 17.2 | 8 | 1 | 63 |  | 0 | 0 | 7.6128 | 7.6128 | 95% | 1 | 68.4 | 9.0117 | 4.9685 | 4.7201 | 0.24843 | 5% | 16.2061 | 0.8 | 0.8 | 0.8 | 54.72 | 7.2094 | 3.9748 | 3.9748 | 0 | 0% | 1113.5 | 68.4 | 0 | 1045.1 | 1113.5 | 54.72 | 0 | 1058.78 | Summer | FALSE | 0 | 0 | 0 | 0 | 0 | 0 | 0 | 1 | 1
1976-09-04 | 9 | 4 | 9:00 | 18.9 | 9 | 1 | 66 |  | 0 | 0 | 6.5627 | 6.5627 | 95% | 0.94112 | 64.3726 | 8.4811 | 4.676 | 4.4422 | 0.2338 | 5% | 16.7544 | 0.8 | 0.8 | 0.8 | 54.72 | 7.2094 | 3.9748 | 3.9748 | 0 | 0% | 1151 | 64.3726 | 0 | 1086.6274 | 1151 | 54.72 | 0 | 1096.28 | Summer | FALSE | 0 | 0 | 0 | 0 | 0 | 0 | 1 | 0 | 1
1976-09-04 | 9 | 4 | 10:00 | 20.6 | 10 | 1 | 69 |  | 0 | 0 | 6.0377 | 6.0377 | 95% | 0.86583 | 59.2228 | 7.8026 | 4.3019 | 4.0868 | 0.21509 | 5% | 17.0577 | 0.8 | 0.8 | 0.8 | 54.72 | 7.2094 | 3.9748 | 3.9748 | 0 | 0% | 1171.75 | 59.2228 | 0 | 1112.5272 | 1171.75 | 54.72 | 0 | 1117.03 | Summer | FALSE | 0 | 0 | 0 | 0 | 0 | 0 | 1 | 0 | 1
1976-09-04 | 9 | 4 | 11:00 | 22.2 | 11 | 1 | 72 |  | 0 | 0 | 5.2502 | 5.2502 | 95% | 0.7529 | 51.4981 | 6.7849 | 3.7408 | 3.5537 | 0.18704 | 5% | 17.5877 | 0.8 | 0.8 | 0.8 | 54.72 | 7.2094 | 3.9748 | 3.9376 | 0.037156 | 0.9348% | 1208 | 51.4981 | 0 | 1156.5019 | 1208 | 54.72 | 0 | 1153.28 | Summer | FALSE | 0 | 0 | 0 | 0 | 0 | 0 | 1 | 0 | 1
1976-09-04 | 9 | 4 | 12:00 | 22.2 | 12 | 1 | 72 |  | 0 | 0 | 5.2502 | 5.2502 | 95% | 0.7529 | 51.4981 | 6.7849 | 3.7408 | 3.5537 | 0.18704 | 5% | 18.0482 | 0.8 | 0.8 | 0.8 | 54.72 | 7.2094 | 3.9748 | 3.9376 | 0.037156 | 0.9348% | 1239.5 | 51.4981 | 0 | 1188.0019 | 1239.5 | 54.72 | 0 | 1184.78 | Summer | FALSE | 0 | 0 | 0 | 0 | 0 | 0 | 1 | 0 | 1
1976-09-04 | 9 | 4 | 13:00 | 23.3 | 13 | 1 | 74 |  | 0 | 0 | 4.7252 | 4.7252 | 95% | 0.67761 | 46.3483 | 6.1064 | 3.3667 | 3.1984 | 0.16833 | 5% | 17.6681 | 0.8 | 0.8 | 0.8 | 54.72 | 7.2094 | 3.9748 | 3.5439 | 0.43092 | 10.84% | 1213.5 | 46.3483 | 0 | 1167.1517 | 1213.5 | 54.72 | 0 | 1158.78 | Summer | FALSE | 1 | 1 | 46.3483 | 54.72 | 0 | 0 | 1 | 0 | 1
1976-09-04 | 9 | 4 | 14:00 | 22.2 | 14 | 1 | 72 |  | 0 | 0 | 3.9376 | 3.9376 | 95% | 0.56467 | 38.6235 | 5.0887 | 2.8056 | 2.6653 | 0.14028 | 5% | 18.1433 | 0.8 | 0.8 | 0.8 | 54.72 | 7.2094 | 3.9748 | 2.9532 | 1.0216 | 25.7% | 1246 | 38.6235 | 0 | 1207.3765 | 1246 | 54.72 | 0 | 1191.28 | Summer | FALSE | 1 | 1 | 38.6235 | 54.72 | 0 | 0 | 1 | 0 | 1
1976-09-04 | 9 | 4 | 15:00 | 21.7 | 15 | 1 | 71 |  | 0 | 0 | 3.6751 | 3.6751 | 95% | 0.52703 | 36.0486 | 4.7494 | 2.6185 | 2.4876 | 0.13093 | 5% | 18.2346 | 0.8 | 0.8 | 0.8 | 54.72 | 7.2094 | 3.9748 | 2.7564 | 1.2184 | 30.65% | 1252.25 | 36.0486 | 0 | 1216.2014 | 1252.25 | 54.72 | 0 | 1197.53 | Summer | FALSE | 1 | 1 | 36.0486 | 54.72 | 0 | 0 | 1 | 0 | 1
1976-09-04 | 9 | 4 | 16:00 | 21.1 | 16 | 1 | 70 |  | 0 | 0 | 3.6751 | 3.6751 | 95% | 0.52703 | 36.0486 | 4.7494 | 2.6185 | 2.4876 | 0.13093 | 5% | 18.4978 | 0.8 | 0.8 | 0.8 | 54.72 | 7.2094 | 3.9748 | 2.7564 | 1.2184 | 30.65% | 1270.25 | 36.0486 | 0 | 1234.2014 | 1270.25 | 54.72 | 0 | 1215.53 | Summer | FALSE | 1 | 1 | 36.0486 | 54.72 | 0 | 0 | 1 | 0 | 1
1976-09-04 | 9 | 4 | 17:00 | 21.1 | 17 | 1 | 70 |  | 0 | 0 | 4.7252 | 4.7252 | 95% | 0.67761 | 46.3483 | 6.1064 | 3.3667 | 3.1984 | 0.16833 | 5% | 18.242 | 0.8 | 0.8 | 0.8 | 54.72 | 7.2094 | 3.9748 | 3.5439 | 0.43092 | 10.84% | 1252.75 | 46.3483 | 0 | 1206.4017 | 1252.75 | 54.72 | 0 | 1198.03 | Summer | FALSE | 0 | 0 | 0 | 0 | 0 | 0 | 1 | 0 | 1
1976-09-04 | 9 | 4 | 18:00 | 20 | 18 | 1 | 68 |  | 0 | 0 | 6.0377 | 6.0377 | 95% | 0.86583 | 59.2228 | 7.8026 | 4.3019 | 4.0868 | 0.21509 | 5% | 17.394 | 0.8 | 0.8 | 0.8 | 54.72 | 7.2094 | 3.9748 | 3.9748 | 0 | 0% | 1194.75 | 59.2228 | 0 | 1135.5272 | 1194.75 | 54.72 | 0 | 1140.03 | Summer | FALSE | 0 | 0 | 0 | 0 | 0 | 0 | 1 | 0 | 1
1976-09-04 | 9 | 4 | 19:00 | 18.3 | 19 | 1 | 65 |  | 0 | 0 | 6.5627 | 6.5627 | 95% | 0.94112 | 64.3726 | 8.4811 | 4.676 | 4.4422 | 0.2338 | 5% | 16.5534 | 0.8 | 0.8 | 0.8 | 54.72 | 7.2094 | 3.9748 | 3.9748 | 0 | 0% | 1137.25 | 64.3726 | 0 | 1072.8774 | 1137.25 | 54.72 | 0 | 1082.53 | Summer | FALSE | 0 | 0 | 0 | 0 | 0 | 0 | 1 | 0 | 1
1976-09-04 | 9 | 4 | 20:00 | 17.8 | 20 | 1 | 64 |  | 0 | 0 | 5.7752 | 5.7752 | 95% | 0.82819 | 56.6479 | 7.4634 | 4.1148 | 3.9091 | 0.20574 | 5% | 16.0673 | 0.8 | 0.8 | 0.8 | 54.72 | 7.2094 | 3.9748 | 3.9748 | 0 | 0% | 1104 | 56.6479 | 0 | 1047.3521 | 1104 | 54.72 | 0 | 1049.28 | Summer | FALSE | 0 | 0 | 0 | 0 | 0 | 0 | 1 | 0 | 1
1976-09-04 | 9 | 4 | 21:00 | 17.2 | 21 | 1 | 63 |  | 0 | 0 | 4.7252 | 4.7252 | 95% | 0.67761 | 46.3483 | 6.1064 | 3.3667 | 3.1984 | 0.16833 | 5% | 15.1901 | 0.8 | 0.8 | 0.8 | 54.72 | 7.2094 | 3.9748 | 3.5439 | 0.43092 | 10.84% | 1044 | 46.3483 | 0 | 997.6517 | 1044 | 54.72 | 0 | 989.28 | Summer | FALSE | 0 | 0 | 0 | 0 | 0 | 0 | 1 | 0 | 1
1976-09-04 | 9 | 4 | 22:00 | 17.2 | 22 | 1 | 63 |  | 0 | 0 | 4.2002 | 4.2002 | 95% | 0.60232 | 41.1985 | 5.4279 | 2.9926 | 2.843 | 0.14963 | 5% | 14.6382 | 0.8 | 0.8 | 0.8 | 54.72 | 7.2094 | 3.9748 | 3.1501 | 0.82468 | 20.75% | 1006.25 | 41.1985 | 0 | 965.0515 | 1006.25 | 54.72 | 0 | 951.53 | Summer | FALSE | 0 | 0 | 0 | 0 | 0 | 0 | 1 | 0 | 1
1976-09-04 | 9 | 4 | 23:00 | 18.3 | 23 | 1 | 65 |  | 0 | 0 | 5.2502 | 5.2502 | 95% | 0.7529 | 51.4981 | 6.7849 | 3.7408 | 3.5537 | 0.18704 | 5% | 14.5175 | 0.8 | 0.8 | 0.8 | 54.72 | 7.2094 | 3.9748 | 3.9376 | 0.037156 | 0.9348% | 998 | 51.4981 | 0 | 946.5019 | 998 | 54.72 | 0 | 943.28 | Summer | FALSE | 0 | 0 | 0 | 0 | 0 | 0 | 1 | 0 | 1
1976-09-04 | 9 | 4 | 24:00 | 17.8 | 0 | 1 | 64 |  | 0 | 0 | 4.2002 | 4.2002 | 95% | 0.60232 | 41.1985 | 5.4279 | 2.9926 | 2.843 | 0.14963 | 5% | 14.5724 | 0 | 0 | 0 | 0 | 0 | 0 | 0 | 0 | 0% | 1001.75 | 41.1985 | 0 | 960.5515 | 1001.75 | 0 | 0 | 1001.75 | Summer | FALSE | 0 | 0 | 0 | 0 | 0 | 0 | 1 | 0 | 1
1976-09-05 | 9 | 5 | 1:00 | 17.8 | 1 | 1 | 64 |  | 0 | 0 | 3.9376 | 3.9376 | 95% | 0.56467 | 38.6235 | 5.0887 | 2.8056 | 2.6653 | 0.14028 | 5% | 14.3348 | 0 | 0 | 0 | 0 | 0 | 0 | 0 | 0 | 0% | 985.5 | 38.6235 | 0 | 946.8765 | 985.5 | 0 | 0 | 985.5 | Summer | FALSE | 0 | 0 | 0 | 0 | 0 | 0 | 1 | 0 | 1
1976-09-05 | 9 | 5 | 2:00 | 17.2 | 2 | 1 | 63 |  | 0 | 0 | 3.1501 | 3.1501 | 95% | 0 | 0 | 0 | 0 | 0 | 0 | 5% | 14.0863 | 0 | 0 | 0 | 0 | 0 | 0 | 0 | 0 | 0% | 968.5 | 0 | 0 | 968.5 | 968.5 | 0 | 0 | 968.5 | Summer | FALSE | 0 | 0 | 0 | 0 | 1 | 0 | 1 | 0 | 0
1976-09-05 | 9 | 5 | 3:00 | 17.8 | 3 | 1 | 64 |  | 0 | 0 | 3.4126 | 3.4126 | 95% | 0 | 0 | 0 | 0 | 0 | 0 | 5% | 14.0132 | 0 | 0 | 0 | 0 | 0 | 0 | 0 | 0 | 0% | 963.5 | 0 | 0 | 963.5 | 963.5 | 0 | 0 | 963.5 | Summer | FALSE | 0 | 0 | 0 | 0 | 1 | 0 | 1 | 0 | 0
1976-09-05 | 9 | 5 | 4:00 | 18.3 | 4 | 1 | 65 |  | 0 | 0 | 3.1501 | 3.1501 | 95% | 0 | 0 | 0 | 0 | 0 | 0 | 5% | 14.1447 | 0 | 0 | 0 | 0 | 0 | 0 | 0 | 0 | 0% | 972.5 | 0 | 0 | 972.5 | 972.5 | 0 | 0 | 972.5 | Summer | FALSE | 0 | 0 | 0 | 0 | 1 | 0 | 1 | 0 | 0
1976-09-05 | 9 | 5 | 5:00 | 18.3 | 5 | 1 | 65 |  | 0 | 0 | 3.1501 | 3.1501 | 95% | 0 | 0 | 0 | 0 | 0 | 0 | 5% | 13.867 | 0 | 0 | 0 | 0 | 0 | 0 | 0 | 0 | 0% | 953.5 | 0 | 0 | 953.5 | 953.5 | 0 | 0 | 953.5 | Summer | FALSE | 0 | 0 | 0 | 0 | 1 | 0 | 1 | 0 | 0
1976-09-05 | 9 | 5 | 6:00 | 18.3 | 6 | 1 | 65 |  | 0 | 0 | 3.9376 | 3.9376 | 95% | 0.56467 | 38.6235 | 5.0887 | 2.8056 | 2.6653 | 0.14028 | 5% | 13.8633 | 0.8 | 0.8 | 0.8 | 54.72 | 7.2094 | 3.9748 | 2.9532 | 1.0216 | 25.7% | 953.25 | 38.6235 | 0 | 914.6265 | 953.25 | 54.72 | 0 | 898.53 | Summer | FALSE | 0 | 0 | 0 | 0 | 0 | 0 | 1 | 0 | 1
1976-09-05 | 9 | 5 | 7:00 | 18.9 | 7 | 1 | 66 |  | 0 | 0 | 4.7252 | 4.7252 | 95% | 0.67761 | 46.3483 | 6.1064 | 3.3667 | 3.1984 | 0.16833 | 5% | 16.4364 | 0.8 | 0.8 | 0.8 | 54.72 | 7.2094 | 3.9748 | 3.5439 | 0.43092 | 10.84% | 1129.25 | 46.3483 | 0 | 1082.9017 | 1129.25 | 54.72 | 0 | 1074.53 | Summer | FALSE | 0 | 0 | 0 | 0 | 0 | 0 | 1 | 0 | 1
1976-09-05 | 9 | 5 | 8:00 | 20 | 8 | 1 | 68 |  | 0 | 0 | 7.6128 | 7.6128 | 95% | 1 | 68.4 | 9.0117 | 4.9685 | 4.7201 | 0.24843 | 5% | 17.1491 | 0.8 | 0.8 | 0.8 | 54.72 | 7.2094 | 3.9748 | 3.9748 | 0 | 0% | 1178 | 68.4 | 0 | 1109.6 | 1178 | 54.72 | 0 | 1123.28 | Summer | FALSE | 0 | 0 | 0 | 0 | 0 | 0 | 0 | 1 | 1
1976-09-05 | 9 | 5 | 9:00 | 20.6 | 9 | 1 | 69 |  | 0 | 0 | 6.5627 | 6.5627 | 95% | 0.94112 | 64.3726 | 8.4811 | 4.676 | 4.4422 | 0.2338 | 5% | 17.9386 | 0.8 | 0.8 | 0.8 | 54.72 | 7.2094 | 3.9748 | 3.9748 | 0 | 0% | 1232 | 64.3726 | 0 | 1167.6274 | 1232 | 54.72 | 0 | 1177.28 | Summer | FALSE | 0 | 0 | 0 | 0 | 0 | 0 | 1 | 0 | 1
1976-09-05 | 9 | 5 | 10:00 | 21.1 | 10 | 1 | 70 |  | 0 | 0 | 6.0377 | 6.0377 | 95% | 0.86583 | 59.2228 | 7.8026 | 4.3019 | 4.0868 | 0.21509 | 5% | 18.951 | 0.8 | 0.8 | 0.8 | 54.72 | 7.2094 | 3.9748 | 3.9748 | 0 | 0% | 1301.25 | 59.2228 | 0 | 1242.0272 | 1301.25 | 54.72 | 0 | 1246.53 | Summer | FALSE | 0 | 0 | 0 | 0 | 0 | 0 | 1 | 0 | 1
1976-09-05 | 9 | 5 | 11:00 | 21.1 | 11 | 1 | 70 |  | 0 | 0 | 5.2502 | 5.2502 | 95% | 0.7529 | 51.4981 | 6.7849 | 3.7408 | 3.5537 | 0.18704 | 5% | 21.3925 | 0.8 | 0.8 | 0.8 | 54.72 | 7.2094 | 3.9748 | 3.9376 | 0.037156 | 0.9348% | 1468.25 | 51.4981 | 0 | 1416.7519 | 1468.25 | 54.72 | 0 | 1413.53 | Summer | FALSE | 0 | 0 | 0 | 0 | 0 | 0 | 1 | 0 | 1
1976-09-05 | 9 | 5 | 12:00 | 21.1 | 12 | 1 | 70 |  | 0 | 0 | 5.2502 | 5.2502 | 95% | 0.7529 | 51.4981 | 6.7849 | 3.7408 | 3.5537 | 0.18704 | 5% | 22.0066 | 0.8 | 0.8 | 0.8 | 54.72 | 7.2094 | 3.9748 | 3.9376 | 0.037156 | 0.9348% | 1510.25 | 51.4981 | 0 | 1458.7519 | 1510.25 | 54.72 | 0 | 1455.53 | Summer | FALSE | 0 | 0 | 0 | 0 | 0 | 0 | 1 | 0 | 1
1976-09-05 | 9 | 5 | 13:00 | 20.6 | 13 | 1 | 69 |  | 0 | 0 | 4.7252 | 4.7252 | 95% | 0.67761 | 46.3483 | 6.1064 | 3.3667 | 3.1984 | 0.16833 | 5% | 22.0431 | 0.8 | 0.8 | 0.8 | 54.72 | 7.2094 | 3.9748 | 3.5439 | 0.43092 | 10.84% | 1512.75 | 46.3483 | 0 | 1466.4017 | 1512.75 | 54.72 | 0 | 1458.03 | Summer | FALSE | 1 | 1 | 46.3483 | 54.72 | 0 | 0 | 1 | 0 | 1
1976-09-05 | 9 | 5 | 14:00 | 21.1 | 14 | 1 | 70 |  | 0 | 0 | 3.9376 | 3.9376 | 95% | 0.56467 | 38.6235 | 5.0887 | 2.8056 | 2.6653 | 0.14028 | 5% | 22.3063 | 0.8 | 0.8 | 0.8 | 54.72 | 7.2094 | 3.9748 | 2.9532 | 1.0216 | 25.7% | 1530.75 | 38.6235 | 0 | 1492.1265 | 1530.75 | 54.72 | 0 | 1476.03 | Summer | FALSE | 1 | 1 | 38.6235 | 54.72 | 0 | 0 | 1 | 0 | 1
1976-09-05 | 9 | 5 | 15:00 | 23.3 | 15 | 1 | 74 |  | 0 | 0 | 3.6751 | 3.6751 | 95% | 0.52703 | 36.0486 | 4.7494 | 2.6185 | 2.4876 | 0.13093 | 5% | 22.3465 | 0.8 | 0.8 | 0.8 | 54.72 | 7.2094 | 3.9748 | 2.7564 | 1.2184 | 30.65% | 1533.5 | 36.0486 | 0 | 1497.4514 | 1533.5 | 54.72 | 0 | 1478.78 | Summer | FALSE | 1 | 1 | 36.0486 | 54.72 | 0 | 0 | 1 | 0 | 1
1976-09-05 | 9 | 5 | 16:00 | 21.7 | 16 | 1 | 71 |  | 0 | 0 | 3.6751 | 3.6751 | 95% | 0.52703 | 36.0486 | 4.7494 | 2.6185 | 2.4876 | 0.13093 | 5% | 22.3209 | 0.8 | 0.8 | 0.8 | 54.72 | 7.2094 | 3.9748 | 2.7564 | 1.2184 | 30.65% | 1531.75 | 36.0486 | 0 | 1495.7014 | 1531.75 | 54.72 | 0 | 1477.03 | Summer | FALSE | 1 | 1 | 36.0486 | 54.72 | 0 | 0 | 1 | 0 | 1
1976-09-05 | 9 | 5 | 17:00 | 22.2 | 17 | 1 | 72 |  | 0 | 0 | 4.7252 | 4.7252 | 95% | 0.67761 | 46.3483 | 6.1064 | 3.3667 | 3.1984 | 0.16833 | 5% | 22.0541 | 0.8 | 0.8 | 0.8 | 54.72 | 7.2094 | 3.9748 | 3.5439 | 0.43092 | 10.84% | 1513.5 | 46.3483 | 0 | 1467.1517 | 1513.5 | 54.72 | 0 | 1458.78 | Summer | FALSE | 0 | 0 | 0 | 0 | 0 | 0 | 1 | 0 | 1
1976-09-05 | 9 | 5 | 18:00 | 22.2 | 18 | 1 | 72 |  | 0 | 0 | 6.0377 | 6.0377 | 95% | 0.86583 | 59.2228 | 7.8026 | 4.3019 | 4.0868 | 0.21509 | 5% | 21.2719 | 0.8 | 0.8 | 0.8 | 54.72 | 7.2094 | 3.9748 | 3.9748 | 0 | 0% | 1460 | 59.2228 | 0 | 1400.7772 | 1460 | 54.72 | 0 | 1405.28 | Summer | FALSE | 0 | 0 | 0 | 0 | 0 | 0 | 1 | 0 | 1
1976-09-05 | 9 | 5 | 19:00 | 21.1 | 19 | 1 | 70 |  | 0 | 0 | 6.5627 | 6.5627 | 95% | 0.94112 | 64.3726 | 8.4811 | 4.676 | 4.4422 | 0.2338 | 5% | 18.8048 | 0.8 | 0.8 | 0.8 | 54.72 | 7.2094 | 3.9748 | 3.9748 | 0 | 0% | 1291.25 | 64.3726 | 0 | 1226.8774 | 1291.25 | 54.72 | 0 | 1236.53 | Summer | FALSE | 0 | 0 | 0 | 0 | 0 | 0 | 1 | 0 | 1
1976-09-05 | 9 | 5 | 20:00 | 19.4 | 20 | 1 | 67 |  | 0 | 0 | 5.7752 | 5.7752 | 95% | 0.82819 | 56.6479 | 7.4634 | 4.1148 | 3.9091 | 0.20574 | 5% | 17.1857 | 0.8 | 0.8 | 0.8 | 54.72 | 7.2094 | 3.9748 | 3.9748 | 0 | 0% | 1180.5 | 56.6479 | 0 | 1123.8521 | 1180.5 | 54.72 | 0 | 1125.78 | Summer | FALSE | 0 | 0 | 0 | 0 | 0 | 0 | 1 | 0 | 1
1976-09-05 | 9 | 5 | 21:00 | 17.8 | 21 | 1 | 64 |  | 0 | 0 | 4.7252 | 4.7252 | 95% | 0.67761 | 46.3483 | 6.1064 | 3.3667 | 3.1984 | 0.16833 | 5% | 16.3816 | 0.8 | 0.8 | 0.8 | 54.72 | 7.2094 | 3.9748 | 3.5439 | 0.43092 | 10.84% | 1125.5 | 46.3483 | 0 | 1079.1517 | 1125.5 | 54.72 | 0 | 1070.78 | Summer | FALSE | 0 | 0 | 0 | 0 | 0 | 0 | 1 | 0 | 1
1976-09-05 | 9 | 5 | 22:00 | 17.2 | 22 | 1 | 63 |  | 0 | 0 | 4.2002 | 4.2002 | 95% | 0.60232 | 41.1985 | 5.4279 | 2.9926 | 2.843 | 0.14963 | 5% | 15.9101 | 0.8 | 0.8 | 0.8 | 54.72 | 7.2094 | 3.9748 | 3.1501 | 0.82468 | 20.75% | 1093.25 | 41.1985 | 0 | 1052.0515 | 1093.25 | 54.72 | 0 | 1038.53 | Summer | FALSE | 0 | 0 | 0 | 0 | 0 | 0 | 1 | 0 | 1
1976-09-05 | 9 | 5 | 23:00 | 16.1 | 23 | 1 | 61 |  | 0 | 0 | 5.2502 | 5.2502 | 95% | 0.7529 | 51.4981 | 6.7849 | 3.7408 | 3.5537 | 0.18704 | 5% | 16.2573 | 0.8 | 0.8 | 0.8 | 54.72 | 7.2094 | 3.9748 | 3.9376 | 0.037156 | 0.9348% | 1117 | 51.4981 | 0 | 1065.5019 | 1117 | 54.72 | 0 | 1062.28 | Summer | FALSE | 0 | 0 | 0 | 0 | 0 | 0 | 1 | 0 | 1
1976-09-05 | 9 | 5 | 24:00 | 15.6 | 0 | 1 | 60 |  | 0 | 0 | 4.2002 | 4.2002 | 95% | 0.60232 | 41.1985 | 5.4279 | 2.9926 | 2.843 | 0.14963 | 5% | 16.7069 | 0 | 0 | 0 | 0 | 0 | 0 | 0 | 0 | 0% | 1147.75 | 41.1985 | 0 | 1106.5515 | 1147.75 | 0 | 0 | 1147.75 | Summer | FALSE | 0 | 0 | 0 | 0 | 0 | 0 | 1 | 0 | 1
1976-09-06 | 9 | 6 | 1:00 | 15 | 1 | 2 | 59 |  | 0 | 0 | 3.9376 | 3.9376 | 95% | 0.56467 | 38.6235 | 5.0887 | 2.8056 | 2.6653 | 0.14028 | 5% | 16.2281 | 0 | 0 | 0 | 0 | 0 | 0 | 0 | 0 | 0% | 1115 | 38.6235 | 0 | 1076.3765 | 1115 | 0 | 0 | 1115 | Summer | 0 | 0 | 0 | 0 | 0 | 0 | 0 | 1 | 0 | 1
1976-09-06 | 9 | 6 | 2:00 | 14.4 | 2 | 2 | 58 |  | 0 | 0 | 3.1501 | 3.1501 | 95% | 0 | 0 | 0 | 0 | 0 | 0 | 5% | 16.1732 | 0 | 0 | 0 | 0 | 0 | 0 | 0 | 0 | 0% | 1111.25 | 0 | 0 | 1111.25 | 1111.25 | 0 | 0 | 1111.25 | Summer | 0 | 0 | 0 | 0 | 0 | 1 | 0 | 1 | 0 | 0
1976-09-06 | 9 | 6 | 3:00 | 13.9 | 3 | 2 | 57 |  | 0 | 0 | 3.4126 | 3.4126 | 95% | 0 | 0 | 0 | 0 | 0 | 0 | 5% | 15.8882 | 0 | 0 | 0 | 0 | 0 | 0 | 0 | 0 | 0% | 1091.75 | 0 | 0 | 1091.75 | 1091.75 | 0 | 0 | 1091.75 | Summer | 0 | 0 | 0 | 0 | 0 | 1 | 0 | 1 | 0 | 0
1976-09-06 | 9 | 6 | 4:00 | 13.3 | 4 | 2 | 56 |  | 0 | 0 | 3.1501 | 3.1501 | 95% | 0 | 0 | 0 | 0 | 0 | 0 | 5% | 15.8553 | 0 | 0 | 0 | 0 | 0 | 0 | 0 | 0 | 0% | 1089.5 | 0 | 0 | 1089.5 | 1089.5 | 0 | 0 | 1089.5 | Summer | 0 | 0 | 0 | 0 | 0 | 1 | 0 | 1 | 0 | 0
1976-09-06 | 9 | 6 | 5:00 | 12.8 | 5 | 2 | 55 |  | 0 | 0 | 3.1501 | 3.1501 | 95% | 0 | 0 | 0 | 0 | 0 | 0 | 5% | 15.8772 | 0 | 0 | 0 | 0 | 0 | 0 | 0 | 0 | 0% | 1091 | 0 | 0 | 1091 | 1091 | 0 | 0 | 1091 | Summer | 0 | 0 | 0 | 0 | 0 | 1 | 0 | 1 | 0 | 0
1976-09-06 | 9 | 6 | 6:00 | 12.8 | 6 | 2 | 55 |  | 0 | 0 | 3.9376 | 3.9376 | 95% | 0.56467 | 38.6235 | 5.0887 | 2.8056 | 2.6653 | 0.14028 | 5% | 15.9211 | 0.8 | 0.8 | 0.8 | 54.72 | 7.2094 | 3.9748 | 2.9532 | 1.0216 | 25.7% | 1094 | 38.6235 | 0 | 1055.3765 | 1094 | 54.72 | 0 | 1039.28 | Summer | 0 | 0 | 0 | 0 | 0 | 0 | 0 | 1 | 0 | 1
1976-09-06 | 9 | 6 | 7:00 | 13.9 | 7 | 2 | 57 |  | 0 | 0 | 4.7252 | 4.7252 | 95% | 0.67761 | 46.3483 | 6.1064 | 3.3667 | 3.1984 | 0.16833 | 5% | 16.6923 | 0.8 | 0.8 | 0.8 | 54.72 | 7.2094 | 3.9748 | 3.5439 | 0.43092 | 10.84% | 1146.75 | 46.3483 | 0 | 1100.4017 | 1146.75 | 54.72 | 0 | 1092.03 | Summer | 0 | 0 | 0 | 0 | 0 | 0 | 0 | 1 | 0 | 1
1976-09-06 | 9 | 6 | 8:00 | 15.6 | 8 | 2 | 60 |  | 0 | 0 | 7.6128 | 7.6128 | 95% | 1 | 68.4 | 9.0117 | 4.9685 | 4.7201 | 0.24843 | 5% | 19.4883 | 0.8 | 0.8 | 0.8 | 54.72 | 7.2094 | 3.9748 | 3.9748 | 0 | 0% | 1338 | 68.4 | 0 | 1269.6 | 1338 | 54.72 | 0 | 1283.28 | Summer | 0 | 0 | 0 | 0 | 0 | 0 | 0 | 0 | 1 | 1
1976-09-06 | 9 | 6 | 9:00 | 16.1 | 9 | 2 | 61 |  | 0 | 0 | 6.5627 | 6.5627 | 95% | 0.94112 | 64.3726 | 8.4811 | 4.676 | 4.4422 | 0.2338 | 5% | 20.7822 | 0.8 | 0.8 | 0.8 | 54.72 | 7.2094 | 3.9748 | 3.9748 | 0 | 0% | 1426.5 | 64.3726 | 0 | 1362.1274 | 1426.5 | 54.72 | 0 | 1371.78 | Summer | 0 | 0 | 0 | 0 | 0 | 0 | 0 | 1 | 0 | 1
1976-09-06 | 9 | 6 | 10:00 | 17.2 | 10 | 2 | 63 |  | 0 | 0 | 6.0377 | 6.0377 | 95% | 0.86583 | 59.2228 | 7.8026 | 4.3019 | 4.0868 | 0.21509 | 5% | 21.4693 | 0.8 | 0.8 | 0.8 | 54.72 | 7.2094 | 3.9748 | 3.9748 | 0 | 0% | 1473.5 | 59.2228 | 0 | 1414.2772 | 1473.5 | 54.72 | 0 | 1418.78 | Summer | 0 | 0 | 0 | 0 | 0 | 0 | 0 | 1 | 0 | 1
1976-09-06 | 9 | 6 | 11:00 | 18.9 | 11 | 2 | 66 |  | 0 | 0 | 5.2502 | 5.2502 | 95% | 0.7529 | 51.4981 | 6.7849 | 3.7408 | 3.5537 | 0.18704 | 5% | 21.4876 | 0.8 | 0.8 | 0.8 | 54.72 | 7.2094 | 3.9748 | 3.9376 | 0.037156 | 0.9348% | 1474.75 | 51.4981 | 0 | 1423.2519 | 1474.75 | 54.72 | 0 | 1420.03 | Summer | 0 | 0 | 0 | 0 | 0 | 0 | 0 | 1 | 0 | 1
1976-09-06 | 9 | 6 | 12:00 | 20 | 12 | 2 | 68 |  | 0 | 0 | 5.2502 | 5.2502 | 95% | 0.7529 | 51.4981 | 6.7849 | 3.7408 | 3.5537 | 0.18704 | 5% | 21.8238 | 0.8 | 0.8 | 0.8 | 54.72 | 7.2094 | 3.9748 | 3.9376 | 0.037156 | 0.9348% | 1497.75 | 51.4981 | 0 | 1446.2519 | 1497.75 | 54.72 | 0 | 1443.03 | Summer | 0 | 0 | 0 | 0 | 0 | 0 | 0 | 1 | 0 | 1
1976-09-06 | 9 | 6 | 13:00 | 20.6 | 13 | 2 | 69 |  | 0 | 0 | 4.7252 | 4.7252 | 95% | 0.67761 | 46.3483 | 6.1064 | 3.3667 | 3.1984 | 0.16833 | 5% | 22.076 | 0.8 | 0.8 | 0.8 | 54.72 | 7.2094 | 3.9748 | 3.5439 | 0.43092 | 10.84% | 1515 | 46.3483 | 0 | 1468.6517 | 1515 | 54.72 | 0 | 1460.28 | Summer | 0 | 0 | 0 | 0 | 0 | 0 | 0 | 1 | 0 | 1
1976-09-06 | 9 | 6 | 14:00 | 20.6 | 14 | 2 | 69 |  | 0 | 0 | 3.9376 | 3.9376 | 95% | 0.56467 | 38.6235 | 5.0887 | 2.8056 | 2.6653 | 0.14028 | 5% | 22.0358 | 0.8 | 0.8 | 0.8 | 54.72 | 7.2094 | 3.9748 | 2.9532 | 1.0216 | 25.7% | 1512.25 | 38.6235 | 0 | 1473.6265 | 1512.25 | 54.72 | 0 | 1457.53 | Summer | 0 | 0 | 0 | 0 | 0 | 0 | 0 | 1 | 0 | 1
1976-09-06 | 9 | 6 | 15:00 | 21.1 | 15 | 2 | 70 |  | 0 | 0 | 3.6751 | 3.6751 | 95% | 0.52703 | 36.0486 | 4.7494 | 2.6185 | 2.4876 | 0.13093 | 5% | 21.97 | 0.8 | 0.8 | 0.8 | 54.72 | 7.2094 | 3.9748 | 2.7564 | 1.2184 | 30.65% | 1507.75 | 36.0486 | 0 | 1471.7014 | 1507.75 | 54.72 | 0 | 1453.03 | Summer | 0 | 0 | 0 | 0 | 0 | 0 | 0 | 1 | 0 | 1
1976-09-06 | 9 | 6 | 16:00 | 21.1 | 16 | 2 | 70 |  | 0 | 0 | 3.6751 | 3.6751 | 95% | 0.52703 | 36.0486 | 4.7494 | 2.6185 | 2.4876 | 0.13093 | 5% | 20.7858 | 0.8 | 0.8 | 0.8 | 54.72 | 7.2094 | 3.9748 | 2.7564 | 1.2184 | 30.65% | 1426.75 | 36.0486 | 0 | 1390.7014 | 1426.75 | 54.72 | 0 | 1372.03 | Summer | 0 | 0 | 0 | 0 | 0 | 0 | 0 | 1 | 0 | 1
1976-09-06 | 9 | 6 | 17:00 | 20 | 17 | 2 | 68 |  | 0 | 0 | 4.7252 | 4.7252 | 95% | 0.67761 | 46.3483 | 6.1064 | 3.3667 | 3.1984 | 0.16833 | 5% | 20.7529 | 0.8 | 0.8 | 0.8 | 54.72 | 7.2094 | 3.9748 | 3.5439 | 0.43092 | 10.84% | 1424.5 | 46.3483 | 0 | 1378.1517 | 1424.5 | 54.72 | 0 | 1369.78 | Summer | 0 | 0 | 0 | 0 | 0 | 0 | 0 | 1 | 0 | 1
1976-09-06 | 9 | 6 | 18:00 | 19.4 | 18 | 2 | 67 |  | 0 | 0 | 6.0377 | 6.0377 | 95% | 0.86583 | 59.2228 | 7.8026 | 4.3019 | 4.0868 | 0.21509 | 5% | 19.8977 | 0.8 | 0.8 | 0.8 | 54.72 | 7.2094 | 3.9748 | 3.9748 | 0 | 0% | 1366 | 59.2228 | 0 | 1306.7772 | 1366 | 54.72 | 0 | 1311.28 | Summer | 0 | 0 | 0 | 0 | 0 | 0 | 0 | 1 | 0 | 1
1976-09-06 | 9 | 6 | 19:00 | 18.3 | 19 | 2 | 65 |  | 0 | 0 | 6.5627 | 6.5627 | 95% | 0.94112 | 64.3726 | 8.4811 | 4.676 | 4.4422 | 0.2338 | 5% | 16.0819 | 0.8 | 0.8 | 0.8 | 54.72 | 7.2094 | 3.9748 | 3.9748 | 0 | 0% | 1105 | 64.3726 | 0 | 1040.6274 | 1105 | 54.72 | 0 | 1050.28 | Summer | 0 | 0 | 0 | 0 | 0 | 0 | 0 | 1 | 0 | 1
1976-09-06 | 9 | 6 | 20:00 | 17.2 | 20 | 2 | 63 |  | 0 | 0 | 5.7752 | 5.7752 | 95% | 0.82819 | 56.6479 | 7.4634 | 4.1148 | 3.9091 | 0.20574 | 5% | 15.8735 | 0.8 | 0.8 | 0.8 | 54.72 | 7.2094 | 3.9748 | 3.9748 | 0 | 0% | 1090.75 | 56.6479 | 0 | 1034.1021 | 1090.75 | 54.72 | 0 | 1036.03 | Summer | 0 | 0 | 0 | 0 | 0 | 0 | 0 | 1 | 0 | 1
1976-09-06 | 9 | 6 | 21:00 | 16.1 | 21 | 2 | 61 |  | 0 | 0 | 4.7252 | 4.7252 | 95% | 0.67761 | 46.3483 | 6.1064 | 3.3667 | 3.1984 | 0.16833 | 5% | 15.5811 | 0.8 | 0.8 | 0.8 | 54.72 | 7.2094 | 3.9748 | 3.5439 | 0.43092 | 10.84% | 1070.75 | 46.3483 | 0 | 1024.4017 | 1070.75 | 54.72 | 0 | 1016.03 | Summer | 0 | 0 | 0 | 0 | 0 | 0 | 0 | 1 | 0 | 1
1976-09-06 | 9 | 6 | 22:00 | 15 | 22 | 2 | 59 |  | 0 | 0 | 4.2002 | 4.2002 | 95% | 0.60232 | 41.1985 | 5.4279 | 2.9926 | 2.843 | 0.14963 | 5% | 15.5007 | 0.8 | 0.8 | 0.8 | 54.72 | 7.2094 | 3.9748 | 3.1501 | 0.82468 | 20.75% | 1065.25 | 41.1985 | 0 | 1024.0515 | 1065.25 | 54.72 | 0 | 1010.53 | Summer | 0 | 0 | 0 | 0 | 0 | 0 | 0 | 1 | 0 | 1
1976-09-06 | 9 | 6 | 23:00 | 14.4 | 23 | 2 | 58 |  | 0 | 0 | 5.2502 | 5.2502 | 95% | 0.7529 | 51.4981 | 6.7849 | 3.7408 | 3.5537 | 0.18704 | 5% | 14.9342 | 0.8 | 0.8 | 0.8 | 54.72 | 7.2094 | 3.9748 | 3.9376 | 0.037156 | 0.9348% | 1026.5 | 51.4981 | 0 | 975.0019 | 1026.5 | 54.72 | 0 | 971.78 | Summer | 0 | 0 | 0 | 0 | 0 | 0 | 0 | 1 | 0 | 1
1976-09-06 | 9 | 6 | 24:00 | 13.9 | 0 | 2 | 57 |  | 0 | 0 | 4.2002 | 4.2002 | 95% | 0.60232 | 41.1985 | 5.4279 | 2.9926 | 2.843 | 0.14963 | 5% | 14.6089 | 0 | 0 | 0 | 0 | 0 | 0 | 0 | 0 | 0% | 1004.25 | 41.1985 | 0 | 963.0515 | 1004.25 | 0 | 0 | 1004.25 | Summer | 0 | 0 | 0 | 0 | 0 | 0 | 0 | 1 | 0 | 1
1976-09-07 | 9 | 7 | 1:00 | 13.9 | 1 | 2 | 57 |  | 0 | 0 | 3.9376 | 3.9376 | 95% | 0.56467 | 38.6235 | 5.0887 | 2.8056 | 2.6653 | 0.14028 | 5% | 14.3421 | 0 | 0 | 0 | 0 | 0 | 0 | 0 | 0 | 0% | 986 | 38.6235 | 0 | 947.3765 | 986 | 0 | 0 | 986 | Summer | 0 | 0 | 0 | 0 | 0 | 0 | 0 | 1 | 0 | 1
1976-09-07 | 9 | 7 | 2:00 | 13.3 | 2 | 2 | 56 |  | 0 | 0 | 3.1501 | 3.1501 | 95% | 0 | 0 | 0 | 0 | 0 | 0 | 5% | 13.856 | 0 | 0 | 0 | 0 | 0 | 0 | 0 | 0 | 0% | 952.75 | 0 | 0 | 952.75 | 952.75 | 0 | 0 | 952.75 | Summer | 0 | 0 | 0 | 0 | 0 | 1 | 0 | 1 | 0 | 0
1976-09-07 | 9 | 7 | 3:00 | 12.8 | 3 | 2 | 55 |  | 0 | 0 | 3.4126 | 3.4126 | 95% | 0 | 0 | 0 | 0 | 0 | 0 | 5% | 13.4905 | 0 | 0 | 0 | 0 | 0 | 0 | 0 | 0 | 0% | 927.75 | 0 | 0 | 927.75 | 927.75 | 0 | 0 | 927.75 | Summer | 0 | 0 | 0 | 0 | 0 | 1 | 0 | 1 | 0 | 0
1976-09-07 | 9 | 7 | 4:00 | 12.8 | 4 | 2 | 55 |  | 0 | 0 | 3.1501 | 3.1501 | 95% | 0 | 0 | 0 | 0 | 0 | 0 | 5% | 13.7902 | 0 | 0 | 0 | 0 | 0 | 0 | 0 | 0 | 0% | 948.25 | 0 | 0 | 948.25 | 948.25 | 0 | 0 | 948.25 | Summer | 0 | 0 | 0 | 0 | 0 | 1 | 0 | 1 | 0 | 0
1976-09-07 | 9 | 7 | 5:00 | 12.2 | 5 | 2 | 54 |  | 1 | 0.63657 | 3.1501 | 3.7867 | 95% | 0.54302 | 37.1429 | 4.8936 | 2.698 | 2.5631 | 0.1349 | 5% | 13.2712 | 0 | 0 | 0 | 0 | 0 | 0 | 0 | 0 | 0% | 912.75 | 37.1429 | 0 | 875.6071 | 912.75 | 0 | 0 | 912.75 | Summer | 0 | 0 | 0 | 0 | 0 | 0 | 0 | 1 | 0 | 1
1976-09-07 | 9 | 7 | 6:00 | 12.8 | 6 | 2 | 55 |  | 0 | 0 | 3.9376 | 3.9376 | 95% | 0.56467 | 38.6235 | 5.0887 | 2.8056 | 2.6653 | 0.14028 | 5% | 13.4503 | 0.8 | 0.8 | 0.8 | 54.72 | 7.2094 | 3.9748 | 2.9532 | 1.0216 | 25.7% | 925 | 38.6235 | 0 | 886.3765 | 925 | 54.72 | 0 | 870.28 | Summer | 0 | 0 | 0 | 0 | 0 | 0 | 0 | 1 | 0 | 1
1976-09-07 | 9 | 7 | 7:00 | 13.9 | 7 | 2 | 57 |  | 0 | 0 | 4.7252 | 4.7252 | 95% | 0.67761 | 46.3483 | 6.1064 | 3.3667 | 3.1984 | 0.16833 | 5% | 14.0205 | 0.8 | 0.8 | 0.8 | 54.72 | 7.2094 | 3.9748 | 3.5439 | 0.43092 | 10.84% | 964 | 46.3483 | 0 | 917.6517 | 964 | 54.72 | 0 | 909.28 | Summer | 0 | 0 | 0 | 0 | 0 | 0 | 0 | 1 | 0 | 1
1976-09-07 | 9 | 7 | 8:00 | 16.7 | 8 | 2 | 62 |  | 0 | 0 | 7.6128 | 7.6128 | 95% | 1 | 68.4 | 9.0117 | 4.9685 | 4.7201 | 0.24843 | 5% | 14.3311 | 0.8 | 0.8 | 0.8 | 54.72 | 7.2094 | 3.9748 | 3.9748 | 0 | 0% | 985.25 | 68.4 | 0 | 916.85 | 985.25 | 54.72 | 0 | 930.53 | Summer | 0 | 0 | 0 | 0 | 0 | 0 | 0 | 0 | 1 | 1
1976-09-07 | 9 | 7 | 9:00 | 18.3 | 9 | 2 | 65 |  | 0 | 0 | 6.5627 | 6.5627 | 95% | 0.94112 | 64.3726 | 8.4811 | 4.676 | 4.4422 | 0.2338 | 5% | 13.9912 | 0.8 | 0.8 | 0.8 | 54.72 | 7.2094 | 3.9748 | 3.9748 | 0 | 0% | 962 | 64.3726 | 0 | 897.6274 | 962 | 54.72 | 0 | 907.28 | Summer | 0 | 0 | 0 | 0 | 0 | 0 | 0 | 1 | 0 | 1
1976-09-07 | 9 | 7 | 10:00 | 19.4 | 10 | 2 | 67 |  | 0 | 0 | 6.0377 | 6.0377 | 95% | 0.86583 | 59.2228 | 7.8026 | 4.3019 | 4.0868 | 0.21509 | 5% | 14.1082 | 0.8 | 0.8 | 0.8 | 54.72 | 7.2094 | 3.9748 | 3.9748 | 0 | 0% | 970 | 59.2228 | 0 | 910.7772 | 970 | 54.72 | 0 | 915.28 | Summer | 0 | 0 | 0 | 0 | 0 | 0 | 0 | 1 | 0 | 1
1976-09-07 | 9 | 7 | 11:00 | 20.6 | 11 | 2 | 69 |  | 0 | 0 | 5.2502 | 5.2502 | 95% | 0.7529 | 51.4981 | 6.7849 | 3.7408 | 3.5537 | 0.18704 | 5% | 14.0278 | 0.8 | 0.8 | 0.8 | 54.72 | 7.2094 | 3.9748 | 3.9376 | 0.037156 | 0.9348% | 964.5 | 51.4981 | 0 | 913.0019 | 964.5 | 54.72 | 0 | 909.78 | Summer | 0 | 0 | 0 | 0 | 0 | 0 | 0 | 1 | 0 | 1
1976-09-07 | 9 | 7 | 12:00 | 22.2 | 12 | 2 | 72 |  | 0 | 0 | 5.2502 | 5.2502 | 95% | 0.7529 | 51.4981 | 6.7849 | 3.7408 | 3.5537 | 0.18704 | 5% | 14.5431 | 0.8 | 0.8 | 0.8 | 54.72 | 7.2094 | 3.9748 | 3.9376 | 0.037156 | 0.9348% | 999.75 | 51.4981 | 0 | 948.2519 | 999.75 | 54.72 | 0 | 945.03 | Summer | 0 | 0 | 0 | 0 | 0 | 0 | 0 | 1 | 0 | 1
1976-09-07 | 9 | 7 | 13:00 | 22.2 | 13 | 2 | 72 |  | 0 | 0 | 4.7252 | 4.7252 | 95% | 0.67761 | 46.3483 | 6.1064 | 3.3667 | 3.1984 | 0.16833 | 5% | 14.0132 | 0.8 | 0.8 | 0.8 | 54.72 | 7.2094 | 3.9748 | 3.5439 | 0.43092 | 10.84% | 963.5 | 46.3483 | 0 | 917.1517 | 963.5 | 54.72 | 0 | 908.78 | Summer | 0 | 0 | 0 | 0 | 0 | 0 | 0 | 1 | 0 | 1
1976-09-07 | 9 | 7 | 14:00 | 21.1 | 14 | 2 | 70 |  | 0 | 0 | 3.9376 | 3.9376 | 95% | 0.56467 | 38.6235 | 5.0887 | 2.8056 | 2.6653 | 0.14028 | 5% | 14.3458 | 0.8 | 0.8 | 0.8 | 54.72 | 7.2094 | 3.9748 | 2.9532 | 1.0216 | 25.7% | 986.25 | 38.6235 | 0 | 947.6265 | 986.25 | 54.72 | 0 | 931.53 | Summer | 0 | 0 | 0 | 0 | 0 | 0 | 0 | 1 | 0 | 1
1976-09-07 | 9 | 7 | 15:00 | 21.1 | 15 | 2 | 70 |  | 0 | 0 | 3.6751 | 3.6751 | 95% | 0.52703 | 36.0486 | 4.7494 | 2.6185 | 2.4876 | 0.13093 | 5% | 14.4993 | 0.8 | 0.8 | 0.8 | 54.72 | 7.2094 | 3.9748 | 2.7564 | 1.2184 | 30.65% | 996.75 | 36.0486 | 0 | 960.7014 | 996.75 | 54.72 | 0 | 942.03 | Summer | 0 | 0 | 0 | 0 | 0 | 0 | 0 | 1 | 0 | 1
1976-09-07 | 9 | 7 | 16:00 | 21.1 | 16 | 2 | 70 |  | 0 | 0 | 3.6751 | 3.6751 | 95% | 0.52703 | 36.0486 | 4.7494 | 2.6185 | 2.4876 | 0.13093 | 5% | 14.4518 | 0.8 | 0.8 | 0.8 | 54.72 | 7.2094 | 3.9748 | 2.7564 | 1.2184 | 30.65% | 993.5 | 36.0486 | 0 | 957.4514 | 993.5 | 54.72 | 0 | 938.78 | Summer | 0 | 0 | 0 | 0 | 0 | 0 | 0 | 1 | 0 | 1
1976-09-07 | 9 | 7 | 17:00 | 21.7 | 17 | 2 | 71 |  | 0 | 0 | 4.7252 | 4.7252 | 95% | 0.67761 | 46.3483 | 6.1064 | 3.3667 | 3.1984 | 0.16833 | 5% | 14.3165 | 0.8 | 0.8 | 0.8 | 54.72 | 7.2094 | 3.9748 | 3.5439 | 0.43092 | 10.84% | 984.25 | 46.3483 | 0 | 937.9017 | 984.25 | 54.72 | 0 | 929.53 | Summer | 0 | 0 | 0 | 0 | 0 | 0 | 0 | 1 | 0 | 1
1976-09-07 | 9 | 7 | 18:00 | 21.1 | 18 | 2 | 70 |  | 0 | 0 | 6.0377 | 6.0377 | 95% | 0.86583 | 59.2228 | 7.8026 | 4.3019 | 4.0868 | 0.21509 | 5% | 14.2909 | 0.8 | 0.8 | 0.8 | 54.72 | 7.2094 | 3.9748 | 3.9748 | 0 | 0% | 982.5 | 59.2228 | 0 | 923.2772 | 982.5 | 54.72 | 0 | 927.78 | Summer | 0 | 0 | 0 | 0 | 0 | 0 | 0 | 1 | 0 | 1
1976-09-07 | 9 | 7 | 19:00 | 20.6 | 19 | 2 | 69 |  | 0 | 0 | 6.5627 | 6.5627 | 95% | 0.94112 | 64.3726 | 8.4811 | 4.676 | 4.4422 | 0.2338 | 5% | 13.9181 | 0.8 | 0.8 | 0.8 | 54.72 | 7.2094 | 3.9748 | 3.9748 | 0 | 0% | 957 | 64.3726 | 0 | 892.6274 | 957 | 54.72 | 0 | 902.28 | Summer | 0 | 0 | 0 | 0 | 0 | 0 | 0 | 1 | 0 | 1
1976-09-07 | 9 | 7 | 20:00 | 20 | 20 | 2 | 68 |  | 0 | 0 | 5.7752 | 5.7752 | 95% | 0.82819 | 56.6479 | 7.4634 | 4.1148 | 3.9091 | 0.20574 | 5% | 13.3955 | 0.8 | 0.8 | 0.8 | 54.72 | 7.2094 | 3.9748 | 3.9748 | 0 | 0% | 921.25 | 56.6479 | 0 | 864.6021 | 921.25 | 54.72 | 0 | 866.53 | Summer | 0 | 0 | 0 | 0 | 0 | 0 | 0 | 1 | 0 | 1
1976-09-07 | 9 | 7 | 21:00 | 19.4 | 21 | 2 | 67 |  | 0 | 0 | 4.7252 | 4.7252 | 95% | 0.67761 | 46.3483 | 6.1064 | 3.3667 | 3.1984 | 0.16833 | 5% | 13.2749 | 0.8 | 0.8 | 0.8 | 54.72 | 7.2094 | 3.9748 | 3.5439 | 0.43092 | 10.84% | 913 | 46.3483 | 0 | 866.6517 | 913 | 54.72 | 0 | 858.28 | Summer | 0 | 0 | 0 | 0 | 0 | 0 | 0 | 1 | 0 | 1
1976-09-07 | 9 | 7 | 22:00 | 18.3 | 22 | 2 | 65 |  | 0 | 0 | 4.2002 | 4.2002 | 95% | 0.60232 | 41.1985 | 5.4279 | 2.9926 | 2.843 | 0.14963 | 5% | 13.1835 | 0.8 | 0.8 | 0.8 | 54.72 | 7.2094 | 3.9748 | 3.1501 | 0.82468 | 20.75% | 906.75 | 41.1985 | 0 | 865.5515 | 906.75 | 54.72 | 0 | 852.03 | Summer | 0 | 0 | 0 | 0 | 0 | 0 | 0 | 1 | 0 | 1
1976-09-07 | 9 | 7 | 23:00 | 17.8 | 23 | 2 | 64 |  | 0 | 0 | 5.2502 | 5.2502 | 95% | 0.7529 | 51.4981 | 6.7849 | 3.7408 | 3.5537 | 0.18704 | 5% | 13.4393 | 0.8 | 0.8 | 0.8 | 54.72 | 7.2094 | 3.9748 | 3.9376 | 0.037156 | 0.9348% | 924.25 | 51.4981 | 0 | 872.7519 | 924.25 | 54.72 | 0 | 869.53 | Summer | 0 | 0 | 0 | 0 | 0 | 0 | 0 | 1 | 0 | 1
1976-09-07 | 9 | 7 | 24:00 | 17.8 | 0 | 2 | 64 |  | 0 | 0 | 4.2002 | 4.2002 | 95% | 0.60232 | 41.1985 | 5.4279 | 2.9926 | 2.843 | 0.14963 | 5% | 13.0007 | 0 | 0 | 0 | 0 | 0 | 0 | 0 | 0 | 0% | 894.25 | 41.1985 | 0 | 853.0515 | 894.25 | 0 | 0 | 894.25 | Summer | 0 | 0 | 0 | 0 | 0 | 0 | 0 | 1 | 0 | 1
1976-09-08 | 9 | 8 | 1:00 | 16.7 | 1 | 1 | 62 |  | 0 | 0 | 3.9376 | 3.9376 | 95% | 0.56467 | 38.6235 | 5.0887 | 2.8056 | 2.6653 | 0.14028 | 5% | 13.0154 | 0 | 0 | 0 | 0 | 0 | 0 | 0 | 0 | 0% | 895.25 | 38.6235 | 0 | 856.6265 | 895.25 | 0 | 0 | 895.25 | Summer | FALSE | 0 | 0 | 0 | 0 | 0 | 0 | 1 | 0 | 1
1976-09-08 | 9 | 8 | 2:00 | 16.1 | 2 | 1 | 61 |  | 0 | 0 | 3.1501 | 3.1501 | 95% | 0 | 0 | 0 | 0 | 0 | 0 | 5% | 12.7412 | 0 | 0 | 0 | 0 | 0 | 0 | 0 | 0 | 0% | 876.5 | 0 | 0 | 876.5 | 876.5 | 0 | 0 | 876.5 | Summer | FALSE | 0 | 0 | 0 | 0 | 1 | 0 | 1 | 0 | 0
1976-09-08 | 9 | 8 | 3:00 | 15.6 | 3 | 1 | 60 |  | 0 | 0 | 3.4126 | 3.4126 | 95% | 0 | 0 | 0 | 0 | 0 | 0 | 5% | 12.9605 | 0 | 0 | 0 | 0 | 0 | 0 | 0 | 0 | 0% | 891.5 | 0 | 0 | 891.5 | 891.5 | 0 | 0 | 891.5 | Summer | FALSE | 0 | 0 | 0 | 0 | 1 | 0 | 1 | 0 | 0
1976-09-08 | 9 | 8 | 4:00 | 15 | 4 | 1 | 59 |  | 0 | 0 | 3.1501 | 3.1501 | 95% | 0 | 0 | 0 | 0 | 0 | 0 | 5% | 12.8874 | 0 | 0 | 0 | 0 | 0 | 0 | 0 | 0 | 0% | 886.5 | 0 | 0 | 886.5 | 886.5 | 0 | 0 | 886.5 | Summer | FALSE | 0 | 0 | 0 | 0 | 1 | 0 | 1 | 0 | 0
1976-09-08 | 9 | 8 | 5:00 | 14.4 | 5 | 1 | 58 |  | 0 | 0 | 3.1501 | 3.1501 | 95% | 0 | 0 | 0 | 0 | 0 | 0 | 5% | 13.0373 | 0 | 0 | 0 | 0 | 0 | 0 | 0 | 0 | 0% | 896.75 | 0 | 0 | 896.75 | 896.75 | 0 | 0 | 896.75 | Summer | FALSE | 0 | 0 | 0 | 0 | 1 | 0 | 1 | 0 | 0
1976-09-08 | 9 | 8 | 6:00 | 14.4 | 6 | 1 | 58 |  | 0 | 0 | 3.9376 | 3.9376 | 95% | 0.56467 | 38.6235 | 5.0887 | 2.8056 | 2.6653 | 0.14028 | 5% | 13.1469 | 0.8 | 0.8 | 0.8 | 54.72 | 7.2094 | 3.9748 | 2.9532 | 1.0216 | 25.7% | 904.25 | 38.6235 | 0 | 865.6265 | 904.25 | 54.72 | 0 | 849.53 | Summer | FALSE | 0 | 0 | 0 | 0 | 0 | 0 | 1 | 0 | 1
1976-09-08 | 9 | 8 | 7:00 | 16.7 | 7 | 1 | 62 |  | 0 | 0 | 4.7252 | 4.7252 | 95% | 0.67761 | 46.3483 | 6.1064 | 3.3667 | 3.1984 | 0.16833 | 5% | 14.5431 | 0.8 | 0.8 | 0.8 | 54.72 | 7.2094 | 3.9748 | 3.5439 | 0.43092 | 10.84% | 999.75 | 46.3483 | 0 | 953.4017 | 999.75 | 54.72 | 0 | 945.03 | Summer | FALSE | 0 | 0 | 0 | 0 | 0 | 0 | 1 | 0 | 1
1976-09-08 | 9 | 8 | 8:00 | 19.4 | 8 | 1 | 67 |  | 0 | 0 | 7.6128 | 7.6128 | 95% | 1 | 68.4 | 9.0117 | 4.9685 | 4.7201 | 0.24843 | 5% | 15.0768 | 0.8 | 0.8 | 0.8 | 54.72 | 7.2094 | 3.9748 | 3.9748 | 0 | 0% | 1036.25 | 68.4 | 0 | 967.85 | 1036.25 | 54.72 | 0 | 981.53 | Summer | FALSE | 0 | 0 | 0 | 0 | 0 | 0 | 0 | 1 | 1
1976-09-08 | 9 | 8 | 9:00 | 21.1 | 9 | 1 | 70 |  | 0 | 0 | 6.5627 | 6.5627 | 95% | 0.94112 | 64.3726 | 8.4811 | 4.676 | 4.4422 | 0.2338 | 5% | 15.9686 | 0.8 | 0.8 | 0.8 | 54.72 | 7.2094 | 3.9748 | 3.9748 | 0 | 0% | 1097.25 | 64.3726 | 0 | 1032.8774 | 1097.25 | 54.72 | 0 | 1042.53 | Summer | FALSE | 0 | 0 | 0 | 0 | 0 | 0 | 1 | 0 | 1
1976-09-08 | 9 | 8 | 10:00 | 21.7 | 10 | 1 | 71 |  | 0 | 0 | 6.0377 | 6.0377 | 95% | 0.86583 | 59.2228 | 7.8026 | 4.3019 | 4.0868 | 0.21509 | 5% | 16.5205 | 0.8 | 0.8 | 0.8 | 54.72 | 7.2094 | 3.9748 | 3.9748 | 0 | 0% | 1135 | 59.2228 | 0 | 1075.7772 | 1135 | 54.72 | 0 | 1080.28 | Summer | FALSE | 0 | 0 | 0 | 0 | 0 | 0 | 1 | 0 | 1
1976-09-08 | 9 | 8 | 11:00 | 23.3 | 11 | 1 | 74 |  | 0 | 0 | 5.2502 | 5.2502 | 95% | 0.7529 | 51.4981 | 6.7849 | 3.7408 | 3.5537 | 0.18704 | 5% | 16.6338 | 0.8 | 0.8 | 0.8 | 54.72 | 7.2094 | 3.9748 | 3.9376 | 0.037156 | 0.9348% | 1142.75 | 51.4981 | 0 | 1091.2519 | 1142.75 | 54.72 | 0 | 1088.03 | Summer | FALSE | 0 | 0 | 0 | 0 | 0 | 0 | 1 | 0 | 1
1976-09-08 | 9 | 8 | 12:00 | 23.9 | 12 | 1 | 75 |  | 0 | 0 | 5.2502 | 5.2502 | 95% | 0.7529 | 51.4981 | 6.7849 | 3.7408 | 3.5537 | 0.18704 | 5% | 16.4364 | 0.8 | 0.8 | 0.8 | 54.72 | 7.2094 | 3.9748 | 3.9376 | 0.037156 | 0.9348% | 1129.25 | 51.4981 | 0 | 1077.7519 | 1129.25 | 54.72 | 0 | 1074.53 | Summer | FALSE | 0 | 0 | 0 | 0 | 0 | 0 | 1 | 0 | 1
1976-09-08 | 9 | 8 | 13:00 | 25 | 13 | 1 | 77 |  | 0 | 0 | 4.7252 | 4.7252 | 95% | 0.67761 | 46.3483 | 6.1064 | 3.3667 | 3.1984 | 0.16833 | 5% | 16.8567 | 0.8 | 0.8 | 0.8 | 54.72 | 7.2094 | 3.9748 | 3.5439 | 0.43092 | 10.84% | 1158 | 46.3483 | 0 | 1111.6517 | 1158 | 54.72 | 0 | 1103.28 | Summer | FALSE | 1 | 1 | 46.3483 | 54.72 | 0 | 0 | 1 | 0 | 1
1976-09-08 | 9 | 8 | 14:00 | 18.3 | 14 | 1 | 65 |  | 0 | 0 | 3.9376 | 3.9376 | 95% | 0.56467 | 38.6235 | 5.0887 | 2.8056 | 2.6653 | 0.14028 | 5% | 16.6557 | 0.8 | 0.8 | 0.8 | 54.72 | 7.2094 | 3.9748 | 2.9532 | 1.0216 | 25.7% | 1144.25 | 38.6235 | 0 | 1105.6265 | 1144.25 | 54.72 | 0 | 1089.53 | Summer | FALSE | 1 | 1 | 38.6235 | 54.72 | 0 | 0 | 1 | 0 | 1
1976-09-08 | 9 | 8 | 15:00 | 17.8 | 15 | 1 | 64 |  | 0 | 0 | 3.6751 | 3.6751 | 95% | 0.52703 | 36.0486 | 4.7494 | 2.6185 | 2.4876 | 0.13093 | 5% | 16.9152 | 0.8 | 0.8 | 0.8 | 54.72 | 7.2094 | 3.9748 | 2.7564 | 1.2184 | 30.65% | 1162 | 36.0486 | 0 | 1125.9514 | 1162 | 54.72 | 0 | 1107.28 | Summer | FALSE | 1 | 1 | 36.0486 | 54.72 | 0 | 0 | 1 | 0 | 1
1976-09-08 | 9 | 8 | 16:00 | 17.8 | 16 | 1 | 64 |  | 0 | 0 | 3.6751 | 3.6751 | 95% | 0.52703 | 36.0486 | 4.7494 | 2.6185 | 2.4876 | 0.13093 | 5% | 16.473 | 0.8 | 0.8 | 0.8 | 54.72 | 7.2094 | 3.9748 | 2.7564 | 1.2184 | 30.65% | 1131.75 | 36.0486 | 0 | 1095.7014 | 1131.75 | 54.72 | 0 | 1077.03 | Summer | FALSE | 1 | 1 | 36.0486 | 54.72 | 0 | 0 | 1 | 0 | 1
1976-09-08 | 9 | 8 | 17:00 | 16.7 | 17 | 1 | 62 |  | 0 | 0 | 4.7252 | 4.7252 | 95% | 0.67761 | 46.3483 | 6.1064 | 3.3667 | 3.1984 | 0.16833 | 5% | 16.5826 | 0.8 | 0.8 | 0.8 | 54.72 | 7.2094 | 3.9748 | 3.5439 | 0.43092 | 10.84% | 1139.25 | 46.3483 | 0 | 1092.9017 | 1139.25 | 54.72 | 0 | 1084.53 | Summer | FALSE | 0 | 0 | 0 | 0 | 0 | 0 | 1 | 0 | 1
1976-09-08 | 9 | 8 | 18:00 | 16.1 | 18 | 1 | 61 |  | 0 | 0 | 6.0377 | 6.0377 | 95% | 0.86583 | 59.2228 | 7.8026 | 4.3019 | 4.0868 | 0.21509 | 5% | 15.7127 | 0.8 | 0.8 | 0.8 | 54.72 | 7.2094 | 3.9748 | 3.9748 | 0 | 0% | 1079.75 | 59.2228 | 0 | 1020.5272 | 1079.75 | 54.72 | 0 | 1025.03 | Summer | FALSE | 0 | 0 | 0 | 0 | 0 | 0 | 1 | 0 | 1
1976-09-08 | 9 | 8 | 19:00 | 15.6 | 19 | 1 | 60 |  | 0 | 0 | 6.5627 | 6.5627 | 95% | 0.94112 | 64.3726 | 8.4811 | 4.676 | 4.4422 | 0.2338 | 5% | 14.7807 | 0.8 | 0.8 | 0.8 | 54.72 | 7.2094 | 3.9748 | 3.9748 | 0 | 0% | 1016 | 64.3726 | 0 | 951.6274 | 1016 | 54.72 | 0 | 961.28 | Summer | FALSE | 0 | 0 | 0 | 0 | 0 | 0 | 1 | 0 | 1
1976-09-08 | 9 | 8 | 20:00 | 15 | 20 | 1 | 59 |  | 0 | 0 | 5.7752 | 5.7752 | 95% | 0.82819 | 56.6479 | 7.4634 | 4.1148 | 3.9091 | 0.20574 | 5% | 14.2982 | 0.8 | 0.8 | 0.8 | 54.72 | 7.2094 | 3.9748 | 3.9748 | 0 | 0% | 983 | 56.6479 | 0 | 926.3521 | 983 | 54.72 | 0 | 928.28 | Summer | FALSE | 0 | 0 | 0 | 0 | 0 | 0 | 1 | 0 | 1
1976-09-08 | 9 | 8 | 21:00 | 15 | 21 | 1 | 59 |  | 0 | 0 | 4.7252 | 4.7252 | 95% | 0.67761 | 46.3483 | 6.1064 | 3.3667 | 3.1984 | 0.16833 | 5% | 13.8925 | 0.8 | 0.8 | 0.8 | 54.72 | 7.2094 | 3.9748 | 3.5439 | 0.43092 | 10.84% | 955.25 | 46.3483 | 0 | 908.9017 | 955.25 | 54.72 | 0 | 900.53 | Summer | FALSE | 0 | 0 | 0 | 0 | 0 | 0 | 1 | 0 | 1
1976-09-08 | 9 | 8 | 22:00 | 15 | 22 | 1 | 59 |  | 0 | 0 | 4.2002 | 4.2002 | 95% | 0.60232 | 41.1985 | 5.4279 | 2.9926 | 2.843 | 0.14963 | 5% | 13.7171 | 0.8 | 0.8 | 0.8 | 54.72 | 7.2094 | 3.9748 | 3.1501 | 0.82468 | 20.75% | 943.25 | 41.1985 | 0 | 902.0515 | 943.25 | 54.72 | 0 | 888.53 | Summer | FALSE | 0 | 0 | 0 | 0 | 0 | 0 | 1 | 0 | 1
1976-09-08 | 9 | 8 | 23:00 | 14.4 | 23 | 1 | 58 |  | 0 | 0 | 5.2502 | 5.2502 | 95% | 0.7529 | 51.4981 | 6.7849 | 3.7408 | 3.5537 | 0.18704 | 5% | 13.1725 | 0.8 | 0.8 | 0.8 | 54.72 | 7.2094 | 3.9748 | 3.9376 | 0.037156 | 0.9348% | 906 | 51.4981 | 0 | 854.5019 | 906 | 54.72 | 0 | 851.28 | Summer | FALSE | 0 | 0 | 0 | 0 | 0 | 0 | 1 | 0 | 1
1976-09-08 | 9 | 8 | 24:00 | 15 | 0 | 1 | 59 |  | 0 | 0 | 4.2002 | 4.2002 | 95% | 0.60232 | 41.1985 | 5.4279 | 2.9926 | 2.843 | 0.14963 | 5% | 13.2273 | 0 | 0 | 0 | 0 | 0 | 0 | 0 | 0 | 0% | 909.75 | 41.1985 | 0 | 868.5515 | 909.75 | 0 | 0 | 909.75 | Summer | FALSE | 0 | 0 | 0 | 0 | 0 | 0 | 1 | 0 | 1
1976-09-09 | 9 | 9 | 1:00 | 13.3 | 1 | 1 | 56 |  | 0 | 0 | 3.9376 | 3.9376 | 95% | 0.56467 | 38.6235 | 5.0887 | 2.8056 | 2.6653 | 0.14028 | 5% | 13.337 | 0 | 0 | 0 | 0 | 0 | 0 | 0 | 0 | 0% | 917.25 | 38.6235 | 0 | 878.6265 | 917.25 | 0 | 0 | 917.25 | Summer | FALSE | 0 | 0 | 0 | 0 | 0 | 0 | 1 | 0 | 1
1976-09-09 | 9 | 9 | 2:00 | 13.9 | 2 | 1 | 57 |  | 0 | 0 | 3.1501 | 3.1501 | 95% | 0 | 0 | 0 | 0 | 0 | 0 | 5% | 13.2054 | 0 | 0 | 0 | 0 | 0 | 0 | 0 | 0 | 0% | 908.25 | 0 | 0 | 908.25 | 908.25 | 0 | 0 | 908.25 | Summer | FALSE | 0 | 0 | 0 | 0 | 1 | 0 | 1 | 0 | 0
1976-09-09 | 9 | 9 | 3:00 | 12.8 | 3 | 1 | 55 |  | 0 | 0 | 3.4126 | 3.4126 | 95% | 0 | 0 | 0 | 0 | 0 | 0 | 5% | 13.0373 | 0 | 0 | 0 | 0 | 0 | 0 | 0 | 0 | 0% | 896.75 | 0 | 0 | 896.75 | 896.75 | 0 | 0 | 896.75 | Summer | FALSE | 0 | 0 | 0 | 0 | 1 | 0 | 1 | 0 | 0
1976-09-09 | 9 | 9 | 4:00 | 12.2 | 4 | 1 | 54 |  | 1 | 0.63657 | 3.1501 | 3.7867 | 95% | 0.54302 | 37.1429 | 4.8936 | 2.698 | 2.5631 | 0.1349 | 5% | 13.337 | 0 | 0 | 0 | 0 | 0 | 0 | 0 | 0 | 0% | 917.25 | 37.1429 | 0 | 880.1071 | 917.25 | 0 | 0 | 917.25 | Summer | FALSE | 0 | 0 | 0 | 0 | 0 | 0 | 1 | 0 | 1
1976-09-09 | 9 | 9 | 5:00 | 12.2 | 5 | 1 | 54 |  | 1 | 0.63657 | 3.1501 | 3.7867 | 95% | 0.54302 | 37.1429 | 4.8936 | 2.698 | 2.5631 | 0.1349 | 5% | 13.0263 | 0 | 0 | 0 | 0 | 0 | 0 | 0 | 0 | 0% | 896 | 37.1429 | 0 | 858.8571 | 896 | 0 | 0 | 896 | Summer | FALSE | 0 | 0 | 0 | 0 | 0 | 0 | 1 | 0 | 1
1976-09-09 | 9 | 9 | 6:00 | 12.2 | 6 | 1 | 54 |  | 1 | 0.63657 | 3.9376 | 4.5742 | 95% | 0.65596 | 44.8676 | 5.9113 | 3.2591 | 3.0962 | 0.16296 | 5% | 13.3041 | 0.8 | 0.8 | 0.8 | 54.72 | 7.2094 | 3.9748 | 3.4307 | 0.54414 | 13.69% | 915 | 44.8676 | 0 | 870.1324 | 915 | 54.72 | 0 | 860.28 | Summer | FALSE | 0 | 0 | 0 | 0 | 0 | 0 | 1 | 0 | 1
1976-09-09 | 9 | 9 | 7:00 | 13.9 | 7 | 1 | 57 |  | 0 | 0 | 4.7252 | 4.7252 | 95% | 0.67761 | 46.3483 | 6.1064 | 3.3667 | 3.1984 | 0.16833 | 5% | 14.8794 | 0.8 | 0.8 | 0.8 | 54.72 | 7.2094 | 3.9748 | 3.5439 | 0.43092 | 10.84% | 1022.75 | 46.3483 | 0 | 976.4017 | 1022.75 | 54.72 | 0 | 968.03 | Summer | FALSE | 0 | 0 | 0 | 0 | 0 | 0 | 1 | 0 | 1
1976-09-09 | 9 | 9 | 8:00 | 16.7 | 8 | 1 | 62 |  | 0 | 0 | 7.6128 | 7.6128 | 95% | 1 | 68.4 | 9.0117 | 4.9685 | 4.7201 | 0.24843 | 5% | 15.117 | 0.8 | 0.8 | 0.8 | 54.72 | 7.2094 | 3.9748 | 3.9748 | 0 | 0% | 1039 | 68.4 | 0 | 970.6 | 1039 | 54.72 | 0 | 984.28 | Summer | FALSE | 0 | 0 | 0 | 0 | 0 | 0 | 0 | 1 | 1
1976-09-09 | 9 | 9 | 9:00 | 17.8 | 9 | 1 | 64 |  | 0 | 0 | 6.5627 | 6.5627 | 95% | 0.94112 | 64.3726 | 8.4811 | 4.676 | 4.4422 | 0.2338 | 5% | 16.1586 | 0.8 | 0.8 | 0.8 | 54.72 | 7.2094 | 3.9748 | 3.9748 | 0 | 0% | 1110.25 | 64.3726 | 0 | 1045.8774 | 1110.25 | 54.72 | 0 | 1055.53 | Summer | FALSE | 0 | 0 | 0 | 0 | 0 | 0 | 1 | 0 | 1
1976-09-09 | 9 | 9 | 10:00 | 18.9 | 10 | 1 | 66 |  | 0 | 0 | 6.0377 | 6.0377 | 95% | 0.86583 | 59.2228 | 7.8026 | 4.3019 | 4.0868 | 0.21509 | 5% | 15.5519 | 0.8 | 0.8 | 0.8 | 54.72 | 7.2094 | 3.9748 | 3.9748 | 0 | 0% | 1068.75 | 59.2228 | 0 | 1009.5272 | 1068.75 | 54.72 | 0 | 1014.03 | Summer | FALSE | 0 | 0 | 0 | 0 | 0 | 0 | 1 | 0 | 1
1976-09-09 | 9 | 9 | 11:00 | 20 | 11 | 1 | 68 |  | 0 | 0 | 5.2502 | 5.2502 | 95% | 0.7529 | 51.4981 | 6.7849 | 3.7408 | 3.5537 | 0.18704 | 5% | 16.3048 | 0.8 | 0.8 | 0.8 | 54.72 | 7.2094 | 3.9748 | 3.9376 | 0.037156 | 0.9348% | 1120.25 | 51.4981 | 0 | 1068.7519 | 1120.25 | 54.72 | 0 | 1065.53 | Summer | FALSE | 0 | 0 | 0 | 0 | 0 | 0 | 1 | 0 | 1
1976-09-09 | 9 | 9 | 12:00 | 21.1 | 12 | 1 | 70 |  | 0 | 0 | 5.2502 | 5.2502 | 95% | 0.7529 | 51.4981 | 6.7849 | 3.7408 | 3.5537 | 0.18704 | 5% | 16.6045 | 0.8 | 0.8 | 0.8 | 54.72 | 7.2094 | 3.9748 | 3.9376 | 0.037156 | 0.9348% | 1140.75 | 51.4981 | 0 | 1089.2519 | 1140.75 | 54.72 | 0 | 1086.03 | Summer | FALSE | 0 | 0 | 0 | 0 | 0 | 0 | 1 | 0 | 1
1976-09-09 | 9 | 9 | 13:00 | 21.7 | 13 | 1 | 71 |  | 0 | 0 | 4.7252 | 4.7252 | 95% | 0.67761 | 46.3483 | 6.1064 | 3.3667 | 3.1984 | 0.16833 | 5% | 16.3048 | 0.8 | 0.8 | 0.8 | 54.72 | 7.2094 | 3.9748 | 3.5439 | 0.43092 | 10.84% | 1120.25 | 46.3483 | 0 | 1073.9017 | 1120.25 | 54.72 | 0 | 1065.53 | Summer | FALSE | 1 | 1 | 46.3483 | 54.72 | 0 | 0 | 1 | 0 | 1
1976-09-09 | 9 | 9 | 14:00 | 19.4 | 14 | 1 | 67 |  | 0 | 0 | 3.9376 | 3.9376 | 95% | 0.56467 | 38.6235 | 5.0887 | 2.8056 | 2.6653 | 0.14028 | 5% | 16.4656 | 0.8 | 0.8 | 0.8 | 54.72 | 7.2094 | 3.9748 | 2.9532 | 1.0216 | 25.7% | 1131.25 | 38.6235 | 0 | 1092.6265 | 1131.25 | 54.72 | 0 | 1076.53 | Summer | FALSE | 1 | 1 | 38.6235 | 54.72 | 0 | 0 | 1 | 0 | 1
1976-09-09 | 9 | 9 | 15:00 | 19.4 | 15 | 1 | 67 |  | 0 | 0 | 3.6751 | 3.6751 | 95% | 0.52703 | 36.0486 | 4.7494 | 2.6185 | 2.4876 | 0.13093 | 5% | 16.2061 | 0.8 | 0.8 | 0.8 | 54.72 | 7.2094 | 3.9748 | 2.7564 | 1.2184 | 30.65% | 1113.5 | 36.0486 | 0 | 1077.4514 | 1113.5 | 54.72 | 0 | 1058.78 | Summer | FALSE | 1 | 1 | 36.0486 | 54.72 | 0 | 0 | 1 | 0 | 1
1976-09-09 | 9 | 9 | 16:00 | 19.4 | 16 | 1 | 67 |  | 0 | 0 | 3.6751 | 3.6751 | 95% | 0.52703 | 36.0486 | 4.7494 | 2.6185 | 2.4876 | 0.13093 | 5% | 16.5936 | 0.8 | 0.8 | 0.8 | 54.72 | 7.2094 | 3.9748 | 2.7564 | 1.2184 | 30.65% | 1140 | 36.0486 | 0 | 1103.9514 | 1140 | 54.72 | 0 | 1085.28 | Summer | FALSE | 1 | 1 | 36.0486 | 54.72 | 0 | 0 | 1 | 0 | 1
1976-09-09 | 9 | 9 | 17:00 | 20 | 17 | 1 | 68 |  | 0 | 0 | 4.7252 | 4.7252 | 95% | 0.67761 | 46.3483 | 6.1064 | 3.3667 | 3.1984 | 0.16833 | 5% | 16.8713 | 0.8 | 0.8 | 0.8 | 54.72 | 7.2094 | 3.9748 | 3.5439 | 0.43092 | 10.84% | 1159 | 46.3483 | 0 | 1112.6517 | 1159 | 54.72 | 0 | 1104.28 | Summer | FALSE | 0 | 0 | 0 | 0 | 0 | 0 | 1 | 0 | 1
1976-09-09 | 9 | 9 | 18:00 | 17.8 | 18 | 1 | 64 |  | 0 | 0 | 6.0377 | 6.0377 | 95% | 0.86583 | 59.2228 | 7.8026 | 4.3019 | 4.0868 | 0.21509 | 5% | 16.2975 | 0.8 | 0.8 | 0.8 | 54.72 | 7.2094 | 3.9748 | 3.9748 | 0 | 0% | 1119.75 | 59.2228 | 0 | 1060.5272 | 1119.75 | 54.72 | 0 | 1065.03 | Summer | FALSE | 0 | 0 | 0 | 0 | 0 | 0 | 1 | 0 | 1
1976-09-09 | 9 | 9 | 19:00 | 16.7 | 19 | 1 | 62 |  | 0 | 0 | 6.5627 | 6.5627 | 95% | 0.94112 | 64.3726 | 8.4811 | 4.676 | 4.4422 | 0.2338 | 5% | 15.1718 | 0.8 | 0.8 | 0.8 | 54.72 | 7.2094 | 3.9748 | 3.9748 | 0 | 0% | 1042.75 | 64.3726 | 0 | 978.3774 | 1042.75 | 54.72 | 0 | 988.03 | Summer | FALSE | 0 | 0 | 0 | 0 | 0 | 0 | 1 | 0 | 1
1976-09-09 | 9 | 9 | 20:00 | 17.2 | 20 | 1 | 63 |  | 0 | 0 | 5.7752 | 5.7752 | 95% | 0.82819 | 56.6479 | 7.4634 | 4.1148 | 3.9091 | 0.20574 | 5% | 14.8794 | 0.8 | 0.8 | 0.8 | 54.72 | 7.2094 | 3.9748 | 3.9748 | 0 | 0% | 1022.75 | 56.6479 | 0 | 966.1021 | 1022.75 | 54.72 | 0 | 968.03 | Summer | FALSE | 0 | 0 | 0 | 0 | 0 | 0 | 1 | 0 | 1
1976-09-09 | 9 | 9 | 21:00 | 16.7 | 21 | 1 | 62 |  | 0 | 0 | 4.7252 | 4.7252 | 95% | 0.67761 | 46.3483 | 6.1064 | 3.3667 | 3.1984 | 0.16833 | 5% | 14.3019 | 0.8 | 0.8 | 0.8 | 54.72 | 7.2094 | 3.9748 | 3.5439 | 0.43092 | 10.84% | 983.25 | 46.3483 | 0 | 936.9017 | 983.25 | 54.72 | 0 | 928.53 | Summer | FALSE | 0 | 0 | 0 | 0 | 0 | 0 | 1 | 0 | 1
1976-09-09 | 9 | 9 | 22:00 | 16.1 | 22 | 1 | 61 |  | 0 | 0 | 4.2002 | 4.2002 | 95% | 0.60232 | 41.1985 | 5.4279 | 2.9926 | 2.843 | 0.14963 | 5% | 14.068 | 0.8 | 0.8 | 0.8 | 54.72 | 7.2094 | 3.9748 | 3.1501 | 0.82468 | 20.75% | 967.25 | 41.1985 | 0 | 926.0515 | 967.25 | 54.72 | 0 | 912.53 | Summer | FALSE | 0 | 0 | 0 | 0 | 0 | 0 | 1 | 0 | 1
1976-09-09 | 9 | 9 | 23:00 | 15 | 23 | 1 | 59 |  | 0 | 0 | 5.2502 | 5.2502 | 95% | 0.7529 | 51.4981 | 6.7849 | 3.7408 | 3.5537 | 0.18704 | 5% | 13.8268 | 0.8 | 0.8 | 0.8 | 54.72 | 7.2094 | 3.9748 | 3.9376 | 0.037156 | 0.9348% | 950.75 | 51.4981 | 0 | 899.2519 | 950.75 | 54.72 | 0 | 896.03 | Summer | FALSE | 0 | 0 | 0 | 0 | 0 | 0 | 1 | 0 | 1
1976-09-09 | 9 | 9 | 24:00 | 14.4 | 0 | 1 | 58 |  | 0 | 0 | 4.2002 | 4.2002 | 95% | 0.60232 | 41.1985 | 5.4279 | 2.9926 | 2.843 | 0.14963 | 5% | 13.6623 | 0 | 0 | 0 | 0 | 0 | 0 | 0 | 0 | 0% | 939.5 | 41.1985 | 0 | 898.3015 | 939.5 | 0 | 0 | 939.5 | Summer | FALSE | 0 | 0 | 0 | 0 | 0 | 0 | 1 | 0 | 1
1976-09-10 | 9 | 10 | 1:00 | 15 | 1 | 1 | 59 |  | 0 | 0 | 3.9376 | 3.9376 | 95% | 0.56467 | 38.6235 | 5.0887 | 2.8056 | 2.6653 | 0.14028 | 5% | 13.4466 | 0 | 0 | 0 | 0 | 0 | 0 | 0 | 0 | 0% | 924.75 | 38.6235 | 0 | 886.1265 | 924.75 | 0 | 0 | 924.75 | Summer | FALSE | 0 | 0 | 0 | 0 | 0 | 0 | 1 | 0 | 1
1976-09-10 | 9 | 10 | 2:00 | 15.6 | 2 | 1 | 60 |  | 0 | 0 | 3.1501 | 3.1501 | 95% | 0 | 0 | 0 | 0 | 0 | 0 | 5% | 13.644 | 0 | 0 | 0 | 0 | 0 | 0 | 0 | 0 | 0% | 938.25 | 0 | 0 | 938.25 | 938.25 | 0 | 0 | 938.25 | Summer | FALSE | 0 | 0 | 0 | 0 | 1 | 0 | 1 | 0 | 0
1976-09-10 | 9 | 10 | 3:00 | 15 | 3 | 1 | 59 |  | 0 | 0 | 3.4126 | 3.4126 | 95% | 0 | 0 | 0 | 0 | 0 | 0 | 5% | 13.3918 | 0 | 0 | 0 | 0 | 0 | 0 | 0 | 0 | 0% | 921 | 0 | 0 | 921 | 921 | 0 | 0 | 921 | Summer | FALSE | 0 | 0 | 0 | 0 | 1 | 0 | 1 | 0 | 0
1976-09-10 | 9 | 10 | 4:00 | 15 | 4 | 1 | 59 |  | 0 | 0 | 3.1501 | 3.1501 | 95% | 0 | 0 | 0 | 0 | 0 | 0 | 5% | 13.337 | 0 | 0 | 0 | 0 | 0 | 0 | 0 | 0 | 0% | 917.25 | 0 | 0 | 917.25 | 917.25 | 0 | 0 | 917.25 | Summer | FALSE | 0 | 0 | 0 | 0 | 1 | 0 | 1 | 0 | 0
1976-09-10 | 9 | 10 | 5:00 | 15 | 5 | 1 | 59 |  | 0 | 0 | 3.1501 | 3.1501 | 95% | 0 | 0 | 0 | 0 | 0 | 0 | 5% | 13.1835 | 0 | 0 | 0 | 0 | 0 | 0 | 0 | 0 | 0% | 906.75 | 0 | 0 | 906.75 | 906.75 | 0 | 0 | 906.75 | Summer | FALSE | 0 | 0 | 0 | 0 | 1 | 0 | 1 | 0 | 0
1976-09-10 | 9 | 10 | 6:00 | 15 | 6 | 1 | 59 |  | 0 | 0 | 3.9376 | 3.9376 | 95% | 0.56467 | 38.6235 | 5.0887 | 2.8056 | 2.6653 | 0.14028 | 5% | 13.1579 | 0.8 | 0.8 | 0.8 | 54.72 | 7.2094 | 3.9748 | 2.9532 | 1.0216 | 25.7% | 905 | 38.6235 | 0 | 866.3765 | 905 | 54.72 | 0 | 850.28 | Summer | FALSE | 0 | 0 | 0 | 0 | 0 | 0 | 1 | 0 | 1
1976-09-10 | 9 | 10 | 7:00 | 16.7 | 7 | 1 | 62 |  | 0 | 0 | 4.7252 | 4.7252 | 95% | 0.67761 | 46.3483 | 6.1064 | 3.3667 | 3.1984 | 0.16833 | 5% | 15.0037 | 0.8 | 0.8 | 0.8 | 54.72 | 7.2094 | 3.9748 | 3.5439 | 0.43092 | 10.84% | 1031.25 | 46.3483 | 0 | 984.9017 | 1031.25 | 54.72 | 0 | 976.53 | Summer | FALSE | 0 | 0 | 0 | 0 | 0 | 0 | 1 | 0 | 1
1976-09-10 | 9 | 10 | 8:00 | 19.4 | 8 | 1 | 67 |  | 0 | 0 | 7.6128 | 7.6128 | 95% | 1 | 68.4 | 9.0117 | 4.9685 | 4.7201 | 0.24843 | 5% | 15.5519 | 0.8 | 0.8 | 0.8 | 54.72 | 7.2094 | 3.9748 | 3.9748 | 0 | 0% | 1068.75 | 68.4 | 0 | 1000.35 | 1068.75 | 54.72 | 0 | 1014.03 | Summer | FALSE | 0 | 0 | 0 | 0 | 0 | 0 | 0 | 1 | 1
1976-09-10 | 9 | 10 | 9:00 | 21.1 | 9 | 1 | 70 |  | 0 | 0 | 6.5627 | 6.5627 | 95% | 0.94112 | 64.3726 | 8.4811 | 4.676 | 4.4422 | 0.2338 | 5% | 15.9905 | 0.8 | 0.8 | 0.8 | 54.72 | 7.2094 | 3.9748 | 3.9748 | 0 | 0% | 1098.75 | 64.3726 | 0 | 1034.3774 | 1098.75 | 54.72 | 0 | 1044.03 | Summer | FALSE | 0 | 0 | 0 | 0 | 0 | 0 | 1 | 0 | 1
1976-09-10 | 9 | 10 | 10:00 | 21.1 | 10 | 1 | 70 |  | 0 | 0 | 6.0377 | 6.0377 | 95% | 0.86583 | 59.2228 | 7.8026 | 4.3019 | 4.0868 | 0.21509 | 5% | 16.4291 | 0.8 | 0.8 | 0.8 | 54.72 | 7.2094 | 3.9748 | 3.9748 | 0 | 0% | 1128.75 | 59.2228 | 0 | 1069.5272 | 1128.75 | 54.72 | 0 | 1074.03 | Summer | FALSE | 0 | 0 | 0 | 0 | 0 | 0 | 1 | 0 | 1
1976-09-10 | 9 | 10 | 11:00 | 22.2 | 11 | 1 | 72 |  | 0 | 0 | 5.2502 | 5.2502 | 95% | 0.7529 | 51.4981 | 6.7849 | 3.7408 | 3.5537 | 0.18704 | 5% | 16.7325 | 0.8 | 0.8 | 0.8 | 54.72 | 7.2094 | 3.9748 | 3.9376 | 0.037156 | 0.9348% | 1149.5 | 51.4981 | 0 | 1098.0019 | 1149.5 | 54.72 | 0 | 1094.78 | Summer | FALSE | 0 | 0 | 0 | 0 | 0 | 0 | 1 | 0 | 1
1976-09-10 | 9 | 10 | 12:00 | 22.8 | 12 | 1 | 73 |  | 0 | 0 | 5.2502 | 5.2502 | 95% | 0.7529 | 51.4981 | 6.7849 | 3.7408 | 3.5537 | 0.18704 | 5% | 17.3977 | 0.8 | 0.8 | 0.8 | 54.72 | 7.2094 | 3.9748 | 3.9376 | 0.037156 | 0.9348% | 1195 | 51.4981 | 0 | 1143.5019 | 1195 | 54.72 | 0 | 1140.28 | Summer | FALSE | 0 | 0 | 0 | 0 | 0 | 0 | 1 | 0 | 1
1976-09-10 | 9 | 10 | 13:00 | 21.7 | 13 | 1 | 71 |  | 0 | 0 | 4.7252 | 4.7252 | 95% | 0.67761 | 46.3483 | 6.1064 | 3.3667 | 3.1984 | 0.16833 | 5% | 17.1711 | 0.8 | 0.8 | 0.8 | 54.72 | 7.2094 | 3.9748 | 3.5439 | 0.43092 | 10.84% | 1179.5 | 46.3483 | 0 | 1133.1517 | 1179.5 | 54.72 | 0 | 1124.78 | Summer | FALSE | 1 | 1 | 46.3483 | 54.72 | 0 | 0 | 1 | 0 | 1
1976-09-10 | 9 | 10 | 14:00 | 18.9 | 14 | 1 | 66 |  | 0 | 0 | 3.9376 | 3.9376 | 95% | 0.56467 | 38.6235 | 5.0887 | 2.8056 | 2.6653 | 0.14028 | 5% | 17.5914 | 0.8 | 0.8 | 0.8 | 54.72 | 7.2094 | 3.9748 | 2.9532 | 1.0216 | 25.7% | 1208.25 | 38.6235 | 0 | 1169.6265 | 1208.25 | 54.72 | 0 | 1153.53 | Summer | FALSE | 1 | 1 | 38.6235 | 54.72 | 0 | 0 | 1 | 0 | 1
1976-09-10 | 9 | 10 | 15:00 | 18.9 | 15 | 1 | 66 |  | 0 | 0 | 3.6751 | 3.6751 | 95% | 0.52703 | 36.0486 | 4.7494 | 2.6185 | 2.4876 | 0.13093 | 5% | 17.2661 | 0.8 | 0.8 | 0.8 | 54.72 | 7.2094 | 3.9748 | 2.7564 | 1.2184 | 30.65% | 1186 | 36.0486 | 0 | 1149.9514 | 1186 | 54.72 | 0 | 1131.28 | Summer | FALSE | 1 | 1 | 36.0486 | 54.72 | 0 | 0 | 1 | 0 | 1
1976-09-10 | 9 | 10 | 16:00 | 20 | 16 | 1 | 68 |  | 0 | 0 | 3.6751 | 3.6751 | 95% | 0.52703 | 36.0486 | 4.7494 | 2.6185 | 2.4876 | 0.13093 | 5% | 16.9262 | 0.8 | 0.8 | 0.8 | 54.72 | 7.2094 | 3.9748 | 2.7564 | 1.2184 | 30.65% | 1162.75 | 36.0486 | 0 | 1126.7014 | 1162.75 | 54.72 | 0 | 1108.03 | Summer | FALSE | 1 | 1 | 36.0486 | 54.72 | 0 | 0 | 1 | 0 | 1
1976-09-10 | 9 | 10 | 17:00 | 20 | 17 | 1 | 68 |  | 0 | 0 | 4.7252 | 4.7252 | 95% | 0.67761 | 46.3483 | 6.1064 | 3.3667 | 3.1984 | 0.16833 | 5% | 17.0651 | 0.8 | 0.8 | 0.8 | 54.72 | 7.2094 | 3.9748 | 3.5439 | 0.43092 | 10.84% | 1172.25 | 46.3483 | 0 | 1125.9017 | 1172.25 | 54.72 | 0 | 1117.53 | Summer | FALSE | 0 | 0 | 0 | 0 | 0 | 0 | 1 | 0 | 1
1976-09-10 | 9 | 10 | 18:00 | 20 | 18 | 1 | 68 |  | 0 | 0 | 6.0377 | 6.0377 | 95% | 0.86583 | 59.2228 | 7.8026 | 4.3019 | 4.0868 | 0.21509 | 5% | 16.4181 | 0.8 | 0.8 | 0.8 | 54.72 | 7.2094 | 3.9748 | 3.9748 | 0 | 0% | 1128 | 59.2228 | 0 | 1068.7772 | 1128 | 54.72 | 0 | 1073.28 | Summer | FALSE | 0 | 0 | 0 | 0 | 0 | 0 | 1 | 0 | 1
1976-09-10 | 9 | 10 | 19:00 | 20.6 | 19 | 1 | 69 |  | 0 | 0 | 6.5627 | 6.5627 | 95% | 0.94112 | 64.3726 | 8.4811 | 4.676 | 4.4422 | 0.2338 | 5% | 15.4715 | 0.8 | 0.8 | 0.8 | 54.72 | 7.2094 | 3.9748 | 3.9748 | 0 | 0% | 1063.25 | 64.3726 | 0 | 998.8774 | 1063.25 | 54.72 | 0 | 1008.53 | Summer | FALSE | 0 | 0 | 0 | 0 | 0 | 0 | 1 | 0 | 1
1976-09-10 | 9 | 10 | 20:00 | 21.1 | 20 | 1 | 70 |  | 0 | 0 | 5.7752 | 5.7752 | 95% | 0.82819 | 56.6479 | 7.4634 | 4.1148 | 3.9091 | 0.20574 | 5% | 15.4532 | 0.8 | 0.8 | 0.8 | 54.72 | 7.2094 | 3.9748 | 3.9748 | 0 | 0% | 1062 | 56.6479 | 0 | 1005.3521 | 1062 | 54.72 | 0 | 1007.28 | Summer | FALSE | 0 | 0 | 0 | 0 | 0 | 0 | 1 | 0 | 1
1976-09-10 | 9 | 10 | 21:00 | 21.1 | 21 | 1 | 70 |  | 0 | 0 | 4.7252 | 4.7252 | 95% | 0.67761 | 46.3483 | 6.1064 | 3.3667 | 3.1984 | 0.16833 | 5% | 15.1937 | 0.8 | 0.8 | 0.8 | 54.72 | 7.2094 | 3.9748 | 3.5439 | 0.43092 | 10.84% | 1044.25 | 46.3483 | 0 | 997.9017 | 1044.25 | 54.72 | 0 | 989.53 | Summer | FALSE | 0 | 0 | 0 | 0 | 0 | 0 | 1 | 0 | 1
1976-09-10 | 9 | 10 | 22:00 | 20.6 | 22 | 1 | 69 |  | 0 | 0 | 4.2002 | 4.2002 | 95% | 0.60232 | 41.1985 | 5.4279 | 2.9926 | 2.843 | 0.14963 | 5% | 14.6966 | 0.8 | 0.8 | 0.8 | 54.72 | 7.2094 | 3.9748 | 3.1501 | 0.82468 | 20.75% | 1010.25 | 41.1985 | 0 | 969.0515 | 1010.25 | 54.72 | 0 | 955.53 | Summer | FALSE | 0 | 0 | 0 | 0 | 0 | 0 | 1 | 0 | 1
1976-09-10 | 9 | 10 | 23:00 | 20 | 23 | 1 | 68 |  | 0 | 0 | 5.2502 | 5.2502 | 95% | 0.7529 | 51.4981 | 6.7849 | 3.7408 | 3.5537 | 0.18704 | 5% | 14.2178 | 0.8 | 0.8 | 0.8 | 54.72 | 7.2094 | 3.9748 | 3.9376 | 0.037156 | 0.9348% | 977.5 | 51.4981 | 0 | 926.0019 | 977.5 | 54.72 | 0 | 922.78 | Summer | FALSE | 0 | 0 | 0 | 0 | 0 | 0 | 1 | 0 | 1
1976-09-10 | 9 | 10 | 24:00 | 18.3 | 0 | 1 | 65 |  | 0 | 0 | 4.2002 | 4.2002 | 95% | 0.60232 | 41.1985 | 5.4279 | 2.9926 | 2.843 | 0.14963 | 5% | 14.2032 | 0 | 0 | 0 | 0 | 0 | 0 | 0 | 0 | 0% | 976.5 | 41.1985 | 0 | 935.3015 | 976.5 | 0 | 0 | 976.5 | Summer | FALSE | 0 | 0 | 0 | 0 | 0 | 0 | 1 | 0 | 1
1976-09-11 | 9 | 11 | 1:00 | 17.2 | 1 | 1 | 63 |  | 0 | 0 | 3.9376 | 3.9376 | 95% | 0.56467 | 38.6235 | 5.0887 | 2.8056 | 2.6653 | 0.14028 | 5% | 13.8012 | 0 | 0 | 0 | 0 | 0 | 0 | 0 | 0 | 0% | 949 | 38.6235 | 0 | 910.3765 | 949 | 0 | 0 | 949 | Summer | FALSE | 0 | 0 | 0 | 0 | 0 | 0 | 1 | 0 | 1
1976-09-11 | 9 | 11 | 2:00 | 16.7 | 2 | 1 | 62 |  | 0 | 0 | 3.1501 | 3.1501 | 95% | 0 | 0 | 0 | 0 | 0 | 0 | 5% | 13.7646 | 0 | 0 | 0 | 0 | 0 | 0 | 0 | 0 | 0% | 946.5 | 0 | 0 | 946.5 | 946.5 | 0 | 0 | 946.5 | Summer | FALSE | 0 | 0 | 0 | 0 | 1 | 0 | 1 | 0 | 0
1976-09-11 | 9 | 11 | 3:00 | 16.1 | 3 | 1 | 61 |  | 0 | 0 | 3.4126 | 3.4126 | 95% | 0 | 0 | 0 | 0 | 0 | 0 | 5% | 13.5563 | 0 | 0 | 0 | 0 | 0 | 0 | 0 | 0 | 0% | 932.25 | 0 | 0 | 932.25 | 932.25 | 0 | 0 | 932.25 | Summer | FALSE | 0 | 0 | 0 | 0 | 1 | 0 | 1 | 0 | 0
1976-09-11 | 9 | 11 | 4:00 | 15.6 | 4 | 1 | 60 |  | 0 | 0 | 3.1501 | 3.1501 | 95% | 0 | 0 | 0 | 0 | 0 | 0 | 5% | 13.6659 | 0 | 0 | 0 | 0 | 0 | 0 | 0 | 0 | 0% | 939.75 | 0 | 0 | 939.75 | 939.75 | 0 | 0 | 939.75 | Summer | FALSE | 0 | 0 | 0 | 0 | 1 | 0 | 1 | 0 | 0
1976-09-11 | 9 | 11 | 5:00 | 15.6 | 5 | 1 | 60 |  | 0 | 0 | 3.1501 | 3.1501 | 95% | 0 | 0 | 0 | 0 | 0 | 0 | 5% | 13.6075 | 0 | 0 | 0 | 0 | 0 | 0 | 0 | 0 | 0% | 935.75 | 0 | 0 | 935.75 | 935.75 | 0 | 0 | 935.75 | Summer | FALSE | 0 | 0 | 0 | 0 | 1 | 0 | 1 | 0 | 0
1976-09-11 | 9 | 11 | 6:00 | 15.6 | 6 | 1 | 60 |  | 0 | 0 | 3.9376 | 3.9376 | 95% | 0.56467 | 38.6235 | 5.0887 | 2.8056 | 2.6653 | 0.14028 | 5% | 13.7463 | 0.8 | 0.8 | 0.8 | 54.72 | 7.2094 | 3.9748 | 2.9532 | 1.0216 | 25.7% | 945.25 | 38.6235 | 0 | 906.6265 | 945.25 | 54.72 | 0 | 890.53 | Summer | FALSE | 0 | 0 | 0 | 0 | 0 | 0 | 1 | 0 | 1
1976-09-11 | 9 | 11 | 7:00 | 15.6 | 7 | 1 | 60 |  | 0 | 0 | 4.7252 | 4.7252 | 95% | 0.67761 | 46.3483 | 6.1064 | 3.3667 | 3.1984 | 0.16833 | 5% | 15.6067 | 0.8 | 0.8 | 0.8 | 54.72 | 7.2094 | 3.9748 | 3.5439 | 0.43092 | 10.84% | 1072.5 | 46.3483 | 0 | 1026.1517 | 1072.5 | 54.72 | 0 | 1017.78 | Summer | FALSE | 0 | 0 | 0 | 0 | 0 | 0 | 1 | 0 | 1
1976-09-11 | 9 | 11 | 8:00 | 17.2 | 8 | 1 | 63 |  | 0 | 0 | 7.6128 | 7.6128 | 95% | 1 | 68.4 | 9.0117 | 4.9685 | 4.7201 | 0.24843 | 5% | 16.2573 | 0.8 | 0.8 | 0.8 | 54.72 | 7.2094 | 3.9748 | 3.9748 | 0 | 0% | 1117 | 68.4 | 0 | 1048.6 | 1117 | 54.72 | 0 | 1062.28 | Summer | FALSE | 0 | 0 | 0 | 0 | 0 | 0 | 0 | 1 | 1
1976-09-11 | 9 | 11 | 9:00 | 17.8 | 9 | 1 | 64 |  | 0 | 0 | 6.5627 | 6.5627 | 95% | 0.94112 | 64.3726 | 8.4811 | 4.676 | 4.4422 | 0.2338 | 5% | 17.1747 | 0.8 | 0.8 | 0.8 | 54.72 | 7.2094 | 3.9748 | 3.9748 | 0 | 0% | 1179.75 | 64.3726 | 0 | 1115.3774 | 1179.75 | 54.72 | 0 | 1125.03 | Summer | FALSE | 0 | 0 | 0 | 0 | 0 | 0 | 1 | 0 | 1
1976-09-11 | 9 | 11 | 10:00 | 18.9 | 10 | 1 | 66 |  | 0 | 0 | 6.0377 | 6.0377 | 95% | 0.86583 | 59.2228 | 7.8026 | 4.3019 | 4.0868 | 0.21509 | 5% | 17.4671 | 0.8 | 0.8 | 0.8 | 54.72 | 7.2094 | 3.9748 | 3.9748 | 0 | 0% | 1199.75 | 59.2228 | 0 | 1140.5272 | 1199.75 | 54.72 | 0 | 1145.03 | Summer | FALSE | 0 | 0 | 0 | 0 | 0 | 0 | 1 | 0 | 1
1976-09-11 | 9 | 11 | 11:00 | 15.6 | 11 | 1 | 60 |  | 0 | 0 | 5.2502 | 5.2502 | 95% | 0.7529 | 51.4981 | 6.7849 | 3.7408 | 3.5537 | 0.18704 | 5% | 18.5563 | 0.8 | 0.8 | 0.8 | 54.72 | 7.2094 | 3.9748 | 3.9376 | 0.037156 | 0.9348% | 1274.25 | 51.4981 | 0 | 1222.7519 | 1274.25 | 54.72 | 0 | 1219.53 | Summer | FALSE | 0 | 0 | 0 | 0 | 0 | 0 | 1 | 0 | 1
1976-09-11 | 9 | 11 | 12:00 | 21.1 | 12 | 1 | 70 |  | 0 | 0 | 5.2502 | 5.2502 | 95% | 0.7529 | 51.4981 | 6.7849 | 3.7408 | 3.5537 | 0.18704 | 5% | 18.3187 | 0.8 | 0.8 | 0.8 | 54.72 | 7.2094 | 3.9748 | 3.9376 | 0.037156 | 0.9348% | 1258 | 51.4981 | 0 | 1206.5019 | 1258 | 54.72 | 0 | 1203.28 | Summer | FALSE | 0 | 0 | 0 | 0 | 0 | 0 | 1 | 0 | 1
1976-09-11 | 9 | 11 | 13:00 | 21.1 | 13 | 1 | 70 |  | 0 | 0 | 4.7252 | 4.7252 | 95% | 0.67761 | 46.3483 | 6.1064 | 3.3667 | 3.1984 | 0.16833 | 5% | 18.9693 | 0.8 | 0.8 | 0.8 | 54.72 | 7.2094 | 3.9748 | 3.5439 | 0.43092 | 10.84% | 1302.5 | 46.3483 | 0 | 1256.1517 | 1302.5 | 54.72 | 0 | 1247.78 | Summer | FALSE | 1 | 1 | 46.3483 | 54.72 | 0 | 0 | 1 | 0 | 1
1976-09-11 | 9 | 11 | 14:00 | 21.7 | 14 | 1 | 71 |  | 0 | 0 | 3.9376 | 3.9376 | 95% | 0.56467 | 38.6235 | 5.0887 | 2.8056 | 2.6653 | 0.14028 | 5% | 19.1849 | 0.8 | 0.8 | 0.8 | 54.72 | 7.2094 | 3.9748 | 2.9532 | 1.0216 | 25.7% | 1317.25 | 38.6235 | 0 | 1278.6265 | 1317.25 | 54.72 | 0 | 1262.53 | Summer | FALSE | 1 | 1 | 38.6235 | 54.72 | 0 | 0 | 1 | 0 | 1
1976-09-11 | 9 | 11 | 15:00 | 21.7 | 15 | 1 | 71 |  | 0 | 0 | 3.6751 | 3.6751 | 95% | 0.52703 | 36.0486 | 4.7494 | 2.6185 | 2.4876 | 0.13093 | 5% | 18.8962 | 0.8 | 0.8 | 0.8 | 54.72 | 7.2094 | 3.9748 | 2.7564 | 1.2184 | 30.65% | 1297.5 | 36.0486 | 0 | 1261.4514 | 1297.5 | 54.72 | 0 | 1242.78 | Summer | FALSE | 1 | 1 | 36.0486 | 54.72 | 0 | 0 | 1 | 0 | 1
1976-09-11 | 9 | 11 | 16:00 | 21.1 | 16 | 1 | 70 |  | 0 | 0 | 3.6751 | 3.6751 | 95% | 0.52703 | 36.0486 | 4.7494 | 2.6185 | 2.4876 | 0.13093 | 5% | 20.5227 | 0.8 | 0.8 | 0.8 | 54.72 | 7.2094 | 3.9748 | 2.7564 | 1.2184 | 30.65% | 1408.75 | 36.0486 | 0 | 1372.7014 | 1408.75 | 54.72 | 0 | 1354.03 | Summer | FALSE | 1 | 1 | 36.0486 | 54.72 | 0 | 0 | 1 | 0 | 1
1976-09-11 | 9 | 11 | 17:00 | 20.6 | 17 | 1 | 69 |  | 0 | 0 | 4.7252 | 4.7252 | 95% | 0.67761 | 46.3483 | 6.1064 | 3.3667 | 3.1984 | 0.16833 | 5% | 21.4766 | 0.8 | 0.8 | 0.8 | 54.72 | 7.2094 | 3.9748 | 3.5439 | 0.43092 | 10.84% | 1474 | 46.3483 | 0 | 1427.6517 | 1474 | 54.72 | 0 | 1419.28 | Summer | FALSE | 0 | 0 | 0 | 0 | 0 | 0 | 1 | 0 | 1
1976-09-11 | 9 | 11 | 18:00 | 18.9 | 18 | 1 | 66 |  | 0 | 0 | 6.0377 | 6.0377 | 95% | 0.86583 | 59.2228 | 7.8026 | 4.3019 | 4.0868 | 0.21509 | 5% | 21.0819 | 0.8 | 0.8 | 0.8 | 54.72 | 7.2094 | 3.9748 | 3.9748 | 0 | 0% | 1447 | 59.2228 | 0 | 1387.7772 | 1447 | 54.72 | 0 | 1392.28 | Summer | FALSE | 0 | 0 | 0 | 0 | 0 | 0 | 1 | 0 | 1
1976-09-11 | 9 | 11 | 19:00 | 17.8 | 19 | 1 | 64 |  | 0 | 0 | 6.5627 | 6.5627 | 95% | 0.94112 | 64.3726 | 8.4811 | 4.676 | 4.4422 | 0.2338 | 5% | 20.1352 | 0.8 | 0.8 | 0.8 | 54.72 | 7.2094 | 3.9748 | 3.9748 | 0 | 0% | 1382.25 | 64.3726 | 0 | 1317.8774 | 1382.25 | 54.72 | 0 | 1327.53 | Summer | FALSE | 0 | 0 | 0 | 0 | 0 | 0 | 1 | 0 | 1
1976-09-11 | 9 | 11 | 20:00 | 17.2 | 20 | 1 | 63 |  | 0 | 0 | 5.7752 | 5.7752 | 95% | 0.82819 | 56.6479 | 7.4634 | 4.1148 | 3.9091 | 0.20574 | 5% | 19.7259 | 0.8 | 0.8 | 0.8 | 54.72 | 7.2094 | 3.9748 | 3.9748 | 0 | 0% | 1354.25 | 56.6479 | 0 | 1297.6021 | 1354.25 | 54.72 | 0 | 1299.53 | Summer | FALSE | 0 | 0 | 0 | 0 | 0 | 0 | 1 | 0 | 1
1976-09-11 | 9 | 11 | 21:00 | 16.1 | 21 | 1 | 61 |  | 0 | 0 | 4.7252 | 4.7252 | 95% | 0.67761 | 46.3483 | 6.1064 | 3.3667 | 3.1984 | 0.16833 | 5% | 16.1696 | 0.8 | 0.8 | 0.8 | 54.72 | 7.2094 | 3.9748 | 3.5439 | 0.43092 | 10.84% | 1111 | 46.3483 | 0 | 1064.6517 | 1111 | 54.72 | 0 | 1056.28 | Summer | FALSE | 0 | 0 | 0 | 0 | 0 | 0 | 1 | 0 | 1
1976-09-11 | 9 | 11 | 22:00 | 16.1 | 22 | 1 | 61 |  | 0 | 0 | 4.2002 | 4.2002 | 95% | 0.60232 | 41.1985 | 5.4279 | 2.9926 | 2.843 | 0.14963 | 5% | 16.4876 | 0.8 | 0.8 | 0.8 | 54.72 | 7.2094 | 3.9748 | 3.1501 | 0.82468 | 20.75% | 1132.75 | 41.1985 | 0 | 1091.5515 | 1132.75 | 54.72 | 0 | 1078.03 | Summer | FALSE | 0 | 0 | 0 | 0 | 0 | 0 | 1 | 0 | 1
1976-09-11 | 9 | 11 | 23:00 | 16.7 | 23 | 1 | 62 |  | 0 | 0 | 5.2502 | 5.2502 | 95% | 0.7529 | 51.4981 | 6.7849 | 3.7408 | 3.5537 | 0.18704 | 5% | 15.5629 | 0.8 | 0.8 | 0.8 | 54.72 | 7.2094 | 3.9748 | 3.9376 | 0.037156 | 0.9348% | 1069.5 | 51.4981 | 0 | 1018.0019 | 1069.5 | 54.72 | 0 | 1014.78 | Summer | FALSE | 0 | 0 | 0 | 0 | 0 | 0 | 1 | 0 | 1
1976-09-11 | 9 | 11 | 24:00 | 15.6 | 0 | 1 | 60 |  | 0 | 0 | 4.2002 | 4.2002 | 95% | 0.60232 | 41.1985 | 5.4279 | 2.9926 | 2.843 | 0.14963 | 5% | 14.4152 | 0 | 0 | 0 | 0 | 0 | 0 | 0 | 0 | 0% | 991 | 41.1985 | 0 | 949.8015 | 991 | 0 | 0 | 991 | Summer | FALSE | 0 | 0 | 0 | 0 | 0 | 0 | 1 | 0 | 1
1976-09-12 | 9 | 12 | 1:00 | 15 | 1 | 1 | 59 |  | 0 | 0 | 3.9376 | 3.9376 | 95% | 0.56467 | 38.6235 | 5.0887 | 2.8056 | 2.6653 | 0.14028 | 5% | 13.8487 | 0 | 0 | 0 | 0 | 0 | 0 | 0 | 0 | 0% | 952.25 | 38.6235 | 0 | 913.6265 | 952.25 | 0 | 0 | 952.25 | Summer | FALSE | 0 | 0 | 0 | 0 | 0 | 0 | 1 | 0 | 1
1976-09-12 | 9 | 12 | 2:00 | 14.4 | 2 | 1 | 58 |  | 0 | 0 | 3.1501 | 3.1501 | 95% | 0 | 0 | 0 | 0 | 0 | 0 | 5% | 13.3845 | 0 | 0 | 0 | 0 | 0 | 0 | 0 | 0 | 0% | 920.5 | 0 | 0 | 920.5 | 920.5 | 0 | 0 | 920.5 | Summer | FALSE | 0 | 0 | 0 | 0 | 1 | 0 | 1 | 0 | 0
1976-09-12 | 9 | 12 | 3:00 | 14.4 | 3 | 1 | 58 |  | 0 | 0 | 3.4126 | 3.4126 | 95% | 0 | 0 | 0 | 0 | 0 | 0 | 5% | 13.4174 | 0 | 0 | 0 | 0 | 0 | 0 | 0 | 0 | 0% | 922.75 | 0 | 0 | 922.75 | 922.75 | 0 | 0 | 922.75 | Summer | FALSE | 0 | 0 | 0 | 0 | 1 | 0 | 1 | 0 | 0
1976-09-12 | 9 | 12 | 4:00 | 13.9 | 4 | 1 | 57 |  | 0 | 0 | 3.1501 | 3.1501 | 95% | 0 | 0 | 0 | 0 | 0 | 0 | 5% | 13.1835 | 0 | 0 | 0 | 0 | 0 | 0 | 0 | 0 | 0% | 906.75 | 0 | 0 | 906.75 | 906.75 | 0 | 0 | 906.75 | Summer | FALSE | 0 | 0 | 0 | 0 | 1 | 0 | 1 | 0 | 0
1976-09-12 | 9 | 12 | 5:00 | 13.3 | 5 | 1 | 56 |  | 0 | 0 | 3.1501 | 3.1501 | 95% | 0 | 0 | 0 | 0 | 0 | 0 | 5% | 13.1762 | 0 | 0 | 0 | 0 | 0 | 0 | 0 | 0 | 0% | 906.25 | 0 | 0 | 906.25 | 906.25 | 0 | 0 | 906.25 | Summer | FALSE | 0 | 0 | 0 | 0 | 1 | 0 | 1 | 0 | 0
1976-09-12 | 9 | 12 | 6:00 | 13.3 | 6 | 1 | 56 |  | 0 | 0 | 3.9376 | 3.9376 | 95% | 0.56467 | 38.6235 | 5.0887 | 2.8056 | 2.6653 | 0.14028 | 5% | 13.1506 | 0.8 | 0.8 | 0.8 | 54.72 | 7.2094 | 3.9748 | 2.9532 | 1.0216 | 25.7% | 904.5 | 38.6235 | 0 | 865.8765 | 904.5 | 54.72 | 0 | 849.78 | Summer | FALSE | 0 | 0 | 0 | 0 | 0 | 0 | 1 | 0 | 1
1976-09-12 | 9 | 12 | 7:00 | 13.9 | 7 | 1 | 57 |  | 0 | 0 | 4.7252 | 4.7252 | 95% | 0.67761 | 46.3483 | 6.1064 | 3.3667 | 3.1984 | 0.16833 | 5% | 14.9123 | 0.8 | 0.8 | 0.8 | 54.72 | 7.2094 | 3.9748 | 3.5439 | 0.43092 | 10.84% | 1025 | 46.3483 | 0 | 978.6517 | 1025 | 54.72 | 0 | 970.28 | Summer | FALSE | 0 | 0 | 0 | 0 | 0 | 0 | 1 | 0 | 1
1976-09-12 | 9 | 12 | 8:00 | 15.6 | 8 | 1 | 60 |  | 0 | 0 | 7.6128 | 7.6128 | 95% | 1 | 68.4 | 9.0117 | 4.9685 | 4.7201 | 0.24843 | 5% | 15.402 | 0.8 | 0.8 | 0.8 | 54.72 | 7.2094 | 3.9748 | 3.9748 | 0 | 0% | 1058.5 | 68.4 | 0 | 990.1 | 1058.5 | 54.72 | 0 | 1003.78 | Summer | FALSE | 0 | 0 | 0 | 0 | 0 | 0 | 0 | 1 | 1
1976-09-12 | 9 | 12 | 9:00 | 17.2 | 9 | 1 | 63 |  | 0 | 0 | 6.5627 | 6.5627 | 95% | 0.94112 | 64.3726 | 8.4811 | 4.676 | 4.4422 | 0.2338 | 5% | 15.9576 | 0.8 | 0.8 | 0.8 | 54.72 | 7.2094 | 3.9748 | 3.9748 | 0 | 0% | 1096.5 | 64.3726 | 0 | 1032.1274 | 1096.5 | 54.72 | 0 | 1041.78 | Summer | FALSE | 0 | 0 | 0 | 0 | 0 | 0 | 1 | 0 | 1
1976-09-12 | 9 | 12 | 10:00 | 18.9 | 10 | 1 | 66 |  | 0 | 0 | 6.0377 | 6.0377 | 95% | 0.86583 | 59.2228 | 7.8026 | 4.3019 | 4.0868 | 0.21509 | 5% | 16.027 | 0.8 | 0.8 | 0.8 | 54.72 | 7.2094 | 3.9748 | 3.9748 | 0 | 0% | 1101.25 | 59.2228 | 0 | 1042.0272 | 1101.25 | 54.72 | 0 | 1046.53 | Summer | FALSE | 0 | 0 | 0 | 0 | 0 | 0 | 1 | 0 | 1
1976-09-12 | 9 | 12 | 11:00 | 20 | 11 | 1 | 68 |  | 0 | 0 | 5.2502 | 5.2502 | 95% | 0.7529 | 51.4981 | 6.7849 | 3.7408 | 3.5537 | 0.18704 | 5% | 15.8589 | 0.8 | 0.8 | 0.8 | 54.72 | 7.2094 | 3.9748 | 3.9376 | 0.037156 | 0.9348% | 1089.75 | 51.4981 | 0 | 1038.2519 | 1089.75 | 54.72 | 0 | 1035.03 | Summer | FALSE | 0 | 0 | 0 | 0 | 0 | 0 | 1 | 0 | 1
1976-09-12 | 9 | 12 | 12:00 | 20.6 | 12 | 1 | 69 |  | 0 | 0 | 5.2502 | 5.2502 | 95% | 0.7529 | 51.4981 | 6.7849 | 3.7408 | 3.5537 | 0.18704 | 5% | 16.0746 | 0.8 | 0.8 | 0.8 | 54.72 | 7.2094 | 3.9748 | 3.9376 | 0.037156 | 0.9348% | 1104.5 | 51.4981 | 0 | 1053.0019 | 1104.5 | 54.72 | 0 | 1049.78 | Summer | FALSE | 0 | 0 | 0 | 0 | 0 | 0 | 1 | 0 | 1
1976-09-12 | 9 | 12 | 13:00 | 21.1 | 13 | 1 | 70 |  | 0 | 0 | 4.7252 | 4.7252 | 95% | 0.67761 | 46.3483 | 6.1064 | 3.3667 | 3.1984 | 0.16833 | 5% | 16.2646 | 0.8 | 0.8 | 0.8 | 54.72 | 7.2094 | 3.9748 | 3.5439 | 0.43092 | 10.84% | 1117.5 | 46.3483 | 0 | 1071.1517 | 1117.5 | 54.72 | 0 | 1062.78 | Summer | FALSE | 1 | 1 | 46.3483 | 54.72 | 0 | 0 | 1 | 0 | 1
1976-09-12 | 9 | 12 | 14:00 | 22.2 | 14 | 1 | 72 |  | 0 | 0 | 3.9376 | 3.9376 | 95% | 0.56467 | 38.6235 | 5.0887 | 2.8056 | 2.6653 | 0.14028 | 5% | 16.367 | 0.8 | 0.8 | 0.8 | 54.72 | 7.2094 | 3.9748 | 2.9532 | 1.0216 | 25.7% | 1124.5 | 38.6235 | 0 | 1085.8765 | 1124.5 | 54.72 | 0 | 1069.78 | Summer | FALSE | 1 | 1 | 38.6235 | 54.72 | 0 | 0 | 1 | 0 | 1
1976-09-12 | 9 | 12 | 15:00 | 22.2 | 15 | 1 | 72 |  | 0 | 0 | 3.6751 | 3.6751 | 95% | 0.52703 | 36.0486 | 4.7494 | 2.6185 | 2.4876 | 0.13093 | 5% | 16.6192 | 0.8 | 0.8 | 0.8 | 54.72 | 7.2094 | 3.9748 | 2.7564 | 1.2184 | 30.65% | 1141.75 | 36.0486 | 0 | 1105.7014 | 1141.75 | 54.72 | 0 | 1087.03 | Summer | FALSE | 1 | 1 | 36.0486 | 54.72 | 0 | 0 | 1 | 0 | 1
1976-09-12 | 9 | 12 | 16:00 | 22.2 | 16 | 1 | 72 |  | 0 | 0 | 3.6751 | 3.6751 | 95% | 0.52703 | 36.0486 | 4.7494 | 2.6185 | 2.4876 | 0.13093 | 5% | 16.2537 | 0.8 | 0.8 | 0.8 | 54.72 | 7.2094 | 3.9748 | 2.7564 | 1.2184 | 30.65% | 1116.75 | 36.0486 | 0 | 1080.7014 | 1116.75 | 54.72 | 0 | 1062.03 | Summer | FALSE | 1 | 1 | 36.0486 | 54.72 | 0 | 0 | 1 | 0 | 1
1976-09-12 | 9 | 12 | 17:00 | 22.2 | 17 | 1 | 72 |  | 0 | 0 | 4.7252 | 4.7252 | 95% | 0.67761 | 46.3483 | 6.1064 | 3.3667 | 3.1984 | 0.16833 | 5% | 16.5643 | 0.8 | 0.8 | 0.8 | 54.72 | 7.2094 | 3.9748 | 3.5439 | 0.43092 | 10.84% | 1138 | 46.3483 | 0 | 1091.6517 | 1138 | 54.72 | 0 | 1083.28 | Summer | FALSE | 0 | 0 | 0 | 0 | 0 | 0 | 1 | 0 | 1
1976-09-12 | 9 | 12 | 18:00 | 21.1 | 18 | 1 | 70 |  | 0 | 0 | 6.0377 | 6.0377 | 95% | 0.86583 | 59.2228 | 7.8026 | 4.3019 | 4.0868 | 0.21509 | 5% | 15.9028 | 0.8 | 0.8 | 0.8 | 54.72 | 7.2094 | 3.9748 | 3.9748 | 0 | 0% | 1092.75 | 59.2228 | 0 | 1033.5272 | 1092.75 | 54.72 | 0 | 1038.03 | Summer | FALSE | 0 | 0 | 0 | 0 | 0 | 0 | 1 | 0 | 1
1976-09-12 | 9 | 12 | 19:00 | 20 | 19 | 1 | 68 |  | 0 | 0 | 6.5627 | 6.5627 | 95% | 0.94112 | 64.3726 | 8.4811 | 4.676 | 4.4422 | 0.2338 | 5% | 14.4481 | 0.8 | 0.8 | 0.8 | 54.72 | 7.2094 | 3.9748 | 3.9748 | 0 | 0% | 993.25 | 64.3726 | 0 | 928.8774 | 993.25 | 54.72 | 0 | 938.53 | Summer | FALSE | 0 | 0 | 0 | 0 | 0 | 0 | 1 | 0 | 1
1976-09-12 | 9 | 12 | 20:00 | 18.9 | 20 | 1 | 66 |  | 0 | 0 | 5.7752 | 5.7752 | 95% | 0.82819 | 56.6479 | 7.4634 | 4.1148 | 3.9091 | 0.20574 | 5% | 14.4444 | 0.8 | 0.8 | 0.8 | 54.72 | 7.2094 | 3.9748 | 3.9748 | 0 | 0% | 993 | 56.6479 | 0 | 936.3521 | 993 | 54.72 | 0 | 938.28 | Summer | FALSE | 0 | 0 | 0 | 0 | 0 | 0 | 1 | 0 | 1
1976-09-12 | 9 | 12 | 21:00 | 18.3 | 21 | 1 | 65 |  | 0 | 0 | 4.7252 | 4.7252 | 95% | 0.67761 | 46.3483 | 6.1064 | 3.3667 | 3.1984 | 0.16833 | 5% | 13.2639 | 0.8 | 0.8 | 0.8 | 54.72 | 7.2094 | 3.9748 | 3.5439 | 0.43092 | 10.84% | 912.25 | 46.3483 | 0 | 865.9017 | 912.25 | 54.72 | 0 | 857.53 | Summer | FALSE | 0 | 0 | 0 | 0 | 0 | 0 | 1 | 0 | 1
1976-09-12 | 9 | 12 | 22:00 | 16.1 | 22 | 1 | 61 |  | 0 | 0 | 4.2002 | 4.2002 | 95% | 0.60232 | 41.1985 | 5.4279 | 2.9926 | 2.843 | 0.14963 | 5% | 13.1469 | 0.8 | 0.8 | 0.8 | 54.72 | 7.2094 | 3.9748 | 3.1501 | 0.82468 | 20.75% | 904.25 | 41.1985 | 0 | 863.0515 | 904.25 | 54.72 | 0 | 849.53 | Summer | FALSE | 0 | 0 | 0 | 0 | 0 | 0 | 1 | 0 | 1
1976-09-12 | 9 | 12 | 23:00 | 15.6 | 23 | 1 | 60 |  | 0 | 0 | 5.2502 | 5.2502 | 95% | 0.7529 | 51.4981 | 6.7849 | 3.7408 | 3.5537 | 0.18704 | 5% | 13.0738 | 0.8 | 0.8 | 0.8 | 54.72 | 7.2094 | 3.9748 | 3.9376 | 0.037156 | 0.9348% | 899.25 | 51.4981 | 0 | 847.7519 | 899.25 | 54.72 | 0 | 844.53 | Summer | FALSE | 0 | 0 | 0 | 0 | 0 | 0 | 1 | 0 | 1
1976-09-12 | 9 | 12 | 24:00 | 15 | 0 | 1 | 59 |  | 0 | 0 | 4.2002 | 4.2002 | 95% | 0.60232 | 41.1985 | 5.4279 | 2.9926 | 2.843 | 0.14963 | 5% | 12.8436 | 0 | 0 | 0 | 0 | 0 | 0 | 0 | 0 | 0% | 883.5 | 41.1985 | 0 | 842.3015 | 883.5 | 0 | 0 | 883.5 | Summer | FALSE | 0 | 0 | 0 | 0 | 0 | 0 | 1 | 0 | 1
1976-09-13 | 9 | 13 | 1:00 | 15.6 | 1 | 2 | 60 |  | 0 | 0 | 3.9376 | 3.9376 | 95% | 0.56467 | 38.6235 | 5.0887 | 2.8056 | 2.6653 | 0.14028 | 5% | 11.8311 | 0 | 0 | 0 | 0 | 0 | 0 | 0 | 0 | 0% | 814.25 | 38.6235 | 0 | 775.6265 | 814.25 | 0 | 0 | 814.25 | Summer | 0 | 0 | 0 | 0 | 0 | 0 | 0 | 1 | 0 | 1
1976-09-13 | 9 | 13 | 2:00 | 15.6 | 2 | 2 | 60 |  | 0 | 0 | 3.1501 | 3.1501 | 95% | 0 | 0 | 0 | 0 | 0 | 0 | 5% | 13.2237 | 0 | 0 | 0 | 0 | 0 | 0 | 0 | 0 | 0% | 909.5 | 0 | 0 | 909.5 | 909.5 | 0 | 0 | 909.5 | Summer | 0 | 0 | 0 | 0 | 0 | 1 | 0 | 1 | 0 | 0
1976-09-13 | 9 | 13 | 3:00 | 16.1 | 3 | 2 | 61 |  | 0 | 0 | 3.4126 | 3.4126 | 95% | 0 | 0 | 0 | 0 | 0 | 0 | 5% | 12.9386 | 0 | 0 | 0 | 0 | 0 | 0 | 0 | 0 | 0% | 890 | 0 | 0 | 890 | 890 | 0 | 0 | 890 | Summer | 0 | 0 | 0 | 0 | 0 | 1 | 0 | 1 | 0 | 0
1976-09-13 | 9 | 13 | 4:00 | 16.1 | 4 | 2 | 61 |  | 0 | 0 | 3.1501 | 3.1501 | 95% | 0 | 0 | 0 | 0 | 0 | 0 | 5% | 12.3904 | 0 | 0 | 0 | 0 | 0 | 0 | 0 | 0 | 0% | 852.5 | 0 | 0 | 852.5 | 852.5 | 0 | 0 | 852.5 | Summer | 0 | 0 | 0 | 0 | 0 | 1 | 0 | 1 | 0 | 0
1976-09-13 | 9 | 13 | 5:00 | 15 | 5 | 2 | 59 |  | 0 | 0 | 3.1501 | 3.1501 | 95% | 0 | 0 | 0 | 0 | 0 | 0 | 5% | 12.6206 | 0 | 0 | 0 | 0 | 0 | 0 | 0 | 0 | 0% | 868.25 | 0 | 0 | 868.25 | 868.25 | 0 | 0 | 868.25 | Summer | 0 | 0 | 0 | 0 | 0 | 1 | 0 | 1 | 0 | 0
1976-09-13 | 9 | 13 | 6:00 | 15 | 6 | 2 | 59 |  | 0 | 0 | 3.9376 | 3.9376 | 95% | 0.56467 | 38.6235 | 5.0887 | 2.8056 | 2.6653 | 0.14028 | 5% | 12.5475 | 0.8 | 0.8 | 0.8 | 54.72 | 7.2094 | 3.9748 | 2.9532 | 1.0216 | 25.7% | 863.25 | 38.6235 | 0 | 824.6265 | 863.25 | 54.72 | 0 | 808.53 | Summer | 0 | 0 | 0 | 0 | 0 | 0 | 0 | 1 | 0 | 1
1976-09-13 | 9 | 13 | 7:00 | 17.2 | 7 | 2 | 63 |  | 0 | 0 | 4.7252 | 4.7252 | 95% | 0.67761 | 46.3483 | 6.1064 | 3.3667 | 3.1984 | 0.16833 | 5% | 12.6864 | 0.8 | 0.8 | 0.8 | 54.72 | 7.2094 | 3.9748 | 3.5439 | 0.43092 | 10.84% | 872.75 | 46.3483 | 0 | 826.4017 | 872.75 | 54.72 | 0 | 818.03 | Summer | 0 | 0 | 0 | 0 | 0 | 0 | 0 | 1 | 0 | 1
1976-09-13 | 9 | 13 | 8:00 | 18.9 | 8 | 2 | 66 |  | 0 | 0 | 7.6128 | 7.6128 | 95% | 1 | 68.4 | 9.0117 | 4.9685 | 4.7201 | 0.24843 | 5% | 12.6681 | 0.8 | 0.8 | 0.8 | 54.72 | 7.2094 | 3.9748 | 3.9748 | 0 | 0% | 871.5 | 68.4 | 0 | 803.1 | 871.5 | 54.72 | 0 | 816.78 | Summer | 0 | 0 | 0 | 0 | 0 | 0 | 0 | 0 | 1 | 1
1976-09-13 | 9 | 13 | 9:00 | 21.1 | 9 | 2 | 70 |  | 0 | 0 | 6.5627 | 6.5627 | 95% | 0.94112 | 64.3726 | 8.4811 | 4.676 | 4.4422 | 0.2338 | 5% | 13.8341 | 0.8 | 0.8 | 0.8 | 54.72 | 7.2094 | 3.9748 | 3.9748 | 0 | 0% | 951.25 | 64.3726 | 0 | 886.8774 | 951.25 | 54.72 | 0 | 896.53 | Summer | 0 | 0 | 0 | 0 | 0 | 0 | 0 | 1 | 0 | 1
1976-09-13 | 9 | 13 | 10:00 | 22.2 | 10 | 2 | 72 |  | 0 | 0 | 6.0377 | 6.0377 | 95% | 0.86583 | 59.2228 | 7.8026 | 4.3019 | 4.0868 | 0.21509 | 5% | 14.4115 | 0.8 | 0.8 | 0.8 | 54.72 | 7.2094 | 3.9748 | 3.9748 | 0 | 0% | 990.75 | 59.2228 | 0 | 931.5272 | 990.75 | 54.72 | 0 | 936.03 | Summer | 0 | 0 | 0 | 0 | 0 | 0 | 0 | 1 | 0 | 1
1976-09-13 | 9 | 13 | 11:00 | 24.4 | 11 | 2 | 76 |  | 0 | 0 | 5.2502 | 5.2502 | 95% | 0.7529 | 51.4981 | 6.7849 | 3.7408 | 3.5537 | 0.18704 | 5% | 14.9671 | 0.8 | 0.8 | 0.8 | 54.72 | 7.2094 | 3.9748 | 3.9376 | 0.037156 | 0.9348% | 1028.75 | 51.4981 | 0 | 977.2519 | 1028.75 | 54.72 | 0 | 974.03 | Summer | 0 | 0 | 0 | 0 | 0 | 0 | 0 | 1 | 0 | 1
1976-09-13 | 9 | 13 | 12:00 | 24.4 | 12 | 2 | 76 |  | 0 | 0 | 5.2502 | 5.2502 | 95% | 0.7529 | 51.4981 | 6.7849 | 3.7408 | 3.5537 | 0.18704 | 5% | 15.0183 | 0.8 | 0.8 | 0.8 | 54.72 | 7.2094 | 3.9748 | 3.9376 | 0.037156 | 0.9348% | 1032.25 | 51.4981 | 0 | 980.7519 | 1032.25 | 54.72 | 0 | 977.53 | Summer | 0 | 0 | 0 | 0 | 0 | 0 | 0 | 1 | 0 | 1
1976-09-13 | 9 | 13 | 13:00 | 25.6 | 13 | 2 | 78 |  | 0 | 0 | 4.7252 | 4.7252 | 95% | 0.67761 | 46.3483 | 6.1064 | 3.3667 | 3.1984 | 0.16833 | 5% | 14.799 | 0.8 | 0.8 | 0.8 | 54.72 | 7.2094 | 3.9748 | 3.5439 | 0.43092 | 10.84% | 1017.25 | 46.3483 | 0 | 970.9017 | 1017.25 | 54.72 | 0 | 962.53 | Summer | 0 | 0 | 0 | 0 | 0 | 0 | 0 | 1 | 0 | 1
1976-09-13 | 9 | 13 | 14:00 | 26.1 | 14 | 2 | 79 |  | 0 | 0 | 3.9376 | 3.9376 | 95% | 0.56467 | 38.6235 | 5.0887 | 2.8056 | 2.6653 | 0.14028 | 5% | 14.6016 | 0.8 | 0.8 | 0.8 | 54.72 | 7.2094 | 3.9748 | 2.9532 | 1.0216 | 25.7% | 1003.75 | 38.6235 | 0 | 965.1265 | 1003.75 | 54.72 | 0 | 949.03 | Summer | 0 | 0 | 0 | 0 | 0 | 0 | 0 | 1 | 0 | 1
1976-09-13 | 9 | 13 | 15:00 | 27.2 | 15 | 2 | 81 |  | 0 | 0 | 3.6751 | 3.6751 | 95% | 0.52703 | 36.0486 | 4.7494 | 2.6185 | 2.4876 | 0.13093 | 5% | 14.7442 | 0.8 | 0.8 | 0.8 | 54.72 | 7.2094 | 3.9748 | 2.7564 | 1.2184 | 30.65% | 1013.5 | 36.0486 | 0 | 977.4514 | 1013.5 | 54.72 | 0 | 958.78 | Summer | 0 | 0 | 0 | 0 | 0 | 0 | 0 | 1 | 0 | 1
1976-09-13 | 9 | 13 | 16:00 | 27.8 | 16 | 2 | 82 |  | 0 | 0 | 3.6751 | 3.6751 | 95% | 0.52703 | 36.0486 | 4.7494 | 2.6185 | 2.4876 | 0.13093 | 5% | 14.3202 | 0.8 | 0.8 | 0.8 | 54.72 | 7.2094 | 3.9748 | 2.7564 | 1.2184 | 30.65% | 984.5 | 36.0486 | 0 | 948.4514 | 984.5 | 54.72 | 0 | 929.78 | Summer | 0 | 0 | 0 | 0 | 0 | 0 | 0 | 1 | 0 | 1
1976-09-13 | 9 | 13 | 17:00 | 26.7 | 17 | 2 | 80 |  | 0 | 0 | 4.7252 | 4.7252 | 95% | 0.67761 | 46.3483 | 6.1064 | 3.3667 | 3.1984 | 0.16833 | 5% | 14.3238 | 0.8 | 0.8 | 0.8 | 54.72 | 7.2094 | 3.9748 | 3.5439 | 0.43092 | 10.84% | 984.75 | 46.3483 | 0 | 938.4017 | 984.75 | 54.72 | 0 | 930.03 | Summer | 0 | 0 | 0 | 0 | 0 | 0 | 0 | 1 | 0 | 1
1976-09-13 | 9 | 13 | 18:00 | 25 | 18 | 2 | 77 |  | 0 | 0 | 6.0377 | 6.0377 | 95% | 0.86583 | 59.2228 | 7.8026 | 4.3019 | 4.0868 | 0.21509 | 5% | 14.2142 | 0.8 | 0.8 | 0.8 | 54.72 | 7.2094 | 3.9748 | 3.9748 | 0 | 0% | 977.25 | 59.2228 | 0 | 918.0272 | 977.25 | 54.72 | 0 | 922.53 | Summer | 0 | 0 | 0 | 0 | 0 | 0 | 0 | 1 | 0 | 1
1976-09-13 | 9 | 13 | 19:00 | 23.9 | 19 | 2 | 75 |  | 0 | 0 | 6.5627 | 6.5627 | 95% | 0.94112 | 64.3726 | 8.4811 | 4.676 | 4.4422 | 0.2338 | 5% | 14.0168 | 0.8 | 0.8 | 0.8 | 54.72 | 7.2094 | 3.9748 | 3.9748 | 0 | 0% | 963.75 | 64.3726 | 0 | 899.3774 | 963.75 | 54.72 | 0 | 909.03 | Summer | 0 | 0 | 0 | 0 | 0 | 0 | 0 | 1 | 0 | 1
1976-09-13 | 9 | 13 | 20:00 | 22.8 | 20 | 2 | 73 |  | 0 | 0 | 5.7752 | 5.7752 | 95% | 0.82819 | 56.6479 | 7.4634 | 4.1148 | 3.9091 | 0.20574 | 5% | 14.0278 | 0.8 | 0.8 | 0.8 | 54.72 | 7.2094 | 3.9748 | 3.9748 | 0 | 0% | 964.5 | 56.6479 | 0 | 907.8521 | 964.5 | 54.72 | 0 | 909.78 | Summer | 0 | 0 | 0 | 0 | 0 | 0 | 0 | 1 | 0 | 1
1976-09-13 | 9 | 13 | 21:00 | 21.1 | 21 | 2 | 70 |  | 0 | 0 | 4.7252 | 4.7252 | 95% | 0.67761 | 46.3483 | 6.1064 | 3.3667 | 3.1984 | 0.16833 | 5% | 13.3772 | 0.8 | 0.8 | 0.8 | 54.72 | 7.2094 | 3.9748 | 3.5439 | 0.43092 | 10.84% | 920 | 46.3483 | 0 | 873.6517 | 920 | 54.72 | 0 | 865.28 | Summer | 0 | 0 | 0 | 0 | 0 | 0 | 0 | 1 | 0 | 1
1976-09-13 | 9 | 13 | 22:00 | 20 | 22 | 2 | 68 |  | 0 | 0 | 4.2002 | 4.2002 | 95% | 0.60232 | 41.1985 | 5.4279 | 2.9926 | 2.843 | 0.14963 | 5% | 13.3772 | 0.8 | 0.8 | 0.8 | 54.72 | 7.2094 | 3.9748 | 3.1501 | 0.82468 | 20.75% | 920 | 41.1985 | 0 | 878.8015 | 920 | 54.72 | 0 | 865.28 | Summer | 0 | 0 | 0 | 0 | 0 | 0 | 0 | 1 | 0 | 1
1976-09-13 | 9 | 13 | 23:00 | 21.7 | 23 | 2 | 71 |  | 0 | 0 | 5.2502 | 5.2502 | 95% | 0.7529 | 51.4981 | 6.7849 | 3.7408 | 3.5537 | 0.18704 | 5% | 13.0958 | 0.8 | 0.8 | 0.8 | 54.72 | 7.2094 | 3.9748 | 3.9376 | 0.037156 | 0.9348% | 900.75 | 51.4981 | 0 | 849.2519 | 900.75 | 54.72 | 0 | 846.03 | Summer | 0 | 0 | 0 | 0 | 0 | 0 | 0 | 1 | 0 | 1
1976-09-13 | 9 | 13 | 24:00 | 20 | 0 | 2 | 68 |  | 0 | 0 | 4.2002 | 4.2002 | 95% | 0.60232 | 41.1985 | 5.4279 | 2.9926 | 2.843 | 0.14963 | 5% | 13.3333 | 0 | 0 | 0 | 0 | 0 | 0 | 0 | 0 | 0% | 917 | 41.1985 | 0 | 875.8015 | 917 | 0 | 0 | 917 | Summer | 0 | 0 | 0 | 0 | 0 | 0 | 0 | 1 | 0 | 1
1976-09-14 | 9 | 14 | 1:00 | 18.9 | 1 | 2 | 66 |  | 0 | 0 | 3.9376 | 3.9376 | 95% | 0.56467 | 38.6235 | 5.0887 | 2.8056 | 2.6653 | 0.14028 | 5% | 13.6842 | 0 | 0 | 0 | 0 | 0 | 0 | 0 | 0 | 0% | 941 | 38.6235 | 0 | 902.3765 | 941 | 0 | 0 | 941 | Summer | 0 | 0 | 0 | 0 | 0 | 0 | 0 | 1 | 0 | 1
1976-09-14 | 9 | 14 | 2:00 | 18.3 | 2 | 2 | 65 |  | 0 | 0 | 3.1501 | 3.1501 | 95% | 0 | 0 | 0 | 0 | 0 | 0 | 5% | 13.3991 | 0 | 0 | 0 | 0 | 0 | 0 | 0 | 0 | 0% | 921.5 | 0 | 0 | 921.5 | 921.5 | 0 | 0 | 921.5 | Summer | 0 | 0 | 0 | 0 | 0 | 1 | 0 | 1 | 0 | 0
1976-09-14 | 9 | 14 | 3:00 | 17.8 | 3 | 2 | 64 |  | 0 | 0 | 3.4126 | 3.4126 | 95% | 0 | 0 | 0 | 0 | 0 | 0 | 5% | 13.242 | 0 | 0 | 0 | 0 | 0 | 0 | 0 | 0 | 0% | 910.75 | 0 | 0 | 910.75 | 910.75 | 0 | 0 | 910.75 | Summer | 0 | 0 | 0 | 0 | 0 | 1 | 0 | 1 | 0 | 0
1976-09-14 | 9 | 14 | 4:00 | 17.2 | 4 | 2 | 63 |  | 0 | 0 | 3.1501 | 3.1501 | 95% | 0 | 0 | 0 | 0 | 0 | 0 | 5% | 11.8129 | 0 | 0 | 0 | 0 | 0 | 0 | 0 | 0 | 0% | 813 | 0 | 0 | 813 | 813 | 0 | 0 | 813 | Summer | 0 | 0 | 0 | 0 | 0 | 1 | 0 | 1 | 0 | 0
1976-09-14 | 9 | 14 | 5:00 | 16.7 | 5 | 2 | 62 |  | 0 | 0 | 3.1501 | 3.1501 | 95% | 0 | 0 | 0 | 0 | 0 | 0 | 5% | 12.1199 | 0 | 0 | 0 | 0 | 0 | 0 | 0 | 0 | 0% | 834 | 0 | 0 | 834 | 834 | 0 | 0 | 834 | Summer | 0 | 0 | 0 | 0 | 0 | 1 | 0 | 1 | 0 | 0
1976-09-14 | 9 | 14 | 6:00 | 17.8 | 6 | 2 | 64 |  | 0 | 0 | 3.9376 | 3.9376 | 95% | 0.56467 | 38.6235 | 5.0887 | 2.8056 | 2.6653 | 0.14028 | 5% | 12.5475 | 0.8 | 0.8 | 0.8 | 54.72 | 7.2094 | 3.9748 | 2.9532 | 1.0216 | 25.7% | 863.25 | 38.6235 | 0 | 824.6265 | 863.25 | 54.72 | 0 | 808.53 | Summer | 0 | 0 | 0 | 0 | 0 | 0 | 0 | 1 | 0 | 1
1976-09-14 | 9 | 14 | 7:00 | 18.3 | 7 | 2 | 65 |  | 0 | 0 | 4.7252 | 4.7252 | 95% | 0.67761 | 46.3483 | 6.1064 | 3.3667 | 3.1984 | 0.16833 | 5% | 12.7412 | 0.8 | 0.8 | 0.8 | 54.72 | 7.2094 | 3.9748 | 3.5439 | 0.43092 | 10.84% | 876.5 | 46.3483 | 0 | 830.1517 | 876.5 | 54.72 | 0 | 821.78 | Summer | 0 | 0 | 0 | 0 | 0 | 0 | 0 | 1 | 0 | 1
1976-09-14 | 9 | 14 | 8:00 | 22.2 | 8 | 2 | 72 |  | 0 | 0 | 7.6128 | 7.6128 | 95% | 1 | 68.4 | 9.0117 | 4.9685 | 4.7201 | 0.24843 | 5% | 13.1981 | 0.8 | 0.8 | 0.8 | 54.72 | 7.2094 | 3.9748 | 3.9748 | 0 | 0% | 907.75 | 68.4 | 0 | 839.35 | 907.75 | 54.72 | 0 | 853.03 | Summer | 0 | 0 | 0 | 0 | 0 | 0 | 0 | 0 | 1 | 1
1976-09-14 | 9 | 14 | 9:00 | 26.1 | 9 | 2 | 79 |  | 0 | 0 | 6.5627 | 6.5627 | 95% | 0.94112 | 64.3726 | 8.4811 | 4.676 | 4.4422 | 0.2338 | 5% | 13.114 | 0.8 | 0.8 | 0.8 | 54.72 | 7.2094 | 3.9748 | 3.9748 | 0 | 0% | 902 | 64.3726 | 0 | 837.6274 | 902 | 54.72 | 0 | 847.28 | Summer | 0 | 0 | 0 | 0 | 0 | 0 | 0 | 1 | 0 | 1
1976-09-14 | 9 | 14 | 10:00 | 27.2 | 10 | 2 | 81 |  | 0 | 0 | 6.0377 | 6.0377 | 95% | 0.86583 | 59.2228 | 7.8026 | 4.3019 | 4.0868 | 0.21509 | 5% | 13.1287 | 0.8 | 0.8 | 0.8 | 54.72 | 7.2094 | 3.9748 | 3.9748 | 0 | 0% | 903 | 59.2228 | 0 | 843.7772 | 903 | 54.72 | 0 | 848.28 | Summer | 0 | 0 | 0 | 0 | 0 | 0 | 0 | 1 | 0 | 1
1976-09-14 | 9 | 14 | 11:00 | 28.9 | 11 | 2 | 84 |  | 0 | 0 | 5.2502 | 5.2502 | 95% | 0.7529 | 51.4981 | 6.7849 | 3.7408 | 3.5537 | 0.18704 | 5% | 13.3699 | 0.8 | 0.8 | 0.8 | 54.72 | 7.2094 | 3.9748 | 3.9376 | 0.037156 | 0.9348% | 919.5 | 51.4981 | 0 | 868.0019 | 919.5 | 54.72 | 0 | 864.78 | Summer | 0 | 0 | 0 | 0 | 0 | 0 | 0 | 1 | 0 | 1
1976-09-14 | 9 | 14 | 12:00 | 29.4 | 12 | 2 | 85 |  | 0 | 0 | 5.2502 | 5.2502 | 95% | 0.7529 | 51.4981 | 6.7849 | 3.7408 | 3.5537 | 0.18704 | 5% | 13.443 | 0.8 | 0.8 | 0.8 | 54.72 | 7.2094 | 3.9748 | 3.9376 | 0.037156 | 0.9348% | 924.5 | 51.4981 | 0 | 873.0019 | 924.5 | 54.72 | 0 | 869.78 | Summer | 0 | 0 | 0 | 0 | 0 | 0 | 0 | 1 | 0 | 1
1976-09-14 | 9 | 14 | 13:00 | 30 | 13 | 2 | 86 |  | 0 | 0 | 4.7252 | 4.7252 | 95% | 0.67761 | 46.3483 | 6.1064 | 3.3667 | 3.1984 | 0.16833 | 5% | 13.9327 | 0.8 | 0.8 | 0.8 | 54.72 | 7.2094 | 3.9748 | 3.5439 | 0.43092 | 10.84% | 958 | 46.3483 | 0 | 911.6517 | 958 | 54.72 | 0 | 903.28 | Summer | 0 | 0 | 0 | 0 | 0 | 0 | 0 | 1 | 0 | 1
1976-09-14 | 9 | 14 | 14:00 | 31.1 | 14 | 2 | 88 |  | 0 | 0 | 3.9376 | 3.9376 | 95% | 0.56467 | 38.6235 | 5.0887 | 2.8056 | 2.6653 | 0.14028 | 5% | 13.7865 | 0.8 | 0.8 | 0.8 | 54.72 | 7.2094 | 3.9748 | 2.9532 | 1.0216 | 25.7% | 948 | 38.6235 | 0 | 909.3765 | 948 | 54.72 | 0 | 893.28 | Summer | 0 | 0 | 0 | 0 | 0 | 0 | 0 | 1 | 0 | 1
1976-09-14 | 9 | 14 | 15:00 | 31.1 | 15 | 2 | 88 |  | 0 | 0 | 3.6751 | 3.6751 | 95% | 0.52703 | 36.0486 | 4.7494 | 2.6185 | 2.4876 | 0.13093 | 5% | 13.8743 | 0.8 | 0.8 | 0.8 | 54.72 | 7.2094 | 3.9748 | 2.7564 | 1.2184 | 30.65% | 954 | 36.0486 | 0 | 917.9514 | 954 | 54.72 | 0 | 899.28 | Summer | 0 | 0 | 0 | 0 | 0 | 0 | 0 | 1 | 0 | 1
1976-09-14 | 9 | 14 | 16:00 | 29.4 | 16 | 2 | 85 |  | 0 | 0 | 3.6751 | 3.6751 | 95% | 0.52703 | 36.0486 | 4.7494 | 2.6185 | 2.4876 | 0.13093 | 5% | 13.7573 | 0.8 | 0.8 | 0.8 | 54.72 | 7.2094 | 3.9748 | 2.7564 | 1.2184 | 30.65% | 946 | 36.0486 | 0 | 909.9514 | 946 | 54.72 | 0 | 891.28 | Summer | 0 | 0 | 0 | 0 | 0 | 0 | 0 | 1 | 0 | 1
1976-09-14 | 9 | 14 | 17:00 | 28.9 | 17 | 2 | 84 |  | 0 | 0 | 4.7252 | 4.7252 | 95% | 0.67761 | 46.3483 | 6.1064 | 3.3667 | 3.1984 | 0.16833 | 5% | 13.8925 | 0.8 | 0.8 | 0.8 | 54.72 | 7.2094 | 3.9748 | 3.5439 | 0.43092 | 10.84% | 955.25 | 46.3483 | 0 | 908.9017 | 955.25 | 54.72 | 0 | 900.53 | Summer | 0 | 0 | 0 | 0 | 0 | 0 | 0 | 1 | 0 | 1
1976-09-14 | 9 | 14 | 18:00 | 25.6 | 18 | 2 | 78 |  | 0 | 0 | 6.0377 | 6.0377 | 95% | 0.86583 | 59.2228 | 7.8026 | 4.3019 | 4.0868 | 0.21509 | 5% | 13.7975 | 0.8 | 0.8 | 0.8 | 54.72 | 7.2094 | 3.9748 | 3.9748 | 0 | 0% | 948.75 | 59.2228 | 0 | 889.5272 | 948.75 | 54.72 | 0 | 894.03 | Summer | 0 | 0 | 0 | 0 | 0 | 0 | 0 | 1 | 0 | 1
1976-09-14 | 9 | 14 | 19:00 | 23.3 | 19 | 2 | 74 |  | 0 | 0 | 6.5627 | 6.5627 | 95% | 0.94112 | 64.3726 | 8.4811 | 4.676 | 4.4422 | 0.2338 | 5% | 13.7171 | 0.8 | 0.8 | 0.8 | 54.72 | 7.2094 | 3.9748 | 3.9748 | 0 | 0% | 943.25 | 64.3726 | 0 | 878.8774 | 943.25 | 54.72 | 0 | 888.53 | Summer | 0 | 0 | 0 | 0 | 0 | 0 | 0 | 1 | 0 | 1
1976-09-14 | 9 | 14 | 20:00 | 23.3 | 20 | 2 | 74 |  | 0 | 0 | 5.7752 | 5.7752 | 95% | 0.82819 | 56.6479 | 7.4634 | 4.1148 | 3.9091 | 0.20574 | 5% | 13.5526 | 0.8 | 0.8 | 0.8 | 54.72 | 7.2094 | 3.9748 | 3.9748 | 0 | 0% | 932 | 56.6479 | 0 | 875.3521 | 932 | 54.72 | 0 | 877.28 | Summer | 0 | 0 | 0 | 0 | 0 | 0 | 0 | 1 | 0 | 1
1976-09-14 | 9 | 14 | 21:00 | 22.2 | 21 | 2 | 72 |  | 0 | 0 | 4.7252 | 4.7252 | 95% | 0.67761 | 46.3483 | 6.1064 | 3.3667 | 3.1984 | 0.16833 | 5% | 13.114 | 0.8 | 0.8 | 0.8 | 54.72 | 7.2094 | 3.9748 | 3.5439 | 0.43092 | 10.84% | 902 | 46.3483 | 0 | 855.6517 | 902 | 54.72 | 0 | 847.28 | Summer | 0 | 0 | 0 | 0 | 0 | 0 | 0 | 1 | 0 | 1
1976-09-14 | 9 | 14 | 22:00 | 21.7 | 22 | 2 | 71 |  | 0 | 0 | 4.2002 | 4.2002 | 95% | 0.60232 | 41.1985 | 5.4279 | 2.9926 | 2.843 | 0.14963 | 5% | 12.3538 | 0.8 | 0.8 | 0.8 | 54.72 | 7.2094 | 3.9748 | 3.1501 | 0.82468 | 20.75% | 850 | 41.1985 | 0 | 808.8015 | 850 | 54.72 | 0 | 795.28 | Summer | 0 | 0 | 0 | 0 | 0 | 0 | 0 | 1 | 0 | 1
1976-09-14 | 9 | 14 | 23:00 | 21.7 | 23 | 2 | 71 |  | 0 | 0 | 5.2502 | 5.2502 | 95% | 0.7529 | 51.4981 | 6.7849 | 3.7408 | 3.5537 | 0.18704 | 5% | 12.7705 | 0.8 | 0.8 | 0.8 | 54.72 | 7.2094 | 3.9748 | 3.9376 | 0.037156 | 0.9348% | 878.5 | 51.4981 | 0 | 827.0019 | 878.5 | 54.72 | 0 | 823.78 | Summer | 0 | 0 | 0 | 0 | 0 | 0 | 0 | 1 | 0 | 1
1976-09-14 | 9 | 14 | 24:00 | 20.6 | 0 | 2 | 69 |  | 0 | 0 | 4.2002 | 4.2002 | 95% | 0.60232 | 41.1985 | 5.4279 | 2.9926 | 2.843 | 0.14963 | 5% | 13.0592 | 0 | 0 | 0 | 0 | 0 | 0 | 0 | 0 | 0% | 898.25 | 41.1985 | 0 | 857.0515 | 898.25 | 0 | 0 | 898.25 | Summer | 0 | 0 | 0 | 0 | 0 | 0 | 0 | 1 | 0 | 1
1976-09-15 | 9 | 15 | 1:00 | 20.6 | 1 | 1 | 69 |  | 0 | 0 | 3.9376 | 3.9376 | 95% | 0.56467 | 38.6235 | 5.0887 | 2.8056 | 2.6653 | 0.14028 | 5% | 12.6243 | 0 | 0 | 0 | 0 | 0 | 0 | 0 | 0 | 0% | 868.5 | 38.6235 | 0 | 829.8765 | 868.5 | 0 | 0 | 868.5 | Summer | FALSE | 0 | 0 | 0 | 0 | 0 | 0 | 1 | 0 | 1
1976-09-15 | 9 | 15 | 2:00 | 20 | 2 | 1 | 68 |  | 0 | 0 | 3.1501 | 3.1501 | 95% | 0 | 0 | 0 | 0 | 0 | 0 | 5% | 12.5877 | 0 | 0 | 0 | 0 | 0 | 0 | 0 | 0 | 0% | 866 | 0 | 0 | 866 | 866 | 0 | 0 | 866 | Summer | FALSE | 0 | 0 | 0 | 0 | 1 | 0 | 1 | 0 | 0
1976-09-15 | 9 | 15 | 3:00 | 18.3 | 3 | 1 | 65 |  | 0 | 0 | 3.4126 | 3.4126 | 95% | 0 | 0 | 0 | 0 | 0 | 0 | 5% | 11.9481 | 0 | 0 | 0 | 0 | 0 | 0 | 0 | 0 | 0% | 822.25 | 0 | 0 | 822.25 | 822.25 | 0 | 0 | 822.25 | Summer | FALSE | 0 | 0 | 0 | 0 | 1 | 0 | 1 | 0 | 0
1976-09-15 | 9 | 15 | 4:00 | 18.3 | 4 | 1 | 65 |  | 0 | 0 | 3.1501 | 3.1501 | 95% | 0 | 0 | 0 | 0 | 0 | 0 | 5% | 8.8779 | 0 | 0 | 0 | 0 | 0 | 0 | 0 | 0 | 0% | 612.25 | 0 | 0 | 612.25 | 612.25 | 0 | 0 | 612.25 | Summer | FALSE | 0 | 0 | 0 | 0 | 1 | 0 | 1 | 0 | 0
1976-09-15 | 9 | 15 | 5:00 | 17.2 | 5 | 1 | 63 |  | 0 | 0 | 3.1501 | 3.1501 | 95% | 0 | 0 | 0 | 0 | 0 | 0 | 5% | 9.1118 | 0 | 0 | 0 | 0 | 0 | 0 | 0 | 0 | 0% | 628.25 | 0 | 0 | 628.25 | 628.25 | 0 | 0 | 628.25 | Summer | FALSE | 0 | 0 | 0 | 0 | 1 | 0 | 1 | 0 | 0
1976-09-15 | 9 | 15 | 6:00 | 18.3 | 6 | 1 | 65 |  | 0 | 0 | 3.9376 | 3.9376 | 95% | 0.56467 | 38.6235 | 5.0887 | 2.8056 | 2.6653 | 0.14028 | 5% | 9.8246 | 0.8 | 0.8 | 0.8 | 54.72 | 7.2094 | 3.9748 | 2.9532 | 1.0216 | 25.7% | 677 | 38.6235 | 0 | 638.3765 | 677 | 54.72 | 0 | 622.28 | Summer | FALSE | 0 | 0 | 0 | 0 | 0 | 0 | 1 | 0 | 1
1976-09-15 | 9 | 15 | 7:00 | 19.4 | 7 | 1 | 67 |  | 0 | 0 | 4.7252 | 4.7252 | 95% | 0.67761 | 46.3483 | 6.1064 | 3.3667 | 3.1984 | 0.16833 | 5% | 10.4094 | 0.8 | 0.8 | 0.8 | 54.72 | 7.2094 | 3.9748 | 3.5439 | 0.43092 | 10.84% | 717 | 46.3483 | 0 | 670.6517 | 717 | 54.72 | 0 | 662.28 | Summer | FALSE | 0 | 0 | 0 | 0 | 0 | 0 | 1 | 0 | 1
1976-09-15 | 9 | 15 | 8:00 | 20.6 | 8 | 1 | 69 |  | 0 | 0 | 7.6128 | 7.6128 | 95% | 1 | 68.4 | 9.0117 | 4.9685 | 4.7201 | 0.24843 | 5% | 13.3808 | 0.8 | 0.8 | 0.8 | 54.72 | 7.2094 | 3.9748 | 3.9748 | 0 | 0% | 920.25 | 68.4 | 0 | 851.85 | 920.25 | 54.72 | 0 | 865.53 | Summer | FALSE | 0 | 0 | 0 | 0 | 0 | 0 | 0 | 1 | 1
1976-09-15 | 9 | 15 | 9:00 | 22.2 | 9 | 1 | 72 |  | 0 | 0 | 6.5627 | 6.5627 | 95% | 0.94112 | 64.3726 | 8.4811 | 4.676 | 4.4422 | 0.2338 | 5% | 13.4686 | 0.8 | 0.8 | 0.8 | 54.72 | 7.2094 | 3.9748 | 3.9748 | 0 | 0% | 926.25 | 64.3726 | 0 | 861.8774 | 926.25 | 54.72 | 0 | 871.53 | Summer | FALSE | 0 | 0 | 0 | 0 | 0 | 0 | 1 | 0 | 1
1976-09-15 | 9 | 15 | 10:00 | 24.4 | 10 | 1 | 76 |  | 0 | 0 | 6.0377 | 6.0377 | 95% | 0.86583 | 59.2228 | 7.8026 | 4.3019 | 4.0868 | 0.21509 | 5% | 15.2449 | 0.8 | 0.8 | 0.8 | 54.72 | 7.2094 | 3.9748 | 3.9748 | 0 | 0% | 1047.75 | 59.2228 | 0 | 988.5272 | 1047.75 | 54.72 | 0 | 993.03 | Summer | FALSE | 0 | 0 | 0 | 0 | 0 | 0 | 1 | 0 | 1
1976-09-15 | 9 | 15 | 11:00 | 25 | 11 | 1 | 77 |  | 0 | 0 | 5.2502 | 5.2502 | 95% | 0.7529 | 51.4981 | 6.7849 | 3.7408 | 3.5537 | 0.18704 | 5% | 15.2997 | 0.8 | 0.8 | 0.8 | 54.72 | 7.2094 | 3.9748 | 3.9376 | 0.037156 | 0.9348% | 1051.5 | 51.4981 | 0 | 1000.0019 | 1051.5 | 54.72 | 0 | 996.78 | Summer | FALSE | 0 | 0 | 0 | 0 | 0 | 0 | 1 | 0 | 1
1976-09-15 | 9 | 15 | 12:00 | 26.1 | 12 | 1 | 79 |  | 0 | 0 | 5.2502 | 5.2502 | 95% | 0.7529 | 51.4981 | 6.7849 | 3.7408 | 3.5537 | 0.18704 | 5% | 15.6725 | 0.8 | 0.8 | 0.8 | 54.72 | 7.2094 | 3.9748 | 3.9376 | 0.037156 | 0.9348% | 1077 | 51.4981 | 0 | 1025.5019 | 1077 | 54.72 | 0 | 1022.28 | Summer | FALSE | 0 | 0 | 0 | 0 | 0 | 0 | 1 | 0 | 1
1976-09-15 | 9 | 15 | 13:00 | 26.1 | 13 | 1 | 79 |  | 0 | 0 | 4.7252 | 4.7252 | 95% | 0.67761 | 46.3483 | 6.1064 | 3.3667 | 3.1984 | 0.16833 | 5% | 15.7529 | 0.8 | 0.8 | 0.8 | 54.72 | 7.2094 | 3.9748 | 3.5439 | 0.43092 | 10.84% | 1082.5 | 46.3483 | 0 | 1036.1517 | 1082.5 | 54.72 | 0 | 1027.78 | Summer | FALSE | 1 | 1 | 46.3483 | 54.72 | 0 | 0 | 1 | 0 | 1
1976-09-15 | 9 | 15 | 14:00 | 26.7 | 14 | 1 | 80 |  | 0 | 0 | 3.9376 | 3.9376 | 95% | 0.56467 | 38.6235 | 5.0887 | 2.8056 | 2.6653 | 0.14028 | 5% | 15.8626 | 0.8 | 0.8 | 0.8 | 54.72 | 7.2094 | 3.9748 | 2.9532 | 1.0216 | 25.7% | 1090 | 38.6235 | 0 | 1051.3765 | 1090 | 54.72 | 0 | 1035.28 | Summer | FALSE | 1 | 1 | 38.6235 | 54.72 | 0 | 0 | 1 | 0 | 1
1976-09-15 | 9 | 15 | 15:00 | 26.1 | 15 | 1 | 79 |  | 0 | 0 | 3.6751 | 3.6751 | 95% | 0.52703 | 36.0486 | 4.7494 | 2.6185 | 2.4876 | 0.13093 | 5% | 16.3414 | 0.8 | 0.8 | 0.8 | 54.72 | 7.2094 | 3.9748 | 2.7564 | 1.2184 | 30.65% | 1122.75 | 36.0486 | 0 | 1086.7014 | 1122.75 | 54.72 | 0 | 1068.03 | Summer | FALSE | 1 | 1 | 36.0486 | 54.72 | 0 | 0 | 1 | 0 | 1
1976-09-15 | 9 | 15 | 16:00 | 25.6 | 16 | 1 | 78 |  | 0 | 0 | 3.6751 | 3.6751 | 95% | 0.52703 | 36.0486 | 4.7494 | 2.6185 | 2.4876 | 0.13093 | 5% | 15.8443 | 0.8 | 0.8 | 0.8 | 54.72 | 7.2094 | 3.9748 | 2.7564 | 1.2184 | 30.65% | 1088.75 | 36.0486 | 0 | 1052.7014 | 1088.75 | 54.72 | 0 | 1034.03 | Summer | FALSE | 1 | 1 | 36.0486 | 54.72 | 0 | 0 | 1 | 0 | 1
1976-09-15 | 9 | 15 | 17:00 | 25 | 17 | 1 | 77 |  | 0 | 0 | 4.7252 | 4.7252 | 95% | 0.67761 | 46.3483 | 6.1064 | 3.3667 | 3.1984 | 0.16833 | 5% | 16.4072 | 0.8 | 0.8 | 0.8 | 54.72 | 7.2094 | 3.9748 | 3.5439 | 0.43092 | 10.84% | 1127.25 | 46.3483 | 0 | 1080.9017 | 1127.25 | 54.72 | 0 | 1072.53 | Summer | FALSE | 0 | 0 | 0 | 0 | 0 | 0 | 1 | 0 | 1
1976-09-15 | 9 | 15 | 18:00 | 23.9 | 18 | 1 | 75 |  | 0 | 0 | 6.0377 | 6.0377 | 95% | 0.86583 | 59.2228 | 7.8026 | 4.3019 | 4.0868 | 0.21509 | 5% | 15.4423 | 0.8 | 0.8 | 0.8 | 54.72 | 7.2094 | 3.9748 | 3.9748 | 0 | 0% | 1061.25 | 59.2228 | 0 | 1002.0272 | 1061.25 | 54.72 | 0 | 1006.53 | Summer | FALSE | 0 | 0 | 0 | 0 | 0 | 0 | 1 | 0 | 1
1976-09-15 | 9 | 15 | 19:00 | 23.3 | 19 | 1 | 74 |  | 0 | 0 | 6.5627 | 6.5627 | 95% | 0.94112 | 64.3726 | 8.4811 | 4.676 | 4.4422 | 0.2338 | 5% | 14.375 | 0.8 | 0.8 | 0.8 | 54.72 | 7.2094 | 3.9748 | 3.9748 | 0 | 0% | 988.25 | 64.3726 | 0 | 923.8774 | 988.25 | 54.72 | 0 | 933.53 | Summer | FALSE | 0 | 0 | 0 | 0 | 0 | 0 | 1 | 0 | 1
1976-09-15 | 9 | 15 | 20:00 | 21.7 | 20 | 1 | 71 |  | 0 | 0 | 5.7752 | 5.7752 | 95% | 0.82819 | 56.6479 | 7.4634 | 4.1148 | 3.9091 | 0.20574 | 5% | 14.0972 | 0.8 | 0.8 | 0.8 | 54.72 | 7.2094 | 3.9748 | 3.9748 | 0 | 0% | 969.25 | 56.6479 | 0 | 912.6021 | 969.25 | 54.72 | 0 | 914.53 | Summer | FALSE | 0 | 0 | 0 | 0 | 0 | 0 | 1 | 0 | 1
1976-09-15 | 9 | 15 | 21:00 | 21.7 | 21 | 1 | 71 |  | 0 | 0 | 4.7252 | 4.7252 | 95% | 0.67761 | 46.3483 | 6.1064 | 3.3667 | 3.1984 | 0.16833 | 5% | 13.242 | 0.8 | 0.8 | 0.8 | 54.72 | 7.2094 | 3.9748 | 3.5439 | 0.43092 | 10.84% | 910.75 | 46.3483 | 0 | 864.4017 | 910.75 | 54.72 | 0 | 856.03 | Summer | FALSE | 0 | 0 | 0 | 0 | 0 | 0 | 1 | 0 | 1
1976-09-15 | 9 | 15 | 22:00 | 20.6 | 22 | 1 | 69 |  | 0 | 0 | 4.2002 | 4.2002 | 95% | 0.60232 | 41.1985 | 5.4279 | 2.9926 | 2.843 | 0.14963 | 5% | 12.8838 | 0.8 | 0.8 | 0.8 | 54.72 | 7.2094 | 3.9748 | 3.1501 | 0.82468 | 20.75% | 886.25 | 41.1985 | 0 | 845.0515 | 886.25 | 54.72 | 0 | 831.53 | Summer | FALSE | 0 | 0 | 0 | 0 | 0 | 0 | 1 | 0 | 1
1976-09-15 | 9 | 15 | 23:00 | 20 | 23 | 1 | 68 |  | 0 | 0 | 5.2502 | 5.2502 | 95% | 0.7529 | 51.4981 | 6.7849 | 3.7408 | 3.5537 | 0.18704 | 5% | 11.8823 | 0.8 | 0.8 | 0.8 | 54.72 | 7.2094 | 3.9748 | 3.9376 | 0.037156 | 0.9348% | 817.75 | 51.4981 | 0 | 766.2519 | 817.75 | 54.72 | 0 | 763.03 | Summer | FALSE | 0 | 0 | 0 | 0 | 0 | 0 | 1 | 0 | 1
1976-09-15 | 9 | 15 | 24:00 | 20 | 0 | 1 | 68 |  | 0 | 0 | 4.2002 | 4.2002 | 95% | 0.60232 | 41.1985 | 5.4279 | 2.9926 | 2.843 | 0.14963 | 5% | 10.3801 | 0 | 0 | 0 | 0 | 0 | 0 | 0 | 0 | 0% | 715 | 41.1985 | 0 | 673.8015 | 715 | 0 | 0 | 715 | Summer | FALSE | 0 | 0 | 0 | 0 | 0 | 0 | 1 | 0 | 1
1976-09-16 | 9 | 16 | 1:00 | 19.4 | 1 | 1 | 67 |  | 0 | 0 | 3.9376 | 3.9376 | 95% | 0.56467 | 38.6235 | 5.0887 | 2.8056 | 2.6653 | 0.14028 | 5% | 11.7178 | 0 | 0 | 0 | 0 | 0 | 0 | 0 | 0 | 0% | 806.5 | 38.6235 | 0 | 767.8765 | 806.5 | 0 | 0 | 806.5 | Summer | FALSE | 0 | 0 | 0 | 0 | 0 | 0 | 1 | 0 | 1
1976-09-16 | 9 | 16 | 2:00 | 18.9 | 2 | 1 | 66 |  | 0 | 0 | 3.1501 | 3.1501 | 95% | 0 | 0 | 0 | 0 | 0 | 0 | 5% | 10.8845 | 0 | 0 | 0 | 0 | 0 | 0 | 0 | 0 | 0% | 749.5 | 0 | 0 | 749.5 | 749.5 | 0 | 0 | 749.5 | Summer | FALSE | 0 | 0 | 0 | 0 | 1 | 0 | 1 | 0 | 0
1976-09-16 | 9 | 16 | 3:00 | 18.3 | 3 | 1 | 65 |  | 0 | 0 | 3.4126 | 3.4126 | 95% | 0 | 0 | 0 | 0 | 0 | 0 | 5% | 11.7069 | 0 | 0 | 0 | 0 | 0 | 0 | 0 | 0 | 0% | 805.75 | 0 | 0 | 805.75 | 805.75 | 0 | 0 | 805.75 | Summer | FALSE | 0 | 0 | 0 | 0 | 1 | 0 | 1 | 0 | 0
1976-09-16 | 9 | 16 | 4:00 | 18.3 | 4 | 1 | 65 |  | 0 | 0 | 3.1501 | 3.1501 | 95% | 0 | 0 | 0 | 0 | 0 | 0 | 5% | 10.8991 | 0 | 0 | 0 | 0 | 0 | 0 | 0 | 0 | 0% | 750.5 | 0 | 0 | 750.5 | 750.5 | 0 | 0 | 750.5 | Summer | FALSE | 0 | 0 | 0 | 0 | 1 | 0 | 1 | 0 | 0
1976-09-16 | 9 | 16 | 5:00 | 18.3 | 5 | 1 | 65 |  | 0 | 0 | 3.1501 | 3.1501 | 95% | 0 | 0 | 0 | 0 | 0 | 0 | 5% | 11.3816 | 0 | 0 | 0 | 0 | 0 | 0 | 0 | 0 | 0% | 783.5 | 0 | 0 | 783.5 | 783.5 | 0 | 0 | 783.5 | Summer | FALSE | 0 | 0 | 0 | 0 | 1 | 0 | 1 | 0 | 0
1976-09-16 | 9 | 16 | 6:00 | 17.2 | 6 | 1 | 63 |  | 0 | 0 | 3.9376 | 3.9376 | 95% | 0.56467 | 38.6235 | 5.0887 | 2.8056 | 2.6653 | 0.14028 | 5% | 12.1893 | 0.8 | 0.8 | 0.8 | 54.72 | 7.2094 | 3.9748 | 2.9532 | 1.0216 | 25.7% | 838.75 | 38.6235 | 0 | 800.1265 | 838.75 | 54.72 | 0 | 784.03 | Summer | FALSE | 0 | 0 | 0 | 0 | 0 | 0 | 1 | 0 | 1
1976-09-16 | 9 | 16 | 7:00 | 19.4 | 7 | 1 | 67 |  | 0 | 0 | 4.7252 | 4.7252 | 95% | 0.67761 | 46.3483 | 6.1064 | 3.3667 | 3.1984 | 0.16833 | 5% | 14.4883 | 0.8 | 0.8 | 0.8 | 54.72 | 7.2094 | 3.9748 | 3.5439 | 0.43092 | 10.84% | 996 | 46.3483 | 0 | 949.6517 | 996 | 54.72 | 0 | 941.28 | Summer | FALSE | 0 | 0 | 0 | 0 | 0 | 0 | 1 | 0 | 1
1976-09-16 | 9 | 16 | 8:00 | 20.6 | 8 | 1 | 69 |  | 0 | 0 | 7.6128 | 7.6128 | 95% | 1 | 68.4 | 9.0117 | 4.9685 | 4.7201 | 0.24843 | 5% | 14.5358 | 0.8 | 0.8 | 0.8 | 54.72 | 7.2094 | 3.9748 | 3.9748 | 0 | 0% | 999.25 | 68.4 | 0 | 930.85 | 999.25 | 54.72 | 0 | 944.53 | Summer | FALSE | 0 | 0 | 0 | 0 | 0 | 0 | 0 | 1 | 1
1976-09-16 | 9 | 16 | 9:00 | 21.7 | 9 | 1 | 71 |  | 0 | 0 | 6.5627 | 6.5627 | 95% | 0.94112 | 64.3726 | 8.4811 | 4.676 | 4.4422 | 0.2338 | 5% | 14.9744 | 0.8 | 0.8 | 0.8 | 54.72 | 7.2094 | 3.9748 | 3.9748 | 0 | 0% | 1029.25 | 64.3726 | 0 | 964.8774 | 1029.25 | 54.72 | 0 | 974.53 | Summer | FALSE | 0 | 0 | 0 | 0 | 0 | 0 | 1 | 0 | 1
1976-09-16 | 9 | 16 | 10:00 | 23.3 | 10 | 1 | 74 |  | 0 | 0 | 6.0377 | 6.0377 | 95% | 0.86583 | 59.2228 | 7.8026 | 4.3019 | 4.0868 | 0.21509 | 5% | 15.4715 | 0.8 | 0.8 | 0.8 | 54.72 | 7.2094 | 3.9748 | 3.9748 | 0 | 0% | 1063.25 | 59.2228 | 0 | 1004.0272 | 1063.25 | 54.72 | 0 | 1008.53 | Summer | FALSE | 0 | 0 | 0 | 0 | 0 | 0 | 1 | 0 | 1
1976-09-16 | 9 | 16 | 11:00 | 23.3 | 11 | 1 | 74 |  | 0 | 0 | 5.2502 | 5.2502 | 95% | 0.7529 | 51.4981 | 6.7849 | 3.7408 | 3.5537 | 0.18704 | 5% | 15.8553 | 0.8 | 0.8 | 0.8 | 54.72 | 7.2094 | 3.9748 | 3.9376 | 0.037156 | 0.9348% | 1089.5 | 51.4981 | 0 | 1038.0019 | 1089.5 | 54.72 | 0 | 1034.78 | Summer | FALSE | 0 | 0 | 0 | 0 | 0 | 0 | 1 | 0 | 1
1976-09-16 | 9 | 16 | 12:00 | 20.6 | 12 | 1 | 69 |  | 0 | 0 | 5.2502 | 5.2502 | 95% | 0.7529 | 51.4981 | 6.7849 | 3.7408 | 3.5537 | 0.18704 | 5% | 16.5534 | 0.8 | 0.8 | 0.8 | 54.72 | 7.2094 | 3.9748 | 3.9376 | 0.037156 | 0.9348% | 1137.25 | 51.4981 | 0 | 1085.7519 | 1137.25 | 54.72 | 0 | 1082.53 | Summer | FALSE | 0 | 0 | 0 | 0 | 0 | 0 | 1 | 0 | 1
1976-09-16 | 9 | 16 | 13:00 | 20.6 | 13 | 1 | 69 |  | 0 | 0 | 4.7252 | 4.7252 | 95% | 0.67761 | 46.3483 | 6.1064 | 3.3667 | 3.1984 | 0.16833 | 5% | 16.0855 | 0.8 | 0.8 | 0.8 | 54.72 | 7.2094 | 3.9748 | 3.5439 | 0.43092 | 10.84% | 1105.25 | 46.3483 | 0 | 1058.9017 | 1105.25 | 54.72 | 0 | 1050.53 | Summer | FALSE | 1 | 1 | 46.3483 | 54.72 | 0 | 0 | 1 | 0 | 1
1976-09-16 | 9 | 16 | 14:00 | 21.1 | 14 | 1 | 70 |  | 0 | 0 | 3.9376 | 3.9376 | 95% | 0.56467 | 38.6235 | 5.0887 | 2.8056 | 2.6653 | 0.14028 | 5% | 16.8458 | 0.8 | 0.8 | 0.8 | 54.72 | 7.2094 | 3.9748 | 2.9532 | 1.0216 | 25.7% | 1157.25 | 38.6235 | 0 | 1118.6265 | 1157.25 | 54.72 | 0 | 1102.53 | Summer | FALSE | 1 | 1 | 38.6235 | 54.72 | 0 | 0 | 1 | 0 | 1
1976-09-16 | 9 | 16 | 15:00 | 20.6 | 15 | 1 | 69 |  | 0 | 0 | 3.6751 | 3.6751 | 95% | 0.52703 | 36.0486 | 4.7494 | 2.6185 | 2.4876 | 0.13093 | 5% | 16.8238 | 0.8 | 0.8 | 0.8 | 54.72 | 7.2094 | 3.9748 | 2.7564 | 1.2184 | 30.65% | 1155.75 | 36.0486 | 0 | 1119.7014 | 1155.75 | 54.72 | 0 | 1101.03 | Summer | FALSE | 1 | 1 | 36.0486 | 54.72 | 0 | 0 | 1 | 0 | 1
1976-09-16 | 9 | 16 | 16:00 | 18.3 | 16 | 1 | 65 |  | 0 | 0 | 3.6751 | 3.6751 | 95% | 0.52703 | 36.0486 | 4.7494 | 2.6185 | 2.4876 | 0.13093 | 5% | 16.345 | 0.8 | 0.8 | 0.8 | 54.72 | 7.2094 | 3.9748 | 2.7564 | 1.2184 | 30.65% | 1123 | 36.0486 | 0 | 1086.9514 | 1123 | 54.72 | 0 | 1068.28 | Summer | FALSE | 1 | 1 | 36.0486 | 54.72 | 0 | 0 | 1 | 0 | 1
1976-09-16 | 9 | 16 | 17:00 | 17.2 | 17 | 1 | 63 |  | 0 | 0 | 4.7252 | 4.7252 | 95% | 0.67761 | 46.3483 | 6.1064 | 3.3667 | 3.1984 | 0.16833 | 5% | 15.8297 | 0.8 | 0.8 | 0.8 | 54.72 | 7.2094 | 3.9748 | 3.5439 | 0.43092 | 10.84% | 1087.75 | 46.3483 | 0 | 1041.4017 | 1087.75 | 54.72 | 0 | 1033.03 | Summer | FALSE | 0 | 0 | 0 | 0 | 0 | 0 | 1 | 0 | 1
1976-09-16 | 9 | 16 | 18:00 | 17.2 | 18 | 1 | 63 |  | 0 | 0 | 6.0377 | 6.0377 | 95% | 0.86583 | 59.2228 | 7.8026 | 4.3019 | 4.0868 | 0.21509 | 5% | 15.6506 | 0.8 | 0.8 | 0.8 | 54.72 | 7.2094 | 3.9748 | 3.9748 | 0 | 0% | 1075.5 | 59.2228 | 0 | 1016.2772 | 1075.5 | 54.72 | 0 | 1020.78 | Summer | FALSE | 0 | 0 | 0 | 0 | 0 | 0 | 1 | 0 | 1
1976-09-16 | 9 | 16 | 19:00 | 17.2 | 19 | 1 | 63 |  | 0 | 0 | 6.5627 | 6.5627 | 95% | 0.94112 | 64.3726 | 8.4811 | 4.676 | 4.4422 | 0.2338 | 5% | 14.4335 | 0.8 | 0.8 | 0.8 | 54.72 | 7.2094 | 3.9748 | 3.9748 | 0 | 0% | 992.25 | 64.3726 | 0 | 927.8774 | 992.25 | 54.72 | 0 | 937.53 | Summer | FALSE | 0 | 0 | 0 | 0 | 0 | 0 | 1 | 0 | 1
1976-09-16 | 9 | 16 | 20:00 | 16.1 | 20 | 1 | 61 |  | 0 | 0 | 5.7752 | 5.7752 | 95% | 0.82819 | 56.6479 | 7.4634 | 4.1148 | 3.9091 | 0.20574 | 5% | 13.9949 | 0.8 | 0.8 | 0.8 | 54.72 | 7.2094 | 3.9748 | 3.9748 | 0 | 0% | 962.25 | 56.6479 | 0 | 905.6021 | 962.25 | 54.72 | 0 | 907.53 | Summer | FALSE | 0 | 0 | 0 | 0 | 0 | 0 | 1 | 0 | 1
1976-09-16 | 9 | 16 | 21:00 | 15.6 | 21 | 1 | 60 |  | 0 | 0 | 4.7252 | 4.7252 | 95% | 0.67761 | 46.3483 | 6.1064 | 3.3667 | 3.1984 | 0.16833 | 5% | 13.5928 | 0.8 | 0.8 | 0.8 | 54.72 | 7.2094 | 3.9748 | 3.5439 | 0.43092 | 10.84% | 934.75 | 46.3483 | 0 | 888.4017 | 934.75 | 54.72 | 0 | 880.03 | Summer | FALSE | 0 | 0 | 0 | 0 | 0 | 0 | 1 | 0 | 1
1976-09-16 | 9 | 16 | 22:00 | 15.6 | 22 | 1 | 60 |  | 0 | 0 | 4.2002 | 4.2002 | 95% | 0.60232 | 41.1985 | 5.4279 | 2.9926 | 2.843 | 0.14963 | 5% | 13.6732 | 0.8 | 0.8 | 0.8 | 54.72 | 7.2094 | 3.9748 | 3.1501 | 0.82468 | 20.75% | 940.25 | 41.1985 | 0 | 899.0515 | 940.25 | 54.72 | 0 | 885.53 | Summer | FALSE | 0 | 0 | 0 | 0 | 0 | 0 | 1 | 0 | 1
1976-09-16 | 9 | 16 | 23:00 | 16.1 | 23 | 1 | 61 |  | 0 | 0 | 5.2502 | 5.2502 | 95% | 0.7529 | 51.4981 | 6.7849 | 3.7408 | 3.5537 | 0.18704 | 5% | 12.9569 | 0.8 | 0.8 | 0.8 | 54.72 | 7.2094 | 3.9748 | 3.9376 | 0.037156 | 0.9348% | 891.25 | 51.4981 | 0 | 839.7519 | 891.25 | 54.72 | 0 | 836.53 | Summer | FALSE | 0 | 0 | 0 | 0 | 0 | 0 | 1 | 0 | 1
1976-09-16 | 9 | 16 | 24:00 | 16.7 | 0 | 1 | 62 |  | 0 | 0 | 4.2002 | 4.2002 | 95% | 0.60232 | 41.1985 | 5.4279 | 2.9926 | 2.843 | 0.14963 | 5% | 12.913 | 0 | 0 | 0 | 0 | 0 | 0 | 0 | 0 | 0% | 888.25 | 41.1985 | 0 | 847.0515 | 888.25 | 0 | 0 | 888.25 | Summer | FALSE | 0 | 0 | 0 | 0 | 0 | 0 | 1 | 0 | 1
1976-09-17 | 9 | 17 | 1:00 | 17.2 | 1 | 1 | 63 |  | 0 | 0 | 3.9376 | 3.9376 | 95% | 0.56467 | 38.6235 | 5.0887 | 2.8056 | 2.6653 | 0.14028 | 5% | 12.9057 | 0 | 0 | 0 | 0 | 0 | 0 | 0 | 0 | 0% | 887.75 | 38.6235 | 0 | 849.1265 | 887.75 | 0 | 0 | 887.75 | Summer | FALSE | 0 | 0 | 0 | 0 | 0 | 0 | 1 | 0 | 1
1976-09-17 | 9 | 17 | 2:00 | 17.8 | 2 | 1 | 64 |  | 0 | 0 | 3.1501 | 3.1501 | 95% | 0 | 0 | 0 | 0 | 0 | 0 | 5% | 13.0921 | 0 | 0 | 0 | 0 | 0 | 0 | 0 | 0 | 0% | 900.5 | 0 | 0 | 900.5 | 900.5 | 0 | 0 | 900.5 | Summer | FALSE | 0 | 0 | 0 | 0 | 1 | 0 | 1 | 0 | 0
1976-09-17 | 9 | 17 | 3:00 | 17.2 | 3 | 1 | 63 |  | 0 | 0 | 3.4126 | 3.4126 | 95% | 0 | 0 | 0 | 0 | 0 | 0 | 5% | 12.0651 | 0 | 0 | 0 | 0 | 0 | 0 | 0 | 0 | 0% | 830.25 | 0 | 0 | 830.25 | 830.25 | 0 | 0 | 830.25 | Summer | FALSE | 0 | 0 | 0 | 0 | 1 | 0 | 1 | 0 | 0
1976-09-17 | 9 | 17 | 4:00 | 17.2 | 4 | 1 | 63 |  | 0 | 0 | 3.1501 | 3.1501 | 95% | 0 | 0 | 0 | 0 | 0 | 0 | 5% | 12.2039 | 0 | 0 | 0 | 0 | 0 | 0 | 0 | 0 | 0% | 839.75 | 0 | 0 | 839.75 | 839.75 | 0 | 0 | 839.75 | Summer | FALSE | 0 | 0 | 0 | 0 | 1 | 0 | 1 | 0 | 0
1976-09-17 | 9 | 17 | 5:00 | 16.7 | 5 | 1 | 62 |  | 0 | 0 | 3.1501 | 3.1501 | 95% | 0 | 0 | 0 | 0 | 0 | 0 | 5% | 12.2149 | 0 | 0 | 0 | 0 | 0 | 0 | 0 | 0 | 0% | 840.5 | 0 | 0 | 840.5 | 840.5 | 0 | 0 | 840.5 | Summer | FALSE | 0 | 0 | 0 | 0 | 1 | 0 | 1 | 0 | 0
1976-09-17 | 9 | 17 | 6:00 | 17.2 | 6 | 1 | 63 |  | 0 | 0 | 3.9376 | 3.9376 | 95% | 0.56467 | 38.6235 | 5.0887 | 2.8056 | 2.6653 | 0.14028 | 5% | 12.3319 | 0.8 | 0.8 | 0.8 | 54.72 | 7.2094 | 3.9748 | 2.9532 | 1.0216 | 25.7% | 848.5 | 38.6235 | 0 | 809.8765 | 848.5 | 54.72 | 0 | 793.78 | Summer | FALSE | 0 | 0 | 0 | 0 | 0 | 0 | 1 | 0 | 1
1976-09-17 | 9 | 17 | 7:00 | 17.2 | 7 | 1 | 63 |  | 0 | 0 | 4.7252 | 4.7252 | 95% | 0.67761 | 46.3483 | 6.1064 | 3.3667 | 3.1984 | 0.16833 | 5% | 13.7646 | 0.8 | 0.8 | 0.8 | 54.72 | 7.2094 | 3.9748 | 3.5439 | 0.43092 | 10.84% | 946.5 | 46.3483 | 0 | 900.1517 | 946.5 | 54.72 | 0 | 891.78 | Summer | FALSE | 0 | 0 | 0 | 0 | 0 | 0 | 1 | 0 | 1
1976-09-17 | 9 | 17 | 8:00 | 17.8 | 8 | 1 | 64 |  | 0 | 0 | 7.6128 | 7.6128 | 95% | 1 | 68.4 | 9.0117 | 4.9685 | 4.7201 | 0.24843 | 5% | 13.6586 | 0.8 | 0.8 | 0.8 | 54.72 | 7.2094 | 3.9748 | 3.9748 | 0 | 0% | 939.25 | 68.4 | 0 | 870.85 | 939.25 | 54.72 | 0 | 884.53 | Summer | FALSE | 0 | 0 | 0 | 0 | 0 | 0 | 0 | 1 | 1
1976-09-17 | 9 | 17 | 9:00 | 18.3 | 9 | 1 | 65 |  | 0 | 0 | 6.5627 | 6.5627 | 95% | 0.94112 | 64.3726 | 8.4811 | 4.676 | 4.4422 | 0.2338 | 5% | 15.1133 | 0.8 | 0.8 | 0.8 | 54.72 | 7.2094 | 3.9748 | 3.9748 | 0 | 0% | 1038.75 | 64.3726 | 0 | 974.3774 | 1038.75 | 54.72 | 0 | 984.03 | Summer | FALSE | 0 | 0 | 0 | 0 | 0 | 0 | 1 | 0 | 1
1976-09-17 | 9 | 17 | 10:00 | 18.3 | 10 | 1 | 65 |  | 0 | 0 | 6.0377 | 6.0377 | 95% | 0.86583 | 59.2228 | 7.8026 | 4.3019 | 4.0868 | 0.21509 | 5% | 15.6579 | 0.8 | 0.8 | 0.8 | 54.72 | 7.2094 | 3.9748 | 3.9748 | 0 | 0% | 1076 | 59.2228 | 0 | 1016.7772 | 1076 | 54.72 | 0 | 1021.28 | Summer | FALSE | 0 | 0 | 0 | 0 | 0 | 0 | 1 | 0 | 1
1976-09-17 | 9 | 17 | 11:00 | 18.3 | 11 | 1 | 65 |  | 0 | 0 | 5.2502 | 5.2502 | 95% | 0.7529 | 51.4981 | 6.7849 | 3.7408 | 3.5537 | 0.18704 | 5% | 15.5263 | 0.8 | 0.8 | 0.8 | 54.72 | 7.2094 | 3.9748 | 3.9376 | 0.037156 | 0.9348% | 1067 | 51.4981 | 0 | 1015.5019 | 1067 | 54.72 | 0 | 1012.28 | Summer | FALSE | 0 | 0 | 0 | 0 | 0 | 0 | 1 | 0 | 1
1976-09-17 | 9 | 17 | 12:00 | 19.4 | 12 | 1 | 67 |  | 0 | 0 | 5.2502 | 5.2502 | 95% | 0.7529 | 51.4981 | 6.7849 | 3.7408 | 3.5537 | 0.18704 | 5% | 16.2902 | 0.8 | 0.8 | 0.8 | 54.72 | 7.2094 | 3.9748 | 3.9376 | 0.037156 | 0.9348% | 1119.25 | 51.4981 | 0 | 1067.7519 | 1119.25 | 54.72 | 0 | 1064.53 | Summer | FALSE | 0 | 0 | 0 | 0 | 0 | 0 | 1 | 0 | 1
1976-09-17 | 9 | 17 | 13:00 | 20 | 13 | 1 | 68 |  | 0 | 0 | 4.7252 | 4.7252 | 95% | 0.67761 | 46.3483 | 6.1064 | 3.3667 | 3.1984 | 0.16833 | 5% | 16.3121 | 0.8 | 0.8 | 0.8 | 54.72 | 7.2094 | 3.9748 | 3.5439 | 0.43092 | 10.84% | 1120.75 | 46.3483 | 0 | 1074.4017 | 1120.75 | 54.72 | 0 | 1066.03 | Summer | FALSE | 1 | 1 | 46.3483 | 54.72 | 0 | 0 | 1 | 0 | 1
1976-09-17 | 9 | 17 | 14:00 | 20 | 14 | 1 | 68 |  | 0 | 0 | 3.9376 | 3.9376 | 95% | 0.56467 | 38.6235 | 5.0887 | 2.8056 | 2.6653 | 0.14028 | 5% | 16.5205 | 0.8 | 0.8 | 0.8 | 54.72 | 7.2094 | 3.9748 | 2.9532 | 1.0216 | 25.7% | 1135 | 38.6235 | 0 | 1096.3765 | 1135 | 54.72 | 0 | 1080.28 | Summer | FALSE | 1 | 1 | 38.6235 | 54.72 | 0 | 0 | 1 | 0 | 1
1976-09-17 | 9 | 17 | 15:00 | 20 | 15 | 1 | 68 |  | 0 | 0 | 3.6751 | 3.6751 | 95% | 0.52703 | 36.0486 | 4.7494 | 2.6185 | 2.4876 | 0.13093 | 5% | 16.6155 | 0.8 | 0.8 | 0.8 | 54.72 | 7.2094 | 3.9748 | 2.7564 | 1.2184 | 30.65% | 1141.5 | 36.0486 | 0 | 1105.4514 | 1141.5 | 54.72 | 0 | 1086.78 | Summer | FALSE | 1 | 1 | 36.0486 | 54.72 | 0 | 0 | 1 | 0 | 1
1976-09-17 | 9 | 17 | 16:00 | 18.3 | 16 | 1 | 65 |  | 0 | 0 | 3.6751 | 3.6751 | 95% | 0.52703 | 36.0486 | 4.7494 | 2.6185 | 2.4876 | 0.13093 | 5% | 15.9795 | 0.8 | 0.8 | 0.8 | 54.72 | 7.2094 | 3.9748 | 2.7564 | 1.2184 | 30.65% | 1098 | 36.0486 | 0 | 1061.9514 | 1098 | 54.72 | 0 | 1043.28 | Summer | FALSE | 1 | 1 | 36.0486 | 54.72 | 0 | 0 | 1 | 0 | 1
1976-09-17 | 9 | 17 | 17:00 | 18.3 | 17 | 1 | 65 |  | 0 | 0 | 4.7252 | 4.7252 | 95% | 0.67761 | 46.3483 | 6.1064 | 3.3667 | 3.1984 | 0.16833 | 5% | 16.1221 | 0.8 | 0.8 | 0.8 | 54.72 | 7.2094 | 3.9748 | 3.5439 | 0.43092 | 10.84% | 1107.75 | 46.3483 | 0 | 1061.4017 | 1107.75 | 54.72 | 0 | 1053.03 | Summer | FALSE | 0 | 0 | 0 | 0 | 0 | 0 | 1 | 0 | 1
1976-09-17 | 9 | 17 | 18:00 | 18.3 | 18 | 1 | 65 |  | 0 | 0 | 6.0377 | 6.0377 | 95% | 0.86583 | 59.2228 | 7.8026 | 4.3019 | 4.0868 | 0.21509 | 5% | 15.3545 | 0.8 | 0.8 | 0.8 | 54.72 | 7.2094 | 3.9748 | 3.9748 | 0 | 0% | 1055.25 | 59.2228 | 0 | 996.0272 | 1055.25 | 54.72 | 0 | 1000.53 | Summer | FALSE | 0 | 0 | 0 | 0 | 0 | 0 | 1 | 0 | 1
1976-09-17 | 9 | 17 | 19:00 | 18.9 | 19 | 1 | 66 |  | 0 | 0 | 6.5627 | 6.5627 | 95% | 0.94112 | 64.3726 | 8.4811 | 4.676 | 4.4422 | 0.2338 | 5% | 14.258 | 0.8 | 0.8 | 0.8 | 54.72 | 7.2094 | 3.9748 | 3.9748 | 0 | 0% | 980.25 | 64.3726 | 0 | 915.8774 | 980.25 | 54.72 | 0 | 925.53 | Summer | FALSE | 0 | 0 | 0 | 0 | 0 | 0 | 1 | 0 | 1
1976-09-17 | 9 | 17 | 20:00 | 18.3 | 20 | 1 | 65 |  | 0 | 0 | 5.7752 | 5.7752 | 95% | 0.82819 | 56.6479 | 7.4634 | 4.1148 | 3.9091 | 0.20574 | 5% | 14.2763 | 0.8 | 0.8 | 0.8 | 54.72 | 7.2094 | 3.9748 | 3.9748 | 0 | 0% | 981.5 | 56.6479 | 0 | 924.8521 | 981.5 | 54.72 | 0 | 926.78 | Summer | FALSE | 0 | 0 | 0 | 0 | 0 | 0 | 1 | 0 | 1
1976-09-17 | 9 | 17 | 21:00 | 18.3 | 21 | 1 | 65 |  | 0 | 0 | 4.7252 | 4.7252 | 95% | 0.67761 | 46.3483 | 6.1064 | 3.3667 | 3.1984 | 0.16833 | 5% | 13.7098 | 0.8 | 0.8 | 0.8 | 54.72 | 7.2094 | 3.9748 | 3.5439 | 0.43092 | 10.84% | 942.75 | 46.3483 | 0 | 896.4017 | 942.75 | 54.72 | 0 | 888.03 | Summer | FALSE | 0 | 0 | 0 | 0 | 0 | 0 | 1 | 0 | 1
1976-09-17 | 9 | 17 | 22:00 | 18.3 | 22 | 1 | 65 |  | 0 | 0 | 4.2002 | 4.2002 | 95% | 0.60232 | 41.1985 | 5.4279 | 2.9926 | 2.843 | 0.14963 | 5% | 13.4868 | 0.8 | 0.8 | 0.8 | 54.72 | 7.2094 | 3.9748 | 3.1501 | 0.82468 | 20.75% | 927.5 | 41.1985 | 0 | 886.3015 | 927.5 | 54.72 | 0 | 872.78 | Summer | FALSE | 0 | 0 | 0 | 0 | 0 | 0 | 1 | 0 | 1
1976-09-17 | 9 | 17 | 23:00 | 17.8 | 23 | 1 | 64 |  | 0 | 0 | 5.2502 | 5.2502 | 95% | 0.7529 | 51.4981 | 6.7849 | 3.7408 | 3.5537 | 0.18704 | 5% | 13.2566 | 0.8 | 0.8 | 0.8 | 54.72 | 7.2094 | 3.9748 | 3.9376 | 0.037156 | 0.9348% | 911.75 | 51.4981 | 0 | 860.2519 | 911.75 | 54.72 | 0 | 857.03 | Summer | FALSE | 0 | 0 | 0 | 0 | 0 | 0 | 1 | 0 | 1
1976-09-17 | 9 | 17 | 24:00 | 17.8 | 0 | 1 | 64 |  | 0 | 0 | 4.2002 | 4.2002 | 95% | 0.60232 | 41.1985 | 5.4279 | 2.9926 | 2.843 | 0.14963 | 5% | 12.1857 | 0 | 0 | 0 | 0 | 0 | 0 | 0 | 0 | 0% | 838.5 | 41.1985 | 0 | 797.3015 | 838.5 | 0 | 0 | 838.5 | Summer | FALSE | 0 | 0 | 0 | 0 | 0 | 0 | 1 | 0 | 1
1976-09-18 | 9 | 18 | 1:00 | 17.2 | 1 | 1 | 63 |  | 0 | 0 | 3.9376 | 3.9376 | 95% | 0.56467 | 38.6235 | 5.0887 | 2.8056 | 2.6653 | 0.14028 | 5% | 12.2186 | 0 | 0 | 0 | 0 | 0 | 0 | 0 | 0 | 0% | 840.75 | 38.6235 | 0 | 802.1265 | 840.75 | 0 | 0 | 840.75 | Summer | FALSE | 0 | 0 | 0 | 0 | 0 | 0 | 1 | 0 | 1
1976-09-18 | 9 | 18 | 2:00 | 17.8 | 2 | 1 | 64 |  | 0 | 0 | 3.1501 | 3.1501 | 95% | 0 | 0 | 0 | 0 | 0 | 0 | 5% | 12.3721 | 0 | 0 | 0 | 0 | 0 | 0 | 0 | 0 | 0% | 851.25 | 0 | 0 | 851.25 | 851.25 | 0 | 0 | 851.25 | Summer | FALSE | 0 | 0 | 0 | 0 | 1 | 0 | 1 | 0 | 0
1976-09-18 | 9 | 18 | 3:00 | 17.8 | 3 | 1 | 64 |  | 0 | 0 | 3.4126 | 3.4126 | 95% | 0 | 0 | 0 | 0 | 0 | 0 | 5% | 11.6776 | 0 | 0 | 0 | 0 | 0 | 0 | 0 | 0 | 0% | 803.75 | 0 | 0 | 803.75 | 803.75 | 0 | 0 | 803.75 | Summer | FALSE | 0 | 0 | 0 | 0 | 1 | 0 | 1 | 0 | 0
1976-09-18 | 9 | 18 | 4:00 | 17.8 | 4 | 1 | 64 |  | 0 | 0 | 3.1501 | 3.1501 | 95% | 0 | 0 | 0 | 0 | 0 | 0 | 5% | 12.087 | 0 | 0 | 0 | 0 | 0 | 0 | 0 | 0 | 0% | 831.75 | 0 | 0 | 831.75 | 831.75 | 0 | 0 | 831.75 | Summer | FALSE | 0 | 0 | 0 | 0 | 1 | 0 | 1 | 0 | 0
1976-09-18 | 9 | 18 | 5:00 | 16.7 | 5 | 1 | 62 |  | 0 | 0 | 3.1501 | 3.1501 | 95% | 0 | 0 | 0 | 0 | 0 | 0 | 5% | 11.9737 | 0 | 0 | 0 | 0 | 0 | 0 | 0 | 0 | 0% | 824 | 0 | 0 | 824 | 824 | 0 | 0 | 824 | Summer | FALSE | 0 | 0 | 0 | 0 | 1 | 0 | 1 | 0 | 0
1976-09-18 | 9 | 18 | 6:00 | 17.2 | 6 | 1 | 63 |  | 0 | 0 | 3.9376 | 3.9376 | 95% | 0.56467 | 38.6235 | 5.0887 | 2.8056 | 2.6653 | 0.14028 | 5% | 12.2551 | 0.8 | 0.8 | 0.8 | 54.72 | 7.2094 | 3.9748 | 2.9532 | 1.0216 | 25.7% | 843.25 | 38.6235 | 0 | 804.6265 | 843.25 | 54.72 | 0 | 788.53 | Summer | FALSE | 0 | 0 | 0 | 0 | 0 | 0 | 1 | 0 | 1
1976-09-18 | 9 | 18 | 7:00 | 18.9 | 7 | 1 | 66 |  | 0 | 0 | 4.7252 | 4.7252 | 95% | 0.67761 | 46.3483 | 6.1064 | 3.3667 | 3.1984 | 0.16833 | 5% | 13.5709 | 0.8 | 0.8 | 0.8 | 54.72 | 7.2094 | 3.9748 | 3.5439 | 0.43092 | 10.84% | 933.25 | 46.3483 | 0 | 886.9017 | 933.25 | 54.72 | 0 | 878.53 | Summer | FALSE | 0 | 0 | 0 | 0 | 0 | 0 | 1 | 0 | 1
1976-09-18 | 9 | 18 | 8:00 | 20 | 8 | 1 | 68 |  | 0 | 0 | 7.6128 | 7.6128 | 95% | 1 | 68.4 | 9.0117 | 4.9685 | 4.7201 | 0.24843 | 5% | 14.2836 | 0.8 | 0.8 | 0.8 | 54.72 | 7.2094 | 3.9748 | 3.9748 | 0 | 0% | 982 | 68.4 | 0 | 913.6 | 982 | 54.72 | 0 | 927.28 | Summer | FALSE | 0 | 0 | 0 | 0 | 0 | 0 | 0 | 1 | 1
1976-09-18 | 9 | 18 | 9:00 | 21.1 | 9 | 1 | 70 |  | 0 | 0 | 6.5627 | 6.5627 | 95% | 0.94112 | 64.3726 | 8.4811 | 4.676 | 4.4422 | 0.2338 | 5% | 15.3984 | 0.8 | 0.8 | 0.8 | 54.72 | 7.2094 | 3.9748 | 3.9748 | 0 | 0% | 1058.25 | 64.3726 | 0 | 993.8774 | 1058.25 | 54.72 | 0 | 1003.53 | Summer | FALSE | 0 | 0 | 0 | 0 | 0 | 0 | 1 | 0 | 1
1976-09-18 | 9 | 18 | 10:00 | 23.3 | 10 | 1 | 74 |  | 0 | 0 | 6.0377 | 6.0377 | 95% | 0.86583 | 59.2228 | 7.8026 | 4.3019 | 4.0868 | 0.21509 | 5% | 16.0453 | 0.8 | 0.8 | 0.8 | 54.72 | 7.2094 | 3.9748 | 3.9748 | 0 | 0% | 1102.5 | 59.2228 | 0 | 1043.2772 | 1102.5 | 54.72 | 0 | 1047.78 | Summer | FALSE | 0 | 0 | 0 | 0 | 0 | 0 | 1 | 0 | 1
1976-09-18 | 9 | 18 | 11:00 | 25.6 | 11 | 1 | 78 |  | 0 | 0 | 5.2502 | 5.2502 | 95% | 0.7529 | 51.4981 | 6.7849 | 3.7408 | 3.5537 | 0.18704 | 5% | 15.7273 | 0.8 | 0.8 | 0.8 | 54.72 | 7.2094 | 3.9748 | 3.9376 | 0.037156 | 0.9348% | 1080.75 | 51.4981 | 0 | 1029.2519 | 1080.75 | 54.72 | 0 | 1026.03 | Summer | FALSE | 0 | 0 | 0 | 0 | 0 | 0 | 1 | 0 | 1
1976-09-18 | 9 | 18 | 12:00 | 26.7 | 12 | 1 | 80 |  | 0 | 0 | 5.2502 | 5.2502 | 95% | 0.7529 | 51.4981 | 6.7849 | 3.7408 | 3.5537 | 0.18704 | 5% | 16.2025 | 0.8 | 0.8 | 0.8 | 54.72 | 7.2094 | 3.9748 | 3.9376 | 0.037156 | 0.9348% | 1113.25 | 51.4981 | 0 | 1061.7519 | 1113.25 | 54.72 | 0 | 1058.53 | Summer | FALSE | 0 | 0 | 0 | 0 | 0 | 0 | 1 | 0 | 1
1976-09-18 | 9 | 18 | 13:00 | 26.7 | 13 | 1 | 80 |  | 0 | 0 | 4.7252 | 4.7252 | 95% | 0.67761 | 46.3483 | 6.1064 | 3.3667 | 3.1984 | 0.16833 | 5% | 16.1806 | 0.8 | 0.8 | 0.8 | 54.72 | 7.2094 | 3.9748 | 3.5439 | 0.43092 | 10.84% | 1111.75 | 46.3483 | 0 | 1065.4017 | 1111.75 | 54.72 | 0 | 1057.03 | Summer | FALSE | 1 | 1 | 46.3483 | 54.72 | 0 | 0 | 1 | 0 | 1
1976-09-18 | 9 | 18 | 14:00 | 26.1 | 14 | 1 | 79 |  | 0 | 0 | 3.9376 | 3.9376 | 95% | 0.56467 | 38.6235 | 5.0887 | 2.8056 | 2.6653 | 0.14028 | 5% | 16.3487 | 0.8 | 0.8 | 0.8 | 54.72 | 7.2094 | 3.9748 | 2.9532 | 1.0216 | 25.7% | 1123.25 | 38.6235 | 0 | 1084.6265 | 1123.25 | 54.72 | 0 | 1068.53 | Summer | FALSE | 1 | 1 | 38.6235 | 54.72 | 0 | 0 | 1 | 0 | 1
1976-09-18 | 9 | 18 | 15:00 | 26.1 | 15 | 1 | 79 |  | 0 | 0 | 3.6751 | 3.6751 | 95% | 0.52703 | 36.0486 | 4.7494 | 2.6185 | 2.4876 | 0.13093 | 5% | 16.3852 | 0.8 | 0.8 | 0.8 | 54.72 | 7.2094 | 3.9748 | 2.7564 | 1.2184 | 30.65% | 1125.75 | 36.0486 | 0 | 1089.7014 | 1125.75 | 54.72 | 0 | 1071.03 | Summer | FALSE | 1 | 1 | 36.0486 | 54.72 | 0 | 0 | 1 | 0 | 1
1976-09-18 | 9 | 18 | 16:00 | 26.1 | 16 | 1 | 79 |  | 0 | 0 | 3.6751 | 3.6751 | 95% | 0.52703 | 36.0486 | 4.7494 | 2.6185 | 2.4876 | 0.13093 | 5% | 16.4656 | 0.8 | 0.8 | 0.8 | 54.72 | 7.2094 | 3.9748 | 2.7564 | 1.2184 | 30.65% | 1131.25 | 36.0486 | 0 | 1095.2014 | 1131.25 | 54.72 | 0 | 1076.53 | Summer | FALSE | 1 | 1 | 36.0486 | 54.72 | 0 | 0 | 1 | 0 | 1
1976-09-18 | 9 | 18 | 17:00 | 23.9 | 17 | 1 | 75 |  | 0 | 0 | 4.7252 | 4.7252 | 95% | 0.67761 | 46.3483 | 6.1064 | 3.3667 | 3.1984 | 0.16833 | 5% | 15.9576 | 0.8 | 0.8 | 0.8 | 54.72 | 7.2094 | 3.9748 | 3.5439 | 0.43092 | 10.84% | 1096.5 | 46.3483 | 0 | 1050.1517 | 1096.5 | 54.72 | 0 | 1041.78 | Summer | FALSE | 0 | 0 | 0 | 0 | 0 | 0 | 1 | 0 | 1
1976-09-18 | 9 | 18 | 18:00 | 22.2 | 18 | 1 | 72 |  | 0 | 0 | 6.0377 | 6.0377 | 95% | 0.86583 | 59.2228 | 7.8026 | 4.3019 | 4.0868 | 0.21509 | 5% | 14.9415 | 0.8 | 0.8 | 0.8 | 54.72 | 7.2094 | 3.9748 | 3.9748 | 0 | 0% | 1027 | 59.2228 | 0 | 967.7772 | 1027 | 54.72 | 0 | 972.28 | Summer | FALSE | 0 | 0 | 0 | 0 | 0 | 0 | 1 | 0 | 1
1976-09-18 | 9 | 18 | 19:00 | 21.7 | 19 | 1 | 71 |  | 0 | 0 | 6.5627 | 6.5627 | 95% | 0.94112 | 64.3726 | 8.4811 | 4.676 | 4.4422 | 0.2338 | 5% | 15.1096 | 0.8 | 0.8 | 0.8 | 54.72 | 7.2094 | 3.9748 | 3.9748 | 0 | 0% | 1038.5 | 64.3726 | 0 | 974.1274 | 1038.5 | 54.72 | 0 | 983.78 | Summer | FALSE | 0 | 0 | 0 | 0 | 0 | 0 | 1 | 0 | 1
1976-09-18 | 9 | 18 | 20:00 | 21.7 | 20 | 1 | 71 |  | 0 | 0 | 5.7752 | 5.7752 | 95% | 0.82819 | 56.6479 | 7.4634 | 4.1148 | 3.9091 | 0.20574 | 5% | 14.6455 | 0.8 | 0.8 | 0.8 | 54.72 | 7.2094 | 3.9748 | 3.9748 | 0 | 0% | 1006.75 | 56.6479 | 0 | 950.1021 | 1006.75 | 54.72 | 0 | 952.03 | Summer | FALSE | 0 | 0 | 0 | 0 | 0 | 0 | 1 | 0 | 1
1976-09-18 | 9 | 18 | 21:00 | 21.1 | 21 | 1 | 70 |  | 0 | 0 | 4.7252 | 4.7252 | 95% | 0.67761 | 46.3483 | 6.1064 | 3.3667 | 3.1984 | 0.16833 | 5% | 13.7537 | 0.8 | 0.8 | 0.8 | 54.72 | 7.2094 | 3.9748 | 3.5439 | 0.43092 | 10.84% | 945.75 | 46.3483 | 0 | 899.4017 | 945.75 | 54.72 | 0 | 891.03 | Summer | FALSE | 0 | 0 | 0 | 0 | 0 | 0 | 1 | 0 | 1
1976-09-18 | 9 | 18 | 22:00 | 20.6 | 22 | 1 | 69 |  | 0 | 0 | 4.2002 | 4.2002 | 95% | 0.60232 | 41.1985 | 5.4279 | 2.9926 | 2.843 | 0.14963 | 5% | 13.1908 | 0.8 | 0.8 | 0.8 | 54.72 | 7.2094 | 3.9748 | 3.1501 | 0.82468 | 20.75% | 907.25 | 41.1985 | 0 | 866.0515 | 907.25 | 54.72 | 0 | 852.53 | Summer | FALSE | 0 | 0 | 0 | 0 | 0 | 0 | 1 | 0 | 1
1976-09-18 | 9 | 18 | 23:00 | 20 | 23 | 1 | 68 |  | 0 | 0 | 5.2502 | 5.2502 | 95% | 0.7529 | 51.4981 | 6.7849 | 3.7408 | 3.5537 | 0.18704 | 5% | 12.1637 | 0.8 | 0.8 | 0.8 | 54.72 | 7.2094 | 3.9748 | 3.9376 | 0.037156 | 0.9348% | 837 | 51.4981 | 0 | 785.5019 | 837 | 54.72 | 0 | 782.28 | Summer | FALSE | 0 | 0 | 0 | 0 | 0 | 0 | 1 | 0 | 1
1976-09-18 | 9 | 18 | 24:00 | 19.4 | 0 | 1 | 67 |  | 0 | 0 | 4.2002 | 4.2002 | 95% | 0.60232 | 41.1985 | 5.4279 | 2.9926 | 2.843 | 0.14963 | 5% | 12.5292 | 0 | 0 | 0 | 0 | 0 | 0 | 0 | 0 | 0% | 862 | 41.1985 | 0 | 820.8015 | 862 | 0 | 0 | 862 | Summer | FALSE | 0 | 0 | 0 | 0 | 0 | 0 | 1 | 0 | 1
1976-09-19 | 9 | 19 | 1:00 | 18.9 | 1 | 1 | 66 |  | 0 | 0 | 3.9376 | 3.9376 | 95% | 0.56467 | 38.6235 | 5.0887 | 2.8056 | 2.6653 | 0.14028 | 5% | 12.2734 | 0 | 0 | 0 | 0 | 0 | 0 | 0 | 0 | 0% | 844.5 | 38.6235 | 0 | 805.8765 | 844.5 | 0 | 0 | 844.5 | Summer | FALSE | 0 | 0 | 0 | 0 | 0 | 0 | 1 | 0 | 1
1976-09-19 | 9 | 19 | 2:00 | 18.9 | 2 | 1 | 66 |  | 0 | 0 | 3.1501 | 3.1501 | 95% | 0 | 0 | 0 | 0 | 0 | 0 | 5% | 11.7142 | 0 | 0 | 0 | 0 | 0 | 0 | 0 | 0 | 0% | 806.25 | 0 | 0 | 806.25 | 806.25 | 0 | 0 | 806.25 | Summer | FALSE | 0 | 0 | 0 | 0 | 1 | 0 | 1 | 0 | 0
1976-09-19 | 9 | 19 | 3:00 | 18.9 | 3 | 1 | 66 |  | 0 | 0 | 3.4126 | 3.4126 | 95% | 0 | 0 | 0 | 0 | 0 | 0 | 5% | 12.2003 | 0 | 0 | 0 | 0 | 0 | 0 | 0 | 0 | 0% | 839.5 | 0 | 0 | 839.5 | 839.5 | 0 | 0 | 839.5 | Summer | FALSE | 0 | 0 | 0 | 0 | 1 | 0 | 1 | 0 | 0
1976-09-19 | 9 | 19 | 4:00 | 17.8 | 4 | 1 | 64 |  | 0 | 0 | 3.1501 | 3.1501 | 95% | 0 | 0 | 0 | 0 | 0 | 0 | 5% | 12.0431 | 0 | 0 | 0 | 0 | 0 | 0 | 0 | 0 | 0% | 828.75 | 0 | 0 | 828.75 | 828.75 | 0 | 0 | 828.75 | Summer | FALSE | 0 | 0 | 0 | 0 | 1 | 0 | 1 | 0 | 0
1976-09-19 | 9 | 19 | 5:00 | 17.8 | 5 | 1 | 64 |  | 0 | 0 | 3.1501 | 3.1501 | 95% | 0 | 0 | 0 | 0 | 0 | 0 | 5% | 8.7171 | 0 | 0 | 0 | 0 | 0 | 0 | 0 | 0 | 0% | 601.25 | 0 | 0 | 601.25 | 601.25 | 0 | 0 | 601.25 | Summer | FALSE | 0 | 0 | 0 | 0 | 1 | 0 | 1 | 0 | 0
1976-09-19 | 9 | 19 | 6:00 | 17.2 | 6 | 1 | 63 |  | 0 | 0 | 3.9376 | 3.9376 | 95% | 0.56467 | 38.6235 | 5.0887 | 2.8056 | 2.6653 | 0.14028 | 5% | 8.5344 | 0.8 | 0.8 | 0.8 | 54.72 | 7.2094 | 3.9748 | 2.9532 | 1.0216 | 25.7% | 588.75 | 38.6235 | 0 | 550.1265 | 588.75 | 54.72 | 0 | 534.03 | Summer | FALSE | 0 | 0 | 0 | 0 | 0 | 0 | 1 | 0 | 1
1976-09-19 | 9 | 19 | 7:00 | 18.3 | 7 | 1 | 65 |  | 0 | 0 | 4.7252 | 4.7252 | 95% | 0.67761 | 46.3483 | 6.1064 | 3.3667 | 3.1984 | 0.16833 | 5% | 9.7222 | 0.8 | 0.8 | 0.8 | 54.72 | 7.2094 | 3.9748 | 3.5439 | 0.43092 | 10.84% | 670 | 46.3483 | 0 | 623.6517 | 670 | 54.72 | 0 | 615.28 | Summer | FALSE | 0 | 0 | 0 | 0 | 0 | 0 | 1 | 0 | 1
1976-09-19 | 9 | 19 | 8:00 | 20 | 8 | 1 | 68 |  | 0 | 0 | 7.6128 | 7.6128 | 95% | 1 | 68.4 | 9.0117 | 4.9685 | 4.7201 | 0.24843 | 5% | 10.1645 | 0.8 | 0.8 | 0.8 | 54.72 | 7.2094 | 3.9748 | 3.9748 | 0 | 0% | 700.25 | 68.4 | 0 | 631.85 | 700.25 | 54.72 | 0 | 645.53 | Summer | FALSE | 0 | 0 | 0 | 0 | 0 | 0 | 0 | 1 | 1
1976-09-19 | 9 | 19 | 9:00 | 22.2 | 9 | 1 | 72 |  | 0 | 0 | 6.5627 | 6.5627 | 95% | 0.94112 | 64.3726 | 8.4811 | 4.676 | 4.4422 | 0.2338 | 5% | 10.5482 | 0.8 | 0.8 | 0.8 | 54.72 | 7.2094 | 3.9748 | 3.9748 | 0 | 0% | 726.5 | 64.3726 | 0 | 662.1274 | 726.5 | 54.72 | 0 | 671.78 | Summer | FALSE | 0 | 0 | 0 | 0 | 0 | 0 | 1 | 0 | 1
1976-09-19 | 9 | 19 | 10:00 | 22.8 | 10 | 1 | 73 |  | 0 | 0 | 6.0377 | 6.0377 | 95% | 0.86583 | 59.2228 | 7.8026 | 4.3019 | 4.0868 | 0.21509 | 5% | 11.2317 | 0.8 | 0.8 | 0.8 | 54.72 | 7.2094 | 3.9748 | 3.9748 | 0 | 0% | 773.25 | 59.2228 | 0 | 714.0272 | 773.25 | 54.72 | 0 | 718.53 | Summer | FALSE | 0 | 0 | 0 | 0 | 0 | 0 | 1 | 0 | 1
1976-09-19 | 9 | 19 | 11:00 | 23.9 | 11 | 1 | 75 |  | 0 | 0 | 5.2502 | 5.2502 | 95% | 0.7529 | 51.4981 | 6.7849 | 3.7408 | 3.5537 | 0.18704 | 5% | 12.0102 | 0.8 | 0.8 | 0.8 | 54.72 | 7.2094 | 3.9748 | 3.9376 | 0.037156 | 0.9348% | 826.5 | 51.4981 | 0 | 775.0019 | 826.5 | 54.72 | 0 | 771.78 | Summer | FALSE | 0 | 0 | 0 | 0 | 0 | 0 | 1 | 0 | 1
1976-09-19 | 9 | 19 | 12:00 | 25 | 12 | 1 | 77 |  | 0 | 0 | 5.2502 | 5.2502 | 95% | 0.7529 | 51.4981 | 6.7849 | 3.7408 | 3.5537 | 0.18704 | 5% | 16.4401 | 0.8 | 0.8 | 0.8 | 54.72 | 7.2094 | 3.9748 | 3.9376 | 0.037156 | 0.9348% | 1129.5 | 51.4981 | 0 | 1078.0019 | 1129.5 | 54.72 | 0 | 1074.78 | Summer | FALSE | 0 | 0 | 0 | 0 | 0 | 0 | 1 | 0 | 1
1976-09-19 | 9 | 19 | 13:00 | 25 | 13 | 1 | 77 |  | 0 | 0 | 4.7252 | 4.7252 | 95% | 0.67761 | 46.3483 | 6.1064 | 3.3667 | 3.1984 | 0.16833 | 5% | 15.4898 | 0.8 | 0.8 | 0.8 | 54.72 | 7.2094 | 3.9748 | 3.5439 | 0.43092 | 10.84% | 1064.5 | 46.3483 | 0 | 1018.1517 | 1064.5 | 54.72 | 0 | 1009.78 | Summer | FALSE | 1 | 1 | 46.3483 | 54.72 | 0 | 0 | 1 | 0 | 1
1976-09-19 | 9 | 19 | 14:00 | 25 | 14 | 1 | 77 |  | 0 | 0 | 3.9376 | 3.9376 | 95% | 0.56467 | 38.6235 | 5.0887 | 2.8056 | 2.6653 | 0.14028 | 5% | 15.1791 | 0.8 | 0.8 | 0.8 | 54.72 | 7.2094 | 3.9748 | 2.9532 | 1.0216 | 25.7% | 1043.25 | 38.6235 | 0 | 1004.6265 | 1043.25 | 54.72 | 0 | 988.53 | Summer | FALSE | 1 | 1 | 38.6235 | 54.72 | 0 | 0 | 1 | 0 | 1
1976-09-19 | 9 | 19 | 15:00 | 25 | 15 | 1 | 77 |  | 0 | 0 | 3.6751 | 3.6751 | 95% | 0.52703 | 36.0486 | 4.7494 | 2.6185 | 2.4876 | 0.13093 | 5% | 15.5263 | 0.8 | 0.8 | 0.8 | 54.72 | 7.2094 | 3.9748 | 2.7564 | 1.2184 | 30.65% | 1067 | 36.0486 | 0 | 1030.9514 | 1067 | 54.72 | 0 | 1012.28 | Summer | FALSE | 1 | 1 | 36.0486 | 54.72 | 0 | 0 | 1 | 0 | 1
1976-09-19 | 9 | 19 | 16:00 | 25.6 | 16 | 1 | 78 |  | 0 | 0 | 3.6751 | 3.6751 | 95% | 0.52703 | 36.0486 | 4.7494 | 2.6185 | 2.4876 | 0.13093 | 5% | 15.5702 | 0.8 | 0.8 | 0.8 | 54.72 | 7.2094 | 3.9748 | 2.7564 | 1.2184 | 30.65% | 1070 | 36.0486 | 0 | 1033.9514 | 1070 | 54.72 | 0 | 1015.28 | Summer | FALSE | 1 | 1 | 36.0486 | 54.72 | 0 | 0 | 1 | 0 | 1
1976-09-19 | 9 | 19 | 17:00 | 25 | 17 | 1 | 77 |  | 0 | 0 | 4.7252 | 4.7252 | 95% | 0.67761 | 46.3483 | 6.1064 | 3.3667 | 3.1984 | 0.16833 | 5% | 15.4386 | 0.8 | 0.8 | 0.8 | 54.72 | 7.2094 | 3.9748 | 3.5439 | 0.43092 | 10.84% | 1061 | 46.3483 | 0 | 1014.6517 | 1061 | 54.72 | 0 | 1006.28 | Summer | FALSE | 0 | 0 | 0 | 0 | 0 | 0 | 1 | 0 | 1
1976-09-19 | 9 | 19 | 18:00 | 23.9 | 18 | 1 | 75 |  | 0 | 0 | 6.0377 | 6.0377 | 95% | 0.86583 | 59.2228 | 7.8026 | 4.3019 | 4.0868 | 0.21509 | 5% | 13.6696 | 0.8 | 0.8 | 0.8 | 54.72 | 7.2094 | 3.9748 | 3.9748 | 0 | 0% | 940 | 59.2228 | 0 | 880.7772 | 940 | 54.72 | 0 | 885.28 | Summer | FALSE | 0 | 0 | 0 | 0 | 0 | 0 | 1 | 0 | 1
1976-09-19 | 9 | 19 | 19:00 | 22.2 | 19 | 1 | 72 |  | 0 | 0 | 6.5627 | 6.5627 | 95% | 0.94112 | 64.3726 | 8.4811 | 4.676 | 4.4422 | 0.2338 | 5% | 12.712 | 0.8 | 0.8 | 0.8 | 54.72 | 7.2094 | 3.9748 | 3.9748 | 0 | 0% | 874.5 | 64.3726 | 0 | 810.1274 | 874.5 | 54.72 | 0 | 819.78 | Summer | FALSE | 0 | 0 | 0 | 0 | 0 | 0 | 1 | 0 | 1
1976-09-19 | 9 | 19 | 20:00 | 21.1 | 20 | 1 | 70 |  | 0 | 0 | 5.7752 | 5.7752 | 95% | 0.82819 | 56.6479 | 7.4634 | 4.1148 | 3.9091 | 0.20574 | 5% | 13.2749 | 0.8 | 0.8 | 0.8 | 54.72 | 7.2094 | 3.9748 | 3.9748 | 0 | 0% | 913 | 56.6479 | 0 | 856.3521 | 913 | 54.72 | 0 | 858.28 | Summer | FALSE | 0 | 0 | 0 | 0 | 0 | 0 | 1 | 0 | 1
1976-09-19 | 9 | 19 | 21:00 | 21.7 | 21 | 1 | 71 |  | 0 | 0 | 4.7252 | 4.7252 | 95% | 0.67761 | 46.3483 | 6.1064 | 3.3667 | 3.1984 | 0.16833 | 5% | 12.2222 | 0.8 | 0.8 | 0.8 | 54.72 | 7.2094 | 3.9748 | 3.5439 | 0.43092 | 10.84% | 841 | 46.3483 | 0 | 794.6517 | 841 | 54.72 | 0 | 786.28 | Summer | FALSE | 0 | 0 | 0 | 0 | 0 | 0 | 1 | 0 | 1
1976-09-19 | 9 | 19 | 22:00 | 21.1 | 22 | 1 | 70 |  | 0 | 0 | 4.2002 | 4.2002 | 95% | 0.60232 | 41.1985 | 5.4279 | 2.9926 | 2.843 | 0.14963 | 5% | 12.4854 | 0.8 | 0.8 | 0.8 | 54.72 | 7.2094 | 3.9748 | 3.1501 | 0.82468 | 20.75% | 859 | 41.1985 | 0 | 817.8015 | 859 | 54.72 | 0 | 804.28 | Summer | FALSE | 0 | 0 | 0 | 0 | 0 | 0 | 1 | 0 | 1
1976-09-19 | 9 | 19 | 23:00 | 21.1 | 23 | 1 | 70 |  | 0 | 0 | 5.2502 | 5.2502 | 95% | 0.7529 | 51.4981 | 6.7849 | 3.7408 | 3.5537 | 0.18704 | 5% | 12.5073 | 0.8 | 0.8 | 0.8 | 54.72 | 7.2094 | 3.9748 | 3.9376 | 0.037156 | 0.9348% | 860.5 | 51.4981 | 0 | 809.0019 | 860.5 | 54.72 | 0 | 805.78 | Summer | FALSE | 0 | 0 | 0 | 0 | 0 | 0 | 1 | 0 | 1
1976-09-19 | 9 | 19 | 24:00 | 20 | 0 | 1 | 68 |  | 0 | 0 | 4.2002 | 4.2002 | 95% | 0.60232 | 41.1985 | 5.4279 | 2.9926 | 2.843 | 0.14963 | 5% | 9.9159 | 0 | 0 | 0 | 0 | 0 | 0 | 0 | 0 | 0% | 683.25 | 41.1985 | 0 | 642.0515 | 683.25 | 0 | 0 | 683.25 | Summer | FALSE | 0 | 0 | 0 | 0 | 0 | 0 | 1 | 0 | 1
1976-09-20 | 9 | 20 | 1:00 | 20.6 | 1 | 2 | 69 |  | 0 | 0 | 3.9376 | 3.9376 | 95% | 0.56467 | 38.6235 | 5.0887 | 2.8056 | 2.6653 | 0.14028 | 5% | 8.973 | 0 | 0 | 0 | 0 | 0 | 0 | 0 | 0 | 0% | 618.75 | 38.6235 | 0 | 580.1265 | 618.75 | 0 | 0 | 618.75 | Summer | 0 | 0 | 0 | 0 | 0 | 0 | 0 | 1 | 0 | 1
1976-09-20 | 9 | 20 | 2:00 | 18.3 | 2 | 2 | 65 |  | 0 | 0 | 3.1501 | 3.1501 | 95% | 0 | 0 | 0 | 0 | 0 | 0 | 5% | 9.1265 | 0 | 0 | 0 | 0 | 0 | 0 | 0 | 0 | 0% | 629.25 | 0 | 0 | 629.25 | 629.25 | 0 | 0 | 629.25 | Summer | 0 | 0 | 0 | 0 | 0 | 1 | 0 | 1 | 0 | 0
1976-09-20 | 9 | 20 | 3:00 | 18.3 | 3 | 2 | 65 |  | 0 | 0 | 3.4126 | 3.4126 | 95% | 0 | 0 | 0 | 0 | 0 | 0 | 5% | 9.3019 | 0 | 0 | 0 | 0 | 0 | 0 | 0 | 0 | 0% | 641.25 | 0 | 0 | 641.25 | 641.25 | 0 | 0 | 641.25 | Summer | 0 | 0 | 0 | 0 | 0 | 1 | 0 | 1 | 0 | 0
1976-09-20 | 9 | 20 | 4:00 | 18.3 | 4 | 2 | 65 |  | 0 | 0 | 3.1501 | 3.1501 | 95% | 0 | 0 | 0 | 0 | 0 | 0 | 5% | 9.1923 | 0 | 0 | 0 | 0 | 0 | 0 | 0 | 0 | 0% | 633.75 | 0 | 0 | 633.75 | 633.75 | 0 | 0 | 633.75 | Summer | 0 | 0 | 0 | 0 | 0 | 1 | 0 | 1 | 0 | 0
1976-09-20 | 9 | 20 | 5:00 | 18.3 | 5 | 2 | 65 |  | 0 | 0 | 3.1501 | 3.1501 | 95% | 0 | 0 | 0 | 0 | 0 | 0 | 5% | 9.1996 | 0 | 0 | 0 | 0 | 0 | 0 | 0 | 0 | 0% | 634.25 | 0 | 0 | 634.25 | 634.25 | 0 | 0 | 634.25 | Summer | 0 | 0 | 0 | 0 | 0 | 1 | 0 | 1 | 0 | 0
1976-09-20 | 9 | 20 | 6:00 | 17.8 | 6 | 2 | 64 |  | 0 | 0 | 3.9376 | 3.9376 | 95% | 0.56467 | 38.6235 | 5.0887 | 2.8056 | 2.6653 | 0.14028 | 5% | 9.2727 | 0.8 | 0.8 | 0.8 | 54.72 | 7.2094 | 3.9748 | 2.9532 | 1.0216 | 25.7% | 639.25 | 38.6235 | 0 | 600.6265 | 639.25 | 54.72 | 0 | 584.53 | Summer | 0 | 0 | 0 | 0 | 0 | 0 | 0 | 1 | 0 | 1
1976-09-20 | 9 | 20 | 7:00 | 18.9 | 7 | 2 | 66 |  | 0 | 0 | 4.7252 | 4.7252 | 95% | 0.67761 | 46.3483 | 6.1064 | 3.3667 | 3.1984 | 0.16833 | 5% | 11.1915 | 0.8 | 0.8 | 0.8 | 54.72 | 7.2094 | 3.9748 | 3.5439 | 0.43092 | 10.84% | 770.5 | 46.3483 | 0 | 724.1517 | 770.5 | 54.72 | 0 | 715.78 | Summer | 0 | 0 | 0 | 0 | 0 | 0 | 0 | 1 | 0 | 1
1976-09-20 | 9 | 20 | 8:00 | 20 | 8 | 2 | 68 |  | 0 | 0 | 7.6128 | 7.6128 | 95% | 1 | 68.4 | 9.0117 | 4.9685 | 4.7201 | 0.24843 | 5% | 13.2054 | 0.8 | 0.8 | 0.8 | 54.72 | 7.2094 | 3.9748 | 3.9748 | 0 | 0% | 908.25 | 68.4 | 0 | 839.85 | 908.25 | 54.72 | 0 | 853.53 | Summer | 0 | 0 | 0 | 0 | 0 | 0 | 0 | 0 | 1 | 1
1976-09-20 | 9 | 20 | 9:00 | 22.2 | 9 | 2 | 72 |  | 0 | 0 | 6.5627 | 6.5627 | 95% | 0.94112 | 64.3726 | 8.4811 | 4.676 | 4.4422 | 0.2338 | 5% | 13.7463 | 0.8 | 0.8 | 0.8 | 54.72 | 7.2094 | 3.9748 | 3.9748 | 0 | 0% | 945.25 | 64.3726 | 0 | 880.8774 | 945.25 | 54.72 | 0 | 890.53 | Summer | 0 | 0 | 0 | 0 | 0 | 0 | 0 | 1 | 0 | 1
1976-09-20 | 9 | 20 | 10:00 | 23.3 | 10 | 2 | 74 |  | 0 | 0 | 6.0377 | 6.0377 | 95% | 0.86583 | 59.2228 | 7.8026 | 4.3019 | 4.0868 | 0.21509 | 5% | 14.0863 | 0.8 | 0.8 | 0.8 | 54.72 | 7.2094 | 3.9748 | 3.9748 | 0 | 0% | 968.5 | 59.2228 | 0 | 909.2772 | 968.5 | 54.72 | 0 | 913.78 | Summer | 0 | 0 | 0 | 0 | 0 | 0 | 0 | 1 | 0 | 1
1976-09-20 | 9 | 20 | 11:00 | 25.6 | 11 | 2 | 78 |  | 0 | 0 | 5.2502 | 5.2502 | 95% | 0.7529 | 51.4981 | 6.7849 | 3.7408 | 3.5537 | 0.18704 | 5% | 13.6769 | 0.8 | 0.8 | 0.8 | 54.72 | 7.2094 | 3.9748 | 3.9376 | 0.037156 | 0.9348% | 940.5 | 51.4981 | 0 | 889.0019 | 940.5 | 54.72 | 0 | 885.78 | Summer | 0 | 0 | 0 | 0 | 0 | 0 | 0 | 1 | 0 | 1
1976-09-20 | 9 | 20 | 12:00 | 26.7 | 12 | 2 | 80 |  | 0 | 0 | 5.2502 | 5.2502 | 95% | 0.7529 | 51.4981 | 6.7849 | 3.7408 | 3.5537 | 0.18704 | 5% | 14.4298 | 0.8 | 0.8 | 0.8 | 54.72 | 7.2094 | 3.9748 | 3.9376 | 0.037156 | 0.9348% | 992 | 51.4981 | 0 | 940.5019 | 992 | 54.72 | 0 | 937.28 | Summer | 0 | 0 | 0 | 0 | 0 | 0 | 0 | 1 | 0 | 1
1976-09-20 | 9 | 20 | 13:00 | 27.2 | 13 | 2 | 81 |  | 0 | 0 | 4.7252 | 4.7252 | 95% | 0.67761 | 46.3483 | 6.1064 | 3.3667 | 3.1984 | 0.16833 | 5% | 14.5431 | 0.8 | 0.8 | 0.8 | 54.72 | 7.2094 | 3.9748 | 3.5439 | 0.43092 | 10.84% | 999.75 | 46.3483 | 0 | 953.4017 | 999.75 | 54.72 | 0 | 945.03 | Summer | 0 | 0 | 0 | 0 | 0 | 0 | 0 | 1 | 0 | 1
1976-09-20 | 9 | 20 | 14:00 | 26.7 | 14 | 2 | 80 |  | 0 | 0 | 3.9376 | 3.9376 | 95% | 0.56467 | 38.6235 | 5.0887 | 2.8056 | 2.6653 | 0.14028 | 5% | 15.2632 | 0.8 | 0.8 | 0.8 | 54.72 | 7.2094 | 3.9748 | 2.9532 | 1.0216 | 25.7% | 1049 | 38.6235 | 0 | 1010.3765 | 1049 | 54.72 | 0 | 994.28 | Summer | 0 | 0 | 0 | 0 | 0 | 0 | 0 | 1 | 0 | 1
1976-09-20 | 9 | 20 | 15:00 | 27.2 | 15 | 2 | 81 |  | 0 | 0 | 3.6751 | 3.6751 | 95% | 0.52703 | 36.0486 | 4.7494 | 2.6185 | 2.4876 | 0.13093 | 5% | 15.0365 | 0.8 | 0.8 | 0.8 | 54.72 | 7.2094 | 3.9748 | 2.7564 | 1.2184 | 30.65% | 1033.5 | 36.0486 | 0 | 997.4514 | 1033.5 | 54.72 | 0 | 978.78 | Summer | 0 | 0 | 0 | 0 | 0 | 0 | 0 | 1 | 0 | 1
1976-09-20 | 9 | 20 | 16:00 | 26.7 | 16 | 2 | 80 |  | 0 | 0 | 3.6751 | 3.6751 | 95% | 0.52703 | 36.0486 | 4.7494 | 2.6185 | 2.4876 | 0.13093 | 5% | 14.3677 | 0.8 | 0.8 | 0.8 | 54.72 | 7.2094 | 3.9748 | 2.7564 | 1.2184 | 30.65% | 987.75 | 36.0486 | 0 | 951.7014 | 987.75 | 54.72 | 0 | 933.03 | Summer | 0 | 0 | 0 | 0 | 0 | 0 | 0 | 1 | 0 | 1
1976-09-20 | 9 | 20 | 17:00 | 25.6 | 17 | 2 | 78 |  | 0 | 0 | 4.7252 | 4.7252 | 95% | 0.67761 | 46.3483 | 6.1064 | 3.3667 | 3.1984 | 0.16833 | 5% | 14.7332 | 0.8 | 0.8 | 0.8 | 54.72 | 7.2094 | 3.9748 | 3.5439 | 0.43092 | 10.84% | 1012.75 | 46.3483 | 0 | 966.4017 | 1012.75 | 54.72 | 0 | 958.03 | Summer | 0 | 0 | 0 | 0 | 0 | 0 | 0 | 1 | 0 | 1
1976-09-20 | 9 | 20 | 18:00 | 23.3 | 18 | 2 | 74 |  | 0 | 0 | 6.0377 | 6.0377 | 95% | 0.86583 | 59.2228 | 7.8026 | 4.3019 | 4.0868 | 0.21509 | 5% | 13.845 | 0.8 | 0.8 | 0.8 | 54.72 | 7.2094 | 3.9748 | 3.9748 | 0 | 0% | 952 | 59.2228 | 0 | 892.7772 | 952 | 54.72 | 0 | 897.28 | Summer | 0 | 0 | 0 | 0 | 0 | 0 | 0 | 1 | 0 | 1
1976-09-20 | 9 | 20 | 19:00 | 22.2 | 19 | 2 | 72 |  | 0 | 0 | 6.5627 | 6.5627 | 95% | 0.94112 | 64.3726 | 8.4811 | 4.676 | 4.4422 | 0.2338 | 5% | 13.4868 | 0.8 | 0.8 | 0.8 | 54.72 | 7.2094 | 3.9748 | 3.9748 | 0 | 0% | 927.5 | 64.3726 | 0 | 863.1274 | 927.5 | 54.72 | 0 | 872.78 | Summer | 0 | 0 | 0 | 0 | 0 | 0 | 0 | 1 | 0 | 1
1976-09-20 | 9 | 20 | 20:00 | 22.2 | 20 | 2 | 72 |  | 0 | 0 | 5.7752 | 5.7752 | 95% | 0.82819 | 56.6479 | 7.4634 | 4.1148 | 3.9091 | 0.20574 | 5% | 13.2895 | 0.8 | 0.8 | 0.8 | 54.72 | 7.2094 | 3.9748 | 3.9748 | 0 | 0% | 914 | 56.6479 | 0 | 857.3521 | 914 | 54.72 | 0 | 859.28 | Summer | 0 | 0 | 0 | 0 | 0 | 0 | 0 | 1 | 0 | 1
1976-09-20 | 9 | 20 | 21:00 | 22.2 | 21 | 2 | 72 |  | 0 | 0 | 4.7252 | 4.7252 | 95% | 0.67761 | 46.3483 | 6.1064 | 3.3667 | 3.1984 | 0.16833 | 5% | 13.4466 | 0.8 | 0.8 | 0.8 | 54.72 | 7.2094 | 3.9748 | 3.5439 | 0.43092 | 10.84% | 924.75 | 46.3483 | 0 | 878.4017 | 924.75 | 54.72 | 0 | 870.03 | Summer | 0 | 0 | 0 | 0 | 0 | 0 | 0 | 1 | 0 | 1
1976-09-20 | 9 | 20 | 22:00 | 21.1 | 22 | 2 | 70 |  | 0 | 0 | 4.2002 | 4.2002 | 95% | 0.60232 | 41.1985 | 5.4279 | 2.9926 | 2.843 | 0.14963 | 5% | 13.1579 | 0.8 | 0.8 | 0.8 | 54.72 | 7.2094 | 3.9748 | 3.1501 | 0.82468 | 20.75% | 905 | 41.1985 | 0 | 863.8015 | 905 | 54.72 | 0 | 850.28 | Summer | 0 | 0 | 0 | 0 | 0 | 0 | 0 | 1 | 0 | 1
1976-09-20 | 9 | 20 | 23:00 | 19.4 | 23 | 2 | 67 |  | 0 | 0 | 5.2502 | 5.2502 | 95% | 0.7529 | 51.4981 | 6.7849 | 3.7408 | 3.5537 | 0.18704 | 5% | 12.9971 | 0.8 | 0.8 | 0.8 | 54.72 | 7.2094 | 3.9748 | 3.9376 | 0.037156 | 0.9348% | 894 | 51.4981 | 0 | 842.5019 | 894 | 54.72 | 0 | 839.28 | Summer | 0 | 0 | 0 | 0 | 0 | 0 | 0 | 1 | 0 | 1
1976-09-20 | 9 | 20 | 24:00 | 18.9 | 0 | 2 | 66 |  | 0 | 0 | 4.2002 | 4.2002 | 95% | 0.60232 | 41.1985 | 5.4279 | 2.9926 | 2.843 | 0.14963 | 5% | 12.807 | 0 | 0 | 0 | 0 | 0 | 0 | 0 | 0 | 0% | 881 | 41.1985 | 0 | 839.8015 | 881 | 0 | 0 | 881 | Summer | 0 | 0 | 0 | 0 | 0 | 0 | 0 | 1 | 0 | 1
1976-09-21 | 9 | 21 | 1:00 | 19.4 | 1 | 2 | 67 |  | 0 | 0 | 3.9376 | 3.9376 | 95% | 0.56467 | 38.6235 | 5.0887 | 2.8056 | 2.6653 | 0.14028 | 5% | 13.0775 | 0 | 0 | 0 | 0 | 0 | 0 | 0 | 0 | 0% | 899.5 | 38.6235 | 0 | 860.8765 | 899.5 | 0 | 0 | 899.5 | Summer | 0 | 0 | 0 | 0 | 0 | 0 | 0 | 1 | 0 | 1
1976-09-21 | 9 | 21 | 2:00 | 19.4 | 2 | 2 | 67 |  | 0 | 0 | 3.1501 | 3.1501 | 95% | 0 | 0 | 0 | 0 | 0 | 0 | 5% | 12.8253 | 0 | 0 | 0 | 0 | 0 | 0 | 0 | 0 | 0% | 882.25 | 0 | 0 | 882.25 | 882.25 | 0 | 0 | 882.25 | Summer | 0 | 0 | 0 | 0 | 0 | 1 | 0 | 1 | 0 | 0
1976-09-21 | 9 | 21 | 3:00 | 18.9 | 3 | 2 | 66 |  | 0 | 0 | 3.4126 | 3.4126 | 95% | 0 | 0 | 0 | 0 | 0 | 0 | 5% | 13.5161 | 0 | 0 | 0 | 0 | 0 | 0 | 0 | 0 | 0% | 929.5 | 0 | 0 | 929.5 | 929.5 | 0 | 0 | 929.5 | Summer | 0 | 0 | 0 | 0 | 0 | 1 | 0 | 1 | 0 | 0
1976-09-21 | 9 | 21 | 4:00 | 18.3 | 4 | 2 | 65 |  | 0 | 0 | 3.1501 | 3.1501 | 95% | 0 | 0 | 0 | 0 | 0 | 0 | 5% | 13.3955 | 0 | 0 | 0 | 0 | 0 | 0 | 0 | 0 | 0% | 921.25 | 0 | 0 | 921.25 | 921.25 | 0 | 0 | 921.25 | Summer | 0 | 0 | 0 | 0 | 0 | 1 | 0 | 1 | 0 | 0
1976-09-21 | 9 | 21 | 5:00 | 18.3 | 5 | 2 | 65 |  | 0 | 0 | 3.1501 | 3.1501 | 95% | 0 | 0 | 0 | 0 | 0 | 0 | 5% | 13.1213 | 0 | 0 | 0 | 0 | 0 | 0 | 0 | 0 | 0% | 902.5 | 0 | 0 | 902.5 | 902.5 | 0 | 0 | 902.5 | Summer | 0 | 0 | 0 | 0 | 0 | 1 | 0 | 1 | 0 | 0
1976-09-21 | 9 | 21 | 6:00 | 18.3 | 6 | 2 | 65 |  | 0 | 0 | 3.9376 | 3.9376 | 95% | 0.56467 | 38.6235 | 5.0887 | 2.8056 | 2.6653 | 0.14028 | 5% | 13.527 | 0.8 | 0.8 | 0.8 | 54.72 | 7.2094 | 3.9748 | 2.9532 | 1.0216 | 25.7% | 930.25 | 38.6235 | 0 | 891.6265 | 930.25 | 54.72 | 0 | 875.53 | Summer | 0 | 0 | 0 | 0 | 0 | 0 | 0 | 1 | 0 | 1
1976-09-21 | 9 | 21 | 7:00 | 18.9 | 7 | 2 | 66 |  | 0 | 0 | 4.7252 | 4.7252 | 95% | 0.67761 | 46.3483 | 6.1064 | 3.3667 | 3.1984 | 0.16833 | 5% | 14.1886 | 0.8 | 0.8 | 0.8 | 54.72 | 7.2094 | 3.9748 | 3.5439 | 0.43092 | 10.84% | 975.5 | 46.3483 | 0 | 929.1517 | 975.5 | 54.72 | 0 | 920.78 | Summer | 0 | 0 | 0 | 0 | 0 | 0 | 0 | 1 | 0 | 1
1976-09-21 | 9 | 21 | 8:00 | 21.1 | 8 | 2 | 70 |  | 0 | 0 | 7.6128 | 7.6128 | 95% | 1 | 68.4 | 9.0117 | 4.9685 | 4.7201 | 0.24843 | 5% | 14.7515 | 0.8 | 0.8 | 0.8 | 54.72 | 7.2094 | 3.9748 | 3.9748 | 0 | 0% | 1014 | 68.4 | 0 | 945.6 | 1014 | 54.72 | 0 | 959.28 | Summer | 0 | 0 | 0 | 0 | 0 | 0 | 0 | 0 | 1 | 1
1976-09-21 | 9 | 21 | 9:00 | 21.1 | 9 | 2 | 70 |  | 0 | 0 | 6.5627 | 6.5627 | 95% | 0.94112 | 64.3726 | 8.4811 | 4.676 | 4.4422 | 0.2338 | 5% | 15.3107 | 0.8 | 0.8 | 0.8 | 54.72 | 7.2094 | 3.9748 | 3.9748 | 0 | 0% | 1052.25 | 64.3726 | 0 | 987.8774 | 1052.25 | 54.72 | 0 | 997.53 | Summer | 0 | 0 | 0 | 0 | 0 | 0 | 0 | 1 | 0 | 1
1976-09-21 | 9 | 21 | 10:00 | 22.2 | 10 | 2 | 72 |  | 0 | 0 | 6.0377 | 6.0377 | 95% | 0.86583 | 59.2228 | 7.8026 | 4.3019 | 4.0868 | 0.21509 | 5% | 16.3048 | 0.8 | 0.8 | 0.8 | 54.72 | 7.2094 | 3.9748 | 3.9748 | 0 | 0% | 1120.25 | 59.2228 | 0 | 1061.0272 | 1120.25 | 54.72 | 0 | 1065.53 | Summer | 0 | 0 | 0 | 0 | 0 | 0 | 0 | 1 | 0 | 1
1976-09-21 | 9 | 21 | 11:00 | 23.3 | 11 | 2 | 74 |  | 0 | 0 | 5.2502 | 5.2502 | 95% | 0.7529 | 51.4981 | 6.7849 | 3.7408 | 3.5537 | 0.18704 | 5% | 17.3136 | 0.8 | 0.8 | 0.8 | 54.72 | 7.2094 | 3.9748 | 3.9376 | 0.037156 | 0.9348% | 1189.25 | 51.4981 | 0 | 1137.7519 | 1189.25 | 54.72 | 0 | 1134.53 | Summer | 0 | 0 | 0 | 0 | 0 | 0 | 0 | 1 | 0 | 1
1976-09-21 | 9 | 21 | 12:00 | 23.3 | 12 | 2 | 74 |  | 0 | 0 | 5.2502 | 5.2502 | 95% | 0.7529 | 51.4981 | 6.7849 | 3.7408 | 3.5537 | 0.18704 | 5% | 17.2149 | 0.8 | 0.8 | 0.8 | 54.72 | 7.2094 | 3.9748 | 3.9376 | 0.037156 | 0.9348% | 1182.5 | 51.4981 | 0 | 1131.0019 | 1182.5 | 54.72 | 0 | 1127.78 | Summer | 0 | 0 | 0 | 0 | 0 | 0 | 0 | 1 | 0 | 1
1976-09-21 | 9 | 21 | 13:00 | 22.8 | 13 | 2 | 73 |  | 0 | 0 | 4.7252 | 4.7252 | 95% | 0.67761 | 46.3483 | 6.1064 | 3.3667 | 3.1984 | 0.16833 | 5% | 17.3904 | 0.8 | 0.8 | 0.8 | 54.72 | 7.2094 | 3.9748 | 3.5439 | 0.43092 | 10.84% | 1194.5 | 46.3483 | 0 | 1148.1517 | 1194.5 | 54.72 | 0 | 1139.78 | Summer | 0 | 0 | 0 | 0 | 0 | 0 | 0 | 1 | 0 | 1
1976-09-21 | 9 | 21 | 14:00 | 23.3 | 14 | 2 | 74 |  | 0 | 0 | 3.9376 | 3.9376 | 95% | 0.56467 | 38.6235 | 5.0887 | 2.8056 | 2.6653 | 0.14028 | 5% | 17.0687 | 0.8 | 0.8 | 0.8 | 54.72 | 7.2094 | 3.9748 | 2.9532 | 1.0216 | 25.7% | 1172.5 | 38.6235 | 0 | 1133.8765 | 1172.5 | 54.72 | 0 | 1117.78 | Summer | 0 | 0 | 0 | 0 | 0 | 0 | 0 | 1 | 0 | 1
1976-09-21 | 9 | 21 | 15:00 | 22.2 | 15 | 2 | 72 |  | 0 | 0 | 3.6751 | 3.6751 | 95% | 0.52703 | 36.0486 | 4.7494 | 2.6185 | 2.4876 | 0.13093 | 5% | 17.4598 | 0.8 | 0.8 | 0.8 | 54.72 | 7.2094 | 3.9748 | 2.7564 | 1.2184 | 30.65% | 1199.25 | 36.0486 | 0 | 1163.2014 | 1199.25 | 54.72 | 0 | 1144.53 | Summer | 0 | 0 | 0 | 0 | 0 | 0 | 0 | 1 | 0 | 1
1976-09-21 | 9 | 21 | 16:00 | 20.6 | 16 | 2 | 69 |  | 0 | 0 | 3.6751 | 3.6751 | 95% | 0.52703 | 36.0486 | 4.7494 | 2.6185 | 2.4876 | 0.13093 | 5% | 16.9335 | 0.8 | 0.8 | 0.8 | 54.72 | 7.2094 | 3.9748 | 2.7564 | 1.2184 | 30.65% | 1163.25 | 36.0486 | 0 | 1127.2014 | 1163.25 | 54.72 | 0 | 1108.53 | Summer | 0 | 0 | 0 | 0 | 0 | 0 | 0 | 1 | 0 | 1
1976-09-21 | 9 | 21 | 17:00 | 20 | 17 | 2 | 68 |  | 0 | 0 | 4.7252 | 4.7252 | 95% | 0.67761 | 46.3483 | 6.1064 | 3.3667 | 3.1984 | 0.16833 | 5% | 17.1784 | 0.8 | 0.8 | 0.8 | 54.72 | 7.2094 | 3.9748 | 3.5439 | 0.43092 | 10.84% | 1180 | 46.3483 | 0 | 1133.6517 | 1180 | 54.72 | 0 | 1125.28 | Summer | 0 | 0 | 0 | 0 | 0 | 0 | 0 | 1 | 0 | 1
1976-09-21 | 9 | 21 | 18:00 | 20 | 18 | 2 | 68 |  | 0 | 0 | 6.0377 | 6.0377 | 95% | 0.86583 | 59.2228 | 7.8026 | 4.3019 | 4.0868 | 0.21509 | 5% | 16.5936 | 0.8 | 0.8 | 0.8 | 54.72 | 7.2094 | 3.9748 | 3.9748 | 0 | 0% | 1140 | 59.2228 | 0 | 1080.7772 | 1140 | 54.72 | 0 | 1085.28 | Summer | 0 | 0 | 0 | 0 | 0 | 0 | 0 | 1 | 0 | 1
1976-09-21 | 9 | 21 | 19:00 | 19.4 | 19 | 2 | 67 |  | 0 | 0 | 6.5627 | 6.5627 | 95% | 0.94112 | 64.3726 | 8.4811 | 4.676 | 4.4422 | 0.2338 | 5% | 16.2865 | 0.8 | 0.8 | 0.8 | 54.72 | 7.2094 | 3.9748 | 3.9748 | 0 | 0% | 1119 | 64.3726 | 0 | 1054.6274 | 1119 | 54.72 | 0 | 1064.28 | Summer | 0 | 0 | 0 | 0 | 0 | 0 | 0 | 1 | 0 | 1
1976-09-21 | 9 | 21 | 20:00 | 18.9 | 20 | 2 | 66 |  | 0 | 0 | 5.7752 | 5.7752 | 95% | 0.82819 | 56.6479 | 7.4634 | 4.1148 | 3.9091 | 0.20574 | 5% | 15.7127 | 0.8 | 0.8 | 0.8 | 54.72 | 7.2094 | 3.9748 | 3.9748 | 0 | 0% | 1079.75 | 56.6479 | 0 | 1023.1021 | 1079.75 | 54.72 | 0 | 1025.03 | Summer | 0 | 0 | 0 | 0 | 0 | 0 | 0 | 1 | 0 | 1
1976-09-21 | 9 | 21 | 21:00 | 18.3 | 21 | 2 | 65 |  | 0 | 0 | 4.7252 | 4.7252 | 95% | 0.67761 | 46.3483 | 6.1064 | 3.3667 | 3.1984 | 0.16833 | 5% | 15.636 | 0.8 | 0.8 | 0.8 | 54.72 | 7.2094 | 3.9748 | 3.5439 | 0.43092 | 10.84% | 1074.5 | 46.3483 | 0 | 1028.1517 | 1074.5 | 54.72 | 0 | 1019.78 | Summer | 0 | 0 | 0 | 0 | 0 | 0 | 0 | 1 | 0 | 1
1976-09-21 | 9 | 21 | 22:00 | 17.8 | 22 | 2 | 64 |  | 0 | 0 | 4.2002 | 4.2002 | 95% | 0.60232 | 41.1985 | 5.4279 | 2.9926 | 2.843 | 0.14963 | 5% | 15.6177 | 0.8 | 0.8 | 0.8 | 54.72 | 7.2094 | 3.9748 | 3.1501 | 0.82468 | 20.75% | 1073.25 | 41.1985 | 0 | 1032.0515 | 1073.25 | 54.72 | 0 | 1018.53 | Summer | 0 | 0 | 0 | 0 | 0 | 0 | 0 | 1 | 0 | 1
1976-09-21 | 9 | 21 | 23:00 | 16.1 | 23 | 2 | 61 |  | 0 | 0 | 5.2502 | 5.2502 | 95% | 0.7529 | 51.4981 | 6.7849 | 3.7408 | 3.5537 | 0.18704 | 5% | 15.6067 | 0.8 | 0.8 | 0.8 | 54.72 | 7.2094 | 3.9748 | 3.9376 | 0.037156 | 0.9348% | 1072.5 | 51.4981 | 0 | 1021.0019 | 1072.5 | 54.72 | 0 | 1017.78 | Summer | 0 | 0 | 0 | 0 | 0 | 0 | 0 | 1 | 0 | 1
1976-09-21 | 9 | 21 | 24:00 | 16.1 | 0 | 2 | 61 |  | 0 | 0 | 4.2002 | 4.2002 | 95% | 0.60232 | 41.1985 | 5.4279 | 2.9926 | 2.843 | 0.14963 | 5% | 15.5044 | 0 | 0 | 0 | 0 | 0 | 0 | 0 | 0 | 0% | 1065.5 | 41.1985 | 0 | 1024.3015 | 1065.5 | 0 | 0 | 1065.5 | Summer | 0 | 0 | 0 | 0 | 0 | 0 | 0 | 1 | 0 | 1
1976-09-22 | 9 | 22 | 1:00 | 15 | 1 | 1 | 59 |  | 0 | 0 | 3.9376 | 3.9376 | 95% | 0.56467 | 38.6235 | 5.0887 | 2.8056 | 2.6653 | 0.14028 | 5% | 15.8443 | 0 | 0 | 0 | 0 | 0 | 0 | 0 | 0 | 0% | 1088.75 | 38.6235 | 0 | 1050.1265 | 1088.75 | 0 | 0 | 1088.75 | Summer | FALSE | 0 | 0 | 0 | 0 | 0 | 0 | 1 | 0 | 1
1976-09-22 | 9 | 22 | 2:00 | 12.8 | 2 | 1 | 55 |  | 0 | 0 | 3.1501 | 3.1501 | 95% | 0 | 0 | 0 | 0 | 0 | 0 | 5% | 15.5409 | 0 | 0 | 0 | 0 | 0 | 0 | 0 | 0 | 0% | 1068 | 0 | 0 | 1068 | 1068 | 0 | 0 | 1068 | Summer | FALSE | 0 | 0 | 0 | 0 | 1 | 0 | 1 | 0 | 0
1976-09-22 | 9 | 22 | 3:00 | 12.8 | 3 | 1 | 55 |  | 0 | 0 | 3.4126 | 3.4126 | 95% | 0 | 0 | 0 | 0 | 0 | 0 | 5% | 15.2595 | 0 | 0 | 0 | 0 | 0 | 0 | 0 | 0 | 0% | 1048.75 | 0 | 0 | 1048.75 | 1048.75 | 0 | 0 | 1048.75 | Summer | FALSE | 0 | 0 | 0 | 0 | 1 | 0 | 1 | 0 | 0
1976-09-22 | 9 | 22 | 4:00 | 12.2 | 4 | 1 | 54 |  | 1 | 0.63657 | 3.1501 | 3.7867 | 95% | 0.54302 | 37.1429 | 4.8936 | 2.698 | 2.5631 | 0.1349 | 5% | 15.3289 | 0 | 0 | 0 | 0 | 0 | 0 | 0 | 0 | 0% | 1053.5 | 37.1429 | 0 | 1016.3571 | 1053.5 | 0 | 0 | 1053.5 | Summer | FALSE | 0 | 0 | 0 | 0 | 0 | 0 | 1 | 0 | 1
1976-09-22 | 9 | 22 | 5:00 | 11.7 | 5 | 1 | 53 |  | 2 | 1.2731 | 3.1501 | 4.4233 | 95% | 0.63431 | 43.3869 | 5.7162 | 3.1516 | 2.994 | 0.15758 | 5% | 14.6162 | 0 | 0 | 0 | 0 | 0 | 0 | 0 | 0 | 0% | 1004.75 | 43.3869 | 0 | 961.3631 | 1004.75 | 0 | 0 | 1004.75 | Summer | FALSE | 0 | 0 | 0 | 0 | 0 | 0 | 1 | 0 | 1
1976-09-22 | 9 | 22 | 6:00 | 11.7 | 6 | 1 | 53 |  | 2 | 1.2731 | 3.9376 | 5.2108 | 95% | 0.74725 | 51.1116 | 6.734 | 3.7127 | 3.5271 | 0.18563 | 5% | 13.8304 | 0.8 | 0.8 | 0.8 | 54.72 | 7.2094 | 3.9748 | 3.9081 | 0.066706 | 1.678% | 951 | 51.1116 | 0 | 899.8884 | 951 | 54.72 | 0 | 896.28 | Summer | FALSE | 0 | 0 | 0 | 0 | 0 | 0 | 1 | 0 | 1
1976-09-22 | 9 | 22 | 7:00 | 13.9 | 7 | 1 | 57 |  | 0 | 0 | 4.7252 | 4.7252 | 95% | 0.67761 | 46.3483 | 6.1064 | 3.3667 | 3.1984 | 0.16833 | 5% | 15.402 | 0.8 | 0.8 | 0.8 | 54.72 | 7.2094 | 3.9748 | 3.5439 | 0.43092 | 10.84% | 1058.5 | 46.3483 | 0 | 1012.1517 | 1058.5 | 54.72 | 0 | 1003.78 | Summer | FALSE | 0 | 0 | 0 | 0 | 0 | 0 | 1 | 0 | 1
1976-09-22 | 9 | 22 | 8:00 | 15.6 | 8 | 1 | 60 |  | 0 | 0 | 7.6128 | 7.6128 | 95% | 1 | 68.4 | 9.0117 | 4.9685 | 4.7201 | 0.24843 | 5% | 15.5592 | 0.8 | 0.8 | 0.8 | 54.72 | 7.2094 | 3.9748 | 3.9748 | 0 | 0% | 1069.25 | 68.4 | 0 | 1000.85 | 1069.25 | 54.72 | 0 | 1014.53 | Summer | FALSE | 0 | 0 | 0 | 0 | 0 | 0 | 0 | 1 | 1
1976-09-22 | 9 | 22 | 9:00 | 15.6 | 9 | 1 | 60 |  | 0 | 0 | 6.5627 | 6.5627 | 95% | 0.94112 | 64.3726 | 8.4811 | 4.676 | 4.4422 | 0.2338 | 5% | 16.2098 | 0.8 | 0.8 | 0.8 | 54.72 | 7.2094 | 3.9748 | 3.9748 | 0 | 0% | 1113.75 | 64.3726 | 0 | 1049.3774 | 1113.75 | 54.72 | 0 | 1059.03 | Summer | FALSE | 0 | 0 | 0 | 0 | 0 | 0 | 1 | 0 | 1
1976-09-22 | 9 | 22 | 10:00 | 16.7 | 10 | 1 | 62 |  | 0 | 0 | 6.0377 | 6.0377 | 95% | 0.86583 | 59.2228 | 7.8026 | 4.3019 | 4.0868 | 0.21509 | 5% | 16.4839 | 0.8 | 0.8 | 0.8 | 54.72 | 7.2094 | 3.9748 | 3.9748 | 0 | 0% | 1132.5 | 59.2228 | 0 | 1073.2772 | 1132.5 | 54.72 | 0 | 1077.78 | Summer | FALSE | 0 | 0 | 0 | 0 | 0 | 0 | 1 | 0 | 1
1976-09-22 | 9 | 22 | 11:00 | 17.2 | 11 | 1 | 63 |  | 0 | 0 | 5.2502 | 5.2502 | 95% | 0.7529 | 51.4981 | 6.7849 | 3.7408 | 3.5537 | 0.18704 | 5% | 16.4218 | 0.8 | 0.8 | 0.8 | 54.72 | 7.2094 | 3.9748 | 3.9376 | 0.037156 | 0.9348% | 1128.25 | 51.4981 | 0 | 1076.7519 | 1128.25 | 54.72 | 0 | 1073.53 | Summer | FALSE | 0 | 0 | 0 | 0 | 0 | 0 | 1 | 0 | 1
1976-09-22 | 9 | 22 | 12:00 | 18.3 | 12 | 1 | 65 |  | 0 | 0 | 5.2502 | 5.2502 | 95% | 0.7529 | 51.4981 | 6.7849 | 3.7408 | 3.5537 | 0.18704 | 5% | 16.5789 | 0.8 | 0.8 | 0.8 | 54.72 | 7.2094 | 3.9748 | 3.9376 | 0.037156 | 0.9348% | 1139 | 51.4981 | 0 | 1087.5019 | 1139 | 54.72 | 0 | 1084.28 | Summer | FALSE | 0 | 0 | 0 | 0 | 0 | 0 | 1 | 0 | 1
1976-09-22 | 9 | 22 | 13:00 | 19.4 | 13 | 1 | 67 |  | 0 | 0 | 4.7252 | 4.7252 | 95% | 0.67761 | 46.3483 | 6.1064 | 3.3667 | 3.1984 | 0.16833 | 5% | 17.1747 | 0.8 | 0.8 | 0.8 | 54.72 | 7.2094 | 3.9748 | 3.5439 | 0.43092 | 10.84% | 1179.75 | 46.3483 | 0 | 1133.4017 | 1179.75 | 54.72 | 0 | 1125.03 | Summer | FALSE | 1 | 1 | 46.3483 | 54.72 | 0 | 0 | 1 | 0 | 1
1976-09-22 | 9 | 22 | 14:00 | 18.3 | 14 | 1 | 65 |  | 0 | 0 | 3.9376 | 3.9376 | 95% | 0.56467 | 38.6235 | 5.0887 | 2.8056 | 2.6653 | 0.14028 | 5% | 16.8019 | 0.8 | 0.8 | 0.8 | 54.72 | 7.2094 | 3.9748 | 2.9532 | 1.0216 | 25.7% | 1154.25 | 38.6235 | 0 | 1115.6265 | 1154.25 | 54.72 | 0 | 1099.53 | Summer | FALSE | 1 | 1 | 38.6235 | 54.72 | 0 | 0 | 1 | 0 | 1
1976-09-22 | 9 | 22 | 15:00 | 18.9 | 15 | 1 | 66 |  | 0 | 0 | 3.6751 | 3.6751 | 95% | 0.52703 | 36.0486 | 4.7494 | 2.6185 | 2.4876 | 0.13093 | 5% | 16.5132 | 0.8 | 0.8 | 0.8 | 54.72 | 7.2094 | 3.9748 | 2.7564 | 1.2184 | 30.65% | 1134.5 | 36.0486 | 0 | 1098.4514 | 1134.5 | 54.72 | 0 | 1079.78 | Summer | FALSE | 1 | 1 | 36.0486 | 54.72 | 0 | 0 | 1 | 0 | 1
1976-09-22 | 9 | 22 | 16:00 | 18.9 | 16 | 1 | 66 |  | 0 | 0 | 3.6751 | 3.6751 | 95% | 0.52703 | 36.0486 | 4.7494 | 2.6185 | 2.4876 | 0.13093 | 5% | 16.6009 | 0.8 | 0.8 | 0.8 | 54.72 | 7.2094 | 3.9748 | 2.7564 | 1.2184 | 30.65% | 1140.5 | 36.0486 | 0 | 1104.4514 | 1140.5 | 54.72 | 0 | 1085.78 | Summer | FALSE | 1 | 1 | 36.0486 | 54.72 | 0 | 0 | 1 | 0 | 1
1976-09-22 | 9 | 22 | 17:00 | 18.3 | 17 | 1 | 65 |  | 0 | 0 | 4.7252 | 4.7252 | 95% | 0.67761 | 46.3483 | 6.1064 | 3.3667 | 3.1984 | 0.16833 | 5% | 16.2792 | 0.8 | 0.8 | 0.8 | 54.72 | 7.2094 | 3.9748 | 3.5439 | 0.43092 | 10.84% | 1118.5 | 46.3483 | 0 | 1072.1517 | 1118.5 | 54.72 | 0 | 1063.78 | Summer | FALSE | 0 | 0 | 0 | 0 | 0 | 0 | 1 | 0 | 1
1976-09-22 | 9 | 22 | 18:00 | 17.2 | 18 | 1 | 63 |  | 0 | 0 | 6.0377 | 6.0377 | 95% | 0.86583 | 59.2228 | 7.8026 | 4.3019 | 4.0868 | 0.21509 | 5% | 15.2376 | 0.8 | 0.8 | 0.8 | 54.72 | 7.2094 | 3.9748 | 3.9748 | 0 | 0% | 1047.25 | 59.2228 | 0 | 988.0272 | 1047.25 | 54.72 | 0 | 992.53 | Summer | FALSE | 0 | 0 | 0 | 0 | 0 | 0 | 1 | 0 | 1
1976-09-22 | 9 | 22 | 19:00 | 17.2 | 19 | 1 | 63 |  | 0 | 0 | 6.5627 | 6.5627 | 95% | 0.94112 | 64.3726 | 8.4811 | 4.676 | 4.4422 | 0.2338 | 5% | 14.5797 | 0.8 | 0.8 | 0.8 | 54.72 | 7.2094 | 3.9748 | 3.9748 | 0 | 0% | 1002.25 | 64.3726 | 0 | 937.8774 | 1002.25 | 54.72 | 0 | 947.53 | Summer | FALSE | 0 | 0 | 0 | 0 | 0 | 0 | 1 | 0 | 1
1976-09-22 | 9 | 22 | 20:00 | 16.7 | 20 | 1 | 62 |  | 0 | 0 | 5.7752 | 5.7752 | 95% | 0.82819 | 56.6479 | 7.4634 | 4.1148 | 3.9091 | 0.20574 | 5% | 14.2178 | 0.8 | 0.8 | 0.8 | 54.72 | 7.2094 | 3.9748 | 3.9748 | 0 | 0% | 977.5 | 56.6479 | 0 | 920.8521 | 977.5 | 54.72 | 0 | 922.78 | Summer | FALSE | 0 | 0 | 0 | 0 | 0 | 0 | 1 | 0 | 1
1976-09-22 | 9 | 22 | 21:00 | 15 | 21 | 1 | 59 |  | 0 | 0 | 4.7252 | 4.7252 | 95% | 0.67761 | 46.3483 | 6.1064 | 3.3667 | 3.1984 | 0.16833 | 5% | 13.4393 | 0.8 | 0.8 | 0.8 | 54.72 | 7.2094 | 3.9748 | 3.5439 | 0.43092 | 10.84% | 924.25 | 46.3483 | 0 | 877.9017 | 924.25 | 54.72 | 0 | 869.53 | Summer | FALSE | 0 | 0 | 0 | 0 | 0 | 0 | 1 | 0 | 1
1976-09-22 | 9 | 22 | 22:00 | 13.9 | 22 | 1 | 57 |  | 0 | 0 | 4.2002 | 4.2002 | 95% | 0.60232 | 41.1985 | 5.4279 | 2.9926 | 2.843 | 0.14963 | 5% | 12.0651 | 0.8 | 0.8 | 0.8 | 54.72 | 7.2094 | 3.9748 | 3.1501 | 0.82468 | 20.75% | 830.25 | 41.1985 | 0 | 789.0515 | 830.25 | 54.72 | 0 | 775.53 | Summer | FALSE | 0 | 0 | 0 | 0 | 0 | 0 | 1 | 0 | 1
1976-09-22 | 9 | 22 | 23:00 | 12.8 | 23 | 1 | 55 |  | 0 | 0 | 5.2502 | 5.2502 | 95% | 0.7529 | 51.4981 | 6.7849 | 3.7408 | 3.5537 | 0.18704 | 5% | 11.8275 | 0.8 | 0.8 | 0.8 | 54.72 | 7.2094 | 3.9748 | 3.9376 | 0.037156 | 0.9348% | 814 | 51.4981 | 0 | 762.5019 | 814 | 54.72 | 0 | 759.28 | Summer | FALSE | 0 | 0 | 0 | 0 | 0 | 0 | 1 | 0 | 1
1976-09-22 | 9 | 22 | 24:00 | 13.3 | 0 | 1 | 56 |  | 0 | 0 | 4.2002 | 4.2002 | 95% | 0.60232 | 41.1985 | 5.4279 | 2.9926 | 2.843 | 0.14963 | 5% | 11.5534 | 0 | 0 | 0 | 0 | 0 | 0 | 0 | 0 | 0% | 795.25 | 41.1985 | 0 | 754.0515 | 795.25 | 0 | 0 | 795.25 | Summer | FALSE | 0 | 0 | 0 | 0 | 0 | 0 | 1 | 0 | 1
1976-09-23 | 9 | 23 | 1:00 | 13.3 | 1 | 1 | 56 |  | 0 | 0 | 3.9376 | 3.9376 | 95% | 0.56467 | 38.6235 | 5.0887 | 2.8056 | 2.6653 | 0.14028 | 5% | 12.712 | 0 | 0 | 0 | 0 | 0 | 0 | 0 | 0 | 0% | 874.5 | 38.6235 | 0 | 835.8765 | 874.5 | 0 | 0 | 874.5 | Summer | FALSE | 0 | 0 | 0 | 0 | 0 | 0 | 1 | 0 | 1
1976-09-23 | 9 | 23 | 2:00 | 13.3 | 2 | 1 | 56 |  | 0 | 0 | 3.1501 | 3.1501 | 95% | 0 | 0 | 0 | 0 | 0 | 0 | 5% | 12.9423 | 0 | 0 | 0 | 0 | 0 | 0 | 0 | 0 | 0% | 890.25 | 0 | 0 | 890.25 | 890.25 | 0 | 0 | 890.25 | Summer | FALSE | 0 | 0 | 0 | 0 | 1 | 0 | 1 | 0 | 0
1976-09-23 | 9 | 23 | 3:00 | 12.2 | 3 | 1 | 54 |  | 1 | 0.63657 | 3.4126 | 4.0492 | 95% | 0.58067 | 39.7178 | 5.2328 | 2.8851 | 2.7408 | 0.14425 | 5% | 11.6082 | 0 | 0 | 0 | 0 | 0 | 0 | 0 | 0 | 0% | 799 | 39.7178 | 0 | 759.2822 | 799 | 0 | 0 | 799 | Summer | FALSE | 0 | 0 | 0 | 0 | 0 | 0 | 1 | 0 | 1
1976-09-23 | 9 | 23 | 4:00 | 11.1 | 4 | 1 | 52 |  | 3 | 1.9097 | 3.1501 | 5.0598 | 95% | 0.7256 | 49.6309 | 6.5389 | 3.6051 | 3.4249 | 0.18026 | 5% | 12.5987 | 0 | 0 | 0 | 0 | 0 | 0 | 0 | 0 | 0% | 866.75 | 49.6309 | 0 | 817.1191 | 866.75 | 0 | 0 | 866.75 | Summer | FALSE | 0 | 0 | 0 | 0 | 0 | 0 | 1 | 0 | 1
1976-09-23 | 9 | 23 | 5:00 | 10 | 5 | 1 | 50 |  | 5 | 3.1829 | 3.1501 | 6.333 | 95% | 0.90817 | 62.119 | 8.1842 | 4.5123 | 4.2866 | 0.22561 | 5% | 11.5132 | 0 | 0 | 0 | 0 | 0 | 0 | 0 | 0 | 0% | 792.5 | 62.119 | 0 | 730.381 | 792.5 | 0 | 0 | 792.5 | Summer | FALSE | 0 | 0 | 0 | 0 | 0 | 0 | 1 | 0 | 1
1976-09-23 | 9 | 23 | 6:00 | 9.4 | 6 | 1 | 49 |  | 6 | 3.8194 | 3.9376 | 7.7571 | 95% | 1 | 68.4 | 9.0117 | 4.9685 | 4.7201 | 0.24843 | 5% | 10.3582 | 0.8 | 0.8 | 0.8 | 54.72 | 7.2094 | 3.9748 | 3.9748 | 0 | 0% | 713.5 | 68.4 | 0 | 645.1 | 713.5 | 54.72 | 0 | 658.78 | Summer | FALSE | 0 | 0 | 0 | 0 | 0 | 0 | 0 | 1 | 1
1976-09-23 | 9 | 23 | 7:00 | 11.1 | 7 | 1 | 52 |  | 3 | 1.9097 | 4.7252 | 6.6349 | 95% | 0.95147 | 65.0803 | 8.5743 | 4.7274 | 4.491 | 0.23637 | 5% | 9.9781 | 0.8 | 0.8 | 0.8 | 54.72 | 7.2094 | 3.9748 | 3.9748 | 0 | 0% | 687.5 | 65.0803 | 0 | 622.4197 | 687.5 | 54.72 | 0 | 632.78 | Summer | FALSE | 0 | 0 | 0 | 0 | 0 | 0 | 1 | 0 | 1
1976-09-23 | 9 | 23 | 8:00 | 13.9 | 8 | 1 | 57 |  | 0 | 0 | 7.6128 | 7.6128 | 95% | 1 | 68.4 | 9.0117 | 4.9685 | 4.7201 | 0.24843 | 5% | 11.7727 | 0.8 | 0.8 | 0.8 | 54.72 | 7.2094 | 3.9748 | 3.9748 | 0 | 0% | 810.25 | 68.4 | 0 | 741.85 | 810.25 | 54.72 | 0 | 755.53 | Summer | FALSE | 0 | 0 | 0 | 0 | 0 | 0 | 0 | 1 | 1
1976-09-23 | 9 | 23 | 9:00 | 15 | 9 | 1 | 59 |  | 0 | 0 | 6.5627 | 6.5627 | 95% | 0.94112 | 64.3726 | 8.4811 | 4.676 | 4.4422 | 0.2338 | 5% | 15.3253 | 0.8 | 0.8 | 0.8 | 54.72 | 7.2094 | 3.9748 | 3.9748 | 0 | 0% | 1053.25 | 64.3726 | 0 | 988.8774 | 1053.25 | 54.72 | 0 | 998.53 | Summer | FALSE | 0 | 0 | 0 | 0 | 0 | 0 | 1 | 0 | 1
1976-09-23 | 9 | 23 | 10:00 | 16.1 | 10 | 1 | 61 |  | 0 | 0 | 6.0377 | 6.0377 | 95% | 0.86583 | 59.2228 | 7.8026 | 4.3019 | 4.0868 | 0.21509 | 5% | 15.1608 | 0.8 | 0.8 | 0.8 | 54.72 | 7.2094 | 3.9748 | 3.9748 | 0 | 0% | 1042 | 59.2228 | 0 | 982.7772 | 1042 | 54.72 | 0 | 987.28 | Summer | FALSE | 0 | 0 | 0 | 0 | 0 | 0 | 1 | 0 | 1
1976-09-23 | 9 | 23 | 11:00 | 17.8 | 11 | 1 | 64 |  | 0 | 0 | 5.2502 | 5.2502 | 95% | 0.7529 | 51.4981 | 6.7849 | 3.7408 | 3.5537 | 0.18704 | 5% | 15.7164 | 0.8 | 0.8 | 0.8 | 54.72 | 7.2094 | 3.9748 | 3.9376 | 0.037156 | 0.9348% | 1080 | 51.4981 | 0 | 1028.5019 | 1080 | 54.72 | 0 | 1025.28 | Summer | FALSE | 0 | 0 | 0 | 0 | 0 | 0 | 1 | 0 | 1
1976-09-23 | 9 | 23 | 12:00 | 18.9 | 12 | 1 | 66 |  | 0 | 0 | 5.2502 | 5.2502 | 95% | 0.7529 | 51.4981 | 6.7849 | 3.7408 | 3.5537 | 0.18704 | 5% | 16.038 | 0.8 | 0.8 | 0.8 | 54.72 | 7.2094 | 3.9748 | 3.9376 | 0.037156 | 0.9348% | 1102 | 51.4981 | 0 | 1050.5019 | 1102 | 54.72 | 0 | 1047.28 | Summer | FALSE | 0 | 0 | 0 | 0 | 0 | 0 | 1 | 0 | 1
1976-09-23 | 9 | 23 | 13:00 | 20.6 | 13 | 1 | 69 |  | 0 | 0 | 4.7252 | 4.7252 | 95% | 0.67761 | 46.3483 | 6.1064 | 3.3667 | 3.1984 | 0.16833 | 5% | 15.8114 | 0.8 | 0.8 | 0.8 | 54.72 | 7.2094 | 3.9748 | 3.5439 | 0.43092 | 10.84% | 1086.5 | 46.3483 | 0 | 1040.1517 | 1086.5 | 54.72 | 0 | 1031.78 | Summer | FALSE | 1 | 1 | 46.3483 | 54.72 | 0 | 0 | 1 | 0 | 1
1976-09-23 | 9 | 23 | 14:00 | 21.1 | 14 | 1 | 70 |  | 0 | 0 | 3.9376 | 3.9376 | 95% | 0.56467 | 38.6235 | 5.0887 | 2.8056 | 2.6653 | 0.14028 | 5% | 15.826 | 0.8 | 0.8 | 0.8 | 54.72 | 7.2094 | 3.9748 | 2.9532 | 1.0216 | 25.7% | 1087.5 | 38.6235 | 0 | 1048.8765 | 1087.5 | 54.72 | 0 | 1032.78 | Summer | FALSE | 1 | 1 | 38.6235 | 54.72 | 0 | 0 | 1 | 0 | 1
1976-09-23 | 9 | 23 | 15:00 | 21.1 | 15 | 1 | 70 |  | 0 | 0 | 3.6751 | 3.6751 | 95% | 0.52703 | 36.0486 | 4.7494 | 2.6185 | 2.4876 | 0.13093 | 5% | 16.3852 | 0.8 | 0.8 | 0.8 | 54.72 | 7.2094 | 3.9748 | 2.7564 | 1.2184 | 30.65% | 1125.75 | 36.0486 | 0 | 1089.7014 | 1125.75 | 54.72 | 0 | 1071.03 | Summer | FALSE | 1 | 1 | 36.0486 | 54.72 | 0 | 0 | 1 | 0 | 1
1976-09-23 | 9 | 23 | 16:00 | 20.6 | 16 | 1 | 69 |  | 0 | 0 | 3.6751 | 3.6751 | 95% | 0.52703 | 36.0486 | 4.7494 | 2.6185 | 2.4876 | 0.13093 | 5% | 15.9101 | 0.8 | 0.8 | 0.8 | 54.72 | 7.2094 | 3.9748 | 2.7564 | 1.2184 | 30.65% | 1093.25 | 36.0486 | 0 | 1057.2014 | 1093.25 | 54.72 | 0 | 1038.53 | Summer | FALSE | 1 | 1 | 36.0486 | 54.72 | 0 | 0 | 1 | 0 | 1
1976-09-23 | 9 | 23 | 17:00 | 18.9 | 17 | 1 | 66 |  | 0 | 0 | 4.7252 | 4.7252 | 95% | 0.67761 | 46.3483 | 6.1064 | 3.3667 | 3.1984 | 0.16833 | 5% | 15.8004 | 0.8 | 0.8 | 0.8 | 54.72 | 7.2094 | 3.9748 | 3.5439 | 0.43092 | 10.84% | 1085.75 | 46.3483 | 0 | 1039.4017 | 1085.75 | 54.72 | 0 | 1031.03 | Summer | FALSE | 0 | 0 | 0 | 0 | 0 | 0 | 1 | 0 | 1
1976-09-23 | 9 | 23 | 18:00 | 17.8 | 18 | 1 | 64 |  | 0 | 0 | 6.0377 | 6.0377 | 95% | 0.86583 | 59.2228 | 7.8026 | 4.3019 | 4.0868 | 0.21509 | 5% | 15.2632 | 0.8 | 0.8 | 0.8 | 54.72 | 7.2094 | 3.9748 | 3.9748 | 0 | 0% | 1049 | 59.2228 | 0 | 989.7772 | 1049 | 54.72 | 0 | 994.28 | Summer | FALSE | 0 | 0 | 0 | 0 | 0 | 0 | 1 | 0 | 1
1976-09-23 | 9 | 23 | 19:00 | 17.2 | 19 | 1 | 63 |  | 0 | 0 | 6.5627 | 6.5627 | 95% | 0.94112 | 64.3726 | 8.4811 | 4.676 | 4.4422 | 0.2338 | 5% | 14.0132 | 0.8 | 0.8 | 0.8 | 54.72 | 7.2094 | 3.9748 | 3.9748 | 0 | 0% | 963.5 | 64.3726 | 0 | 899.1274 | 963.5 | 54.72 | 0 | 908.78 | Summer | FALSE | 0 | 0 | 0 | 0 | 0 | 0 | 1 | 0 | 1
1976-09-23 | 9 | 23 | 20:00 | 16.7 | 20 | 1 | 62 |  | 0 | 0 | 5.7752 | 5.7752 | 95% | 0.82819 | 56.6479 | 7.4634 | 4.1148 | 3.9091 | 0.20574 | 5% | 14.3311 | 0.8 | 0.8 | 0.8 | 54.72 | 7.2094 | 3.9748 | 3.9748 | 0 | 0% | 985.25 | 56.6479 | 0 | 928.6021 | 985.25 | 54.72 | 0 | 930.53 | Summer | FALSE | 0 | 0 | 0 | 0 | 0 | 0 | 1 | 0 | 1
1976-09-23 | 9 | 23 | 21:00 | 16.7 | 21 | 1 | 62 |  | 0 | 0 | 4.7252 | 4.7252 | 95% | 0.67761 | 46.3483 | 6.1064 | 3.3667 | 3.1984 | 0.16833 | 5% | 13.4064 | 0.8 | 0.8 | 0.8 | 54.72 | 7.2094 | 3.9748 | 3.5439 | 0.43092 | 10.84% | 922 | 46.3483 | 0 | 875.6517 | 922 | 54.72 | 0 | 867.28 | Summer | FALSE | 0 | 0 | 0 | 0 | 0 | 0 | 1 | 0 | 1
1976-09-23 | 9 | 23 | 22:00 | 16.7 | 22 | 1 | 62 |  | 0 | 0 | 4.2002 | 4.2002 | 95% | 0.60232 | 41.1985 | 5.4279 | 2.9926 | 2.843 | 0.14963 | 5% | 13.1469 | 0.8 | 0.8 | 0.8 | 54.72 | 7.2094 | 3.9748 | 3.1501 | 0.82468 | 20.75% | 904.25 | 41.1985 | 0 | 863.0515 | 904.25 | 54.72 | 0 | 849.53 | Summer | FALSE | 0 | 0 | 0 | 0 | 0 | 0 | 1 | 0 | 1
1976-09-23 | 9 | 23 | 23:00 | 17.2 | 23 | 1 | 63 |  | 0 | 0 | 5.2502 | 5.2502 | 95% | 0.7529 | 51.4981 | 6.7849 | 3.7408 | 3.5537 | 0.18704 | 5% | 13.0848 | 0.8 | 0.8 | 0.8 | 54.72 | 7.2094 | 3.9748 | 3.9376 | 0.037156 | 0.9348% | 900 | 51.4981 | 0 | 848.5019 | 900 | 54.72 | 0 | 845.28 | Summer | FALSE | 0 | 0 | 0 | 0 | 0 | 0 | 1 | 0 | 1
1976-09-23 | 9 | 23 | 24:00 | 17.8 | 0 | 1 | 64 |  | 0 | 0 | 4.2002 | 4.2002 | 95% | 0.60232 | 41.1985 | 5.4279 | 2.9926 | 2.843 | 0.14963 | 5% | 12.9094 | 0 | 0 | 0 | 0 | 0 | 0 | 0 | 0 | 0% | 888 | 41.1985 | 0 | 846.8015 | 888 | 0 | 0 | 888 | Summer | FALSE | 0 | 0 | 0 | 0 | 0 | 0 | 1 | 0 | 1
1976-09-24 | 9 | 24 | 1:00 | 17.8 | 1 | 1 | 64 |  | 0 | 0 | 3.9376 | 3.9376 | 95% | 0.56467 | 38.6235 | 5.0887 | 2.8056 | 2.6653 | 0.14028 | 5% | 11.981 | 0 | 0 | 0 | 0 | 0 | 0 | 0 | 0 | 0% | 824.5 | 38.6235 | 0 | 785.8765 | 824.5 | 0 | 0 | 824.5 | Summer | FALSE | 0 | 0 | 0 | 0 | 0 | 0 | 1 | 0 | 1
1976-09-24 | 9 | 24 | 2:00 | 17.2 | 2 | 1 | 63 |  | 0 | 0 | 3.1501 | 3.1501 | 95% | 0 | 0 | 0 | 0 | 0 | 0 | 5% | 11.5132 | 0 | 0 | 0 | 0 | 0 | 0 | 0 | 0 | 0% | 792.5 | 0 | 0 | 792.5 | 792.5 | 0 | 0 | 792.5 | Summer | FALSE | 0 | 0 | 0 | 0 | 1 | 0 | 1 | 0 | 0
1976-09-24 | 9 | 24 | 3:00 | 17.2 | 3 | 1 | 63 |  | 0 | 0 | 3.4126 | 3.4126 | 95% | 0 | 0 | 0 | 0 | 0 | 0 | 5% | 12.0431 | 0 | 0 | 0 | 0 | 0 | 0 | 0 | 0 | 0% | 828.75 | 0 | 0 | 828.75 | 828.75 | 0 | 0 | 828.75 | Summer | FALSE | 0 | 0 | 0 | 0 | 1 | 0 | 1 | 0 | 0
1976-09-24 | 9 | 24 | 4:00 | 16.1 | 4 | 1 | 61 |  | 0 | 0 | 3.1501 | 3.1501 | 95% | 0 | 0 | 0 | 0 | 0 | 0 | 5% | 12.3246 | 0 | 0 | 0 | 0 | 0 | 0 | 0 | 0 | 0% | 848 | 0 | 0 | 848 | 848 | 0 | 0 | 848 | Summer | FALSE | 0 | 0 | 0 | 0 | 1 | 0 | 1 | 0 | 0
1976-09-24 | 9 | 24 | 5:00 | 15 | 5 | 1 | 59 |  | 0 | 0 | 3.1501 | 3.1501 | 95% | 0 | 0 | 0 | 0 | 0 | 0 | 5% | 11.3743 | 0 | 0 | 0 | 0 | 0 | 0 | 0 | 0 | 0% | 783 | 0 | 0 | 783 | 783 | 0 | 0 | 783 | Summer | FALSE | 0 | 0 | 0 | 0 | 1 | 0 | 1 | 0 | 0
1976-09-24 | 9 | 24 | 6:00 | 14.4 | 6 | 1 | 58 |  | 0 | 0 | 3.9376 | 3.9376 | 95% | 0.56467 | 38.6235 | 5.0887 | 2.8056 | 2.6653 | 0.14028 | 5% | 12.4817 | 0.8 | 0.8 | 0.8 | 54.72 | 7.2094 | 3.9748 | 2.9532 | 1.0216 | 25.7% | 858.75 | 38.6235 | 0 | 820.1265 | 858.75 | 54.72 | 0 | 804.03 | Summer | FALSE | 0 | 0 | 0 | 0 | 0 | 0 | 1 | 0 | 1
1976-09-24 | 9 | 24 | 7:00 | 13.9 | 7 | 1 | 57 |  | 0 | 0 | 4.7252 | 4.7252 | 95% | 0.67761 | 46.3483 | 6.1064 | 3.3667 | 3.1984 | 0.16833 | 5% | 14.0716 | 0.8 | 0.8 | 0.8 | 54.72 | 7.2094 | 3.9748 | 3.5439 | 0.43092 | 10.84% | 967.5 | 46.3483 | 0 | 921.1517 | 967.5 | 54.72 | 0 | 912.78 | Summer | FALSE | 0 | 0 | 0 | 0 | 0 | 0 | 1 | 0 | 1
1976-09-24 | 9 | 24 | 8:00 | 13.9 | 8 | 1 | 57 |  | 0 | 0 | 7.6128 | 7.6128 | 95% | 1 | 68.4 | 9.0117 | 4.9685 | 4.7201 | 0.24843 | 5% | 14.9452 | 0.8 | 0.8 | 0.8 | 54.72 | 7.2094 | 3.9748 | 3.9748 | 0 | 0% | 1027.25 | 68.4 | 0 | 958.85 | 1027.25 | 54.72 | 0 | 972.53 | Summer | FALSE | 0 | 0 | 0 | 0 | 0 | 0 | 0 | 1 | 1
1976-09-24 | 9 | 24 | 9:00 | 13.9 | 9 | 1 | 57 |  | 0 | 0 | 6.5627 | 6.5627 | 95% | 0.94112 | 64.3726 | 8.4811 | 4.676 | 4.4422 | 0.2338 | 5% | 15.9174 | 0.8 | 0.8 | 0.8 | 54.72 | 7.2094 | 3.9748 | 3.9748 | 0 | 0% | 1093.75 | 64.3726 | 0 | 1029.3774 | 1093.75 | 54.72 | 0 | 1039.03 | Summer | FALSE | 0 | 0 | 0 | 0 | 0 | 0 | 1 | 0 | 1
1976-09-24 | 9 | 24 | 10:00 | 14.4 | 10 | 1 | 58 |  | 0 | 0 | 6.0377 | 6.0377 | 95% | 0.86583 | 59.2228 | 7.8026 | 4.3019 | 4.0868 | 0.21509 | 5% | 15.5958 | 0.8 | 0.8 | 0.8 | 54.72 | 7.2094 | 3.9748 | 3.9748 | 0 | 0% | 1071.75 | 59.2228 | 0 | 1012.5272 | 1071.75 | 54.72 | 0 | 1017.03 | Summer | FALSE | 0 | 0 | 0 | 0 | 0 | 0 | 1 | 0 | 1
1976-09-24 | 9 | 24 | 11:00 | 16.1 | 11 | 1 | 61 |  | 0 | 0 | 5.2502 | 5.2502 | 95% | 0.7529 | 51.4981 | 6.7849 | 3.7408 | 3.5537 | 0.18704 | 5% | 16.4181 | 0.8 | 0.8 | 0.8 | 54.72 | 7.2094 | 3.9748 | 3.9376 | 0.037156 | 0.9348% | 1128 | 51.4981 | 0 | 1076.5019 | 1128 | 54.72 | 0 | 1073.28 | Summer | FALSE | 0 | 0 | 0 | 0 | 0 | 0 | 1 | 0 | 1
1976-09-24 | 9 | 24 | 12:00 | 17.8 | 12 | 1 | 64 |  | 0 | 0 | 5.2502 | 5.2502 | 95% | 0.7529 | 51.4981 | 6.7849 | 3.7408 | 3.5537 | 0.18704 | 5% | 16.0051 | 0.8 | 0.8 | 0.8 | 54.72 | 7.2094 | 3.9748 | 3.9376 | 0.037156 | 0.9348% | 1099.75 | 51.4981 | 0 | 1048.2519 | 1099.75 | 54.72 | 0 | 1045.03 | Summer | FALSE | 0 | 0 | 0 | 0 | 0 | 0 | 1 | 0 | 1
1976-09-24 | 9 | 24 | 13:00 | 18.9 | 13 | 1 | 66 |  | 0 | 0 | 4.7252 | 4.7252 | 95% | 0.67761 | 46.3483 | 6.1064 | 3.3667 | 3.1984 | 0.16833 | 5% | 16.2281 | 0.8 | 0.8 | 0.8 | 54.72 | 7.2094 | 3.9748 | 3.5439 | 0.43092 | 10.84% | 1115 | 46.3483 | 0 | 1068.6517 | 1115 | 54.72 | 0 | 1060.28 | Summer | FALSE | 1 | 1 | 46.3483 | 54.72 | 0 | 0 | 1 | 0 | 1
1976-09-24 | 9 | 24 | 14:00 | 17.8 | 14 | 1 | 64 |  | 0 | 0 | 3.9376 | 3.9376 | 95% | 0.56467 | 38.6235 | 5.0887 | 2.8056 | 2.6653 | 0.14028 | 5% | 16.1952 | 0.8 | 0.8 | 0.8 | 54.72 | 7.2094 | 3.9748 | 2.9532 | 1.0216 | 25.7% | 1112.75 | 38.6235 | 0 | 1074.1265 | 1112.75 | 54.72 | 0 | 1058.03 | Summer | FALSE | 1 | 1 | 38.6235 | 54.72 | 0 | 0 | 1 | 0 | 1
1976-09-24 | 9 | 24 | 15:00 | 17.8 | 15 | 1 | 64 |  | 0 | 0 | 3.6751 | 3.6751 | 95% | 0.52703 | 36.0486 | 4.7494 | 2.6185 | 2.4876 | 0.13093 | 5% | 16.4145 | 0.8 | 0.8 | 0.8 | 54.72 | 7.2094 | 3.9748 | 2.7564 | 1.2184 | 30.65% | 1127.75 | 36.0486 | 0 | 1091.7014 | 1127.75 | 54.72 | 0 | 1073.03 | Summer | FALSE | 1 | 1 | 36.0486 | 54.72 | 0 | 0 | 1 | 0 | 1
1976-09-24 | 9 | 24 | 16:00 | 17.8 | 16 | 1 | 64 |  | 0 | 0 | 3.6751 | 3.6751 | 95% | 0.52703 | 36.0486 | 4.7494 | 2.6185 | 2.4876 | 0.13093 | 5% | 15.8808 | 0.8 | 0.8 | 0.8 | 54.72 | 7.2094 | 3.9748 | 2.7564 | 1.2184 | 30.65% | 1091.25 | 36.0486 | 0 | 1055.2014 | 1091.25 | 54.72 | 0 | 1036.53 | Summer | FALSE | 1 | 1 | 36.0486 | 54.72 | 0 | 0 | 1 | 0 | 1
1976-09-24 | 9 | 24 | 17:00 | 16.7 | 17 | 1 | 62 |  | 0 | 0 | 4.7252 | 4.7252 | 95% | 0.67761 | 46.3483 | 6.1064 | 3.3667 | 3.1984 | 0.16833 | 5% | 16.3596 | 0.8 | 0.8 | 0.8 | 54.72 | 7.2094 | 3.9748 | 3.5439 | 0.43092 | 10.84% | 1124 | 46.3483 | 0 | 1077.6517 | 1124 | 54.72 | 0 | 1069.28 | Summer | FALSE | 0 | 0 | 0 | 0 | 0 | 0 | 1 | 0 | 1
1976-09-24 | 9 | 24 | 18:00 | 15 | 18 | 1 | 59 |  | 0 | 0 | 6.0377 | 6.0377 | 95% | 0.86583 | 59.2228 | 7.8026 | 4.3019 | 4.0868 | 0.21509 | 5% | 14.8904 | 0.8 | 0.8 | 0.8 | 54.72 | 7.2094 | 3.9748 | 3.9748 | 0 | 0% | 1023.5 | 59.2228 | 0 | 964.2772 | 1023.5 | 54.72 | 0 | 968.78 | Summer | FALSE | 0 | 0 | 0 | 0 | 0 | 0 | 1 | 0 | 1
1976-09-24 | 9 | 24 | 19:00 | 13.9 | 19 | 1 | 57 |  | 0 | 0 | 6.5627 | 6.5627 | 95% | 0.94112 | 64.3726 | 8.4811 | 4.676 | 4.4422 | 0.2338 | 5% | 14.6345 | 0.8 | 0.8 | 0.8 | 54.72 | 7.2094 | 3.9748 | 3.9748 | 0 | 0% | 1006 | 64.3726 | 0 | 941.6274 | 1006 | 54.72 | 0 | 951.28 | Summer | FALSE | 0 | 0 | 0 | 0 | 0 | 0 | 1 | 0 | 1
1976-09-24 | 9 | 24 | 20:00 | 13.3 | 20 | 1 | 56 |  | 0 | 0 | 5.7752 | 5.7752 | 95% | 0.82819 | 56.6479 | 7.4634 | 4.1148 | 3.9091 | 0.20574 | 5% | 14.1228 | 0.8 | 0.8 | 0.8 | 54.72 | 7.2094 | 3.9748 | 3.9748 | 0 | 0% | 971 | 56.6479 | 0 | 914.3521 | 971 | 54.72 | 0 | 916.28 | Summer | FALSE | 0 | 0 | 0 | 0 | 0 | 0 | 1 | 0 | 1
1976-09-24 | 9 | 24 | 21:00 | 12.8 | 21 | 1 | 55 |  | 0 | 0 | 4.7252 | 4.7252 | 95% | 0.67761 | 46.3483 | 6.1064 | 3.3667 | 3.1984 | 0.16833 | 5% | 13.3443 | 0.8 | 0.8 | 0.8 | 54.72 | 7.2094 | 3.9748 | 3.5439 | 0.43092 | 10.84% | 917.75 | 46.3483 | 0 | 871.4017 | 917.75 | 54.72 | 0 | 863.03 | Summer | FALSE | 0 | 0 | 0 | 0 | 0 | 0 | 1 | 0 | 1
1976-09-24 | 9 | 24 | 22:00 | 13.3 | 22 | 1 | 56 |  | 0 | 0 | 4.2002 | 4.2002 | 95% | 0.60232 | 41.1985 | 5.4279 | 2.9926 | 2.843 | 0.14963 | 5% | 12.7449 | 0.8 | 0.8 | 0.8 | 54.72 | 7.2094 | 3.9748 | 3.1501 | 0.82468 | 20.75% | 876.75 | 41.1985 | 0 | 835.5515 | 876.75 | 54.72 | 0 | 822.03 | Summer | FALSE | 0 | 0 | 0 | 0 | 0 | 0 | 1 | 0 | 1
1976-09-24 | 9 | 24 | 23:00 | 12.2 | 23 | 1 | 54 |  | 1 | 0.63657 | 5.2502 | 5.8868 | 95% | 0.84418 | 57.7421 | 7.6075 | 4.1943 | 3.9846 | 0.20972 | 5% | 12.8655 | 0.8 | 0.8 | 0.8 | 54.72 | 7.2094 | 3.9748 | 3.9748 | 0 | 0% | 885 | 57.7421 | 0 | 827.2579 | 885 | 54.72 | 0 | 830.28 | Summer | FALSE | 0 | 0 | 0 | 0 | 0 | 0 | 1 | 0 | 1
1976-09-24 | 9 | 24 | 24:00 | 11.1 | 0 | 1 | 52 |  | 3 | 1.9097 | 4.2002 | 6.1099 | 95% | 0.87618 | 59.9305 | 7.8958 | 4.3533 | 4.1356 | 0.21766 | 5% | 12.6937 | 0 | 0 | 0 | 0 | 0 | 0 | 0 | 0 | 0% | 873.25 | 59.9305 | 0 | 813.3195 | 873.25 | 0 | 0 | 873.25 | Summer | FALSE | 0 | 0 | 0 | 0 | 0 | 0 | 1 | 0 | 1
1976-09-25 | 9 | 25 | 1:00 | 10.6 | 1 | 1 | 51 |  | 4 | 2.5463 | 3.9376 | 6.4839 | 95% | 0.92982 | 63.5996 | 8.3793 | 4.6198 | 4.3888 | 0.23099 | 5% | 12.6974 | 0 | 0 | 0 | 0 | 0 | 0 | 0 | 0 | 0% | 873.5 | 63.5996 | 0 | 809.9004 | 873.5 | 0 | 0 | 873.5 | Summer | FALSE | 0 | 0 | 0 | 0 | 0 | 0 | 1 | 0 | 1
1976-09-25 | 9 | 25 | 2:00 | 10 | 2 | 1 | 50 |  | 5 | 3.1829 | 3.1501 | 6.333 | 95% | 0.90817 | 62.119 | 8.1842 | 4.5123 | 4.2866 | 0.22561 | 5% | 11.8896 | 0 | 0 | 0 | 0 | 0 | 0 | 0 | 0 | 0% | 818.25 | 62.119 | 0 | 756.131 | 818.25 | 0 | 0 | 818.25 | Summer | FALSE | 0 | 0 | 0 | 0 | 0 | 0 | 1 | 0 | 1
1976-09-25 | 9 | 25 | 3:00 | 8.9 | 3 | 1 | 48 |  | 7 | 4.456 | 3.4126 | 7.8686 | 95% | 1 | 68.4 | 9.0117 | 4.9685 | 4.7201 | 0.24843 | 5% | 12.2515 | 0 | 0 | 0 | 0 | 0 | 0 | 0 | 0 | 0% | 843 | 68.4 | 0 | 774.6 | 843 | 0 | 0 | 843 | Summer | FALSE | 0 | 0 | 0 | 0 | 0 | 0 | 0 | 1 | 1
1976-09-25 | 9 | 25 | 4:00 | 8.9 | 4 | 1 | 48 |  | 7 | 4.456 | 3.1501 | 7.6061 | 95% | 1 | 68.4 | 9.0117 | 4.9685 | 4.7201 | 0.24843 | 5% | 11.9846 | 0 | 0 | 0 | 0 | 0 | 0 | 0 | 0 | 0% | 824.75 | 68.4 | 0 | 756.35 | 824.75 | 0 | 0 | 824.75 | Summer | FALSE | 0 | 0 | 0 | 0 | 0 | 0 | 0 | 1 | 1
1976-09-25 | 9 | 25 | 5:00 | 8.9 | 5 | 1 | 48 |  | 7 | 4.456 | 3.1501 | 7.6061 | 95% | 1 | 68.4 | 9.0117 | 4.9685 | 4.7201 | 0.24843 | 5% | 11.8458 | 0 | 0 | 0 | 0 | 0 | 0 | 0 | 0 | 0% | 815.25 | 68.4 | 0 | 746.85 | 815.25 | 0 | 0 | 815.25 | Summer | FALSE | 0 | 0 | 0 | 0 | 0 | 0 | 0 | 1 | 1
1976-09-25 | 9 | 25 | 6:00 | 8.3 | 6 | 1 | 47 |  | 8 | 5.0926 | 3.9376 | 9.0302 | 95% | 1 | 68.4 | 9.0117 | 4.9685 | 4.7201 | 0.24843 | 5% | 11.9225 | 0.8 | 0.8 | 0.8 | 54.72 | 7.2094 | 3.9748 | 3.9748 | 0 | 0% | 820.5 | 68.4 | 0 | 752.1 | 820.5 | 54.72 | 0 | 765.78 | Summer | FALSE | 0 | 0 | 0 | 0 | 0 | 0 | 0 | 1 | 1
1976-09-25 | 9 | 25 | 7:00 | 10 | 7 | 1 | 50 |  | 5 | 3.1829 | 4.7252 | 7.908 | 95% | 1 | 68.4 | 9.0117 | 4.9685 | 4.7201 | 0.24843 | 5% | 13.7061 | 0.8 | 0.8 | 0.8 | 54.72 | 7.2094 | 3.9748 | 3.9748 | 0 | 0% | 942.5 | 68.4 | 0 | 874.1 | 942.5 | 54.72 | 0 | 887.78 | Summer | FALSE | 0 | 0 | 0 | 0 | 0 | 0 | 0 | 1 | 1
1976-09-25 | 9 | 25 | 8:00 | 12.8 | 8 | 1 | 55 |  | 0 | 0 | 7.6128 | 7.6128 | 95% | 1 | 68.4 | 9.0117 | 4.9685 | 4.7201 | 0.24843 | 5% | 14.2544 | 0.8 | 0.8 | 0.8 | 54.72 | 7.2094 | 3.9748 | 3.9748 | 0 | 0% | 980 | 68.4 | 0 | 911.6 | 980 | 54.72 | 0 | 925.28 | Summer | FALSE | 0 | 0 | 0 | 0 | 0 | 0 | 0 | 1 | 1
1976-09-25 | 9 | 25 | 9:00 | 14.4 | 9 | 1 | 58 |  | 0 | 0 | 6.5627 | 6.5627 | 95% | 0.94112 | 64.3726 | 8.4811 | 4.676 | 4.4422 | 0.2338 | 5% | 15.2595 | 0.8 | 0.8 | 0.8 | 54.72 | 7.2094 | 3.9748 | 3.9748 | 0 | 0% | 1048.75 | 64.3726 | 0 | 984.3774 | 1048.75 | 54.72 | 0 | 994.03 | Summer | FALSE | 0 | 0 | 0 | 0 | 0 | 0 | 1 | 0 | 1
1976-09-25 | 9 | 25 | 10:00 | 16.1 | 10 | 1 | 61 |  | 0 | 0 | 6.0377 | 6.0377 | 95% | 0.86583 | 59.2228 | 7.8026 | 4.3019 | 4.0868 | 0.21509 | 5% | 15.6031 | 0.8 | 0.8 | 0.8 | 54.72 | 7.2094 | 3.9748 | 3.9748 | 0 | 0% | 1072.25 | 59.2228 | 0 | 1013.0272 | 1072.25 | 54.72 | 0 | 1017.53 | Summer | FALSE | 0 | 0 | 0 | 0 | 0 | 0 | 1 | 0 | 1
1976-09-25 | 9 | 25 | 11:00 | 17.2 | 11 | 1 | 63 |  | 0 | 0 | 5.2502 | 5.2502 | 95% | 0.7529 | 51.4981 | 6.7849 | 3.7408 | 3.5537 | 0.18704 | 5% | 15.4751 | 0.8 | 0.8 | 0.8 | 54.72 | 7.2094 | 3.9748 | 3.9376 | 0.037156 | 0.9348% | 1063.5 | 51.4981 | 0 | 1012.0019 | 1063.5 | 54.72 | 0 | 1008.78 | Summer | FALSE | 0 | 0 | 0 | 0 | 0 | 0 | 1 | 0 | 1
1976-09-25 | 9 | 25 | 12:00 | 18.3 | 12 | 1 | 65 |  | 0 | 0 | 5.2502 | 5.2502 | 95% | 0.7529 | 51.4981 | 6.7849 | 3.7408 | 3.5537 | 0.18704 | 5% | 15.6067 | 0.8 | 0.8 | 0.8 | 54.72 | 7.2094 | 3.9748 | 3.9376 | 0.037156 | 0.9348% | 1072.5 | 51.4981 | 0 | 1021.0019 | 1072.5 | 54.72 | 0 | 1017.78 | Summer | FALSE | 0 | 0 | 0 | 0 | 0 | 0 | 1 | 0 | 1
1976-09-25 | 9 | 25 | 13:00 | 18.9 | 13 | 1 | 66 |  | 0 | 0 | 4.7252 | 4.7252 | 95% | 0.67761 | 46.3483 | 6.1064 | 3.3667 | 3.1984 | 0.16833 | 5% | 15.8735 | 0.8 | 0.8 | 0.8 | 54.72 | 7.2094 | 3.9748 | 3.5439 | 0.43092 | 10.84% | 1090.75 | 46.3483 | 0 | 1044.4017 | 1090.75 | 54.72 | 0 | 1036.03 | Summer | FALSE | 1 | 1 | 46.3483 | 54.72 | 0 | 0 | 1 | 0 | 1
1976-09-25 | 9 | 25 | 14:00 | 20 | 14 | 1 | 68 |  | 0 | 0 | 3.9376 | 3.9376 | 95% | 0.56467 | 38.6235 | 5.0887 | 2.8056 | 2.6653 | 0.14028 | 5% | 16.2792 | 0.8 | 0.8 | 0.8 | 54.72 | 7.2094 | 3.9748 | 2.9532 | 1.0216 | 25.7% | 1118.5 | 38.6235 | 0 | 1079.8765 | 1118.5 | 54.72 | 0 | 1063.78 | Summer | FALSE | 1 | 1 | 38.6235 | 54.72 | 0 | 0 | 1 | 0 | 1
1976-09-25 | 9 | 25 | 15:00 | 20 | 15 | 1 | 68 |  | 0 | 0 | 3.6751 | 3.6751 | 95% | 0.52703 | 36.0486 | 4.7494 | 2.6185 | 2.4876 | 0.13093 | 5% | 15.7164 | 0.8 | 0.8 | 0.8 | 54.72 | 7.2094 | 3.9748 | 2.7564 | 1.2184 | 30.65% | 1080 | 36.0486 | 0 | 1043.9514 | 1080 | 54.72 | 0 | 1025.28 | Summer | FALSE | 1 | 1 | 36.0486 | 54.72 | 0 | 0 | 1 | 0 | 1
1976-09-25 | 9 | 25 | 16:00 | 20 | 16 | 1 | 68 |  | 0 | 0 | 3.6751 | 3.6751 | 95% | 0.52703 | 36.0486 | 4.7494 | 2.6185 | 2.4876 | 0.13093 | 5% | 15.7456 | 0.8 | 0.8 | 0.8 | 54.72 | 7.2094 | 3.9748 | 2.7564 | 1.2184 | 30.65% | 1082 | 36.0486 | 0 | 1045.9514 | 1082 | 54.72 | 0 | 1027.28 | Summer | FALSE | 1 | 1 | 36.0486 | 54.72 | 0 | 0 | 1 | 0 | 1
1976-09-25 | 9 | 25 | 17:00 | 18.3 | 17 | 1 | 65 |  | 0 | 0 | 4.7252 | 4.7252 | 95% | 0.67761 | 46.3483 | 6.1064 | 3.3667 | 3.1984 | 0.16833 | 5% | 16.0599 | 0.8 | 0.8 | 0.8 | 54.72 | 7.2094 | 3.9748 | 3.5439 | 0.43092 | 10.84% | 1103.5 | 46.3483 | 0 | 1057.1517 | 1103.5 | 54.72 | 0 | 1048.78 | Summer | FALSE | 0 | 0 | 0 | 0 | 0 | 0 | 1 | 0 | 1
1976-09-25 | 9 | 25 | 18:00 | 17.2 | 18 | 1 | 63 |  | 0 | 0 | 6.0377 | 6.0377 | 95% | 0.86583 | 59.2228 | 7.8026 | 4.3019 | 4.0868 | 0.21509 | 5% | 15.4898 | 0.8 | 0.8 | 0.8 | 54.72 | 7.2094 | 3.9748 | 3.9748 | 0 | 0% | 1064.5 | 59.2228 | 0 | 1005.2772 | 1064.5 | 54.72 | 0 | 1009.78 | Summer | FALSE | 0 | 0 | 0 | 0 | 0 | 0 | 1 | 0 | 1
1976-09-25 | 9 | 25 | 19:00 | 16.7 | 19 | 1 | 62 |  | 0 | 0 | 6.5627 | 6.5627 | 95% | 0.94112 | 64.3726 | 8.4811 | 4.676 | 4.4422 | 0.2338 | 5% | 14.2215 | 0.8 | 0.8 | 0.8 | 54.72 | 7.2094 | 3.9748 | 3.9748 | 0 | 0% | 977.75 | 64.3726 | 0 | 913.3774 | 977.75 | 54.72 | 0 | 923.03 | Summer | FALSE | 0 | 0 | 0 | 0 | 0 | 0 | 1 | 0 | 1
1976-09-25 | 9 | 25 | 20:00 | 13.9 | 20 | 1 | 57 |  | 0 | 0 | 5.7752 | 5.7752 | 95% | 0.82819 | 56.6479 | 7.4634 | 4.1148 | 3.9091 | 0.20574 | 5% | 14.2361 | 0.8 | 0.8 | 0.8 | 54.72 | 7.2094 | 3.9748 | 3.9748 | 0 | 0% | 978.75 | 56.6479 | 0 | 922.1021 | 978.75 | 54.72 | 0 | 924.03 | Summer | FALSE | 0 | 0 | 0 | 0 | 0 | 0 | 1 | 0 | 1
1976-09-25 | 9 | 25 | 21:00 | 13.3 | 21 | 1 | 56 |  | 0 | 0 | 4.7252 | 4.7252 | 95% | 0.67761 | 46.3483 | 6.1064 | 3.3667 | 3.1984 | 0.16833 | 5% | 13.3224 | 0.8 | 0.8 | 0.8 | 54.72 | 7.2094 | 3.9748 | 3.5439 | 0.43092 | 10.84% | 916.25 | 46.3483 | 0 | 869.9017 | 916.25 | 54.72 | 0 | 861.53 | Summer | FALSE | 0 | 0 | 0 | 0 | 0 | 0 | 1 | 0 | 1
1976-09-25 | 9 | 25 | 22:00 | 14.4 | 22 | 1 | 58 |  | 0 | 0 | 4.2002 | 4.2002 | 95% | 0.60232 | 41.1985 | 5.4279 | 2.9926 | 2.843 | 0.14963 | 5% | 13.2749 | 0.8 | 0.8 | 0.8 | 54.72 | 7.2094 | 3.9748 | 3.1501 | 0.82468 | 20.75% | 913 | 41.1985 | 0 | 871.8015 | 913 | 54.72 | 0 | 858.28 | Summer | FALSE | 0 | 0 | 0 | 0 | 0 | 0 | 1 | 0 | 1
1976-09-25 | 9 | 25 | 23:00 | 13.3 | 23 | 1 | 56 |  | 0 | 0 | 5.2502 | 5.2502 | 95% | 0.7529 | 51.4981 | 6.7849 | 3.7408 | 3.5537 | 0.18704 | 5% | 12.9386 | 0.8 | 0.8 | 0.8 | 54.72 | 7.2094 | 3.9748 | 3.9376 | 0.037156 | 0.9348% | 890 | 51.4981 | 0 | 838.5019 | 890 | 54.72 | 0 | 835.28 | Summer | FALSE | 0 | 0 | 0 | 0 | 0 | 0 | 1 | 0 | 1
1976-09-25 | 9 | 25 | 24:00 | 12.8 | 0 | 1 | 55 |  | 0 | 0 | 4.2002 | 4.2002 | 95% | 0.60232 | 41.1985 | 5.4279 | 2.9926 | 2.843 | 0.14963 | 5% | 12.9094 | 0 | 0 | 0 | 0 | 0 | 0 | 0 | 0 | 0% | 888 | 41.1985 | 0 | 846.8015 | 888 | 0 | 0 | 888 | Summer | FALSE | 0 | 0 | 0 | 0 | 0 | 0 | 1 | 0 | 1
1976-09-26 | 9 | 26 | 1:00 | 12.2 | 1 | 1 | 54 |  | 1 | 0.63657 | 3.9376 | 4.5742 | 95% | 0.65596 | 44.8676 | 5.9113 | 3.2591 | 3.0962 | 0.16296 | 5% | 12.1528 | 0 | 0 | 0 | 0 | 0 | 0 | 0 | 0 | 0% | 836.25 | 44.8676 | 0 | 791.3824 | 836.25 | 0 | 0 | 836.25 | Summer | FALSE | 0 | 0 | 0 | 0 | 0 | 0 | 1 | 0 | 1
1976-09-26 | 9 | 26 | 2:00 | 12.8 | 2 | 1 | 55 |  | 0 | 0 | 3.1501 | 3.1501 | 95% | 0 | 0 | 0 | 0 | 0 | 0 | 5% | 11.2573 | 0 | 0 | 0 | 0 | 0 | 0 | 0 | 0 | 0% | 775 | 0 | 0 | 775 | 775 | 0 | 0 | 775 | Summer | FALSE | 0 | 0 | 0 | 0 | 1 | 0 | 1 | 0 | 0
1976-09-26 | 9 | 26 | 3:00 | 12.2 | 3 | 1 | 54 |  | 1 | 0.63657 | 3.4126 | 4.0492 | 95% | 0.58067 | 39.7178 | 5.2328 | 2.8851 | 2.7408 | 0.14425 | 5% | 11.8787 | 0 | 0 | 0 | 0 | 0 | 0 | 0 | 0 | 0% | 817.5 | 39.7178 | 0 | 777.7822 | 817.5 | 0 | 0 | 817.5 | Summer | FALSE | 0 | 0 | 0 | 0 | 0 | 0 | 1 | 0 | 1
1976-09-26 | 9 | 26 | 4:00 | 11.7 | 4 | 1 | 53 |  | 2 | 1.2731 | 3.1501 | 4.4233 | 95% | 0.63431 | 43.3869 | 5.7162 | 3.1516 | 2.994 | 0.15758 | 5% | 11.8238 | 0 | 0 | 0 | 0 | 0 | 0 | 0 | 0 | 0% | 813.75 | 43.3869 | 0 | 770.3631 | 813.75 | 0 | 0 | 813.75 | Summer | FALSE | 0 | 0 | 0 | 0 | 0 | 0 | 1 | 0 | 1
1976-09-26 | 9 | 26 | 5:00 | 11.7 | 5 | 1 | 53 |  | 2 | 1.2731 | 3.1501 | 4.4233 | 95% | 0.63431 | 43.3869 | 5.7162 | 3.1516 | 2.994 | 0.15758 | 5% | 10.8991 | 0 | 0 | 0 | 0 | 0 | 0 | 0 | 0 | 0% | 750.5 | 43.3869 | 0 | 707.1131 | 750.5 | 0 | 0 | 750.5 | Summer | FALSE | 0 | 0 | 0 | 0 | 0 | 0 | 1 | 0 | 1
1976-09-26 | 9 | 26 | 6:00 | 11.1 | 6 | 1 | 52 |  | 3 | 1.9097 | 3.9376 | 5.8474 | 95% | 0.83853 | 57.3556 | 7.5566 | 4.1662 | 3.9579 | 0.20831 | 5% | 12.1966 | 0.8 | 0.8 | 0.8 | 54.72 | 7.2094 | 3.9748 | 3.9748 | 0 | 0% | 839.25 | 57.3556 | 0 | 781.8944 | 839.25 | 54.72 | 0 | 784.53 | Summer | FALSE | 0 | 0 | 0 | 0 | 0 | 0 | 1 | 0 | 1
1976-09-26 | 9 | 26 | 7:00 | 13.3 | 7 | 1 | 56 |  | 0 | 0 | 4.7252 | 4.7252 | 95% | 0.67761 | 46.3483 | 6.1064 | 3.3667 | 3.1984 | 0.16833 | 5% | 14.0278 | 0.8 | 0.8 | 0.8 | 54.72 | 7.2094 | 3.9748 | 3.5439 | 0.43092 | 10.84% | 964.5 | 46.3483 | 0 | 918.1517 | 964.5 | 54.72 | 0 | 909.78 | Summer | FALSE | 0 | 0 | 0 | 0 | 0 | 0 | 1 | 0 | 1
1976-09-26 | 9 | 26 | 8:00 | 14.4 | 8 | 1 | 58 |  | 0 | 0 | 7.6128 | 7.6128 | 95% | 1 | 68.4 | 9.0117 | 4.9685 | 4.7201 | 0.24843 | 5% | 14.2544 | 0.8 | 0.8 | 0.8 | 54.72 | 7.2094 | 3.9748 | 3.9748 | 0 | 0% | 980 | 68.4 | 0 | 911.6 | 980 | 54.72 | 0 | 925.28 | Summer | FALSE | 0 | 0 | 0 | 0 | 0 | 0 | 0 | 1 | 1
1976-09-26 | 9 | 26 | 9:00 | 14.4 | 9 | 1 | 58 |  | 0 | 0 | 6.5627 | 6.5627 | 95% | 0.94112 | 64.3726 | 8.4811 | 4.676 | 4.4422 | 0.2338 | 5% | 15.3582 | 0.8 | 0.8 | 0.8 | 54.72 | 7.2094 | 3.9748 | 3.9748 | 0 | 0% | 1055.5 | 64.3726 | 0 | 991.1274 | 1055.5 | 54.72 | 0 | 1000.78 | Summer | FALSE | 0 | 0 | 0 | 0 | 0 | 0 | 1 | 0 | 1
1976-09-26 | 9 | 26 | 10:00 | 16.1 | 10 | 1 | 61 |  | 0 | 0 | 6.0377 | 6.0377 | 95% | 0.86583 | 59.2228 | 7.8026 | 4.3019 | 4.0868 | 0.21509 | 5% | 15.6469 | 0.8 | 0.8 | 0.8 | 54.72 | 7.2094 | 3.9748 | 3.9748 | 0 | 0% | 1075.25 | 59.2228 | 0 | 1016.0272 | 1075.25 | 54.72 | 0 | 1020.53 | Summer | FALSE | 0 | 0 | 0 | 0 | 0 | 0 | 1 | 0 | 1
1976-09-26 | 9 | 26 | 11:00 | 18.9 | 11 | 1 | 66 |  | 0 | 0 | 5.2502 | 5.2502 | 95% | 0.7529 | 51.4981 | 6.7849 | 3.7408 | 3.5537 | 0.18704 | 5% | 15.5738 | 0.8 | 0.8 | 0.8 | 54.72 | 7.2094 | 3.9748 | 3.9376 | 0.037156 | 0.9348% | 1070.25 | 51.4981 | 0 | 1018.7519 | 1070.25 | 54.72 | 0 | 1015.53 | Summer | FALSE | 0 | 0 | 0 | 0 | 0 | 0 | 1 | 0 | 1
1976-09-26 | 9 | 26 | 12:00 | 18.9 | 12 | 1 | 66 |  | 0 | 0 | 5.2502 | 5.2502 | 95% | 0.7529 | 51.4981 | 6.7849 | 3.7408 | 3.5537 | 0.18704 | 5% | 16.0636 | 0.8 | 0.8 | 0.8 | 54.72 | 7.2094 | 3.9748 | 3.9376 | 0.037156 | 0.9348% | 1103.75 | 51.4981 | 0 | 1052.2519 | 1103.75 | 54.72 | 0 | 1049.03 | Summer | FALSE | 0 | 0 | 0 | 0 | 0 | 0 | 1 | 0 | 1
1976-09-26 | 9 | 26 | 13:00 | 21.1 | 13 | 1 | 70 |  | 0 | 0 | 4.7252 | 4.7252 | 95% | 0.67761 | 46.3483 | 6.1064 | 3.3667 | 3.1984 | 0.16833 | 5% | 16.473 | 0.8 | 0.8 | 0.8 | 54.72 | 7.2094 | 3.9748 | 3.5439 | 0.43092 | 10.84% | 1131.75 | 46.3483 | 0 | 1085.4017 | 1131.75 | 54.72 | 0 | 1077.03 | Summer | FALSE | 1 | 1 | 46.3483 | 54.72 | 0 | 0 | 1 | 0 | 1
1976-09-26 | 9 | 26 | 14:00 | 21.1 | 14 | 1 | 70 |  | 0 | 0 | 3.9376 | 3.9376 | 95% | 0.56467 | 38.6235 | 5.0887 | 2.8056 | 2.6653 | 0.14028 | 5% | 16.3706 | 0.8 | 0.8 | 0.8 | 54.72 | 7.2094 | 3.9748 | 2.9532 | 1.0216 | 25.7% | 1124.75 | 38.6235 | 0 | 1086.1265 | 1124.75 | 54.72 | 0 | 1070.03 | Summer | FALSE | 1 | 1 | 38.6235 | 54.72 | 0 | 0 | 1 | 0 | 1
1976-09-26 | 9 | 26 | 15:00 | 18.9 | 15 | 1 | 66 |  | 0 | 0 | 3.6751 | 3.6751 | 95% | 0.52703 | 36.0486 | 4.7494 | 2.6185 | 2.4876 | 0.13093 | 5% | 16.2135 | 0.8 | 0.8 | 0.8 | 54.72 | 7.2094 | 3.9748 | 2.7564 | 1.2184 | 30.65% | 1114 | 36.0486 | 0 | 1077.9514 | 1114 | 54.72 | 0 | 1059.28 | Summer | FALSE | 1 | 1 | 36.0486 | 54.72 | 0 | 0 | 1 | 0 | 1
1976-09-26 | 9 | 26 | 16:00 | 18.3 | 16 | 1 | 65 |  | 0 | 0 | 3.6751 | 3.6751 | 95% | 0.52703 | 36.0486 | 4.7494 | 2.6185 | 2.4876 | 0.13093 | 5% | 16.1001 | 0.8 | 0.8 | 0.8 | 54.72 | 7.2094 | 3.9748 | 2.7564 | 1.2184 | 30.65% | 1106.25 | 36.0486 | 0 | 1070.2014 | 1106.25 | 54.72 | 0 | 1051.53 | Summer | FALSE | 1 | 1 | 36.0486 | 54.72 | 0 | 0 | 1 | 0 | 1
1976-09-26 | 9 | 26 | 17:00 | 17.2 | 17 | 1 | 63 |  | 0 | 0 | 4.7252 | 4.7252 | 95% | 0.67761 | 46.3483 | 6.1064 | 3.3667 | 3.1984 | 0.16833 | 5% | 16.25 | 0.8 | 0.8 | 0.8 | 54.72 | 7.2094 | 3.9748 | 3.5439 | 0.43092 | 10.84% | 1116.5 | 46.3483 | 0 | 1070.1517 | 1116.5 | 54.72 | 0 | 1061.78 | Summer | FALSE | 0 | 0 | 0 | 0 | 0 | 0 | 1 | 0 | 1
1976-09-26 | 9 | 26 | 18:00 | 16.1 | 18 | 1 | 61 |  | 0 | 0 | 6.0377 | 6.0377 | 95% | 0.86583 | 59.2228 | 7.8026 | 4.3019 | 4.0868 | 0.21509 | 5% | 15.318 | 0.8 | 0.8 | 0.8 | 54.72 | 7.2094 | 3.9748 | 3.9748 | 0 | 0% | 1052.75 | 59.2228 | 0 | 993.5272 | 1052.75 | 54.72 | 0 | 998.03 | Summer | FALSE | 0 | 0 | 0 | 0 | 0 | 0 | 1 | 0 | 1
1976-09-26 | 9 | 26 | 19:00 | 15.6 | 19 | 1 | 60 |  | 0 | 0 | 6.5627 | 6.5627 | 95% | 0.94112 | 64.3726 | 8.4811 | 4.676 | 4.4422 | 0.2338 | 5% | 14.3165 | 0.8 | 0.8 | 0.8 | 54.72 | 7.2094 | 3.9748 | 3.9748 | 0 | 0% | 984.25 | 64.3726 | 0 | 919.8774 | 984.25 | 54.72 | 0 | 929.53 | Summer | FALSE | 0 | 0 | 0 | 0 | 0 | 0 | 1 | 0 | 1
1976-09-26 | 9 | 26 | 20:00 | 15.6 | 20 | 1 | 60 |  | 0 | 0 | 5.7752 | 5.7752 | 95% | 0.82819 | 56.6479 | 7.4634 | 4.1148 | 3.9091 | 0.20574 | 5% | 14.4408 | 0.8 | 0.8 | 0.8 | 54.72 | 7.2094 | 3.9748 | 3.9748 | 0 | 0% | 992.75 | 56.6479 | 0 | 936.1021 | 992.75 | 54.72 | 0 | 938.03 | Summer | FALSE | 0 | 0 | 0 | 0 | 0 | 0 | 1 | 0 | 1
1976-09-26 | 9 | 26 | 21:00 | 15.6 | 21 | 1 | 60 |  | 0 | 0 | 4.7252 | 4.7252 | 95% | 0.67761 | 46.3483 | 6.1064 | 3.3667 | 3.1984 | 0.16833 | 5% | 13.6184 | 0.8 | 0.8 | 0.8 | 54.72 | 7.2094 | 3.9748 | 3.5439 | 0.43092 | 10.84% | 936.5 | 46.3483 | 0 | 890.1517 | 936.5 | 54.72 | 0 | 881.78 | Summer | FALSE | 0 | 0 | 0 | 0 | 0 | 0 | 1 | 0 | 1
1976-09-26 | 9 | 26 | 22:00 | 16.1 | 22 | 1 | 61 |  | 0 | 0 | 4.2002 | 4.2002 | 95% | 0.60232 | 41.1985 | 5.4279 | 2.9926 | 2.843 | 0.14963 | 5% | 12.9715 | 0.8 | 0.8 | 0.8 | 54.72 | 7.2094 | 3.9748 | 3.1501 | 0.82468 | 20.75% | 892.25 | 41.1985 | 0 | 851.0515 | 892.25 | 54.72 | 0 | 837.53 | Summer | FALSE | 0 | 0 | 0 | 0 | 0 | 0 | 1 | 0 | 1
1976-09-26 | 9 | 26 | 23:00 | 16.7 | 23 | 1 | 62 |  | 0 | 0 | 5.2502 | 5.2502 | 95% | 0.7529 | 51.4981 | 6.7849 | 3.7408 | 3.5537 | 0.18704 | 5% | 12.9496 | 0.8 | 0.8 | 0.8 | 54.72 | 7.2094 | 3.9748 | 3.9376 | 0.037156 | 0.9348% | 890.75 | 51.4981 | 0 | 839.2519 | 890.75 | 54.72 | 0 | 836.03 | Summer | FALSE | 0 | 0 | 0 | 0 | 0 | 0 | 1 | 0 | 1
1976-09-26 | 9 | 26 | 24:00 | 17.2 | 0 | 1 | 63 |  | 0 | 0 | 4.2002 | 4.2002 | 95% | 0.60232 | 41.1985 | 5.4279 | 2.9926 | 2.843 | 0.14963 | 5% | 13.0665 | 0 | 0 | 0 | 0 | 0 | 0 | 0 | 0 | 0% | 898.75 | 41.1985 | 0 | 857.5515 | 898.75 | 0 | 0 | 898.75 | Summer | FALSE | 0 | 0 | 0 | 0 | 0 | 0 | 1 | 0 | 1
1976-09-27 | 9 | 27 | 1:00 | 18.9 | 1 | 2 | 66 |  | 0 | 0 | 3.9376 | 3.9376 | 95% | 0.56467 | 38.6235 | 5.0887 | 2.8056 | 2.6653 | 0.14028 | 5% | 12.9678 | 0 | 0 | 0 | 0 | 0 | 0 | 0 | 0 | 0% | 892 | 38.6235 | 0 | 853.3765 | 892 | 0 | 0 | 892 | Summer | 0 | 0 | 0 | 0 | 0 | 0 | 0 | 1 | 0 | 1
1976-09-27 | 9 | 27 | 2:00 | 18.9 | 2 | 2 | 66 |  | 0 | 0 | 3.1501 | 3.1501 | 95% | 0 | 0 | 0 | 0 | 0 | 0 | 5% | 12.5987 | 0 | 0 | 0 | 0 | 0 | 0 | 0 | 0 | 0% | 866.75 | 0 | 0 | 866.75 | 866.75 | 0 | 0 | 866.75 | Summer | 0 | 0 | 0 | 0 | 0 | 1 | 0 | 1 | 0 | 0
1976-09-27 | 9 | 27 | 3:00 | 18.3 | 3 | 2 | 65 |  | 0 | 0 | 3.4126 | 3.4126 | 95% | 0 | 0 | 0 | 0 | 0 | 0 | 5% | 12.5987 | 0 | 0 | 0 | 0 | 0 | 0 | 0 | 0 | 0% | 866.75 | 0 | 0 | 866.75 | 866.75 | 0 | 0 | 866.75 | Summer | 0 | 0 | 0 | 0 | 0 | 1 | 0 | 1 | 0 | 0
1976-09-27 | 9 | 27 | 4:00 | 18.3 | 4 | 2 | 65 |  | 0 | 0 | 3.1501 | 3.1501 | 95% | 0 | 0 | 0 | 0 | 0 | 0 | 5% | 12.7083 | 0 | 0 | 0 | 0 | 0 | 0 | 0 | 0 | 0% | 874.25 | 0 | 0 | 874.25 | 874.25 | 0 | 0 | 874.25 | Summer | 0 | 0 | 0 | 0 | 0 | 1 | 0 | 1 | 0 | 0
1976-09-27 | 9 | 27 | 5:00 | 18.3 | 5 | 2 | 65 |  | 0 | 0 | 3.1501 | 3.1501 | 95% | 0 | 0 | 0 | 0 | 0 | 0 | 5% | 12.5329 | 0 | 0 | 0 | 0 | 0 | 0 | 0 | 0 | 0% | 862.25 | 0 | 0 | 862.25 | 862.25 | 0 | 0 | 862.25 | Summer | 0 | 0 | 0 | 0 | 0 | 1 | 0 | 1 | 0 | 0
1976-09-27 | 9 | 27 | 6:00 | 18.9 | 6 | 2 | 66 |  | 0 | 0 | 3.9376 | 3.9376 | 95% | 0.56467 | 38.6235 | 5.0887 | 2.8056 | 2.6653 | 0.14028 | 5% | 12.6827 | 0.8 | 0.8 | 0.8 | 54.72 | 7.2094 | 3.9748 | 2.9532 | 1.0216 | 25.7% | 872.5 | 38.6235 | 0 | 833.8765 | 872.5 | 54.72 | 0 | 817.78 | Summer | 0 | 0 | 0 | 0 | 0 | 0 | 0 | 1 | 0 | 1
1976-09-27 | 9 | 27 | 7:00 | 19.4 | 7 | 2 | 67 |  | 0 | 0 | 4.7252 | 4.7252 | 95% | 0.67761 | 46.3483 | 6.1064 | 3.3667 | 3.1984 | 0.16833 | 5% | 13.1067 | 0.8 | 0.8 | 0.8 | 54.72 | 7.2094 | 3.9748 | 3.5439 | 0.43092 | 10.84% | 901.5 | 46.3483 | 0 | 855.1517 | 901.5 | 54.72 | 0 | 846.78 | Summer | 0 | 0 | 0 | 0 | 0 | 0 | 0 | 1 | 0 | 1
1976-09-27 | 9 | 27 | 8:00 | 20.6 | 8 | 2 | 69 |  | 0 | 0 | 7.6128 | 7.6128 | 95% | 1 | 68.4 | 9.0117 | 4.9685 | 4.7201 | 0.24843 | 5% | 13.326 | 0.8 | 0.8 | 0.8 | 54.72 | 7.2094 | 3.9748 | 3.9748 | 0 | 0% | 916.5 | 68.4 | 0 | 848.1 | 916.5 | 54.72 | 0 | 861.78 | Summer | 0 | 0 | 0 | 0 | 0 | 0 | 0 | 0 | 1 | 1
1976-09-27 | 9 | 27 | 9:00 | 22.2 | 9 | 2 | 72 |  | 0 | 0 | 6.5627 | 6.5627 | 95% | 0.94112 | 64.3726 | 8.4811 | 4.676 | 4.4422 | 0.2338 | 5% | 14.2873 | 0.8 | 0.8 | 0.8 | 54.72 | 7.2094 | 3.9748 | 3.9748 | 0 | 0% | 982.25 | 64.3726 | 0 | 917.8774 | 982.25 | 54.72 | 0 | 927.53 | Summer | 0 | 0 | 0 | 0 | 0 | 0 | 0 | 1 | 0 | 1
1976-09-27 | 9 | 27 | 10:00 | 22.8 | 10 | 2 | 73 |  | 0 | 0 | 6.0377 | 6.0377 | 95% | 0.86583 | 59.2228 | 7.8026 | 4.3019 | 4.0868 | 0.21509 | 5% | 14.9561 | 0.8 | 0.8 | 0.8 | 54.72 | 7.2094 | 3.9748 | 3.9748 | 0 | 0% | 1028 | 59.2228 | 0 | 968.7772 | 1028 | 54.72 | 0 | 973.28 | Summer | 0 | 0 | 0 | 0 | 0 | 0 | 0 | 1 | 0 | 1
1976-09-27 | 9 | 27 | 11:00 | 22.8 | 11 | 2 | 73 |  | 0 | 0 | 5.2502 | 5.2502 | 95% | 0.7529 | 51.4981 | 6.7849 | 3.7408 | 3.5537 | 0.18704 | 5% | 14.9854 | 0.8 | 0.8 | 0.8 | 54.72 | 7.2094 | 3.9748 | 3.9376 | 0.037156 | 0.9348% | 1030 | 51.4981 | 0 | 978.5019 | 1030 | 54.72 | 0 | 975.28 | Summer | 0 | 0 | 0 | 0 | 0 | 0 | 0 | 1 | 0 | 1
1976-09-27 | 9 | 27 | 12:00 | 23.3 | 12 | 2 | 74 |  | 0 | 0 | 5.2502 | 5.2502 | 95% | 0.7529 | 51.4981 | 6.7849 | 3.7408 | 3.5537 | 0.18704 | 5% | 15.7529 | 0.8 | 0.8 | 0.8 | 54.72 | 7.2094 | 3.9748 | 3.9376 | 0.037156 | 0.9348% | 1082.5 | 51.4981 | 0 | 1031.0019 | 1082.5 | 54.72 | 0 | 1027.78 | Summer | 0 | 0 | 0 | 0 | 0 | 0 | 0 | 1 | 0 | 1
1976-09-27 | 9 | 27 | 13:00 | 22.8 | 13 | 2 | 73 |  | 0 | 0 | 4.7252 | 4.7252 | 95% | 0.67761 | 46.3483 | 6.1064 | 3.3667 | 3.1984 | 0.16833 | 5% | 16.0161 | 0.8 | 0.8 | 0.8 | 54.72 | 7.2094 | 3.9748 | 3.5439 | 0.43092 | 10.84% | 1100.5 | 46.3483 | 0 | 1054.1517 | 1100.5 | 54.72 | 0 | 1045.78 | Summer | 0 | 0 | 0 | 0 | 0 | 0 | 0 | 1 | 0 | 1
1976-09-27 | 9 | 27 | 14:00 | 22.8 | 14 | 2 | 73 |  | 0 | 0 | 3.9376 | 3.9376 | 95% | 0.56467 | 38.6235 | 5.0887 | 2.8056 | 2.6653 | 0.14028 | 5% | 15.9759 | 0.8 | 0.8 | 0.8 | 54.72 | 7.2094 | 3.9748 | 2.9532 | 1.0216 | 25.7% | 1097.75 | 38.6235 | 0 | 1059.1265 | 1097.75 | 54.72 | 0 | 1043.03 | Summer | 0 | 0 | 0 | 0 | 0 | 0 | 0 | 1 | 0 | 1
1976-09-27 | 9 | 27 | 15:00 | 22.2 | 15 | 2 | 72 |  | 0 | 0 | 3.6751 | 3.6751 | 95% | 0.52703 | 36.0486 | 4.7494 | 2.6185 | 2.4876 | 0.13093 | 5% | 16.1221 | 0.8 | 0.8 | 0.8 | 54.72 | 7.2094 | 3.9748 | 2.7564 | 1.2184 | 30.65% | 1107.75 | 36.0486 | 0 | 1071.7014 | 1107.75 | 54.72 | 0 | 1053.03 | Summer | 0 | 0 | 0 | 0 | 0 | 0 | 0 | 1 | 0 | 1
1976-09-27 | 9 | 27 | 16:00 | 21.1 | 16 | 2 | 70 |  | 0 | 0 | 3.6751 | 3.6751 | 95% | 0.52703 | 36.0486 | 4.7494 | 2.6185 | 2.4876 | 0.13093 | 5% | 16.4803 | 0.8 | 0.8 | 0.8 | 54.72 | 7.2094 | 3.9748 | 2.7564 | 1.2184 | 30.65% | 1132.25 | 36.0486 | 0 | 1096.2014 | 1132.25 | 54.72 | 0 | 1077.53 | Summer | 0 | 0 | 0 | 0 | 0 | 0 | 0 | 1 | 0 | 1
1976-09-27 | 9 | 27 | 17:00 | 20.6 | 17 | 2 | 69 |  | 0 | 0 | 4.7252 | 4.7252 | 95% | 0.67761 | 46.3483 | 6.1064 | 3.3667 | 3.1984 | 0.16833 | 5% | 15.7237 | 0.8 | 0.8 | 0.8 | 54.72 | 7.2094 | 3.9748 | 3.5439 | 0.43092 | 10.84% | 1080.5 | 46.3483 | 0 | 1034.1517 | 1080.5 | 54.72 | 0 | 1025.78 | Summer | 0 | 0 | 0 | 0 | 0 | 0 | 0 | 1 | 0 | 1
1976-09-27 | 9 | 27 | 18:00 | 20.6 | 18 | 2 | 69 |  | 0 | 0 | 6.0377 | 6.0377 | 95% | 0.86583 | 59.2228 | 7.8026 | 4.3019 | 4.0868 | 0.21509 | 5% | 15.0146 | 0.8 | 0.8 | 0.8 | 54.72 | 7.2094 | 3.9748 | 3.9748 | 0 | 0% | 1032 | 59.2228 | 0 | 972.7772 | 1032 | 54.72 | 0 | 977.28 | Summer | 0 | 0 | 0 | 0 | 0 | 0 | 0 | 1 | 0 | 1
1976-09-27 | 9 | 27 | 19:00 | 20 | 19 | 2 | 68 |  | 0 | 0 | 6.5627 | 6.5627 | 95% | 0.94112 | 64.3726 | 8.4811 | 4.676 | 4.4422 | 0.2338 | 5% | 14.1959 | 0.8 | 0.8 | 0.8 | 54.72 | 7.2094 | 3.9748 | 3.9748 | 0 | 0% | 976 | 64.3726 | 0 | 911.6274 | 976 | 54.72 | 0 | 921.28 | Summer | 0 | 0 | 0 | 0 | 0 | 0 | 0 | 1 | 0 | 1
1976-09-27 | 9 | 27 | 20:00 | 17.8 | 20 | 2 | 64 |  | 0 | 0 | 5.7752 | 5.7752 | 95% | 0.82819 | 56.6479 | 7.4634 | 4.1148 | 3.9091 | 0.20574 | 5% | 13.9254 | 0.8 | 0.8 | 0.8 | 54.72 | 7.2094 | 3.9748 | 3.9748 | 0 | 0% | 957.5 | 56.6479 | 0 | 900.8521 | 957.5 | 54.72 | 0 | 902.78 | Summer | 0 | 0 | 0 | 0 | 0 | 0 | 0 | 1 | 0 | 1
1976-09-27 | 9 | 27 | 21:00 | 17.2 | 21 | 2 | 63 |  | 0 | 0 | 4.7252 | 4.7252 | 95% | 0.67761 | 46.3483 | 6.1064 | 3.3667 | 3.1984 | 0.16833 | 5% | 13.7317 | 0.8 | 0.8 | 0.8 | 54.72 | 7.2094 | 3.9748 | 3.5439 | 0.43092 | 10.84% | 944.25 | 46.3483 | 0 | 897.9017 | 944.25 | 54.72 | 0 | 889.53 | Summer | 0 | 0 | 0 | 0 | 0 | 0 | 0 | 1 | 0 | 1
1976-09-27 | 9 | 27 | 22:00 | 15.6 | 22 | 2 | 60 |  | 0 | 0 | 4.2002 | 4.2002 | 95% | 0.60232 | 41.1985 | 5.4279 | 2.9926 | 2.843 | 0.14963 | 5% | 13.5965 | 0.8 | 0.8 | 0.8 | 54.72 | 7.2094 | 3.9748 | 3.1501 | 0.82468 | 20.75% | 935 | 41.1985 | 0 | 893.8015 | 935 | 54.72 | 0 | 880.28 | Summer | 0 | 0 | 0 | 0 | 0 | 0 | 0 | 1 | 0 | 1
1976-09-27 | 9 | 27 | 23:00 | 14.4 | 23 | 2 | 58 |  | 0 | 0 | 5.2502 | 5.2502 | 95% | 0.7529 | 51.4981 | 6.7849 | 3.7408 | 3.5537 | 0.18704 | 5% | 13.432 | 0.8 | 0.8 | 0.8 | 54.72 | 7.2094 | 3.9748 | 3.9376 | 0.037156 | 0.9348% | 923.75 | 51.4981 | 0 | 872.2519 | 923.75 | 54.72 | 0 | 869.03 | Summer | 0 | 0 | 0 | 0 | 0 | 0 | 0 | 1 | 0 | 1
1976-09-27 | 9 | 27 | 24:00 | 13.9 | 0 | 2 | 57 |  | 0 | 0 | 4.2002 | 4.2002 | 95% | 0.60232 | 41.1985 | 5.4279 | 2.9926 | 2.843 | 0.14963 | 5% | 13.5417 | 0 | 0 | 0 | 0 | 0 | 0 | 0 | 0 | 0% | 931.25 | 41.1985 | 0 | 890.0515 | 931.25 | 0 | 0 | 931.25 | Summer | 0 | 0 | 0 | 0 | 0 | 0 | 0 | 1 | 0 | 1
1976-09-28 | 9 | 28 | 1:00 | 13.9 | 1 | 2 | 57 |  | 0 | 0 | 3.9376 | 3.9376 | 95% | 0.56467 | 38.6235 | 5.0887 | 2.8056 | 2.6653 | 0.14028 | 5% | 13.6806 | 0 | 0 | 0 | 0 | 0 | 0 | 0 | 0 | 0% | 940.75 | 38.6235 | 0 | 902.1265 | 940.75 | 0 | 0 | 940.75 | Summer | 0 | 0 | 0 | 0 | 0 | 0 | 0 | 1 | 0 | 1
1976-09-28 | 9 | 28 | 2:00 | 13.3 | 2 | 2 | 56 |  | 0 | 0 | 3.1501 | 3.1501 | 95% | 0 | 0 | 0 | 0 | 0 | 0 | 5% | 13.6842 | 0 | 0 | 0 | 0 | 0 | 0 | 0 | 0 | 0% | 941 | 0 | 0 | 941 | 941 | 0 | 0 | 941 | Summer | 0 | 0 | 0 | 0 | 0 | 1 | 0 | 1 | 0 | 0
1976-09-28 | 9 | 28 | 3:00 | 13.9 | 3 | 2 | 57 |  | 0 | 0 | 3.4126 | 3.4126 | 95% | 0 | 0 | 0 | 0 | 0 | 0 | 5% | 12.9605 | 0 | 0 | 0 | 0 | 0 | 0 | 0 | 0 | 0% | 891.5 | 0 | 0 | 891.5 | 891.5 | 0 | 0 | 891.5 | Summer | 0 | 0 | 0 | 0 | 0 | 1 | 0 | 1 | 0 | 0
1976-09-28 | 9 | 28 | 4:00 | 13.3 | 4 | 2 | 56 |  | 0 | 0 | 3.1501 | 3.1501 | 95% | 0 | 0 | 0 | 0 | 0 | 0 | 5% | 10.2376 | 0 | 0 | 0 | 0 | 0 | 0 | 0 | 0 | 0% | 705.25 | 0 | 0 | 705.25 | 705.25 | 0 | 0 | 705.25 | Summer | 0 | 0 | 0 | 0 | 0 | 1 | 0 | 1 | 0 | 0
1976-09-28 | 9 | 28 | 5:00 | 13.3 | 5 | 2 | 56 |  | 0 | 0 | 3.1501 | 3.1501 | 95% | 0 | 0 | 0 | 0 | 0 | 0 | 5% | 10.7346 | 0 | 0 | 0 | 0 | 0 | 0 | 0 | 0 | 0% | 739.25 | 0 | 0 | 739.25 | 739.25 | 0 | 0 | 739.25 | Summer | 0 | 0 | 0 | 0 | 0 | 1 | 0 | 1 | 0 | 0
1976-09-28 | 9 | 28 | 6:00 | 13.3 | 6 | 2 | 56 |  | 0 | 0 | 3.9376 | 3.9376 | 95% | 0.56467 | 38.6235 | 5.0887 | 2.8056 | 2.6653 | 0.14028 | 5% | 10.7273 | 0.8 | 0.8 | 0.8 | 54.72 | 7.2094 | 3.9748 | 2.9532 | 1.0216 | 25.7% | 738.75 | 38.6235 | 0 | 700.1265 | 738.75 | 54.72 | 0 | 684.03 | Summer | 0 | 0 | 0 | 0 | 0 | 0 | 0 | 1 | 0 | 1
1976-09-28 | 9 | 28 | 7:00 | 13.3 | 7 | 2 | 56 |  | 0 | 0 | 4.7252 | 4.7252 | 95% | 0.67761 | 46.3483 | 6.1064 | 3.3667 | 3.1984 | 0.16833 | 5% | 10.8553 | 0.8 | 0.8 | 0.8 | 54.72 | 7.2094 | 3.9748 | 3.5439 | 0.43092 | 10.84% | 747.5 | 46.3483 | 0 | 701.1517 | 747.5 | 54.72 | 0 | 692.78 | Summer | 0 | 0 | 0 | 0 | 0 | 0 | 0 | 1 | 0 | 1
1976-09-28 | 9 | 28 | 8:00 | 13.9 | 8 | 2 | 57 |  | 0 | 0 | 7.6128 | 7.6128 | 95% | 1 | 68.4 | 9.0117 | 4.9685 | 4.7201 | 0.24843 | 5% | 11.7325 | 0.8 | 0.8 | 0.8 | 54.72 | 7.2094 | 3.9748 | 3.9748 | 0 | 0% | 807.5 | 68.4 | 0 | 739.1 | 807.5 | 54.72 | 0 | 752.78 | Summer | 0 | 0 | 0 | 0 | 0 | 0 | 0 | 0 | 1 | 1
1976-09-28 | 9 | 28 | 9:00 | 16.1 | 9 | 2 | 61 |  | 0 | 0 | 6.5627 | 6.5627 | 95% | 0.94112 | 64.3726 | 8.4811 | 4.676 | 4.4422 | 0.2338 | 5% | 11.3158 | 0.8 | 0.8 | 0.8 | 54.72 | 7.2094 | 3.9748 | 3.9748 | 0 | 0% | 779 | 64.3726 | 0 | 714.6274 | 779 | 54.72 | 0 | 724.28 | Summer | 0 | 0 | 0 | 0 | 0 | 0 | 0 | 1 | 0 | 1
1976-09-28 | 9 | 28 | 10:00 | 17.2 | 10 | 2 | 63 |  | 0 | 0 | 6.0377 | 6.0377 | 95% | 0.86583 | 59.2228 | 7.8026 | 4.3019 | 4.0868 | 0.21509 | 5% | 12.2149 | 0.8 | 0.8 | 0.8 | 54.72 | 7.2094 | 3.9748 | 3.9748 | 0 | 0% | 840.5 | 59.2228 | 0 | 781.2772 | 840.5 | 54.72 | 0 | 785.78 | Summer | 0 | 0 | 0 | 0 | 0 | 0 | 0 | 1 | 0 | 1
1976-09-28 | 9 | 28 | 11:00 | 17.2 | 11 | 2 | 63 |  | 0 | 0 | 5.2502 | 5.2502 | 95% | 0.7529 | 51.4981 | 6.7849 | 3.7408 | 3.5537 | 0.18704 | 5% | 12.4744 | 0.8 | 0.8 | 0.8 | 54.72 | 7.2094 | 3.9748 | 3.9376 | 0.037156 | 0.9348% | 858.25 | 51.4981 | 0 | 806.7519 | 858.25 | 54.72 | 0 | 803.53 | Summer | 0 | 0 | 0 | 0 | 0 | 0 | 0 | 1 | 0 | 1
1976-09-28 | 9 | 28 | 12:00 | 17.2 | 12 | 2 | 63 |  | 0 | 0 | 5.2502 | 5.2502 | 95% | 0.7529 | 51.4981 | 6.7849 | 3.7408 | 3.5537 | 0.18704 | 5% | 15.2303 | 0.8 | 0.8 | 0.8 | 54.72 | 7.2094 | 3.9748 | 3.9376 | 0.037156 | 0.9348% | 1046.75 | 51.4981 | 0 | 995.2519 | 1046.75 | 54.72 | 0 | 992.03 | Summer | 0 | 0 | 0 | 0 | 0 | 0 | 0 | 1 | 0 | 1
1976-09-28 | 9 | 28 | 13:00 | 18.3 | 13 | 2 | 65 |  | 0 | 0 | 4.7252 | 4.7252 | 95% | 0.67761 | 46.3483 | 6.1064 | 3.3667 | 3.1984 | 0.16833 | 5% | 18.2602 | 0.8 | 0.8 | 0.8 | 54.72 | 7.2094 | 3.9748 | 3.5439 | 0.43092 | 10.84% | 1254 | 46.3483 | 0 | 1207.6517 | 1254 | 54.72 | 0 | 1199.28 | Summer | 0 | 0 | 0 | 0 | 0 | 0 | 0 | 1 | 0 | 1
1976-09-28 | 9 | 28 | 14:00 | 18.9 | 14 | 2 | 66 |  | 0 | 0 | 3.9376 | 3.9376 | 95% | 0.56467 | 38.6235 | 5.0887 | 2.8056 | 2.6653 | 0.14028 | 5% | 16.7105 | 0.8 | 0.8 | 0.8 | 54.72 | 7.2094 | 3.9748 | 2.9532 | 1.0216 | 25.7% | 1148 | 38.6235 | 0 | 1109.3765 | 1148 | 54.72 | 0 | 1093.28 | Summer | 0 | 0 | 0 | 0 | 0 | 0 | 0 | 1 | 0 | 1
1976-09-28 | 9 | 28 | 15:00 | 18.3 | 15 | 2 | 65 |  | 0 | 0 | 3.6751 | 3.6751 | 95% | 0.52703 | 36.0486 | 4.7494 | 2.6185 | 2.4876 | 0.13093 | 5% | 17.4379 | 0.8 | 0.8 | 0.8 | 54.72 | 7.2094 | 3.9748 | 2.7564 | 1.2184 | 30.65% | 1197.75 | 36.0486 | 0 | 1161.7014 | 1197.75 | 54.72 | 0 | 1143.03 | Summer | 0 | 0 | 0 | 0 | 0 | 0 | 0 | 1 | 0 | 1
1976-09-28 | 9 | 28 | 16:00 | 16.7 | 16 | 2 | 62 |  | 0 | 0 | 3.6751 | 3.6751 | 95% | 0.52703 | 36.0486 | 4.7494 | 2.6185 | 2.4876 | 0.13093 | 5% | 15.8918 | 0.8 | 0.8 | 0.8 | 54.72 | 7.2094 | 3.9748 | 2.7564 | 1.2184 | 30.65% | 1092 | 36.0486 | 0 | 1055.9514 | 1092 | 54.72 | 0 | 1037.28 | Summer | 0 | 0 | 0 | 0 | 0 | 0 | 0 | 1 | 0 | 1
1976-09-28 | 9 | 28 | 17:00 | 16.7 | 17 | 2 | 62 |  | 0 | 0 | 4.7252 | 4.7252 | 95% | 0.67761 | 46.3483 | 6.1064 | 3.3667 | 3.1984 | 0.16833 | 5% | 16.4108 | 0.8 | 0.8 | 0.8 | 54.72 | 7.2094 | 3.9748 | 3.5439 | 0.43092 | 10.84% | 1127.5 | 46.3483 | 0 | 1081.1517 | 1127.5 | 54.72 | 0 | 1072.78 | Summer | 0 | 0 | 0 | 0 | 0 | 0 | 0 | 1 | 0 | 1
1976-09-28 | 9 | 28 | 18:00 | 15 | 18 | 2 | 59 |  | 0 | 0 | 6.0377 | 6.0377 | 95% | 0.86583 | 59.2228 | 7.8026 | 4.3019 | 4.0868 | 0.21509 | 5% | 15.9905 | 0.8 | 0.8 | 0.8 | 54.72 | 7.2094 | 3.9748 | 3.9748 | 0 | 0% | 1098.75 | 59.2228 | 0 | 1039.5272 | 1098.75 | 54.72 | 0 | 1044.03 | Summer | 0 | 0 | 0 | 0 | 0 | 0 | 0 | 1 | 0 | 1
1976-09-28 | 9 | 28 | 19:00 | 13.9 | 19 | 2 | 57 |  | 0 | 0 | 6.5627 | 6.5627 | 95% | 0.94112 | 64.3726 | 8.4811 | 4.676 | 4.4422 | 0.2338 | 5% | 15.4349 | 0.8 | 0.8 | 0.8 | 54.72 | 7.2094 | 3.9748 | 3.9748 | 0 | 0% | 1060.75 | 64.3726 | 0 | 996.3774 | 1060.75 | 54.72 | 0 | 1006.03 | Summer | 0 | 0 | 0 | 0 | 0 | 0 | 0 | 1 | 0 | 1
1976-09-28 | 9 | 28 | 20:00 | 12.8 | 20 | 2 | 55 |  | 0 | 0 | 5.7752 | 5.7752 | 95% | 0.82819 | 56.6479 | 7.4634 | 4.1148 | 3.9091 | 0.20574 | 5% | 15.0621 | 0.8 | 0.8 | 0.8 | 54.72 | 7.2094 | 3.9748 | 3.9748 | 0 | 0% | 1035.25 | 56.6479 | 0 | 978.6021 | 1035.25 | 54.72 | 0 | 980.53 | Summer | 0 | 0 | 0 | 0 | 0 | 0 | 0 | 1 | 0 | 1
1976-09-28 | 9 | 28 | 21:00 | 12.2 | 21 | 2 | 54 |  | 1 | 0.63657 | 4.7252 | 5.3617 | 95% | 0.76889 | 52.5923 | 6.929 | 3.8202 | 3.6292 | 0.19101 | 5% | 14.6491 | 0.8 | 0.8 | 0.8 | 54.72 | 7.2094 | 3.9748 | 3.9748 | 0 | 0% | 1007 | 52.5923 | 0 | 954.4077 | 1007 | 54.72 | 0 | 952.28 | Summer | 0 | 0 | 0 | 0 | 0 | 0 | 0 | 1 | 0 | 1
1976-09-28 | 9 | 28 | 22:00 | 11.1 | 22 | 2 | 52 |  | 3 | 1.9097 | 4.2002 | 6.1099 | 95% | 0.87618 | 59.9305 | 7.8958 | 4.3533 | 4.1356 | 0.21766 | 5% | 14.7953 | 0.8 | 0.8 | 0.8 | 54.72 | 7.2094 | 3.9748 | 3.9748 | 0 | 0% | 1017 | 59.9305 | 0 | 957.0695 | 1017 | 54.72 | 0 | 962.28 | Summer | 0 | 0 | 0 | 0 | 0 | 0 | 0 | 1 | 0 | 1
1976-09-28 | 9 | 28 | 23:00 | 11.1 | 23 | 2 | 52 |  | 3 | 1.9097 | 5.2502 | 7.1599 | 95% | 1 | 68.4 | 9.0117 | 4.9685 | 4.7201 | 0.24843 | 5% | 14.4773 | 0.8 | 0.8 | 0.8 | 54.72 | 7.2094 | 3.9748 | 3.9748 | 0 | 0% | 995.25 | 68.4 | 0 | 926.85 | 995.25 | 54.72 | 0 | 940.53 | Summer | 0 | 0 | 0 | 0 | 0 | 0 | 0 | 0 | 1 | 1
1976-09-28 | 9 | 28 | 24:00 | 10.6 | 0 | 2 | 51 |  | 4 | 2.5463 | 4.2002 | 6.7465 | 95% | 0.96746 | 66.1746 | 8.7185 | 4.8068 | 4.5665 | 0.24034 | 5% | 14.0497 | 0 | 0 | 0 | 0 | 0 | 0 | 0 | 0 | 0% | 966 | 66.1746 | 0 | 899.8254 | 966 | 0 | 0 | 966 | Summer | 0 | 0 | 0 | 0 | 0 | 0 | 0 | 1 | 0 | 1
1976-09-29 | 9 | 29 | 1:00 | 9.4 | 1 | 1 | 49 |  | 6 | 3.8194 | 3.9376 | 7.7571 | 95% | 1 | 68.4 | 9.0117 | 4.9685 | 4.7201 | 0.24843 | 5% | 13.8706 | 0 | 0 | 0 | 0 | 0 | 0 | 0 | 0 | 0% | 953.75 | 68.4 | 0 | 885.35 | 953.75 | 0 | 0 | 953.75 | Summer | FALSE | 0 | 0 | 0 | 0 | 0 | 0 | 0 | 1 | 1
1976-09-29 | 9 | 29 | 2:00 | 9.4 | 2 | 1 | 49 |  | 6 | 3.8194 | 3.1501 | 6.9696 | 95% | 0.99946 | 68.363 | 9.0068 | 4.9658 | 4.7175 | 0.24829 | 5% | 13.6221 | 0 | 0 | 0 | 0 | 0 | 0 | 0 | 0 | 0% | 936.75 | 68.363 | 0 | 868.387 | 936.75 | 0 | 0 | 936.75 | Summer | FALSE | 0 | 0 | 0 | 0 | 0 | 0 | 1 | 0 | 1
1976-09-29 | 9 | 29 | 3:00 | 8.9 | 3 | 1 | 48 |  | 7 | 4.456 | 3.4126 | 7.8686 | 95% | 1 | 68.4 | 9.0117 | 4.9685 | 4.7201 | 0.24843 | 5% | 13.6404 | 0 | 0 | 0 | 0 | 0 | 0 | 0 | 0 | 0% | 938 | 68.4 | 0 | 869.6 | 938 | 0 | 0 | 938 | Summer | FALSE | 0 | 0 | 0 | 0 | 0 | 0 | 0 | 1 | 1
1976-09-29 | 9 | 29 | 4:00 | 8.3 | 4 | 1 | 47 |  | 8 | 5.0926 | 3.1501 | 8.2427 | 95% | 1 | 68.4 | 9.0117 | 4.9685 | 4.7201 | 0.24843 | 5% | 13.4722 | 0 | 0 | 0 | 0 | 0 | 0 | 0 | 0 | 0% | 926.5 | 68.4 | 0 | 858.1 | 926.5 | 0 | 0 | 926.5 | Summer | FALSE | 0 | 0 | 0 | 0 | 0 | 0 | 0 | 1 | 1
1976-09-29 | 9 | 29 | 5:00 | 8.9 | 5 | 1 | 48 |  | 7 | 4.456 | 3.1501 | 7.6061 | 95% | 1 | 68.4 | 9.0117 | 4.9685 | 4.7201 | 0.24843 | 5% | 13.6879 | 0 | 0 | 0 | 0 | 0 | 0 | 0 | 0 | 0% | 941.25 | 68.4 | 0 | 872.85 | 941.25 | 0 | 0 | 941.25 | Summer | FALSE | 0 | 0 | 0 | 0 | 0 | 0 | 0 | 1 | 1
1976-09-29 | 9 | 29 | 6:00 | 7.8 | 6 | 1 | 46 |  | 9 | 5.7292 | 3.9376 | 9.6668 | 95% | 1 | 68.4 | 9.0117 | 4.9685 | 4.7201 | 0.24843 | 5% | 13.8816 | 0.8 | 0.8 | 0.8 | 54.72 | 7.2094 | 3.9748 | 3.9748 | 0 | 0% | 954.5 | 68.4 | 0 | 886.1 | 954.5 | 54.72 | 0 | 899.78 | Summer | FALSE | 0 | 0 | 0 | 0 | 0 | 0 | 0 | 1 | 1
1976-09-29 | 9 | 29 | 7:00 | 9.4 | 7 | 1 | 49 |  | 6 | 3.8194 | 4.7252 | 8.5446 | 95% | 1 | 68.4 | 9.0117 | 4.9685 | 4.7201 | 0.24843 | 5% | 15.9211 | 0.8 | 0.8 | 0.8 | 54.72 | 7.2094 | 3.9748 | 3.9748 | 0 | 0% | 1094 | 68.4 | 0 | 1025.6 | 1094 | 54.72 | 0 | 1039.28 | Summer | FALSE | 0 | 0 | 0 | 0 | 0 | 0 | 0 | 1 | 1
1976-09-29 | 9 | 29 | 8:00 | 10.6 | 8 | 1 | 51 |  | 4 | 2.5463 | 7.6128 | 10.1591 | 95% | 1 | 68.4 | 9.0117 | 4.9685 | 4.7201 | 0.24843 | 5% | 16.7361 | 0.8 | 0.8 | 0.8 | 54.72 | 7.2094 | 3.9748 | 3.9748 | 0 | 0% | 1149.75 | 68.4 | 0 | 1081.35 | 1149.75 | 54.72 | 0 | 1095.03 | Summer | FALSE | 0 | 0 | 0 | 0 | 0 | 0 | 0 | 1 | 1
1976-09-29 | 9 | 29 | 9:00 | 12.2 | 9 | 1 | 54 |  | 1 | 0.63657 | 6.5627 | 7.1993 | 95% | 1 | 68.4 | 9.0117 | 4.9685 | 4.7201 | 0.24843 | 5% | 16.9152 | 0.8 | 0.8 | 0.8 | 54.72 | 7.2094 | 3.9748 | 3.9748 | 0 | 0% | 1162 | 68.4 | 0 | 1093.6 | 1162 | 54.72 | 0 | 1107.28 | Summer | FALSE | 0 | 0 | 0 | 0 | 0 | 0 | 0 | 1 | 1
1976-09-29 | 9 | 29 | 10:00 | 13.9 | 10 | 1 | 57 |  | 0 | 0 | 6.0377 | 6.0377 | 95% | 0.86583 | 59.2228 | 7.8026 | 4.3019 | 4.0868 | 0.21509 | 5% | 17.3465 | 0.8 | 0.8 | 0.8 | 54.72 | 7.2094 | 3.9748 | 3.9748 | 0 | 0% | 1191.5 | 59.2228 | 0 | 1132.2772 | 1191.5 | 54.72 | 0 | 1136.78 | Summer | FALSE | 0 | 0 | 0 | 0 | 0 | 0 | 1 | 0 | 1
1976-09-29 | 9 | 29 | 11:00 | 15.6 | 11 | 1 | 60 |  | 0 | 0 | 5.2502 | 5.2502 | 95% | 0.7529 | 51.4981 | 6.7849 | 3.7408 | 3.5537 | 0.18704 | 5% | 17.7705 | 0.8 | 0.8 | 0.8 | 54.72 | 7.2094 | 3.9748 | 3.9376 | 0.037156 | 0.9348% | 1220.5 | 51.4981 | 0 | 1169.0019 | 1220.5 | 54.72 | 0 | 1165.78 | Summer | FALSE | 0 | 0 | 0 | 0 | 0 | 0 | 1 | 0 | 1
1976-09-29 | 9 | 29 | 12:00 | 16.7 | 12 | 1 | 62 |  | 0 | 0 | 5.2502 | 5.2502 | 95% | 0.7529 | 51.4981 | 6.7849 | 3.7408 | 3.5537 | 0.18704 | 5% | 18.2346 | 0.8 | 0.8 | 0.8 | 54.72 | 7.2094 | 3.9748 | 3.9376 | 0.037156 | 0.9348% | 1252.25 | 51.4981 | 0 | 1200.7519 | 1252.25 | 54.72 | 0 | 1197.53 | Summer | FALSE | 0 | 0 | 0 | 0 | 0 | 0 | 1 | 0 | 1
1976-09-29 | 9 | 29 | 13:00 | 17.8 | 13 | 1 | 64 |  | 0 | 0 | 4.7252 | 4.7252 | 95% | 0.67761 | 46.3483 | 6.1064 | 3.3667 | 3.1984 | 0.16833 | 5% | 18.1396 | 0.8 | 0.8 | 0.8 | 54.72 | 7.2094 | 3.9748 | 3.5439 | 0.43092 | 10.84% | 1245.75 | 46.3483 | 0 | 1199.4017 | 1245.75 | 54.72 | 0 | 1191.03 | Summer | FALSE | 1 | 1 | 46.3483 | 54.72 | 0 | 0 | 1 | 0 | 1
1976-09-29 | 9 | 29 | 14:00 | 18.3 | 14 | 1 | 65 |  | 0 | 0 | 3.9376 | 3.9376 | 95% | 0.56467 | 38.6235 | 5.0887 | 2.8056 | 2.6653 | 0.14028 | 5% | 17.7156 | 0.8 | 0.8 | 0.8 | 54.72 | 7.2094 | 3.9748 | 2.9532 | 1.0216 | 25.7% | 1216.75 | 38.6235 | 0 | 1178.1265 | 1216.75 | 54.72 | 0 | 1162.03 | Summer | FALSE | 1 | 1 | 38.6235 | 54.72 | 0 | 0 | 1 | 0 | 1
1976-09-29 | 9 | 29 | 15:00 | 18.9 | 15 | 1 | 66 |  | 0 | 0 | 3.6751 | 3.6751 | 95% | 0.52703 | 36.0486 | 4.7494 | 2.6185 | 2.4876 | 0.13093 | 5% | 18.1542 | 0.8 | 0.8 | 0.8 | 54.72 | 7.2094 | 3.9748 | 2.7564 | 1.2184 | 30.65% | 1246.75 | 36.0486 | 0 | 1210.7014 | 1246.75 | 54.72 | 0 | 1192.03 | Summer | FALSE | 1 | 1 | 36.0486 | 54.72 | 0 | 0 | 1 | 0 | 1
1976-09-29 | 9 | 29 | 16:00 | 18.3 | 16 | 1 | 65 |  | 0 | 0 | 3.6751 | 3.6751 | 95% | 0.52703 | 36.0486 | 4.7494 | 2.6185 | 2.4876 | 0.13093 | 5% | 17.511 | 0.8 | 0.8 | 0.8 | 54.72 | 7.2094 | 3.9748 | 2.7564 | 1.2184 | 30.65% | 1202.75 | 36.0486 | 0 | 1166.7014 | 1202.75 | 54.72 | 0 | 1148.03 | Summer | FALSE | 1 | 1 | 36.0486 | 54.72 | 0 | 0 | 1 | 0 | 1
1976-09-29 | 9 | 29 | 17:00 | 17.8 | 17 | 1 | 64 |  | 0 | 0 | 4.7252 | 4.7252 | 95% | 0.67761 | 46.3483 | 6.1064 | 3.3667 | 3.1984 | 0.16833 | 5% | 17.6499 | 0.8 | 0.8 | 0.8 | 54.72 | 7.2094 | 3.9748 | 3.5439 | 0.43092 | 10.84% | 1212.25 | 46.3483 | 0 | 1165.9017 | 1212.25 | 54.72 | 0 | 1157.53 | Summer | FALSE | 0 | 0 | 0 | 0 | 0 | 0 | 1 | 0 | 1
1976-09-29 | 9 | 29 | 18:00 | 16.1 | 18 | 1 | 61 |  | 0 | 0 | 6.0377 | 6.0377 | 95% | 0.86583 | 59.2228 | 7.8026 | 4.3019 | 4.0868 | 0.21509 | 5% | 16.8385 | 0.8 | 0.8 | 0.8 | 54.72 | 7.2094 | 3.9748 | 3.9748 | 0 | 0% | 1156.75 | 59.2228 | 0 | 1097.5272 | 1156.75 | 54.72 | 0 | 1102.03 | Summer | FALSE | 0 | 0 | 0 | 0 | 0 | 0 | 1 | 0 | 1
1976-09-29 | 9 | 29 | 19:00 | 15 | 19 | 1 | 59 |  | 0 | 0 | 6.5627 | 6.5627 | 95% | 0.94112 | 64.3726 | 8.4811 | 4.676 | 4.4422 | 0.2338 | 5% | 15.2997 | 0.8 | 0.8 | 0.8 | 54.72 | 7.2094 | 3.9748 | 3.9748 | 0 | 0% | 1051.5 | 64.3726 | 0 | 987.1274 | 1051.5 | 54.72 | 0 | 996.78 | Summer | FALSE | 0 | 0 | 0 | 0 | 0 | 0 | 1 | 0 | 1
1976-09-29 | 9 | 29 | 20:00 | 14.4 | 20 | 1 | 58 |  | 0 | 0 | 5.7752 | 5.7752 | 95% | 0.82819 | 56.6479 | 7.4634 | 4.1148 | 3.9091 | 0.20574 | 5% | 14.9379 | 0.8 | 0.8 | 0.8 | 54.72 | 7.2094 | 3.9748 | 3.9748 | 0 | 0% | 1026.75 | 56.6479 | 0 | 970.1021 | 1026.75 | 54.72 | 0 | 972.03 | Summer | FALSE | 0 | 0 | 0 | 0 | 0 | 0 | 1 | 0 | 1
1976-09-29 | 9 | 29 | 21:00 | 13.9 | 21 | 1 | 57 |  | 0 | 0 | 4.7252 | 4.7252 | 95% | 0.67761 | 46.3483 | 6.1064 | 3.3667 | 3.1984 | 0.16833 | 5% | 13.6952 | 0.8 | 0.8 | 0.8 | 54.72 | 7.2094 | 3.9748 | 3.5439 | 0.43092 | 10.84% | 941.75 | 46.3483 | 0 | 895.4017 | 941.75 | 54.72 | 0 | 887.03 | Summer | FALSE | 0 | 0 | 0 | 0 | 0 | 0 | 1 | 0 | 1
1976-09-29 | 9 | 29 | 22:00 | 12.8 | 22 | 1 | 55 |  | 0 | 0 | 4.2002 | 4.2002 | 95% | 0.60232 | 41.1985 | 5.4279 | 2.9926 | 2.843 | 0.14963 | 5% | 13.348 | 0.8 | 0.8 | 0.8 | 54.72 | 7.2094 | 3.9748 | 3.1501 | 0.82468 | 20.75% | 918 | 41.1985 | 0 | 876.8015 | 918 | 54.72 | 0 | 863.28 | Summer | FALSE | 0 | 0 | 0 | 0 | 0 | 0 | 1 | 0 | 1
1976-09-29 | 9 | 29 | 23:00 | 12.8 | 23 | 1 | 55 |  | 0 | 0 | 5.2502 | 5.2502 | 95% | 0.7529 | 51.4981 | 6.7849 | 3.7408 | 3.5537 | 0.18704 | 5% | 13.3882 | 0.8 | 0.8 | 0.8 | 54.72 | 7.2094 | 3.9748 | 3.9376 | 0.037156 | 0.9348% | 920.75 | 51.4981 | 0 | 869.2519 | 920.75 | 54.72 | 0 | 866.03 | Summer | FALSE | 0 | 0 | 0 | 0 | 0 | 0 | 1 | 0 | 1
1976-09-29 | 9 | 29 | 24:00 | 13.3 | 0 | 1 | 56 |  | 0 | 0 | 4.2002 | 4.2002 | 95% | 0.60232 | 41.1985 | 5.4279 | 2.9926 | 2.843 | 0.14963 | 5% | 13.1615 | 0 | 0 | 0 | 0 | 0 | 0 | 0 | 0 | 0% | 905.25 | 41.1985 | 0 | 864.0515 | 905.25 | 0 | 0 | 905.25 | Summer | FALSE | 0 | 0 | 0 | 0 | 0 | 0 | 1 | 0 | 1
1976-09-30 | 9 | 30 | 1:00 | 12.8 | 1 | 1 | 55 |  | 0 | 0 | 3.9376 | 3.9376 | 95% | 0.56467 | 38.6235 | 5.0887 | 2.8056 | 2.6653 | 0.14028 | 5% | 12.924 | 0 | 0 | 0 | 0 | 0 | 0 | 0 | 0 | 0% | 889 | 38.6235 | 0 | 850.3765 | 889 | 0 | 0 | 889 | Summer | FALSE | 0 | 0 | 0 | 0 | 0 | 0 | 1 | 0 | 1
1976-09-30 | 9 | 30 | 2:00 | 12.8 | 2 | 1 | 55 |  | 0 | 0 | 3.1501 | 3.1501 | 95% | 0 | 0 | 0 | 0 | 0 | 0 | 5% | 12.8838 | 0 | 0 | 0 | 0 | 0 | 0 | 0 | 0 | 0% | 886.25 | 0 | 0 | 886.25 | 886.25 | 0 | 0 | 886.25 | Summer | FALSE | 0 | 0 | 0 | 0 | 1 | 0 | 1 | 0 | 0
1976-09-30 | 9 | 30 | 3:00 | 12.8 | 3 | 1 | 55 |  | 0 | 0 | 3.4126 | 3.4126 | 95% | 0 | 0 | 0 | 0 | 0 | 0 | 5% | 12.7376 | 0 | 0 | 0 | 0 | 0 | 0 | 0 | 0 | 0% | 876.25 | 0 | 0 | 876.25 | 876.25 | 0 | 0 | 876.25 | Summer | FALSE | 0 | 0 | 0 | 0 | 1 | 0 | 1 | 0 | 0
1976-09-30 | 9 | 30 | 4:00 | 11.7 | 4 | 1 | 53 |  | 2 | 1.2731 | 3.1501 | 4.4233 | 95% | 0.63431 | 43.3869 | 5.7162 | 3.1516 | 2.994 | 0.15758 | 5% | 12.7266 | 0 | 0 | 0 | 0 | 0 | 0 | 0 | 0 | 0% | 875.5 | 43.3869 | 0 | 832.1131 | 875.5 | 0 | 0 | 875.5 | Summer | FALSE | 0 | 0 | 0 | 0 | 0 | 0 | 1 | 0 | 1
1976-09-30 | 9 | 30 | 5:00 | 11.7 | 5 | 1 | 53 |  | 2 | 1.2731 | 3.1501 | 4.4233 | 95% | 0.63431 | 43.3869 | 5.7162 | 3.1516 | 2.994 | 0.15758 | 5% | 12.7376 | 0 | 0 | 0 | 0 | 0 | 0 | 0 | 0 | 0% | 876.25 | 43.3869 | 0 | 832.8631 | 876.25 | 0 | 0 | 876.25 | Summer | FALSE | 0 | 0 | 0 | 0 | 0 | 0 | 1 | 0 | 1
1976-09-30 | 9 | 30 | 6:00 | 11.7 | 6 | 1 | 53 |  | 2 | 1.2731 | 3.9376 | 5.2108 | 95% | 0.74725 | 51.1116 | 6.734 | 3.7127 | 3.5271 | 0.18563 | 5% | 12.5658 | 0.8 | 0.8 | 0.8 | 54.72 | 7.2094 | 3.9748 | 3.9081 | 0.066706 | 1.678% | 864.5 | 51.1116 | 0 | 813.3884 | 864.5 | 54.72 | 0 | 809.78 | Summer | FALSE | 0 | 0 | 0 | 0 | 0 | 0 | 1 | 0 | 1
1976-09-30 | 9 | 30 | 7:00 | 13.3 | 7 | 1 | 56 |  | 0 | 0 | 4.7252 | 4.7252 | 95% | 0.67761 | 46.3483 | 6.1064 | 3.3667 | 3.1984 | 0.16833 | 5% | 14.2361 | 0.8 | 0.8 | 0.8 | 54.72 | 7.2094 | 3.9748 | 3.5439 | 0.43092 | 10.84% | 978.75 | 46.3483 | 0 | 932.4017 | 978.75 | 54.72 | 0 | 924.03 | Summer | FALSE | 0 | 0 | 0 | 0 | 0 | 0 | 1 | 0 | 1
1976-09-30 | 9 | 30 | 8:00 | 15.6 | 8 | 1 | 60 |  | 0 | 0 | 7.6128 | 7.6128 | 95% | 1 | 68.4 | 9.0117 | 4.9685 | 4.7201 | 0.24843 | 5% | 14.6053 | 0.8 | 0.8 | 0.8 | 54.72 | 7.2094 | 3.9748 | 3.9748 | 0 | 0% | 1004 | 68.4 | 0 | 935.6 | 1004 | 54.72 | 0 | 949.28 | Summer | FALSE | 0 | 0 | 0 | 0 | 0 | 0 | 0 | 1 | 1
1976-09-30 | 9 | 30 | 9:00 | 16.7 | 9 | 1 | 62 |  | 0 | 0 | 6.5627 | 6.5627 | 95% | 0.94112 | 64.3726 | 8.4811 | 4.676 | 4.4422 | 0.2338 | 5% | 15.7968 | 0.8 | 0.8 | 0.8 | 54.72 | 7.2094 | 3.9748 | 3.9748 | 0 | 0% | 1085.5 | 64.3726 | 0 | 1021.1274 | 1085.5 | 54.72 | 0 | 1030.78 | Summer | FALSE | 0 | 0 | 0 | 0 | 0 | 0 | 1 | 0 | 1
1976-09-30 | 9 | 30 | 10:00 | 18.3 | 10 | 1 | 65 |  | 0 | 0 | 6.0377 | 6.0377 | 95% | 0.86583 | 59.2228 | 7.8026 | 4.3019 | 4.0868 | 0.21509 | 5% | 16.0599 | 0.8 | 0.8 | 0.8 | 54.72 | 7.2094 | 3.9748 | 3.9748 | 0 | 0% | 1103.5 | 59.2228 | 0 | 1044.2772 | 1103.5 | 54.72 | 0 | 1048.78 | Summer | FALSE | 0 | 0 | 0 | 0 | 0 | 0 | 1 | 0 | 1
1976-09-30 | 9 | 30 | 11:00 | 18.3 | 11 | 1 | 65 |  | 0 | 0 | 5.2502 | 5.2502 | 95% | 0.7529 | 51.4981 | 6.7849 | 3.7408 | 3.5537 | 0.18704 | 5% | 16.5351 | 0.8 | 0.8 | 0.8 | 54.72 | 7.2094 | 3.9748 | 3.9376 | 0.037156 | 0.9348% | 1136 | 51.4981 | 0 | 1084.5019 | 1136 | 54.72 | 0 | 1081.28 | Summer | FALSE | 0 | 0 | 0 | 0 | 0 | 0 | 1 | 0 | 1
1976-09-30 | 9 | 30 | 12:00 | 18.3 | 12 | 1 | 65 |  | 0 | 0 | 5.2502 | 5.2502 | 95% | 0.7529 | 51.4981 | 6.7849 | 3.7408 | 3.5537 | 0.18704 | 5% | 16.2025 | 0.8 | 0.8 | 0.8 | 54.72 | 7.2094 | 3.9748 | 3.9376 | 0.037156 | 0.9348% | 1113.25 | 51.4981 | 0 | 1061.7519 | 1113.25 | 54.72 | 0 | 1058.53 | Summer | FALSE | 0 | 0 | 0 | 0 | 0 | 0 | 1 | 0 | 1
1976-09-30 | 9 | 30 | 13:00 | 18.9 | 13 | 1 | 66 |  | 0 | 0 | 4.7252 | 4.7252 | 95% | 0.67761 | 46.3483 | 6.1064 | 3.3667 | 3.1984 | 0.16833 | 5% | 15.9393 | 0.8 | 0.8 | 0.8 | 54.72 | 7.2094 | 3.9748 | 3.5439 | 0.43092 | 10.84% | 1095.25 | 46.3483 | 0 | 1048.9017 | 1095.25 | 54.72 | 0 | 1040.53 | Summer | FALSE | 1 | 1 | 46.3483 | 54.72 | 0 | 0 | 1 | 0 | 1
1976-09-30 | 9 | 30 | 14:00 | 19.4 | 14 | 1 | 67 |  | 0 | 0 | 3.9376 | 3.9376 | 95% | 0.56467 | 38.6235 | 5.0887 | 2.8056 | 2.6653 | 0.14028 | 5% | 16.038 | 0.8 | 0.8 | 0.8 | 54.72 | 7.2094 | 3.9748 | 2.9532 | 1.0216 | 25.7% | 1102 | 38.6235 | 0 | 1063.3765 | 1102 | 54.72 | 0 | 1047.28 | Summer | FALSE | 1 | 1 | 38.6235 | 54.72 | 0 | 0 | 1 | 0 | 1
1976-09-30 | 9 | 30 | 15:00 | 19.4 | 15 | 1 | 67 |  | 0 | 0 | 3.6751 | 3.6751 | 95% | 0.52703 | 36.0486 | 4.7494 | 2.6185 | 2.4876 | 0.13093 | 5% | 15.9284 | 0.8 | 0.8 | 0.8 | 54.72 | 7.2094 | 3.9748 | 2.7564 | 1.2184 | 30.65% | 1094.5 | 36.0486 | 0 | 1058.4514 | 1094.5 | 54.72 | 0 | 1039.78 | Summer | FALSE | 1 | 1 | 36.0486 | 54.72 | 0 | 0 | 1 | 0 | 1
1976-09-30 | 9 | 30 | 16:00 | 16.7 | 16 | 1 | 62 |  | 0 | 0 | 3.6751 | 3.6751 | 95% | 0.52703 | 36.0486 | 4.7494 | 2.6185 | 2.4876 | 0.13093 | 5% | 16.0088 | 0.8 | 0.8 | 0.8 | 54.72 | 7.2094 | 3.9748 | 2.7564 | 1.2184 | 30.65% | 1100 | 36.0486 | 0 | 1063.9514 | 1100 | 54.72 | 0 | 1045.28 | Summer | FALSE | 1 | 1 | 36.0486 | 54.72 | 0 | 0 | 1 | 0 | 1
1976-09-30 | 9 | 30 | 17:00 | 16.7 | 17 | 1 | 62 |  | 0 | 0 | 4.7252 | 4.7252 | 95% | 0.67761 | 46.3483 | 6.1064 | 3.3667 | 3.1984 | 0.16833 | 5% | 15.7456 | 0.8 | 0.8 | 0.8 | 54.72 | 7.2094 | 3.9748 | 3.5439 | 0.43092 | 10.84% | 1082 | 46.3483 | 0 | 1035.6517 | 1082 | 54.72 | 0 | 1027.28 | Summer | FALSE | 0 | 0 | 0 | 0 | 0 | 0 | 1 | 0 | 1
1976-09-30 | 9 | 30 | 18:00 | 15.6 | 18 | 1 | 60 |  | 0 | 0 | 6.0377 | 6.0377 | 95% | 0.86583 | 59.2228 | 7.8026 | 4.3019 | 4.0868 | 0.21509 | 5% | 15.1901 | 0.8 | 0.8 | 0.8 | 54.72 | 7.2094 | 3.9748 | 3.9748 | 0 | 0% | 1044 | 59.2228 | 0 | 984.7772 | 1044 | 54.72 | 0 | 989.28 | Summer | FALSE | 0 | 0 | 0 | 0 | 0 | 0 | 1 | 0 | 1
1976-09-30 | 9 | 30 | 19:00 | 15.6 | 19 | 1 | 60 |  | 0 | 0 | 6.5627 | 6.5627 | 95% | 0.94112 | 64.3726 | 8.4811 | 4.676 | 4.4422 | 0.2338 | 5% | 14.5577 | 0.8 | 0.8 | 0.8 | 54.72 | 7.2094 | 3.9748 | 3.9748 | 0 | 0% | 1000.75 | 64.3726 | 0 | 936.3774 | 1000.75 | 54.72 | 0 | 946.03 | Summer | FALSE | 0 | 0 | 0 | 0 | 0 | 0 | 1 | 0 | 1
1976-09-30 | 9 | 30 | 20:00 | 15 | 20 | 1 | 59 |  | 0 | 0 | 5.7752 | 5.7752 | 95% | 0.82819 | 56.6479 | 7.4634 | 4.1148 | 3.9091 | 0.20574 | 5% | 14.0826 | 0.8 | 0.8 | 0.8 | 54.72 | 7.2094 | 3.9748 | 3.9748 | 0 | 0% | 968.25 | 56.6479 | 0 | 911.6021 | 968.25 | 54.72 | 0 | 913.53 | Summer | FALSE | 0 | 0 | 0 | 0 | 0 | 0 | 1 | 0 | 1
1976-09-30 | 9 | 30 | 21:00 | 15 | 21 | 1 | 59 |  | 0 | 0 | 4.7252 | 4.7252 | 95% | 0.67761 | 46.3483 | 6.1064 | 3.3667 | 3.1984 | 0.16833 | 5% | 13.7939 | 0.8 | 0.8 | 0.8 | 54.72 | 7.2094 | 3.9748 | 3.5439 | 0.43092 | 10.84% | 948.5 | 46.3483 | 0 | 902.1517 | 948.5 | 54.72 | 0 | 893.78 | Summer | FALSE | 0 | 0 | 0 | 0 | 0 | 0 | 1 | 0 | 1
1976-09-30 | 9 | 30 | 22:00 | 16.4 | 22 | 1 | 62 |  | 0 | 0 | 4.2002 | 4.2002 | 95% | 0.60232 | 41.1985 | 5.4279 | 2.9926 | 2.843 | 0.14963 | 5% | 13.3114 | 0.8 | 0.8 | 0.8 | 54.72 | 7.2094 | 3.9748 | 3.1501 | 0.82468 | 20.75% | 915.5 | 41.1985 | 0 | 874.3015 | 915.5 | 54.72 | 0 | 860.78 | Summer | FALSE | 0 | 0 | 0 | 0 | 0 | 0 | 1 | 0 | 1
1976-09-30 | 9 | 30 | 23:00 | 17.9 | 23 | 1 | 64 |  | 0 | 0 | 5.2502 | 5.2502 | 95% | 0.7529 | 51.4981 | 6.7849 | 3.7408 | 3.5537 | 0.18704 | 5% | 13.1908 | 0.8 | 0.8 | 0.8 | 54.72 | 7.2094 | 3.9748 | 3.9376 | 0.037156 | 0.9348% | 907.25 | 51.4981 | 0 | 855.7519 | 907.25 | 54.72 | 0 | 852.53 | Summer | FALSE | 0 | 0 | 0 | 0 | 0 | 0 | 1 | 0 | 1
1976-09-30 | 9 | 30 | 24:00 | 19.3 | 0 | 1 | 67 |  | 0 | 0 | 4.2002 | 4.2002 | 95% | 0.60232 | 41.1985 | 5.4279 | 2.9926 | 2.843 | 0.14963 | 5% | 13.2931 | 0 | 0 | 0 | 0 | 0 | 0 | 0 | 0 | 0% | 914.25 | 41.1985 | 0 | 873.0515 | 914.25 | 0 | 0 | 914.25 | Summer | FALSE | 0 | 0 | 0 | 0 | 0 | 0 | 1 | 0 | 1
1986-10-01 | 10 | 1 | 1:00 | 20.7 | 1 | 1 | 69 |  | 0 | 0 | 3.9376 | 3.9376 | 95% | 0.56467 | 38.6235 | 5.0887 | 2.8056 | 2.7373 | 0.068259 | 2.433% | 13.4832 | 0 | 0 | 0 | 0 | 0 | 0 | 0 | 0 | 0% | 927.25 | 38.6235 | 0 | 888.6265 | 927.25 | 0 | 0 | 927.25 | Winter | 0 | FALSE | 0 | 0 | 0 | 0 | 0 | 1 | 0 | 1
1986-10-01 | 10 | 1 | 2:00 | 22.1 | 2 | 1 | 72 |  | 0 | 0 | 3.1501 | 3.1501 | 95% | 0 | 0 | 0 | 0 | 0 | 0 | 2.433% | 13.4284 | 0 | 0 | 0 | 0 | 0 | 0 | 0 | 0 | 0% | 923.5 | 0 | 0 | 923.5 | 923.5 | 0 | 0 | 923.5 | Winter | 0 | FALSE | 0 | 0 | 0 | 1 | 0 | 1 | 0 | 0
1986-10-01 | 10 | 1 | 3:00 | 23.6 | 3 | 1 | 74 |  | 0 | 0 | 3.4126 | 3.4126 | 95% | 0 | 0 | 0 | 0 | 0 | 0 | 2.433% | 13.4284 | 0 | 0 | 0 | 0 | 0 | 0 | 0 | 0 | 0% | 923.5 | 0 | 0 | 923.5 | 923.5 | 0 | 0 | 923.5 | Winter | 0 | FALSE | 0 | 0 | 0 | 1 | 0 | 1 | 0 | 0
1986-10-01 | 10 | 1 | 4:00 | 25 | 4 | 1 | 77 |  | 0 | 0 | 3.1501 | 3.1501 | 95% | 0 | 0 | 0 | 0 | 0 | 0 | 2.433% | 13.242 | 0 | 0 | 0 | 0 | 0 | 0 | 0 | 0 | 0% | 910.75 | 0 | 0 | 910.75 | 910.75 | 0 | 0 | 910.75 | Winter | 0 | FALSE | 0 | 0 | 0 | 1 | 0 | 1 | 0 | 0
1986-10-01 | 10 | 1 | 5:00 | 25 | 5 | 1 | 77 |  | 0 | 0 | 3.1501 | 3.1501 | 95% | 0 | 0 | 0 | 0 | 0 | 0 | 2.433% | 13.1725 | 0 | 0 | 0 | 0 | 0 | 0 | 0 | 0 | 0% | 906 | 0 | 0 | 906 | 906 | 0 | 0 | 906 | Winter | 0 | FALSE | 0 | 0 | 0 | 1 | 0 | 1 | 0 | 0
1986-10-01 | 10 | 1 | 6:00 | 24.4 | 6 | 1 | 76 |  | 0 | 0 | 3.9376 | 3.9376 | 95% | 0.56467 | 38.6235 | 5.0887 | 2.8056 | 2.7373 | 0.068259 | 2.433% | 13.0007 | 0.8 | 0.8 | 0.8 | 54.72 | 7.2094 | 3.9748 | 2.9532 | 1.0216 | 25.7% | 894.25 | 38.6235 | 0 | 855.6265 | 894.25 | 54.72 | 0 | 839.53 | Winter | 0 | FALSE | 0 | 0 | 0 | 0 | 0 | 1 | 0 | 1
1986-10-01 | 10 | 1 | 7:00 | 25 | 7 | 1 | 77 |  | 0 | 0 | 4.7252 | 4.7252 | 95% | 0.67761 | 46.3483 | 6.1064 | 3.3667 | 3.2848 | 0.081911 | 2.433% | 14.47 | 0.8 | 0.8 | 0.8 | 54.72 | 7.2094 | 3.9748 | 3.5439 | 0.43092 | 10.84% | 994.75 | 46.3483 | 0 | 948.4017 | 994.75 | 54.72 | 0 | 940.03 | Winter | 0 | FALSE | 0 | 0 | 0 | 0 | 0 | 1 | 0 | 1
1986-10-01 | 10 | 1 | 8:00 | 26.1 | 8 | 1 | 79 |  | 0 | 0 | 7.6128 | 7.6128 | 95% | 1 | 68.4 | 9.0117 | 4.9685 | 4.8476 | 0.12088 | 2.433% | 15.0365 | 0.8 | 0.8 | 0.8 | 54.72 | 7.2094 | 3.9748 | 3.9748 | 0 | 0% | 1033.5 | 68.4 | 0 | 965.1 | 1033.5 | 54.72 | 0 | 978.78 | Winter | 0 | FALSE | 0 | 0 | 0 | 0 | 0 | 0 | 1 | 1
1986-10-01 | 10 | 1 | 9:00 | 25.6 | 9 | 1 | 78 |  | 0 | 0 | 6.5627 | 6.5627 | 95% | 0.94112 | 64.3726 | 8.4811 | 4.676 | 4.5622 | 0.11377 | 2.433% | 15.9576 | 0.8 | 0.8 | 0.8 | 54.72 | 7.2094 | 3.9748 | 3.9748 | 0 | 0% | 1096.5 | 64.3726 | 0 | 1032.1274 | 1096.5 | 54.72 | 0 | 1041.78 | Winter | 0 | FALSE | 0 | 0 | 0 | 0 | 0 | 1 | 0 | 1
1986-10-01 | 10 | 1 | 10:00 | 25.6 | 10 | 1 | 78 |  | 0 | 0 | 6.0377 | 6.0377 | 95% | 0.86583 | 59.2228 | 7.8026 | 4.3019 | 4.1972 | 0.10466 | 2.433% | 16.3158 | 0.8 | 0.8 | 0.8 | 54.72 | 7.2094 | 3.9748 | 3.9748 | 0 | 0% | 1121 | 59.2228 | 0 | 1061.7772 | 1121 | 54.72 | 0 | 1066.28 | Winter | 0 | FALSE | 0 | 0 | 0 | 0 | 0 | 1 | 0 | 1
1986-10-01 | 10 | 1 | 11:00 | 25 | 11 | 1 | 77 |  | 0 | 0 | 5.2502 | 5.2502 | 95% | 0.7529 | 51.4981 | 6.7849 | 3.7408 | 3.6497 | 0.091013 | 2.433% | 16.3889 | 0.8 | 0.8 | 0.8 | 54.72 | 7.2094 | 3.9748 | 3.9376 | 0.037156 | 0.9348% | 1126 | 51.4981 | 0 | 1074.5019 | 1126 | 54.72 | 0 | 1071.28 | Winter | 0 | FALSE | 0 | 0 | 0 | 0 | 0 | 1 | 0 | 1
1986-10-01 | 10 | 1 | 12:00 | 24.4 | 12 | 1 | 76 |  | 0 | 0 | 5.2502 | 5.2502 | 95% | 0.7529 | 51.4981 | 6.7849 | 3.7408 | 3.6497 | 0.091013 | 2.433% | 16.4181 | 0.8 | 0.8 | 0.8 | 54.72 | 7.2094 | 3.9748 | 3.9376 | 0.037156 | 0.9348% | 1128 | 51.4981 | 0 | 1076.5019 | 1128 | 54.72 | 0 | 1073.28 | Winter | 0 | FALSE | 0 | 0 | 0 | 0 | 0 | 1 | 0 | 1
1986-10-01 | 10 | 1 | 13:00 | 25 | 13 | 1 | 77 |  | 0 | 0 | 4.7252 | 4.7252 | 95% | 0.67761 | 46.3483 | 6.1064 | 3.3667 | 3.2848 | 0.081911 | 2.433% | 16.8567 | 0.8 | 0.8 | 0.8 | 54.72 | 7.2094 | 3.9748 | 3.5439 | 0.43092 | 10.84% | 1158 | 46.3483 | 0 | 1111.6517 | 1158 | 54.72 | 0 | 1103.28 | Winter | 0 | FALSE | 0 | 0 | 0 | 0 | 0 | 1 | 0 | 1
1986-10-01 | 10 | 1 | 14:00 | 23.9 | 14 | 1 | 75 |  | 0 | 0 | 3.9376 | 3.9376 | 95% | 0.56467 | 38.6235 | 5.0887 | 2.8056 | 2.7373 | 0.068259 | 2.433% | 16.3194 | 0.8 | 0.8 | 0.8 | 54.72 | 7.2094 | 3.9748 | 2.9532 | 1.0216 | 25.7% | 1121.25 | 38.6235 | 0 | 1082.6265 | 1121.25 | 54.72 | 0 | 1066.53 | Winter | 0 | FALSE | 0 | 0 | 0 | 0 | 0 | 1 | 0 | 1
1986-10-01 | 10 | 1 | 15:00 | 24.4 | 15 | 1 | 76 |  | 0 | 0 | 3.6751 | 3.6751 | 95% | 0.52703 | 36.0486 | 4.7494 | 2.6185 | 2.5548 | 0.063709 | 2.433% | 15.7931 | 0.8 | 0.8 | 0.8 | 54.72 | 7.2094 | 3.9748 | 2.7564 | 1.2184 | 30.65% | 1085.25 | 36.0486 | 0 | 1049.2014 | 1085.25 | 54.72 | 0 | 1030.53 | Winter | 0 | FALSE | 0 | 0 | 0 | 0 | 0 | 1 | 0 | 1
1986-10-01 | 10 | 1 | 16:00 | 23.9 | 16 | 1 | 75 |  | 0 | 0 | 3.6751 | 3.6751 | 95% | 0.52703 | 36.0486 | 4.7494 | 2.6185 | 2.5548 | 0.063709 | 2.433% | 16.0673 | 0.8 | 0.8 | 0.8 | 54.72 | 7.2094 | 3.9748 | 2.7564 | 1.2184 | 30.65% | 1104 | 36.0486 | 0 | 1067.9514 | 1104 | 54.72 | 0 | 1049.28 | Winter | 0 | FALSE | 0 | 0 | 0 | 0 | 0 | 1 | 0 | 1
1986-10-01 | 10 | 1 | 17:00 | 22.8 | 17 | 1 | 73 |  | 0 | 0 | 4.7252 | 4.7252 | 95% | 0.67761 | 46.3483 | 6.1064 | 3.3667 | 3.2848 | 0.081911 | 2.433% | 15.5373 | 0.8 | 0.8 | 0.8 | 54.72 | 7.2094 | 3.9748 | 3.5439 | 0.43092 | 10.84% | 1067.75 | 46.3483 | 0 | 1021.4017 | 1067.75 | 54.72 | 0 | 1013.03 | Winter | 1 | FALSE | 1 | 46.3483 | 54.72 | 0 | 0 | 1 | 0 | 1
1986-10-01 | 10 | 1 | 18:00 | 21.7 | 18 | 1 | 71 |  | 0 | 0 | 6.0377 | 6.0377 | 95% | 0.86583 | 59.2228 | 7.8026 | 4.3019 | 4.1972 | 0.10466 | 2.433% | 15.201 | 0.8 | 0.8 | 0.8 | 54.72 | 7.2094 | 3.9748 | 3.9748 | 0 | 0% | 1044.75 | 59.2228 | 0 | 985.5272 | 1044.75 | 54.72 | 0 | 990.03 | Winter | 1 | FALSE | 1 | 59.2228 | 54.72 | 0 | 0 | 1 | 0 | 1
1986-10-01 | 10 | 1 | 19:00 | 20.6 | 19 | 1 | 69 |  | 0 | 0 | 6.5627 | 6.5627 | 95% | 0.94112 | 64.3726 | 8.4811 | 4.676 | 4.5622 | 0.11377 | 2.433% | 14.587 | 0.8 | 0.8 | 0.8 | 54.72 | 7.2094 | 3.9748 | 3.9748 | 0 | 0% | 1002.75 | 64.3726 | 0 | 938.3774 | 1002.75 | 54.72 | 0 | 948.03 | Winter | 0 | FALSE | 0 | 0 | 0 | 0 | 0 | 1 | 0 | 1
1986-10-01 | 10 | 1 | 20:00 | 20.6 | 20 | 1 | 69 |  | 0 | 0 | 5.7752 | 5.7752 | 95% | 0.82819 | 56.6479 | 7.4634 | 4.1148 | 4.0147 | 0.10011 | 2.433% | 14.0314 | 0.8 | 0.8 | 0.8 | 54.72 | 7.2094 | 3.9748 | 3.9748 | 0 | 0% | 964.75 | 56.6479 | 0 | 908.1021 | 964.75 | 54.72 | 0 | 910.03 | Winter | 0 | FALSE | 0 | 0 | 0 | 0 | 0 | 1 | 0 | 1
1986-10-01 | 10 | 1 | 21:00 | 20.6 | 21 | 1 | 69 |  | 0 | 0 | 4.7252 | 4.7252 | 95% | 0.67761 | 46.3483 | 6.1064 | 3.3667 | 3.2848 | 0.081911 | 2.433% | 14.0387 | 0.8 | 0.8 | 0.8 | 54.72 | 7.2094 | 3.9748 | 3.5439 | 0.43092 | 10.84% | 965.25 | 46.3483 | 0 | 918.9017 | 965.25 | 54.72 | 0 | 910.53 | Winter | 0 | FALSE | 0 | 0 | 0 | 0 | 0 | 1 | 0 | 1
1986-10-01 | 10 | 1 | 22:00 | 20.6 | 22 | 1 | 69 |  | 0 | 0 | 4.2002 | 4.2002 | 95% | 0.60232 | 41.1985 | 5.4279 | 2.9926 | 2.9198 | 0.07281 | 2.433% | 13.6075 | 0.8 | 0.8 | 0.8 | 54.72 | 7.2094 | 3.9748 | 3.1501 | 0.82468 | 20.75% | 935.75 | 41.1985 | 0 | 894.5515 | 935.75 | 54.72 | 0 | 881.03 | Winter | 0 | FALSE | 0 | 0 | 0 | 0 | 0 | 1 | 0 | 1
1986-10-01 | 10 | 1 | 23:00 | 20 | 23 | 1 | 68 |  | 0 | 0 | 5.2502 | 5.2502 | 95% | 0.7529 | 51.4981 | 6.7849 | 3.7408 | 3.6497 | 0.091013 | 2.433% | 13.2749 | 0.8 | 0.8 | 0.8 | 54.72 | 7.2094 | 3.9748 | 3.9376 | 0.037156 | 0.9348% | 913 | 51.4981 | 0 | 861.5019 | 913 | 54.72 | 0 | 858.28 | Winter | 0 | FALSE | 0 | 0 | 0 | 0 | 0 | 1 | 0 | 1
1986-10-01 | 10 | 1 | 24:00 | 19.4 | 0 | 1 | 67 |  | 0 | 0 | 4.2002 | 4.2002 | 95% | 0.60232 | 41.1985 | 5.4279 | 2.9926 | 2.9198 | 0.07281 | 2.433% | 13.3004 | 0 | 0 | 0 | 0 | 0 | 0 | 0 | 0 | 0% | 914.75 | 41.1985 | 0 | 873.5515 | 914.75 | 0 | 0 | 914.75 | Winter | 0 | FALSE | 0 | 0 | 0 | 0 | 0 | 1 | 0 | 1
1986-10-02 | 10 | 2 | 1:00 | 17.8 | 1 | 1 | 64 |  | 0 | 0 | 3.9376 | 3.9376 | 95% | 0.56467 | 38.6235 | 5.0887 | 2.8056 | 2.7373 | 0.068259 | 2.433% | 13.0519 | 0 | 0 | 0 | 0 | 0 | 0 | 0 | 0 | 0% | 897.75 | 38.6235 | 0 | 859.1265 | 897.75 | 0 | 0 | 897.75 | Winter | 0 | FALSE | 0 | 0 | 0 | 0 | 0 | 1 | 0 | 1
1986-10-02 | 10 | 2 | 2:00 | 17.2 | 2 | 1 | 63 |  | 0 | 0 | 3.1501 | 3.1501 | 95% | 0 | 0 | 0 | 0 | 0 | 0 | 2.433% | 12.9569 | 0 | 0 | 0 | 0 | 0 | 0 | 0 | 0 | 0% | 891.25 | 0 | 0 | 891.25 | 891.25 | 0 | 0 | 891.25 | Winter | 0 | FALSE | 0 | 0 | 0 | 1 | 0 | 1 | 0 | 0
1986-10-02 | 10 | 2 | 3:00 | 17.2 | 3 | 1 | 63 |  | 0 | 0 | 3.4126 | 3.4126 | 95% | 0 | 0 | 0 | 0 | 0 | 0 | 2.433% | 12.8143 | 0 | 0 | 0 | 0 | 0 | 0 | 0 | 0 | 0% | 881.5 | 0 | 0 | 881.5 | 881.5 | 0 | 0 | 881.5 | Winter | 0 | FALSE | 0 | 0 | 0 | 1 | 0 | 1 | 0 | 0
1986-10-02 | 10 | 2 | 4:00 | 16.7 | 4 | 1 | 62 |  | 0 | 0 | 3.1501 | 3.1501 | 95% | 0 | 0 | 0 | 0 | 0 | 0 | 2.433% | 12.6974 | 0 | 0 | 0 | 0 | 0 | 0 | 0 | 0 | 0% | 873.5 | 0 | 0 | 873.5 | 873.5 | 0 | 0 | 873.5 | Winter | 0 | FALSE | 0 | 0 | 0 | 1 | 0 | 1 | 0 | 0
1986-10-02 | 10 | 2 | 5:00 | 16.7 | 5 | 1 | 62 |  | 0 | 0 | 3.1501 | 3.1501 | 95% | 0 | 0 | 0 | 0 | 0 | 0 | 2.433% | 12.5183 | 0 | 0 | 0 | 0 | 0 | 0 | 0 | 0 | 0% | 861.25 | 0 | 0 | 861.25 | 861.25 | 0 | 0 | 861.25 | Winter | 0 | FALSE | 0 | 0 | 0 | 1 | 0 | 1 | 0 | 0
1986-10-02 | 10 | 2 | 6:00 | 16.1 | 6 | 1 | 61 |  | 0 | 0 | 3.9376 | 3.9376 | 95% | 0.56467 | 38.6235 | 5.0887 | 2.8056 | 2.7373 | 0.068259 | 2.433% | 12.9898 | 0.8 | 0.8 | 0.8 | 54.72 | 7.2094 | 3.9748 | 2.9532 | 1.0216 | 25.7% | 893.5 | 38.6235 | 0 | 854.8765 | 893.5 | 54.72 | 0 | 838.78 | Winter | 0 | FALSE | 0 | 0 | 0 | 0 | 0 | 1 | 0 | 1
1986-10-02 | 10 | 2 | 7:00 | 16.1 | 7 | 1 | 61 |  | 0 | 0 | 4.7252 | 4.7252 | 95% | 0.67761 | 46.3483 | 6.1064 | 3.3667 | 3.2848 | 0.081911 | 2.433% | 13.7537 | 0.8 | 0.8 | 0.8 | 54.72 | 7.2094 | 3.9748 | 3.5439 | 0.43092 | 10.84% | 945.75 | 46.3483 | 0 | 899.4017 | 945.75 | 54.72 | 0 | 891.03 | Winter | 0 | FALSE | 0 | 0 | 0 | 0 | 0 | 1 | 0 | 1
1986-10-02 | 10 | 2 | 8:00 | 16.1 | 8 | 1 | 61 |  | 0 | 0 | 7.6128 | 7.6128 | 95% | 1 | 68.4 | 9.0117 | 4.9685 | 4.8476 | 0.12088 | 2.433% | 14.5285 | 0.8 | 0.8 | 0.8 | 54.72 | 7.2094 | 3.9748 | 3.9748 | 0 | 0% | 998.75 | 68.4 | 0 | 930.35 | 998.75 | 54.72 | 0 | 944.03 | Winter | 0 | FALSE | 0 | 0 | 0 | 0 | 0 | 0 | 1 | 1
1986-10-02 | 10 | 2 | 9:00 | 16.7 | 9 | 1 | 62 |  | 0 | 0 | 6.5627 | 6.5627 | 95% | 0.94112 | 64.3726 | 8.4811 | 4.676 | 4.5622 | 0.11377 | 2.433% | 14.9415 | 0.8 | 0.8 | 0.8 | 54.72 | 7.2094 | 3.9748 | 3.9748 | 0 | 0% | 1027 | 64.3726 | 0 | 962.6274 | 1027 | 54.72 | 0 | 972.28 | Winter | 0 | FALSE | 0 | 0 | 0 | 0 | 0 | 1 | 0 | 1
1986-10-02 | 10 | 2 | 10:00 | 16.7 | 10 | 1 | 62 |  | 0 | 0 | 6.0377 | 6.0377 | 95% | 0.86583 | 59.2228 | 7.8026 | 4.3019 | 4.1972 | 0.10466 | 2.433% | 15.6104 | 0.8 | 0.8 | 0.8 | 54.72 | 7.2094 | 3.9748 | 3.9748 | 0 | 0% | 1072.75 | 59.2228 | 0 | 1013.5272 | 1072.75 | 54.72 | 0 | 1018.03 | Winter | 0 | FALSE | 0 | 0 | 0 | 0 | 0 | 1 | 0 | 1
1986-10-02 | 10 | 2 | 11:00 | 16.7 | 11 | 1 | 62 |  | 0 | 0 | 5.2502 | 5.2502 | 95% | 0.7529 | 51.4981 | 6.7849 | 3.7408 | 3.6497 | 0.091013 | 2.433% | 15.8187 | 0.8 | 0.8 | 0.8 | 54.72 | 7.2094 | 3.9748 | 3.9376 | 0.037156 | 0.9348% | 1087 | 51.4981 | 0 | 1035.5019 | 1087 | 54.72 | 0 | 1032.28 | Winter | 0 | FALSE | 0 | 0 | 0 | 0 | 0 | 1 | 0 | 1
1986-10-02 | 10 | 2 | 12:00 | 17.2 | 12 | 1 | 63 |  | 0 | 0 | 5.2502 | 5.2502 | 95% | 0.7529 | 51.4981 | 6.7849 | 3.7408 | 3.6497 | 0.091013 | 2.433% | 15.508 | 0.8 | 0.8 | 0.8 | 54.72 | 7.2094 | 3.9748 | 3.9376 | 0.037156 | 0.9348% | 1065.75 | 51.4981 | 0 | 1014.2519 | 1065.75 | 54.72 | 0 | 1011.03 | Winter | 0 | FALSE | 0 | 0 | 0 | 0 | 0 | 1 | 0 | 1
1986-10-02 | 10 | 2 | 13:00 | 17.2 | 13 | 1 | 63 |  | 0 | 0 | 4.7252 | 4.7252 | 95% | 0.67761 | 46.3483 | 6.1064 | 3.3667 | 3.2848 | 0.081911 | 2.433% | 15.8882 | 0.8 | 0.8 | 0.8 | 54.72 | 7.2094 | 3.9748 | 3.5439 | 0.43092 | 10.84% | 1091.75 | 46.3483 | 0 | 1045.4017 | 1091.75 | 54.72 | 0 | 1037.03 | Winter | 0 | FALSE | 0 | 0 | 0 | 0 | 0 | 1 | 0 | 1
1986-10-02 | 10 | 2 | 14:00 | 16.1 | 14 | 1 | 61 |  | 0 | 0 | 3.9376 | 3.9376 | 95% | 0.56467 | 38.6235 | 5.0887 | 2.8056 | 2.7373 | 0.068259 | 2.433% | 15.6177 | 0.8 | 0.8 | 0.8 | 54.72 | 7.2094 | 3.9748 | 2.9532 | 1.0216 | 25.7% | 1073.25 | 38.6235 | 0 | 1034.6265 | 1073.25 | 54.72 | 0 | 1018.53 | Winter | 0 | FALSE | 0 | 0 | 0 | 0 | 0 | 1 | 0 | 1
1986-10-02 | 10 | 2 | 15:00 | 16.7 | 15 | 1 | 62 |  | 0 | 0 | 3.6751 | 3.6751 | 95% | 0.52703 | 36.0486 | 4.7494 | 2.6185 | 2.5548 | 0.063709 | 2.433% | 15.3765 | 0.8 | 0.8 | 0.8 | 54.72 | 7.2094 | 3.9748 | 2.7564 | 1.2184 | 30.65% | 1056.75 | 36.0486 | 0 | 1020.7014 | 1056.75 | 54.72 | 0 | 1002.03 | Winter | 0 | FALSE | 0 | 0 | 0 | 0 | 0 | 1 | 0 | 1
1986-10-02 | 10 | 2 | 16:00 | 16.1 | 16 | 1 | 61 |  | 0 | 0 | 3.6751 | 3.6751 | 95% | 0.52703 | 36.0486 | 4.7494 | 2.6185 | 2.5548 | 0.063709 | 2.433% | 15.9028 | 0.8 | 0.8 | 0.8 | 54.72 | 7.2094 | 3.9748 | 2.7564 | 1.2184 | 30.65% | 1092.75 | 36.0486 | 0 | 1056.7014 | 1092.75 | 54.72 | 0 | 1038.03 | Winter | 0 | FALSE | 0 | 0 | 0 | 0 | 0 | 1 | 0 | 1
1986-10-02 | 10 | 2 | 17:00 | 15 | 17 | 1 | 59 |  | 0 | 0 | 4.7252 | 4.7252 | 95% | 0.67761 | 46.3483 | 6.1064 | 3.3667 | 3.2848 | 0.081911 | 2.433% | 15.201 | 0.8 | 0.8 | 0.8 | 54.72 | 7.2094 | 3.9748 | 3.5439 | 0.43092 | 10.84% | 1044.75 | 46.3483 | 0 | 998.4017 | 1044.75 | 54.72 | 0 | 990.03 | Winter | 1 | FALSE | 1 | 46.3483 | 54.72 | 0 | 0 | 1 | 0 | 1
1986-10-02 | 10 | 2 | 18:00 | 13.9 | 18 | 1 | 57 |  | 0 | 0 | 6.0377 | 6.0377 | 95% | 0.86583 | 59.2228 | 7.8026 | 4.3019 | 4.1972 | 0.10466 | 2.433% | 14.0351 | 0.8 | 0.8 | 0.8 | 54.72 | 7.2094 | 3.9748 | 3.9748 | 0 | 0% | 965 | 59.2228 | 0 | 905.7772 | 965 | 54.72 | 0 | 910.28 | Winter | 1 | FALSE | 1 | 59.2228 | 54.72 | 0 | 0 | 1 | 0 | 1
1986-10-02 | 10 | 2 | 19:00 | 14.4 | 19 | 1 | 58 |  | 0 | 0 | 6.5627 | 6.5627 | 95% | 0.94112 | 64.3726 | 8.4811 | 4.676 | 4.5622 | 0.11377 | 2.433% | 12.9386 | 0.8 | 0.8 | 0.8 | 54.72 | 7.2094 | 3.9748 | 3.9748 | 0 | 0% | 890 | 64.3726 | 0 | 825.6274 | 890 | 54.72 | 0 | 835.28 | Winter | 0 | FALSE | 0 | 0 | 0 | 0 | 0 | 1 | 0 | 1
1986-10-02 | 10 | 2 | 20:00 | 14.4 | 20 | 1 | 58 |  | 0 | 0 | 5.7752 | 5.7752 | 95% | 0.82819 | 56.6479 | 7.4634 | 4.1148 | 4.0147 | 0.10011 | 2.433% | 13.0738 | 0.8 | 0.8 | 0.8 | 54.72 | 7.2094 | 3.9748 | 3.9748 | 0 | 0% | 899.25 | 56.6479 | 0 | 842.6021 | 899.25 | 54.72 | 0 | 844.53 | Winter | 0 | FALSE | 0 | 0 | 0 | 0 | 0 | 1 | 0 | 1
1986-10-02 | 10 | 2 | 21:00 | 13.9 | 21 | 1 | 57 |  | 0 | 0 | 4.7252 | 4.7252 | 95% | 0.67761 | 46.3483 | 6.1064 | 3.3667 | 3.2848 | 0.081911 | 2.433% | 12.9971 | 0.8 | 0.8 | 0.8 | 54.72 | 7.2094 | 3.9748 | 3.5439 | 0.43092 | 10.84% | 894 | 46.3483 | 0 | 847.6517 | 894 | 54.72 | 0 | 839.28 | Winter | 0 | FALSE | 0 | 0 | 0 | 0 | 0 | 1 | 0 | 1
1986-10-02 | 10 | 2 | 22:00 | 13.9 | 22 | 1 | 57 |  | 0 | 0 | 4.2002 | 4.2002 | 95% | 0.60232 | 41.1985 | 5.4279 | 2.9926 | 2.9198 | 0.07281 | 2.433% | 11.7654 | 0.8 | 0.8 | 0.8 | 54.72 | 7.2094 | 3.9748 | 3.1501 | 0.82468 | 20.75% | 809.75 | 41.1985 | 0 | 768.5515 | 809.75 | 54.72 | 0 | 755.03 | Winter | 0 | FALSE | 0 | 0 | 0 | 0 | 0 | 1 | 0 | 1
1986-10-02 | 10 | 2 | 23:00 | 13.9 | 23 | 1 | 57 |  | 0 | 0 | 5.2502 | 5.2502 | 95% | 0.7529 | 51.4981 | 6.7849 | 3.7408 | 3.6497 | 0.091013 | 2.433% | 11.6923 | 0.8 | 0.8 | 0.8 | 54.72 | 7.2094 | 3.9748 | 3.9376 | 0.037156 | 0.9348% | 804.75 | 51.4981 | 0 | 753.2519 | 804.75 | 54.72 | 0 | 750.03 | Winter | 0 | FALSE | 0 | 0 | 0 | 0 | 0 | 1 | 0 | 1
1986-10-02 | 10 | 2 | 24:00 | 13.3 | 0 | 1 | 56 |  | 0 | 0 | 4.2002 | 4.2002 | 95% | 0.60232 | 41.1985 | 5.4279 | 2.9926 | 2.9198 | 0.07281 | 2.433% | 12.595 | 0 | 0 | 0 | 0 | 0 | 0 | 0 | 0 | 0% | 866.5 | 41.1985 | 0 | 825.3015 | 866.5 | 0 | 0 | 866.5 | Winter | 0 | FALSE | 0 | 0 | 0 | 0 | 0 | 1 | 0 | 1
1986-10-03 | 10 | 3 | 1:00 | 13.3 | 1 | 1 | 56 |  | 0 | 0 | 3.9376 | 3.9376 | 95% | 0.56467 | 38.6235 | 5.0887 | 2.8056 | 2.7373 | 0.068259 | 2.433% | 12.9057 | 0 | 0 | 0 | 0 | 0 | 0 | 0 | 0 | 0% | 887.75 | 38.6235 | 0 | 849.1265 | 887.75 | 0 | 0 | 887.75 | Winter | 0 | FALSE | 0 | 0 | 0 | 0 | 0 | 1 | 0 | 1
1986-10-03 | 10 | 3 | 2:00 | 12.8 | 2 | 1 | 55 |  | 0 | 0 | 3.1501 | 3.1501 | 95% | 0 | 0 | 0 | 0 | 0 | 0 | 2.433% | 12.7339 | 0 | 0 | 0 | 0 | 0 | 0 | 0 | 0 | 0% | 876 | 0 | 0 | 876 | 876 | 0 | 0 | 876 | Winter | 0 | FALSE | 0 | 0 | 0 | 1 | 0 | 1 | 0 | 0
1986-10-03 | 10 | 3 | 3:00 | 12.8 | 3 | 1 | 55 |  | 0 | 0 | 3.4126 | 3.4126 | 95% | 0 | 0 | 0 | 0 | 0 | 0 | 2.433% | 12.2295 | 0 | 0 | 0 | 0 | 0 | 0 | 0 | 0 | 0% | 841.5 | 0 | 0 | 841.5 | 841.5 | 0 | 0 | 841.5 | Winter | 0 | FALSE | 0 | 0 | 0 | 1 | 0 | 1 | 0 | 0
1986-10-03 | 10 | 3 | 4:00 | 12.2 | 4 | 1 | 54 |  | 1 | 0.26479 | 3.1501 | 3.4149 | 95% | 0 | 0 | 0 | 0 | 0 | 0 | 2.433% | 12.1308 | 0 | 0 | 0 | 0 | 0 | 0 | 0 | 0 | 0% | 834.75 | 0 | 0 | 834.75 | 834.75 | 0 | 0 | 834.75 | Winter | 0 | FALSE | 0 | 0 | 0 | 1 | 0 | 1 | 0 | 0
1986-10-03 | 10 | 3 | 5:00 | 11.7 | 5 | 1 | 53 |  | 2 | 0.52958 | 3.1501 | 3.6797 | 95% | 0.52768 | 36.0933 | 4.7553 | 2.6218 | 2.558 | 0.063788 | 2.433% | 12.1345 | 0 | 0 | 0 | 0 | 0 | 0 | 0 | 0 | 0% | 835 | 36.0933 | 0 | 798.9067 | 835 | 0 | 0 | 835 | Winter | 0 | FALSE | 0 | 0 | 0 | 0 | 0 | 1 | 0 | 1
1986-10-03 | 10 | 3 | 6:00 | 10.6 | 6 | 1 | 51 |  | 4 | 1.0592 | 3.9376 | 4.9968 | 95% | 0.71656 | 49.0126 | 6.4574 | 3.5602 | 3.4736 | 0.08662 | 2.433% | 12.1418 | 0.8 | 0.8 | 0.8 | 54.72 | 7.2094 | 3.9748 | 3.7476 | 0.2272 | 5.716% | 835.5 | 49.0126 | 0 | 786.4874 | 835.5 | 54.72 | 0 | 780.78 | Winter | 0 | FALSE | 0 | 0 | 0 | 0 | 0 | 1 | 0 | 1
1986-10-03 | 10 | 3 | 7:00 | 12.8 | 7 | 1 | 55 |  | 0 | 0 | 4.7252 | 4.7252 | 95% | 0.67761 | 46.3483 | 6.1064 | 3.3667 | 3.2848 | 0.081911 | 2.433% | 13.3333 | 0.8 | 0.8 | 0.8 | 54.72 | 7.2094 | 3.9748 | 3.5439 | 0.43092 | 10.84% | 917 | 46.3483 | 0 | 870.6517 | 917 | 54.72 | 0 | 862.28 | Winter | 0 | FALSE | 0 | 0 | 0 | 0 | 0 | 1 | 0 | 1
1986-10-03 | 10 | 3 | 8:00 | 13.9 | 8 | 1 | 57 |  | 0 | 0 | 7.6128 | 7.6128 | 95% | 1 | 68.4 | 9.0117 | 4.9685 | 4.8476 | 0.12088 | 2.433% | 13.5965 | 0.8 | 0.8 | 0.8 | 54.72 | 7.2094 | 3.9748 | 3.9748 | 0 | 0% | 935 | 68.4 | 0 | 866.6 | 935 | 54.72 | 0 | 880.28 | Winter | 0 | FALSE | 0 | 0 | 0 | 0 | 0 | 0 | 1 | 1
1986-10-03 | 10 | 3 | 9:00 | 15 | 9 | 1 | 59 |  | 0 | 0 | 6.5627 | 6.5627 | 95% | 0.94112 | 64.3726 | 8.4811 | 4.676 | 4.5622 | 0.11377 | 2.433% | 14.2105 | 0.8 | 0.8 | 0.8 | 54.72 | 7.2094 | 3.9748 | 3.9748 | 0 | 0% | 977 | 64.3726 | 0 | 912.6274 | 977 | 54.72 | 0 | 922.28 | Winter | 0 | FALSE | 0 | 0 | 0 | 0 | 0 | 1 | 0 | 1
1986-10-03 | 10 | 3 | 10:00 | 15.6 | 10 | 1 | 60 |  | 0 | 0 | 6.0377 | 6.0377 | 95% | 0.86583 | 59.2228 | 7.8026 | 4.3019 | 4.1972 | 0.10466 | 2.433% | 15.4203 | 0.8 | 0.8 | 0.8 | 54.72 | 7.2094 | 3.9748 | 3.9748 | 0 | 0% | 1059.75 | 59.2228 | 0 | 1000.5272 | 1059.75 | 54.72 | 0 | 1005.03 | Winter | 0 | FALSE | 0 | 0 | 0 | 0 | 0 | 1 | 0 | 1
1986-10-03 | 10 | 3 | 11:00 | 16.1 | 11 | 1 | 61 |  | 0 | 0 | 5.2502 | 5.2502 | 95% | 0.7529 | 51.4981 | 6.7849 | 3.7408 | 3.6497 | 0.091013 | 2.433% | 15.1827 | 0.8 | 0.8 | 0.8 | 54.72 | 7.2094 | 3.9748 | 3.9376 | 0.037156 | 0.9348% | 1043.5 | 51.4981 | 0 | 992.0019 | 1043.5 | 54.72 | 0 | 988.78 | Winter | 0 | FALSE | 0 | 0 | 0 | 0 | 0 | 1 | 0 | 1
1986-10-03 | 10 | 3 | 12:00 | 15.6 | 12 | 1 | 60 |  | 0 | 0 | 5.2502 | 5.2502 | 95% | 0.7529 | 51.4981 | 6.7849 | 3.7408 | 3.6497 | 0.091013 | 2.433% | 14.9671 | 0.8 | 0.8 | 0.8 | 54.72 | 7.2094 | 3.9748 | 3.9376 | 0.037156 | 0.9348% | 1028.75 | 51.4981 | 0 | 977.2519 | 1028.75 | 54.72 | 0 | 974.03 | Winter | 0 | FALSE | 0 | 0 | 0 | 0 | 0 | 1 | 0 | 1
1986-10-03 | 10 | 3 | 13:00 | 15.6 | 13 | 1 | 60 |  | 0 | 0 | 4.7252 | 4.7252 | 95% | 0.67761 | 46.3483 | 6.1064 | 3.3667 | 3.2848 | 0.081911 | 2.433% | 15.0146 | 0.8 | 0.8 | 0.8 | 54.72 | 7.2094 | 3.9748 | 3.5439 | 0.43092 | 10.84% | 1032 | 46.3483 | 0 | 985.6517 | 1032 | 54.72 | 0 | 977.28 | Winter | 0 | FALSE | 0 | 0 | 0 | 0 | 0 | 1 | 0 | 1
1986-10-03 | 10 | 3 | 14:00 | 15 | 14 | 1 | 59 |  | 0 | 0 | 3.9376 | 3.9376 | 95% | 0.56467 | 38.6235 | 5.0887 | 2.8056 | 2.7373 | 0.068259 | 2.433% | 15.6725 | 0.8 | 0.8 | 0.8 | 54.72 | 7.2094 | 3.9748 | 2.9532 | 1.0216 | 25.7% | 1077 | 38.6235 | 0 | 1038.3765 | 1077 | 54.72 | 0 | 1022.28 | Winter | 0 | FALSE | 0 | 0 | 0 | 0 | 0 | 1 | 0 | 1
1986-10-03 | 10 | 3 | 15:00 | 14.4 | 15 | 1 | 58 |  | 0 | 0 | 3.6751 | 3.6751 | 95% | 0.52703 | 36.0486 | 4.7494 | 2.6185 | 2.5548 | 0.063709 | 2.433% | 15.3399 | 0.8 | 0.8 | 0.8 | 54.72 | 7.2094 | 3.9748 | 2.7564 | 1.2184 | 30.65% | 1054.25 | 36.0486 | 0 | 1018.2014 | 1054.25 | 54.72 | 0 | 999.53 | Winter | 0 | FALSE | 0 | 0 | 0 | 0 | 0 | 1 | 0 | 1
1986-10-03 | 10 | 3 | 16:00 | 14.4 | 16 | 1 | 58 |  | 0 | 0 | 3.6751 | 3.6751 | 95% | 0.52703 | 36.0486 | 4.7494 | 2.6185 | 2.5548 | 0.063709 | 2.433% | 15.1425 | 0.8 | 0.8 | 0.8 | 54.72 | 7.2094 | 3.9748 | 2.7564 | 1.2184 | 30.65% | 1040.75 | 36.0486 | 0 | 1004.7014 | 1040.75 | 54.72 | 0 | 986.03 | Winter | 0 | FALSE | 0 | 0 | 0 | 0 | 0 | 1 | 0 | 1
1986-10-03 | 10 | 3 | 17:00 | 14.4 | 17 | 1 | 58 |  | 0 | 0 | 4.7252 | 4.7252 | 95% | 0.67761 | 46.3483 | 6.1064 | 3.3667 | 3.2848 | 0.081911 | 2.433% | 15.2595 | 0.8 | 0.8 | 0.8 | 54.72 | 7.2094 | 3.9748 | 3.5439 | 0.43092 | 10.84% | 1048.75 | 46.3483 | 0 | 1002.4017 | 1048.75 | 54.72 | 0 | 994.03 | Winter | 1 | FALSE | 1 | 46.3483 | 54.72 | 0 | 0 | 1 | 0 | 1
1986-10-03 | 10 | 3 | 18:00 | 15 | 18 | 1 | 59 |  | 0 | 0 | 6.0377 | 6.0377 | 95% | 0.86583 | 59.2228 | 7.8026 | 4.3019 | 4.1972 | 0.10466 | 2.433% | 14.4189 | 0.8 | 0.8 | 0.8 | 54.72 | 7.2094 | 3.9748 | 3.9748 | 0 | 0% | 991.25 | 59.2228 | 0 | 932.0272 | 991.25 | 54.72 | 0 | 936.53 | Winter | 1 | FALSE | 1 | 59.2228 | 54.72 | 0 | 0 | 1 | 0 | 1
1986-10-03 | 10 | 3 | 19:00 | 14.4 | 19 | 1 | 58 |  | 0 | 0 | 6.5627 | 6.5627 | 95% | 0.94112 | 64.3726 | 8.4811 | 4.676 | 4.5622 | 0.11377 | 2.433% | 13.7171 | 0.8 | 0.8 | 0.8 | 54.72 | 7.2094 | 3.9748 | 3.9748 | 0 | 0% | 943.25 | 64.3726 | 0 | 878.8774 | 943.25 | 54.72 | 0 | 888.53 | Winter | 0 | FALSE | 0 | 0 | 0 | 0 | 0 | 1 | 0 | 1
1986-10-03 | 10 | 3 | 20:00 | 15 | 20 | 1 | 59 |  | 0 | 0 | 5.7752 | 5.7752 | 95% | 0.82819 | 56.6479 | 7.4634 | 4.1148 | 4.0147 | 0.10011 | 2.433% | 13.5234 | 0.8 | 0.8 | 0.8 | 54.72 | 7.2094 | 3.9748 | 3.9748 | 0 | 0% | 930 | 56.6479 | 0 | 873.3521 | 930 | 54.72 | 0 | 875.28 | Winter | 0 | FALSE | 0 | 0 | 0 | 0 | 0 | 1 | 0 | 1
1986-10-03 | 10 | 3 | 21:00 | 15 | 21 | 1 | 59 |  | 0 | 0 | 4.7252 | 4.7252 | 95% | 0.67761 | 46.3483 | 6.1064 | 3.3667 | 3.2848 | 0.081911 | 2.433% | 12.4781 | 0.8 | 0.8 | 0.8 | 54.72 | 7.2094 | 3.9748 | 3.5439 | 0.43092 | 10.84% | 858.5 | 46.3483 | 0 | 812.1517 | 858.5 | 54.72 | 0 | 803.78 | Winter | 0 | FALSE | 0 | 0 | 0 | 0 | 0 | 1 | 0 | 1
1986-10-03 | 10 | 3 | 22:00 | 15 | 22 | 1 | 59 |  | 0 | 0 | 4.2002 | 4.2002 | 95% | 0.60232 | 41.1985 | 5.4279 | 2.9926 | 2.9198 | 0.07281 | 2.433% | 12.8253 | 0.8 | 0.8 | 0.8 | 54.72 | 7.2094 | 3.9748 | 3.1501 | 0.82468 | 20.75% | 882.25 | 41.1985 | 0 | 841.0515 | 882.25 | 54.72 | 0 | 827.53 | Winter | 0 | FALSE | 0 | 0 | 0 | 0 | 0 | 1 | 0 | 1
1986-10-03 | 10 | 3 | 23:00 | 15 | 23 | 1 | 59 |  | 0 | 0 | 5.2502 | 5.2502 | 95% | 0.7529 | 51.4981 | 6.7849 | 3.7408 | 3.6497 | 0.091013 | 2.433% | 10.9613 | 0.8 | 0.8 | 0.8 | 54.72 | 7.2094 | 3.9748 | 3.9376 | 0.037156 | 0.9348% | 754.75 | 51.4981 | 0 | 703.2519 | 754.75 | 54.72 | 0 | 700.03 | Winter | 0 | FALSE | 0 | 0 | 0 | 0 | 0 | 1 | 0 | 1
1986-10-03 | 10 | 3 | 24:00 | 15 | 0 | 1 | 59 |  | 0 | 0 | 4.2002 | 4.2002 | 95% | 0.60232 | 41.1985 | 5.4279 | 2.9926 | 2.9198 | 0.07281 | 2.433% | 8.8596 | 0 | 0 | 0 | 0 | 0 | 0 | 0 | 0 | 0% | 611 | 41.1985 | 0 | 569.8015 | 611 | 0 | 0 | 611 | Winter | 0 | FALSE | 0 | 0 | 0 | 0 | 0 | 1 | 0 | 1
1986-10-04 | 10 | 4 | 1:00 | 15.6 | 1 | 2 | 60 |  | 0 | 0 | 3.9376 | 3.9376 | 95% | 0.56467 | 38.6235 | 5.0887 | 2.8056 | 2.7373 | 0.068259 | 2.433% | 9.0534 | 0 | 0 | 0 | 0 | 0 | 0 | 0 | 0 | 0% | 624.25 | 38.6235 | 0 | 585.6265 | 624.25 | 0 | 0 | 624.25 | Winter | 0 | 0 | 0 | 0 | 0 | 0 | 0 | 1 | 0 | 1
1986-10-04 | 10 | 4 | 2:00 | 15.6 | 2 | 2 | 60 |  | 0 | 0 | 3.1501 | 3.1501 | 95% | 0 | 0 | 0 | 0 | 0 | 0 | 2.433% | 9.1594 | 0 | 0 | 0 | 0 | 0 | 0 | 0 | 0 | 0% | 631.5 | 0 | 0 | 631.5 | 631.5 | 0 | 0 | 631.5 | Winter | 0 | 0 | 0 | 0 | 0 | 1 | 0 | 1 | 0 | 0
1986-10-04 | 10 | 4 | 3:00 | 15.6 | 3 | 2 | 60 |  | 0 | 0 | 3.4126 | 3.4126 | 95% | 0 | 0 | 0 | 0 | 0 | 0 | 2.433% | 8.6623 | 0 | 0 | 0 | 0 | 0 | 0 | 0 | 0 | 0% | 597.5 | 0 | 0 | 597.5 | 597.5 | 0 | 0 | 597.5 | Winter | 0 | 0 | 0 | 0 | 0 | 1 | 0 | 1 | 0 | 0
1986-10-04 | 10 | 4 | 4:00 | 15.6 | 4 | 2 | 60 |  | 0 | 0 | 3.1501 | 3.1501 | 95% | 0 | 0 | 0 | 0 | 0 | 0 | 2.433% | 8.3991 | 0 | 0 | 0 | 0 | 0 | 0 | 0 | 0 | 0% | 579.5 | 0 | 0 | 579.5 | 579.5 | 0 | 0 | 579.5 | Winter | 0 | 0 | 0 | 0 | 0 | 1 | 0 | 1 | 0 | 0
1986-10-04 | 10 | 4 | 5:00 | 15.6 | 5 | 2 | 60 |  | 0 | 0 | 3.1501 | 3.1501 | 95% | 0 | 0 | 0 | 0 | 0 | 0 | 2.433% | 8.549 | 0 | 0 | 0 | 0 | 0 | 0 | 0 | 0 | 0% | 589.75 | 0 | 0 | 589.75 | 589.75 | 0 | 0 | 589.75 | Winter | 0 | 0 | 0 | 0 | 0 | 1 | 0 | 1 | 0 | 0
1986-10-04 | 10 | 4 | 6:00 | 16.1 | 6 | 2 | 61 |  | 0 | 0 | 3.9376 | 3.9376 | 95% | 0.56467 | 38.6235 | 5.0887 | 2.8056 | 2.7373 | 0.068259 | 2.433% | 10.6031 | 0.8 | 0.8 | 0.8 | 54.72 | 7.2094 | 3.9748 | 2.9532 | 1.0216 | 25.7% | 730.25 | 38.6235 | 0 | 691.6265 | 730.25 | 54.72 | 0 | 675.53 | Winter | 0 | 0 | 0 | 0 | 0 | 0 | 0 | 1 | 0 | 1
1986-10-04 | 10 | 4 | 7:00 | 16.1 | 7 | 2 | 61 |  | 0 | 0 | 4.7252 | 4.7252 | 95% | 0.67761 | 46.3483 | 6.1064 | 3.3667 | 3.2848 | 0.081911 | 2.433% | 13.9145 | 0.8 | 0.8 | 0.8 | 54.72 | 7.2094 | 3.9748 | 3.5439 | 0.43092 | 10.84% | 956.75 | 46.3483 | 0 | 910.4017 | 956.75 | 54.72 | 0 | 902.03 | Winter | 0 | 0 | 0 | 0 | 0 | 0 | 0 | 1 | 0 | 1
1986-10-04 | 10 | 4 | 8:00 | 16.1 | 8 | 2 | 61 |  | 0 | 0 | 7.6128 | 7.6128 | 95% | 1 | 68.4 | 9.0117 | 4.9685 | 4.8476 | 0.12088 | 2.433% | 13.0958 | 0.8 | 0.8 | 0.8 | 54.72 | 7.2094 | 3.9748 | 3.9748 | 0 | 0% | 900.75 | 68.4 | 0 | 832.35 | 900.75 | 54.72 | 0 | 846.03 | Winter | 0 | 0 | 0 | 0 | 0 | 0 | 0 | 0 | 1 | 1
1986-10-04 | 10 | 4 | 9:00 | 17.2 | 9 | 2 | 63 |  | 0 | 0 | 6.5627 | 6.5627 | 95% | 0.94112 | 64.3726 | 8.4811 | 4.676 | 4.5622 | 0.11377 | 2.433% | 13.8194 | 0.8 | 0.8 | 0.8 | 54.72 | 7.2094 | 3.9748 | 3.9748 | 0 | 0% | 950.25 | 64.3726 | 0 | 885.8774 | 950.25 | 54.72 | 0 | 895.53 | Winter | 0 | 0 | 0 | 0 | 0 | 0 | 0 | 1 | 0 | 1
1986-10-04 | 10 | 4 | 10:00 | 19.4 | 10 | 2 | 67 |  | 0 | 0 | 6.0377 | 6.0377 | 95% | 0.86583 | 59.2228 | 7.8026 | 4.3019 | 4.1972 | 0.10466 | 2.433% | 14.364 | 0.8 | 0.8 | 0.8 | 54.72 | 7.2094 | 3.9748 | 3.9748 | 0 | 0% | 987.5 | 59.2228 | 0 | 928.2772 | 987.5 | 54.72 | 0 | 932.78 | Winter | 0 | 0 | 0 | 0 | 0 | 0 | 0 | 1 | 0 | 1
1986-10-04 | 10 | 4 | 11:00 | 22.2 | 11 | 2 | 72 |  | 0 | 0 | 5.2502 | 5.2502 | 95% | 0.7529 | 51.4981 | 6.7849 | 3.7408 | 3.6497 | 0.091013 | 2.433% | 14.5249 | 0.8 | 0.8 | 0.8 | 54.72 | 7.2094 | 3.9748 | 3.9376 | 0.037156 | 0.9348% | 998.5 | 51.4981 | 0 | 947.0019 | 998.5 | 54.72 | 0 | 943.78 | Winter | 0 | 0 | 0 | 0 | 0 | 0 | 0 | 1 | 0 | 1
1986-10-04 | 10 | 4 | 12:00 | 22.8 | 12 | 2 | 73 |  | 0 | 0 | 5.2502 | 5.2502 | 95% | 0.7529 | 51.4981 | 6.7849 | 3.7408 | 3.6497 | 0.091013 | 2.433% | 14.3531 | 0.8 | 0.8 | 0.8 | 54.72 | 7.2094 | 3.9748 | 3.9376 | 0.037156 | 0.9348% | 986.75 | 51.4981 | 0 | 935.2519 | 986.75 | 54.72 | 0 | 932.03 | Winter | 0 | 0 | 0 | 0 | 0 | 0 | 0 | 1 | 0 | 1
1986-10-04 | 10 | 4 | 13:00 | 22.8 | 13 | 2 | 73 |  | 0 | 0 | 4.7252 | 4.7252 | 95% | 0.67761 | 46.3483 | 6.1064 | 3.3667 | 3.2848 | 0.081911 | 2.433% | 14.8282 | 0.8 | 0.8 | 0.8 | 54.72 | 7.2094 | 3.9748 | 3.5439 | 0.43092 | 10.84% | 1019.25 | 46.3483 | 0 | 972.9017 | 1019.25 | 54.72 | 0 | 964.53 | Winter | 0 | 0 | 0 | 0 | 0 | 0 | 0 | 1 | 0 | 1
1986-10-04 | 10 | 4 | 14:00 | 23.9 | 14 | 2 | 75 |  | 0 | 0 | 3.9376 | 3.9376 | 95% | 0.56467 | 38.6235 | 5.0887 | 2.8056 | 2.7373 | 0.068259 | 2.433% | 14.7295 | 0.8 | 0.8 | 0.8 | 54.72 | 7.2094 | 3.9748 | 2.9532 | 1.0216 | 25.7% | 1012.5 | 38.6235 | 0 | 973.8765 | 1012.5 | 54.72 | 0 | 957.78 | Winter | 0 | 0 | 0 | 0 | 0 | 0 | 0 | 1 | 0 | 1
1986-10-04 | 10 | 4 | 15:00 | 23.3 | 15 | 2 | 74 |  | 0 | 0 | 3.6751 | 3.6751 | 95% | 0.52703 | 36.0486 | 4.7494 | 2.6185 | 2.5548 | 0.063709 | 2.433% | 14.9452 | 0.8 | 0.8 | 0.8 | 54.72 | 7.2094 | 3.9748 | 2.7564 | 1.2184 | 30.65% | 1027.25 | 36.0486 | 0 | 991.2014 | 1027.25 | 54.72 | 0 | 972.53 | Winter | 0 | 0 | 0 | 0 | 0 | 0 | 0 | 1 | 0 | 1
1986-10-04 | 10 | 4 | 16:00 | 21.7 | 16 | 2 | 71 |  | 0 | 0 | 3.6751 | 3.6751 | 95% | 0.52703 | 36.0486 | 4.7494 | 2.6185 | 2.5548 | 0.063709 | 2.433% | 14.3019 | 0.8 | 0.8 | 0.8 | 54.72 | 7.2094 | 3.9748 | 2.7564 | 1.2184 | 30.65% | 983.25 | 36.0486 | 0 | 947.2014 | 983.25 | 54.72 | 0 | 928.53 | Winter | 0 | 0 | 0 | 0 | 0 | 0 | 0 | 1 | 0 | 1
1986-10-04 | 10 | 4 | 17:00 | 20.6 | 17 | 2 | 69 |  | 0 | 0 | 4.7252 | 4.7252 | 95% | 0.67761 | 46.3483 | 6.1064 | 3.3667 | 3.2848 | 0.081911 | 2.433% | 14.5943 | 0.8 | 0.8 | 0.8 | 54.72 | 7.2094 | 3.9748 | 3.5439 | 0.43092 | 10.84% | 1003.25 | 46.3483 | 0 | 956.9017 | 1003.25 | 54.72 | 0 | 948.53 | Winter | 0 | 0 | 0 | 0 | 0 | 0 | 0 | 1 | 0 | 1
1986-10-04 | 10 | 4 | 18:00 | 19.4 | 18 | 2 | 67 |  | 0 | 0 | 6.0377 | 6.0377 | 95% | 0.86583 | 59.2228 | 7.8026 | 4.3019 | 4.1972 | 0.10466 | 2.433% | 13.9474 | 0.8 | 0.8 | 0.8 | 54.72 | 7.2094 | 3.9748 | 3.9748 | 0 | 0% | 959 | 59.2228 | 0 | 899.7772 | 959 | 54.72 | 0 | 904.28 | Winter | 0 | 0 | 0 | 0 | 0 | 0 | 0 | 1 | 0 | 1
1986-10-04 | 10 | 4 | 19:00 | 18.9 | 19 | 2 | 66 |  | 0 | 0 | 6.5627 | 6.5627 | 95% | 0.94112 | 64.3726 | 8.4811 | 4.676 | 4.5622 | 0.11377 | 2.433% | 13.973 | 0.8 | 0.8 | 0.8 | 54.72 | 7.2094 | 3.9748 | 3.9748 | 0 | 0% | 960.75 | 64.3726 | 0 | 896.3774 | 960.75 | 54.72 | 0 | 906.03 | Winter | 0 | 0 | 0 | 0 | 0 | 0 | 0 | 1 | 0 | 1
1986-10-04 | 10 | 4 | 20:00 | 17.2 | 20 | 2 | 63 |  | 0 | 0 | 5.7752 | 5.7752 | 95% | 0.82819 | 56.6479 | 7.4634 | 4.1148 | 4.0147 | 0.10011 | 2.433% | 13.9985 | 0.8 | 0.8 | 0.8 | 54.72 | 7.2094 | 3.9748 | 3.9748 | 0 | 0% | 962.5 | 56.6479 | 0 | 905.8521 | 962.5 | 54.72 | 0 | 907.78 | Winter | 0 | 0 | 0 | 0 | 0 | 0 | 0 | 1 | 0 | 1
1986-10-04 | 10 | 4 | 21:00 | 16.1 | 21 | 2 | 61 |  | 0 | 0 | 4.7252 | 4.7252 | 95% | 0.67761 | 46.3483 | 6.1064 | 3.3667 | 3.2848 | 0.081911 | 2.433% | 13.9072 | 0.8 | 0.8 | 0.8 | 54.72 | 7.2094 | 3.9748 | 3.5439 | 0.43092 | 10.84% | 956.25 | 46.3483 | 0 | 909.9017 | 956.25 | 54.72 | 0 | 901.53 | Winter | 0 | 0 | 0 | 0 | 0 | 0 | 0 | 1 | 0 | 1
1986-10-04 | 10 | 4 | 22:00 | 15 | 22 | 2 | 59 |  | 0 | 0 | 4.2002 | 4.2002 | 95% | 0.60232 | 41.1985 | 5.4279 | 2.9926 | 2.9198 | 0.07281 | 2.433% | 14.2471 | 0.8 | 0.8 | 0.8 | 54.72 | 7.2094 | 3.9748 | 3.1501 | 0.82468 | 20.75% | 979.5 | 41.1985 | 0 | 938.3015 | 979.5 | 54.72 | 0 | 924.78 | Winter | 0 | 0 | 0 | 0 | 0 | 0 | 0 | 1 | 0 | 1
1986-10-04 | 10 | 4 | 23:00 | 13.3 | 23 | 2 | 56 |  | 0 | 0 | 5.2502 | 5.2502 | 95% | 0.7529 | 51.4981 | 6.7849 | 3.7408 | 3.6497 | 0.091013 | 2.433% | 14.3494 | 0.8 | 0.8 | 0.8 | 54.72 | 7.2094 | 3.9748 | 3.9376 | 0.037156 | 0.9348% | 986.5 | 51.4981 | 0 | 935.0019 | 986.5 | 54.72 | 0 | 931.78 | Winter | 0 | 0 | 0 | 0 | 0 | 0 | 0 | 1 | 0 | 1
1986-10-04 | 10 | 4 | 24:00 | 12.8 | 0 | 2 | 55 |  | 0 | 0 | 4.2002 | 4.2002 | 95% | 0.60232 | 41.1985 | 5.4279 | 2.9926 | 2.9198 | 0.07281 | 2.433% | 14.4335 | 0 | 0 | 0 | 0 | 0 | 0 | 0 | 0 | 0% | 992.25 | 41.1985 | 0 | 951.0515 | 992.25 | 0 | 0 | 992.25 | Winter | 0 | 0 | 0 | 0 | 0 | 0 | 0 | 1 | 0 | 1
1986-10-05 | 10 | 5 | 1:00 | 12.8 | 1 | 2 | 55 |  | 0 | 0 | 3.9376 | 3.9376 | 95% | 0.56467 | 38.6235 | 5.0887 | 2.8056 | 2.7373 | 0.068259 | 2.433% | 14.0314 | 0 | 0 | 0 | 0 | 0 | 0 | 0 | 0 | 0% | 964.75 | 38.6235 | 0 | 926.1265 | 964.75 | 0 | 0 | 964.75 | Winter | 0 | 0 | 0 | 0 | 0 | 0 | 0 | 1 | 0 | 1
1986-10-05 | 10 | 5 | 2:00 | 12.2 | 2 | 2 | 54 |  | 1 | 0.26479 | 3.1501 | 3.4149 | 95% | 0 | 0 | 0 | 0 | 0 | 0 | 2.433% | 13.5563 | 0 | 0 | 0 | 0 | 0 | 0 | 0 | 0 | 0% | 932.25 | 0 | 0 | 932.25 | 932.25 | 0 | 0 | 932.25 | Winter | 0 | 0 | 0 | 0 | 0 | 1 | 0 | 1 | 0 | 0
1986-10-05 | 10 | 5 | 3:00 | 12.2 | 3 | 2 | 54 |  | 1 | 0.26479 | 3.4126 | 3.6774 | 95% | 0.52735 | 36.071 | 4.7524 | 2.6202 | 2.5564 | 0.063748 | 2.433% | 12.7887 | 0 | 0 | 0 | 0 | 0 | 0 | 0 | 0 | 0% | 879.75 | 36.071 | 0 | 843.679 | 879.75 | 0 | 0 | 879.75 | Winter | 0 | 0 | 0 | 0 | 0 | 0 | 0 | 1 | 0 | 1
1986-10-05 | 10 | 5 | 4:00 | 12.2 | 4 | 2 | 54 |  | 1 | 0.26479 | 3.1501 | 3.4149 | 95% | 0 | 0 | 0 | 0 | 0 | 0 | 2.433% | 12.3099 | 0 | 0 | 0 | 0 | 0 | 0 | 0 | 0 | 0% | 847 | 0 | 0 | 847 | 847 | 0 | 0 | 847 | Winter | 0 | 0 | 0 | 0 | 0 | 1 | 0 | 1 | 0 | 0
1986-10-05 | 10 | 5 | 5:00 | 12.2 | 5 | 2 | 54 |  | 1 | 0.26479 | 3.1501 | 3.4149 | 95% | 0 | 0 | 0 | 0 | 0 | 0 | 2.433% | 12.7083 | 0 | 0 | 0 | 0 | 0 | 0 | 0 | 0 | 0% | 874.25 | 0 | 0 | 874.25 | 874.25 | 0 | 0 | 874.25 | Winter | 0 | 0 | 0 | 0 | 0 | 1 | 0 | 1 | 0 | 0
1986-10-05 | 10 | 5 | 6:00 | 12.8 | 6 | 2 | 55 |  | 0 | 0 | 3.9376 | 3.9376 | 95% | 0.56467 | 38.6235 | 5.0887 | 2.8056 | 2.7373 | 0.068259 | 2.433% | 11.6923 | 0.8 | 0.8 | 0.8 | 54.72 | 7.2094 | 3.9748 | 2.9532 | 1.0216 | 25.7% | 804.75 | 38.6235 | 0 | 766.1265 | 804.75 | 54.72 | 0 | 750.03 | Winter | 0 | 0 | 0 | 0 | 0 | 0 | 0 | 1 | 0 | 1
1986-10-05 | 10 | 5 | 7:00 | 12.8 | 7 | 2 | 55 |  | 0 | 0 | 4.7252 | 4.7252 | 95% | 0.67761 | 46.3483 | 6.1064 | 3.3667 | 3.2848 | 0.081911 | 2.433% | 12.5402 | 0.8 | 0.8 | 0.8 | 54.72 | 7.2094 | 3.9748 | 3.5439 | 0.43092 | 10.84% | 862.75 | 46.3483 | 0 | 816.4017 | 862.75 | 54.72 | 0 | 808.03 | Winter | 0 | 0 | 0 | 0 | 0 | 0 | 0 | 1 | 0 | 1
1986-10-05 | 10 | 5 | 8:00 | 13.3 | 8 | 2 | 56 |  | 0 | 0 | 7.6128 | 7.6128 | 95% | 1 | 68.4 | 9.0117 | 4.9685 | 4.8476 | 0.12088 | 2.433% | 12.6316 | 0.8 | 0.8 | 0.8 | 54.72 | 7.2094 | 3.9748 | 3.9748 | 0 | 0% | 869 | 68.4 | 0 | 800.6 | 869 | 54.72 | 0 | 814.28 | Winter | 0 | 0 | 0 | 0 | 0 | 0 | 0 | 0 | 1 | 1
1986-10-05 | 10 | 5 | 9:00 | 13.9 | 9 | 2 | 57 |  | 0 | 0 | 6.5627 | 6.5627 | 95% | 0.94112 | 64.3726 | 8.4811 | 4.676 | 4.5622 | 0.11377 | 2.433% | 12.0066 | 0.8 | 0.8 | 0.8 | 54.72 | 7.2094 | 3.9748 | 3.9748 | 0 | 0% | 826.25 | 64.3726 | 0 | 761.8774 | 826.25 | 54.72 | 0 | 771.53 | Winter | 0 | 0 | 0 | 0 | 0 | 0 | 0 | 1 | 0 | 1
1986-10-05 | 10 | 5 | 10:00 | 15.6 | 10 | 2 | 60 |  | 0 | 0 | 6.0377 | 6.0377 | 95% | 0.86583 | 59.2228 | 7.8026 | 4.3019 | 4.1972 | 0.10466 | 2.433% | 12.8947 | 0.8 | 0.8 | 0.8 | 54.72 | 7.2094 | 3.9748 | 3.9748 | 0 | 0% | 887 | 59.2228 | 0 | 827.7772 | 887 | 54.72 | 0 | 832.28 | Winter | 0 | 0 | 0 | 0 | 0 | 0 | 0 | 1 | 0 | 1
1986-10-05 | 10 | 5 | 11:00 | 14.4 | 11 | 2 | 58 |  | 0 | 0 | 5.2502 | 5.2502 | 95% | 0.7529 | 51.4981 | 6.7849 | 3.7408 | 3.6497 | 0.091013 | 2.433% | 12.7997 | 0.8 | 0.8 | 0.8 | 54.72 | 7.2094 | 3.9748 | 3.9376 | 0.037156 | 0.9348% | 880.5 | 51.4981 | 0 | 829.0019 | 880.5 | 54.72 | 0 | 825.78 | Winter | 0 | 0 | 0 | 0 | 0 | 0 | 0 | 1 | 0 | 1
1986-10-05 | 10 | 5 | 12:00 | 14.4 | 12 | 2 | 58 |  | 0 | 0 | 5.2502 | 5.2502 | 95% | 0.7529 | 51.4981 | 6.7849 | 3.7408 | 3.6497 | 0.091013 | 2.433% | 12.9057 | 0.8 | 0.8 | 0.8 | 54.72 | 7.2094 | 3.9748 | 3.9376 | 0.037156 | 0.9348% | 887.75 | 51.4981 | 0 | 836.2519 | 887.75 | 54.72 | 0 | 833.03 | Winter | 0 | 0 | 0 | 0 | 0 | 0 | 0 | 1 | 0 | 1
1986-10-05 | 10 | 5 | 13:00 | 15 | 13 | 2 | 59 |  | 0 | 0 | 4.7252 | 4.7252 | 95% | 0.67761 | 46.3483 | 6.1064 | 3.3667 | 3.2848 | 0.081911 | 2.433% | 13.6696 | 0.8 | 0.8 | 0.8 | 54.72 | 7.2094 | 3.9748 | 3.5439 | 0.43092 | 10.84% | 940 | 46.3483 | 0 | 893.6517 | 940 | 54.72 | 0 | 885.28 | Winter | 0 | 0 | 0 | 0 | 0 | 0 | 0 | 1 | 0 | 1
1986-10-05 | 10 | 5 | 14:00 | 15 | 14 | 2 | 59 |  | 0 | 0 | 3.9376 | 3.9376 | 95% | 0.56467 | 38.6235 | 5.0887 | 2.8056 | 2.7373 | 0.068259 | 2.433% | 14.0789 | 0.8 | 0.8 | 0.8 | 54.72 | 7.2094 | 3.9748 | 2.9532 | 1.0216 | 25.7% | 968 | 38.6235 | 0 | 929.3765 | 968 | 54.72 | 0 | 913.28 | Winter | 0 | 0 | 0 | 0 | 0 | 0 | 0 | 1 | 0 | 1
1986-10-05 | 10 | 5 | 15:00 | 15 | 15 | 2 | 59 |  | 0 | 0 | 3.6751 | 3.6751 | 95% | 0.52703 | 36.0486 | 4.7494 | 2.6185 | 2.5548 | 0.063709 | 2.433% | 13.6111 | 0.8 | 0.8 | 0.8 | 54.72 | 7.2094 | 3.9748 | 2.7564 | 1.2184 | 30.65% | 936 | 36.0486 | 0 | 899.9514 | 936 | 54.72 | 0 | 881.28 | Winter | 0 | 0 | 0 | 0 | 0 | 0 | 0 | 1 | 0 | 1
1986-10-05 | 10 | 5 | 16:00 | 14.4 | 16 | 2 | 58 |  | 0 | 0 | 3.6751 | 3.6751 | 95% | 0.52703 | 36.0486 | 4.7494 | 2.6185 | 2.5548 | 0.063709 | 2.433% | 13.538 | 0.8 | 0.8 | 0.8 | 54.72 | 7.2094 | 3.9748 | 2.7564 | 1.2184 | 30.65% | 931 | 36.0486 | 0 | 894.9514 | 931 | 54.72 | 0 | 876.28 | Winter | 0 | 0 | 0 | 0 | 0 | 0 | 0 | 1 | 0 | 1
1986-10-05 | 10 | 5 | 17:00 | 14.4 | 17 | 2 | 58 |  | 0 | 0 | 4.7252 | 4.7252 | 95% | 0.67761 | 46.3483 | 6.1064 | 3.3667 | 3.2848 | 0.081911 | 2.433% | 13.5015 | 0.8 | 0.8 | 0.8 | 54.72 | 7.2094 | 3.9748 | 3.5439 | 0.43092 | 10.84% | 928.5 | 46.3483 | 0 | 882.1517 | 928.5 | 54.72 | 0 | 873.78 | Winter | 0 | 0 | 0 | 0 | 0 | 0 | 0 | 1 | 0 | 1
1986-10-05 | 10 | 5 | 18:00 | 13.9 | 18 | 2 | 57 |  | 0 | 0 | 6.0377 | 6.0377 | 95% | 0.86583 | 59.2228 | 7.8026 | 4.3019 | 4.1972 | 0.10466 | 2.433% | 13.0958 | 0.8 | 0.8 | 0.8 | 54.72 | 7.2094 | 3.9748 | 3.9748 | 0 | 0% | 900.75 | 59.2228 | 0 | 841.5272 | 900.75 | 54.72 | 0 | 846.03 | Winter | 0 | 0 | 0 | 0 | 0 | 0 | 0 | 1 | 0 | 1
1986-10-05 | 10 | 5 | 19:00 | 13.9 | 19 | 2 | 57 |  | 0 | 0 | 6.5627 | 6.5627 | 95% | 0.94112 | 64.3726 | 8.4811 | 4.676 | 4.5622 | 0.11377 | 2.433% | 11.2025 | 0.8 | 0.8 | 0.8 | 54.72 | 7.2094 | 3.9748 | 3.9748 | 0 | 0% | 771.25 | 64.3726 | 0 | 706.8774 | 771.25 | 54.72 | 0 | 716.53 | Winter | 0 | 0 | 0 | 0 | 0 | 0 | 0 | 1 | 0 | 1
1986-10-05 | 10 | 5 | 20:00 | 12.8 | 20 | 2 | 55 |  | 0 | 0 | 5.7752 | 5.7752 | 95% | 0.82819 | 56.6479 | 7.4634 | 4.1148 | 4.0147 | 0.10011 | 2.433% | 13.1287 | 0.8 | 0.8 | 0.8 | 54.72 | 7.2094 | 3.9748 | 3.9748 | 0 | 0% | 903 | 56.6479 | 0 | 846.3521 | 903 | 54.72 | 0 | 848.28 | Winter | 0 | 0 | 0 | 0 | 0 | 0 | 0 | 1 | 0 | 1
1986-10-05 | 10 | 5 | 21:00 | 12.2 | 21 | 2 | 54 |  | 1 | 0.26479 | 4.7252 | 4.99 | 95% | 0.71558 | 48.9455 | 6.4486 | 3.5553 | 3.4688 | 0.086501 | 2.433% | 12.5146 | 0.8 | 0.8 | 0.8 | 54.72 | 7.2094 | 3.9748 | 3.7425 | 0.23233 | 5.845% | 861 | 48.9455 | 0 | 812.0545 | 861 | 54.72 | 0 | 806.28 | Winter | 0 | 0 | 0 | 0 | 0 | 0 | 0 | 1 | 0 | 1
1986-10-05 | 10 | 5 | 22:00 | 11.7 | 22 | 2 | 53 |  | 2 | 0.52958 | 4.2002 | 4.7297 | 95% | 0.67826 | 46.393 | 6.1123 | 3.3699 | 3.2879 | 0.08199 | 2.433% | 12.0029 | 0.8 | 0.8 | 0.8 | 54.72 | 7.2094 | 3.9748 | 3.5473 | 0.4275 | 10.76% | 826 | 46.393 | 0 | 779.607 | 826 | 54.72 | 0 | 771.28 | Winter | 0 | 0 | 0 | 0 | 0 | 0 | 0 | 1 | 0 | 1
1986-10-05 | 10 | 5 | 23:00 | 11.1 | 23 | 2 | 52 |  | 3 | 0.79436 | 5.2502 | 6.0446 | 95% | 0.86681 | 59.2898 | 7.8114 | 4.3067 | 4.202 | 0.10478 | 2.433% | 12.2697 | 0.8 | 0.8 | 0.8 | 54.72 | 7.2094 | 3.9748 | 3.9748 | 0 | 0% | 844.25 | 59.2898 | 0 | 784.9602 | 844.25 | 54.72 | 0 | 789.53 | Winter | 0 | 0 | 0 | 0 | 0 | 0 | 0 | 1 | 0 | 1
1986-10-05 | 10 | 5 | 24:00 | 11.1 | 0 | 2 | 52 |  | 3 | 0.79436 | 4.2002 | 4.9945 | 95% | 0.71623 | 48.9902 | 6.4545 | 3.5586 | 3.472 | 0.08658 | 2.433% | 10.1425 | 0 | 0 | 0 | 0 | 0 | 0 | 0 | 0 | 0% | 698.75 | 48.9902 | 0 | 649.7598 | 698.75 | 0 | 0 | 698.75 | Winter | 0 | 0 | 0 | 0 | 0 | 0 | 0 | 1 | 0 | 1
1986-10-06 | 10 | 6 | 1:00 | 10.6 | 1 | 1 | 51 |  | 4 | 1.0592 | 3.9376 | 4.9968 | 95% | 0.71656 | 49.0126 | 6.4574 | 3.5602 | 3.4736 | 0.08662 | 2.433% | 11.1184 | 0 | 0 | 0 | 0 | 0 | 0 | 0 | 0 | 0% | 765.5 | 49.0126 | 0 | 716.4874 | 765.5 | 0 | 0 | 765.5 | Winter | 0 | FALSE | 0 | 0 | 0 | 0 | 0 | 1 | 0 | 1
1986-10-06 | 10 | 6 | 2:00 | 8.9 | 2 | 1 | 48 |  | 7 | 1.8535 | 3.1501 | 5.0036 | 95% | 0.71754 | 49.0796 | 6.4662 | 3.5651 | 3.4783 | 0.086738 | 2.433% | 9.7844 | 0 | 0 | 0 | 0 | 0 | 0 | 0 | 0 | 0% | 674.25 | 49.0796 | 0 | 625.1704 | 674.25 | 0 | 0 | 674.25 | Winter | 0 | FALSE | 0 | 0 | 0 | 0 | 0 | 1 | 0 | 1
1986-10-06 | 10 | 6 | 3:00 | 8.9 | 3 | 1 | 48 |  | 7 | 1.8535 | 3.4126 | 5.2661 | 95% | 0.75518 | 51.6545 | 6.8055 | 3.7521 | 3.6608 | 0.091289 | 2.433% | 8.4028 | 0 | 0 | 0 | 0 | 0 | 0 | 0 | 0 | 0% | 579.75 | 51.6545 | 0 | 528.0955 | 579.75 | 0 | 0 | 579.75 | Winter | 0 | FALSE | 0 | 0 | 0 | 0 | 0 | 1 | 0 | 1
1986-10-06 | 10 | 6 | 4:00 | 8.9 | 4 | 1 | 48 |  | 7 | 1.8535 | 3.1501 | 5.0036 | 95% | 0.71754 | 49.0796 | 6.4662 | 3.5651 | 3.4783 | 0.086738 | 2.433% | 8.7061 | 0 | 0 | 0 | 0 | 0 | 0 | 0 | 0 | 0% | 600.5 | 49.0796 | 0 | 551.4204 | 600.5 | 0 | 0 | 600.5 | Winter | 0 | FALSE | 0 | 0 | 0 | 0 | 0 | 1 | 0 | 1
1986-10-06 | 10 | 6 | 5:00 | 10 | 5 | 1 | 50 |  | 5 | 1.3239 | 3.1501 | 4.4741 | 95% | 0.6416 | 43.8851 | 5.7819 | 3.1878 | 3.1102 | 0.077558 | 2.433% | 8.9803 | 0 | 0 | 0 | 0 | 0 | 0 | 0 | 0 | 0% | 619.25 | 43.8851 | 0 | 575.3649 | 619.25 | 0 | 0 | 619.25 | Winter | 0 | FALSE | 0 | 0 | 0 | 0 | 0 | 1 | 0 | 1
1986-10-06 | 10 | 6 | 6:00 | 11.1 | 6 | 1 | 52 |  | 3 | 0.79436 | 3.9376 | 4.732 | 95% | 0.67859 | 46.4153 | 6.1152 | 3.3716 | 3.2895 | 0.08203 | 2.433% | 8.9437 | 0.8 | 0.8 | 0.8 | 54.72 | 7.2094 | 3.9748 | 3.549 | 0.42579 | 10.71% | 616.75 | 46.4153 | 0 | 570.3347 | 616.75 | 54.72 | 0 | 562.03 | Winter | 0 | FALSE | 0 | 0 | 0 | 0 | 0 | 1 | 0 | 1
1986-10-06 | 10 | 6 | 7:00 | 11.7 | 7 | 1 | 53 |  | 2 | 0.52958 | 4.7252 | 5.2547 | 95% | 0.75355 | 51.5428 | 6.7908 | 3.744 | 3.6529 | 0.091092 | 2.433% | 9.7405 | 0.8 | 0.8 | 0.8 | 54.72 | 7.2094 | 3.9748 | 3.9411 | 0.033738 | 0.8488% | 671.25 | 51.5428 | 0 | 619.7072 | 671.25 | 54.72 | 0 | 616.53 | Winter | 0 | FALSE | 0 | 0 | 0 | 0 | 0 | 1 | 0 | 1
1986-10-06 | 10 | 6 | 8:00 | 12.2 | 8 | 1 | 54 |  | 1 | 0.26479 | 7.6128 | 7.8776 | 95% | 1 | 68.4 | 9.0117 | 4.9685 | 4.8476 | 0.12088 | 2.433% | 10.1681 | 0.8 | 0.8 | 0.8 | 54.72 | 7.2094 | 3.9748 | 3.9748 | 0 | 0% | 700.5 | 68.4 | 0 | 632.1 | 700.5 | 54.72 | 0 | 645.78 | Winter | 0 | FALSE | 0 | 0 | 0 | 0 | 0 | 0 | 1 | 1
1986-10-06 | 10 | 6 | 9:00 | 12.2 | 9 | 1 | 54 |  | 1 | 0.26479 | 6.5627 | 6.8275 | 95% | 0.97909 | 66.9698 | 8.8233 | 4.8646 | 4.7463 | 0.11836 | 2.433% | 11.1879 | 0.8 | 0.8 | 0.8 | 54.72 | 7.2094 | 3.9748 | 3.9748 | 0 | 0% | 770.25 | 66.9698 | 0 | 703.2802 | 770.25 | 54.72 | 0 | 715.53 | Winter | 0 | FALSE | 0 | 0 | 0 | 0 | 0 | 1 | 0 | 1
1986-10-06 | 10 | 6 | 10:00 | 13.3 | 10 | 1 | 56 |  | 0 | 0 | 6.0377 | 6.0377 | 95% | 0.86583 | 59.2228 | 7.8026 | 4.3019 | 4.1972 | 0.10466 | 2.433% | 15.9137 | 0.8 | 0.8 | 0.8 | 54.72 | 7.2094 | 3.9748 | 3.9748 | 0 | 0% | 1093.5 | 59.2228 | 0 | 1034.2772 | 1093.5 | 54.72 | 0 | 1038.78 | Winter | 0 | FALSE | 0 | 0 | 0 | 0 | 0 | 1 | 0 | 1
1986-10-06 | 10 | 6 | 11:00 | 13.9 | 11 | 1 | 57 |  | 0 | 0 | 5.2502 | 5.2502 | 95% | 0.7529 | 51.4981 | 6.7849 | 3.7408 | 3.6497 | 0.091013 | 2.433% | 15.9978 | 0.8 | 0.8 | 0.8 | 54.72 | 7.2094 | 3.9748 | 3.9376 | 0.037156 | 0.9348% | 1099.25 | 51.4981 | 0 | 1047.7519 | 1099.25 | 54.72 | 0 | 1044.53 | Winter | 0 | FALSE | 0 | 0 | 0 | 0 | 0 | 1 | 0 | 1
1986-10-06 | 10 | 6 | 12:00 | 13.9 | 12 | 1 | 57 |  | 0 | 0 | 5.2502 | 5.2502 | 95% | 0.7529 | 51.4981 | 6.7849 | 3.7408 | 3.6497 | 0.091013 | 2.433% | 15.6213 | 0.8 | 0.8 | 0.8 | 54.72 | 7.2094 | 3.9748 | 3.9376 | 0.037156 | 0.9348% | 1073.5 | 51.4981 | 0 | 1022.0019 | 1073.5 | 54.72 | 0 | 1018.78 | Winter | 0 | FALSE | 0 | 0 | 0 | 0 | 0 | 1 | 0 | 1
1986-10-06 | 10 | 6 | 13:00 | 13.9 | 13 | 1 | 57 |  | 0 | 0 | 4.7252 | 4.7252 | 95% | 0.67761 | 46.3483 | 6.1064 | 3.3667 | 3.2848 | 0.081911 | 2.433% | 15.8845 | 0.8 | 0.8 | 0.8 | 54.72 | 7.2094 | 3.9748 | 3.5439 | 0.43092 | 10.84% | 1091.5 | 46.3483 | 0 | 1045.1517 | 1091.5 | 54.72 | 0 | 1036.78 | Winter | 0 | FALSE | 0 | 0 | 0 | 0 | 0 | 1 | 0 | 1
1986-10-06 | 10 | 6 | 14:00 | 13.9 | 14 | 1 | 57 |  | 0 | 0 | 3.9376 | 3.9376 | 95% | 0.56467 | 38.6235 | 5.0887 | 2.8056 | 2.7373 | 0.068259 | 2.433% | 15.5848 | 0.8 | 0.8 | 0.8 | 54.72 | 7.2094 | 3.9748 | 2.9532 | 1.0216 | 25.7% | 1071 | 38.6235 | 0 | 1032.3765 | 1071 | 54.72 | 0 | 1016.28 | Winter | 0 | FALSE | 0 | 0 | 0 | 0 | 0 | 1 | 0 | 1
1986-10-06 | 10 | 6 | 15:00 | 13.3 | 15 | 1 | 56 |  | 0 | 0 | 3.6751 | 3.6751 | 95% | 0.52703 | 36.0486 | 4.7494 | 2.6185 | 2.5548 | 0.063709 | 2.433% | 16.4072 | 0.8 | 0.8 | 0.8 | 54.72 | 7.2094 | 3.9748 | 2.7564 | 1.2184 | 30.65% | 1127.25 | 36.0486 | 0 | 1091.2014 | 1127.25 | 54.72 | 0 | 1072.53 | Winter | 0 | FALSE | 0 | 0 | 0 | 0 | 0 | 1 | 0 | 1
1986-10-06 | 10 | 6 | 16:00 | 12.2 | 16 | 1 | 54 |  | 1 | 0.26479 | 3.6751 | 3.9399 | 95% | 0.565 | 38.6459 | 5.0916 | 2.8072 | 2.7389 | 0.068299 | 2.433% | 15.6762 | 0.8 | 0.8 | 0.8 | 54.72 | 7.2094 | 3.9748 | 2.9549 | 1.0199 | 25.66% | 1077.25 | 38.6459 | 0 | 1038.6041 | 1077.25 | 54.72 | 0 | 1022.53 | Winter | 0 | FALSE | 0 | 0 | 0 | 0 | 0 | 1 | 0 | 1
1986-10-06 | 10 | 6 | 17:00 | 11.1 | 17 | 1 | 52 |  | 3 | 0.79436 | 4.7252 | 5.5195 | 95% | 0.79152 | 54.14 | 7.1329 | 3.9327 | 3.837 | 0.095682 | 2.433% | 16.1038 | 0.8 | 0.8 | 0.8 | 54.72 | 7.2094 | 3.9748 | 3.9748 | 0 | 0% | 1106.5 | 54.14 | 0 | 1052.36 | 1106.5 | 54.72 | 0 | 1051.78 | Winter | 1 | FALSE | 1 | 54.14 | 54.72 | 0 | 0 | 1 | 0 | 1
1986-10-06 | 10 | 6 | 18:00 | 10 | 18 | 1 | 50 |  | 5 | 1.3239 | 6.0377 | 7.3617 | 95% | 1 | 68.4 | 9.0117 | 4.9685 | 4.8476 | 0.12088 | 2.433% | 14.8209 | 0.8 | 0.8 | 0.8 | 54.72 | 7.2094 | 3.9748 | 3.9748 | 0 | 0% | 1018.75 | 68.4 | 0 | 950.35 | 1018.75 | 54.72 | 0 | 964.03 | Winter | 1 | FALSE | 1 | 68.4 | 54.72 | 0 | 0 | 0 | 1 | 1
1986-10-06 | 10 | 6 | 19:00 | 8.9 | 19 | 1 | 48 |  | 7 | 1.8535 | 6.5627 | 8.4163 | 95% | 1 | 68.4 | 9.0117 | 4.9685 | 4.8476 | 0.12088 | 2.433% | 14.068 | 0.8 | 0.8 | 0.8 | 54.72 | 7.2094 | 3.9748 | 3.9748 | 0 | 0% | 967.25 | 68.4 | 0 | 898.85 | 967.25 | 54.72 | 0 | 912.53 | Winter | 0 | FALSE | 0 | 0 | 0 | 0 | 0 | 0 | 1 | 1
1986-10-06 | 10 | 6 | 20:00 | 7.8 | 20 | 1 | 46 |  | 9 | 2.3831 | 5.7752 | 8.1583 | 95% | 1 | 68.4 | 9.0117 | 4.9685 | 4.8476 | 0.12088 | 2.433% | 13.8596 | 0.8 | 0.8 | 0.8 | 54.72 | 7.2094 | 3.9748 | 3.9748 | 0 | 0% | 953 | 68.4 | 0 | 884.6 | 953 | 54.72 | 0 | 898.28 | Winter | 0 | FALSE | 0 | 0 | 0 | 0 | 0 | 0 | 1 | 1
1986-10-06 | 10 | 6 | 21:00 | 7.2 | 21 | 1 | 45 |  | 10 | 2.6479 | 4.7252 | 7.3731 | 95% | 1 | 68.4 | 9.0117 | 4.9685 | 4.8476 | 0.12088 | 2.433% | 12.4708 | 0.8 | 0.8 | 0.8 | 54.72 | 7.2094 | 3.9748 | 3.9748 | 0 | 0% | 858 | 68.4 | 0 | 789.6 | 858 | 54.72 | 0 | 803.28 | Winter | 0 | FALSE | 0 | 0 | 0 | 0 | 0 | 0 | 1 | 1
1986-10-06 | 10 | 6 | 22:00 | 6.7 | 22 | 1 | 44 |  | 11 | 2.9127 | 4.2002 | 7.1128 | 95% | 1 | 68.4 | 9.0117 | 4.9685 | 4.8476 | 0.12088 | 2.433% | 12.5402 | 0.8 | 0.8 | 0.8 | 54.72 | 7.2094 | 3.9748 | 3.9748 | 0 | 0% | 862.75 | 68.4 | 0 | 794.35 | 862.75 | 54.72 | 0 | 808.03 | Winter | 0 | FALSE | 0 | 0 | 0 | 0 | 0 | 0 | 1 | 1
1986-10-06 | 10 | 6 | 23:00 | 6.1 | 23 | 1 | 43 |  | 12 | 3.1775 | 5.2502 | 8.4277 | 95% | 1 | 68.4 | 9.0117 | 4.9685 | 4.8476 | 0.12088 | 2.433% | 12.2917 | 0.8 | 0.8 | 0.8 | 54.72 | 7.2094 | 3.9748 | 3.9748 | 0 | 0% | 845.75 | 68.4 | 0 | 777.35 | 845.75 | 54.72 | 0 | 791.03 | Winter | 0 | FALSE | 0 | 0 | 0 | 0 | 0 | 0 | 1 | 1
1986-10-06 | 10 | 6 | 24:00 | 5.6 | 0 | 1 | 42 |  | 13 | 3.4422 | 4.2002 | 7.6424 | 95% | 1 | 68.4 | 9.0117 | 4.9685 | 4.8476 | 0.12088 | 2.433% | 11.78 | 0 | 0 | 0 | 0 | 0 | 0 | 0 | 0 | 0% | 810.75 | 68.4 | 0 | 742.35 | 810.75 | 0 | 0 | 810.75 | Winter | 0 | FALSE | 0 | 0 | 0 | 0 | 0 | 0 | 1 | 1
1986-10-07 | 10 | 7 | 1:00 | 5 | 1 | 1 | 41 |  | 14 | 3.707 | 3.9376 | 7.6447 | 95% | 1 | 68.4 | 9.0117 | 4.9685 | 4.8476 | 0.12088 | 2.433% | 11.8311 | 0 | 0 | 0 | 0 | 0 | 0 | 0 | 0 | 0% | 814.25 | 68.4 | 0 | 745.85 | 814.25 | 0 | 0 | 814.25 | Winter | 0 | FALSE | 0 | 0 | 0 | 0 | 0 | 0 | 1 | 1
1986-10-07 | 10 | 7 | 2:00 | 4.4 | 2 | 1 | 40 |  | 15 | 3.9718 | 3.1501 | 7.1219 | 95% | 1 | 68.4 | 9.0117 | 4.9685 | 4.8476 | 0.12088 | 2.433% | 12.4013 | 0 | 0 | 0 | 0 | 0 | 0 | 0 | 0 | 0% | 853.25 | 68.4 | 0 | 784.85 | 853.25 | 0 | 0 | 853.25 | Winter | 0 | FALSE | 0 | 0 | 0 | 0 | 0 | 0 | 1 | 1
1986-10-07 | 10 | 7 | 3:00 | 3.9 | 3 | 1 | 39 |  | 16 | 4.2366 | 3.4126 | 7.6492 | 95% | 1 | 68.4 | 9.0117 | 4.9685 | 4.8476 | 0.12088 | 2.433% | 12.1711 | 0 | 0 | 0 | 0 | 0 | 0 | 0 | 0 | 0% | 837.5 | 68.4 | 0 | 769.1 | 837.5 | 0 | 0 | 837.5 | Winter | 0 | FALSE | 0 | 0 | 0 | 0 | 0 | 0 | 1 | 1
1986-10-07 | 10 | 7 | 4:00 | 3.3 | 4 | 1 | 38 |  | 17 | 4.5014 | 3.1501 | 7.6515 | 95% | 1 | 68.4 | 9.0117 | 4.9685 | 4.8476 | 0.12088 | 2.433% | 12.2917 | 0 | 0 | 0 | 0 | 0 | 0 | 0 | 0 | 0% | 845.75 | 68.4 | 0 | 777.35 | 845.75 | 0 | 0 | 845.75 | Winter | 0 | FALSE | 0 | 0 | 0 | 0 | 0 | 0 | 1 | 1
1986-10-07 | 10 | 7 | 5:00 | 3.3 | 5 | 1 | 38 |  | 17 | 4.5014 | 3.1501 | 7.6515 | 95% | 1 | 68.4 | 9.0117 | 4.9685 | 4.8476 | 0.12088 | 2.433% | 12.3611 | 0 | 0 | 0 | 0 | 0 | 0 | 0 | 0 | 0% | 850.5 | 68.4 | 0 | 782.1 | 850.5 | 0 | 0 | 850.5 | Winter | 0 | FALSE | 0 | 0 | 0 | 0 | 0 | 0 | 1 | 1
1986-10-07 | 10 | 7 | 6:00 | 2.8 | 6 | 1 | 37 |  | 18 | 4.7662 | 3.9376 | 8.7038 | 95% | 1 | 68.4 | 9.0117 | 4.9685 | 4.8476 | 0.12088 | 2.433% | 12.924 | 0.8 | 0.8 | 0.8 | 54.72 | 7.2094 | 3.9748 | 3.9748 | 0 | 0% | 889 | 68.4 | 0 | 820.6 | 889 | 54.72 | 0 | 834.28 | Winter | 0 | FALSE | 0 | 0 | 0 | 0 | 0 | 0 | 1 | 1
1986-10-07 | 10 | 7 | 7:00 | 3.9 | 7 | 1 | 39 |  | 16 | 4.2366 | 4.7252 | 8.9618 | 95% | 1 | 68.4 | 9.0117 | 4.9685 | 4.8476 | 0.12088 | 2.433% | 14.3604 | 0.8 | 0.8 | 0.8 | 54.72 | 7.2094 | 3.9748 | 3.9748 | 0 | 0% | 987.25 | 68.4 | 0 | 918.85 | 987.25 | 54.72 | 0 | 932.53 | Winter | 0 | FALSE | 0 | 0 | 0 | 0 | 0 | 0 | 1 | 1
1986-10-07 | 10 | 7 | 8:00 | 5.6 | 8 | 1 | 42 |  | 13 | 3.4422 | 7.6128 | 11.055 | 95% | 1 | 68.4 | 9.0117 | 4.9685 | 4.8476 | 0.12088 | 2.433% | 15.0256 | 0.8 | 0.8 | 0.8 | 54.72 | 7.2094 | 3.9748 | 3.9748 | 0 | 0% | 1032.75 | 68.4 | 0 | 964.35 | 1032.75 | 54.72 | 0 | 978.03 | Winter | 0 | FALSE | 0 | 0 | 0 | 0 | 0 | 0 | 1 | 1
1986-10-07 | 10 | 7 | 9:00 | 6.7 | 9 | 1 | 44 |  | 11 | 2.9127 | 6.5627 | 9.4754 | 95% | 1 | 68.4 | 9.0117 | 4.9685 | 4.8476 | 0.12088 | 2.433% | 16.0782 | 0.8 | 0.8 | 0.8 | 54.72 | 7.2094 | 3.9748 | 3.9748 | 0 | 0% | 1104.75 | 68.4 | 0 | 1036.35 | 1104.75 | 54.72 | 0 | 1050.03 | Winter | 0 | FALSE | 0 | 0 | 0 | 0 | 0 | 0 | 1 | 1
1986-10-07 | 10 | 7 | 10:00 | 8.9 | 10 | 1 | 48 |  | 7 | 1.8535 | 6.0377 | 7.8912 | 95% | 1 | 68.4 | 9.0117 | 4.9685 | 4.8476 | 0.12088 | 2.433% | 16.5534 | 0.8 | 0.8 | 0.8 | 54.72 | 7.2094 | 3.9748 | 3.9748 | 0 | 0% | 1137.25 | 68.4 | 0 | 1068.85 | 1137.25 | 54.72 | 0 | 1082.53 | Winter | 0 | FALSE | 0 | 0 | 0 | 0 | 0 | 0 | 1 | 1
1986-10-07 | 10 | 7 | 11:00 | 10 | 11 | 1 | 50 |  | 5 | 1.3239 | 5.2502 | 6.5741 | 95% | 0.94275 | 64.4843 | 8.4958 | 4.6841 | 4.5701 | 0.11396 | 2.433% | 16.9042 | 0.8 | 0.8 | 0.8 | 54.72 | 7.2094 | 3.9748 | 3.9748 | 0 | 0% | 1161.25 | 64.4843 | 0 | 1096.7657 | 1161.25 | 54.72 | 0 | 1106.53 | Winter | 0 | FALSE | 0 | 0 | 0 | 0 | 0 | 1 | 0 | 1
1986-10-07 | 10 | 7 | 12:00 | 11.1 | 12 | 1 | 52 |  | 3 | 0.79436 | 5.2502 | 6.0446 | 95% | 0.86681 | 59.2898 | 7.8114 | 4.3067 | 4.202 | 0.10478 | 2.433% | 17.3977 | 0.8 | 0.8 | 0.8 | 54.72 | 7.2094 | 3.9748 | 3.9748 | 0 | 0% | 1195 | 59.2898 | 0 | 1135.7102 | 1195 | 54.72 | 0 | 1140.28 | Winter | 0 | FALSE | 0 | 0 | 0 | 0 | 0 | 1 | 0 | 1
1986-10-07 | 10 | 7 | 13:00 | 11.7 | 13 | 1 | 53 |  | 2 | 0.52958 | 4.7252 | 5.2547 | 95% | 0.75355 | 51.5428 | 6.7908 | 3.744 | 3.6529 | 0.091092 | 2.433% | 17.3355 | 0.8 | 0.8 | 0.8 | 54.72 | 7.2094 | 3.9748 | 3.9411 | 0.033738 | 0.8488% | 1190.75 | 51.5428 | 0 | 1139.2072 | 1190.75 | 54.72 | 0 | 1136.03 | Winter | 0 | FALSE | 0 | 0 | 0 | 0 | 0 | 1 | 0 | 1
1986-10-07 | 10 | 7 | 14:00 | 12.8 | 14 | 1 | 55 |  | 0 | 0 | 3.9376 | 3.9376 | 95% | 0.56467 | 38.6235 | 5.0887 | 2.8056 | 2.7373 | 0.068259 | 2.433% | 17.6133 | 0.8 | 0.8 | 0.8 | 54.72 | 7.2094 | 3.9748 | 2.9532 | 1.0216 | 25.7% | 1209.75 | 38.6235 | 0 | 1171.1265 | 1209.75 | 54.72 | 0 | 1155.03 | Winter | 0 | FALSE | 0 | 0 | 0 | 0 | 0 | 1 | 0 | 1
1986-10-07 | 10 | 7 | 15:00 | 12.8 | 15 | 1 | 55 |  | 0 | 0 | 3.6751 | 3.6751 | 95% | 0.52703 | 36.0486 | 4.7494 | 2.6185 | 2.5548 | 0.063709 | 2.433% | 17.3063 | 0.8 | 0.8 | 0.8 | 54.72 | 7.2094 | 3.9748 | 2.7564 | 1.2184 | 30.65% | 1188.75 | 36.0486 | 0 | 1152.7014 | 1188.75 | 54.72 | 0 | 1134.03 | Winter | 0 | FALSE | 0 | 0 | 0 | 0 | 0 | 1 | 0 | 1
1986-10-07 | 10 | 7 | 16:00 | 12.8 | 16 | 1 | 55 |  | 0 | 0 | 3.6751 | 3.6751 | 95% | 0.52703 | 36.0486 | 4.7494 | 2.6185 | 2.5548 | 0.063709 | 2.433% | 17.0358 | 0.8 | 0.8 | 0.8 | 54.72 | 7.2094 | 3.9748 | 2.7564 | 1.2184 | 30.65% | 1170.25 | 36.0486 | 0 | 1134.2014 | 1170.25 | 54.72 | 0 | 1115.53 | Winter | 0 | FALSE | 0 | 0 | 0 | 0 | 0 | 1 | 0 | 1
1986-10-07 | 10 | 7 | 17:00 | 12.2 | 17 | 1 | 54 |  | 1 | 0.26479 | 4.7252 | 4.99 | 95% | 0.71558 | 48.9455 | 6.4486 | 3.5553 | 3.4688 | 0.086501 | 2.433% | 16.9225 | 0.8 | 0.8 | 0.8 | 54.72 | 7.2094 | 3.9748 | 3.7425 | 0.23233 | 5.845% | 1162.5 | 48.9455 | 0 | 1113.5545 | 1162.5 | 54.72 | 0 | 1107.78 | Winter | 1 | FALSE | 1 | 48.9455 | 54.72 | 0 | 0 | 1 | 0 | 1
1986-10-07 | 10 | 7 | 18:00 | 11.1 | 18 | 1 | 52 |  | 3 | 0.79436 | 6.0377 | 6.8321 | 95% | 0.97974 | 67.0145 | 8.8292 | 4.8679 | 4.7494 | 0.11843 | 2.433% | 15.8699 | 0.8 | 0.8 | 0.8 | 54.72 | 7.2094 | 3.9748 | 3.9748 | 0 | 0% | 1090.5 | 67.0145 | 0 | 1023.4855 | 1090.5 | 54.72 | 0 | 1035.78 | Winter | 1 | FALSE | 1 | 67.0145 | 54.72 | 0 | 0 | 1 | 0 | 1
1986-10-07 | 10 | 7 | 19:00 | 11.1 | 19 | 1 | 52 |  | 3 | 0.79436 | 6.5627 | 7.3571 | 95% | 1 | 68.4 | 9.0117 | 4.9685 | 4.8476 | 0.12088 | 2.433% | 15.0037 | 0.8 | 0.8 | 0.8 | 54.72 | 7.2094 | 3.9748 | 3.9748 | 0 | 0% | 1031.25 | 68.4 | 0 | 962.85 | 1031.25 | 54.72 | 0 | 976.53 | Winter | 0 | FALSE | 0 | 0 | 0 | 0 | 0 | 0 | 1 | 1
1986-10-07 | 10 | 7 | 20:00 | 10.6 | 20 | 1 | 51 |  | 4 | 1.0592 | 5.7752 | 6.8344 | 95% | 0.98007 | 67.0369 | 8.8321 | 4.8695 | 4.751 | 0.11847 | 2.433% | 15.2412 | 0.8 | 0.8 | 0.8 | 54.72 | 7.2094 | 3.9748 | 3.9748 | 0 | 0% | 1047.5 | 67.0369 | 0 | 980.4631 | 1047.5 | 54.72 | 0 | 992.78 | Winter | 0 | FALSE | 0 | 0 | 0 | 0 | 0 | 1 | 0 | 1
1986-10-07 | 10 | 7 | 21:00 | 10 | 21 | 1 | 50 |  | 5 | 1.3239 | 4.7252 | 6.0491 | 95% | 0.86746 | 59.3345 | 7.8173 | 4.31 | 4.2051 | 0.10486 | 2.433% | 14.0205 | 0.8 | 0.8 | 0.8 | 54.72 | 7.2094 | 3.9748 | 3.9748 | 0 | 0% | 964 | 59.3345 | 0 | 904.6655 | 964 | 54.72 | 0 | 909.28 | Winter | 0 | FALSE | 0 | 0 | 0 | 0 | 0 | 1 | 0 | 1
1986-10-07 | 10 | 7 | 22:00 | 8.3 | 22 | 1 | 47 |  | 8 | 2.1183 | 4.2002 | 6.3185 | 95% | 0.90609 | 61.9765 | 8.1654 | 4.5019 | 4.3924 | 0.10953 | 2.433% | 14.2836 | 0.8 | 0.8 | 0.8 | 54.72 | 7.2094 | 3.9748 | 3.9748 | 0 | 0% | 982 | 61.9765 | 0 | 920.0235 | 982 | 54.72 | 0 | 927.28 | Winter | 0 | FALSE | 0 | 0 | 0 | 0 | 0 | 1 | 0 | 1
1986-10-07 | 10 | 7 | 23:00 | 8.3 | 23 | 1 | 47 |  | 8 | 2.1183 | 5.2502 | 7.3685 | 95% | 1 | 68.4 | 9.0117 | 4.9685 | 4.8476 | 0.12088 | 2.433% | 13.7829 | 0.8 | 0.8 | 0.8 | 54.72 | 7.2094 | 3.9748 | 3.9748 | 0 | 0% | 947.75 | 68.4 | 0 | 879.35 | 947.75 | 54.72 | 0 | 893.03 | Winter | 0 | FALSE | 0 | 0 | 0 | 0 | 0 | 0 | 1 | 1
1986-10-07 | 10 | 7 | 24:00 | 7.8 | 0 | 1 | 46 |  | 9 | 2.3831 | 4.2002 | 6.5832 | 95% | 0.94406 | 64.5737 | 8.5076 | 4.6906 | 4.5764 | 0.11412 | 2.433% | 13.7208 | 0 | 0 | 0 | 0 | 0 | 0 | 0 | 0 | 0% | 943.5 | 64.5737 | 0 | 878.9263 | 943.5 | 0 | 0 | 943.5 | Winter | 0 | FALSE | 0 | 0 | 0 | 0 | 0 | 1 | 0 | 1
1986-10-08 | 10 | 8 | 1:00 | 6.1 | 1 | 1 | 43 |  | 12 | 3.1775 | 3.9376 | 7.1151 | 95% | 1 | 68.4 | 9.0117 | 4.9685 | 4.8476 | 0.12088 | 2.433% | 14.0789 | 0 | 0 | 0 | 0 | 0 | 0 | 0 | 0 | 0% | 968 | 68.4 | 0 | 899.6 | 968 | 0 | 0 | 968 | Winter | 0 | FALSE | 0 | 0 | 0 | 0 | 0 | 0 | 1 | 1
1986-10-08 | 10 | 8 | 2:00 | 6.1 | 2 | 1 | 43 |  | 12 | 3.1775 | 3.1501 | 6.3276 | 95% | 0.9074 | 62.0659 | 8.1772 | 4.5084 | 4.3987 | 0.10969 | 2.433% | 14.0314 | 0 | 0 | 0 | 0 | 0 | 0 | 0 | 0 | 0% | 964.75 | 62.0659 | 0 | 902.6841 | 964.75 | 0 | 0 | 964.75 | Winter | 0 | FALSE | 0 | 0 | 0 | 0 | 0 | 1 | 0 | 1
1986-10-08 | 10 | 8 | 3:00 | 6.1 | 3 | 1 | 43 |  | 12 | 3.1775 | 3.4126 | 6.5901 | 95% | 0.94504 | 64.6408 | 8.5164 | 4.6954 | 4.5812 | 0.11424 | 2.433% | 14.0205 | 0 | 0 | 0 | 0 | 0 | 0 | 0 | 0 | 0% | 964 | 64.6408 | 0 | 899.3592 | 964 | 0 | 0 | 964 | Winter | 0 | FALSE | 0 | 0 | 0 | 0 | 0 | 1 | 0 | 1
1986-10-08 | 10 | 8 | 4:00 | 6.1 | 4 | 1 | 43 |  | 12 | 3.1775 | 3.1501 | 6.3276 | 95% | 0.9074 | 62.0659 | 8.1772 | 4.5084 | 4.3987 | 0.10969 | 2.433% | 14.1265 | 0 | 0 | 0 | 0 | 0 | 0 | 0 | 0 | 0% | 971.25 | 62.0659 | 0 | 909.1841 | 971.25 | 0 | 0 | 971.25 | Winter | 0 | FALSE | 0 | 0 | 0 | 0 | 0 | 1 | 0 | 1
1986-10-08 | 10 | 8 | 5:00 | 7.2 | 5 | 1 | 45 |  | 10 | 2.6479 | 3.1501 | 5.798 | 95% | 0.83145 | 56.8714 | 7.4928 | 4.1311 | 4.0306 | 0.10051 | 2.433% | 14.0168 | 0 | 0 | 0 | 0 | 0 | 0 | 0 | 0 | 0% | 963.75 | 56.8714 | 0 | 906.8786 | 963.75 | 0 | 0 | 963.75 | Winter | 0 | FALSE | 0 | 0 | 0 | 0 | 0 | 1 | 0 | 1
1986-10-08 | 10 | 8 | 6:00 | 8.3 | 6 | 1 | 47 |  | 8 | 2.1183 | 3.9376 | 6.0559 | 95% | 0.86844 | 59.4016 | 7.8262 | 4.3149 | 4.2099 | 0.10498 | 2.433% | 14.258 | 0.8 | 0.8 | 0.8 | 54.72 | 7.2094 | 3.9748 | 3.9748 | 0 | 0% | 980.25 | 59.4016 | 0 | 920.8484 | 980.25 | 54.72 | 0 | 925.53 | Winter | 0 | FALSE | 0 | 0 | 0 | 0 | 0 | 1 | 0 | 1
1986-10-08 | 10 | 8 | 7:00 | 8.9 | 7 | 1 | 48 |  | 7 | 1.8535 | 4.7252 | 6.5787 | 95% | 0.94341 | 64.529 | 8.5017 | 4.6873 | 4.5733 | 0.11404 | 2.433% | 15.4605 | 0.8 | 0.8 | 0.8 | 54.72 | 7.2094 | 3.9748 | 3.9748 | 0 | 0% | 1062.5 | 64.529 | 0 | 997.971 | 1062.5 | 54.72 | 0 | 1007.78 | Winter | 0 | FALSE | 0 | 0 | 0 | 0 | 0 | 1 | 0 | 1
1986-10-08 | 10 | 8 | 8:00 | 11.7 | 8 | 1 | 53 |  | 2 | 0.52958 | 7.6128 | 8.1424 | 95% | 1 | 68.4 | 9.0117 | 4.9685 | 4.8476 | 0.12088 | 2.433% | 16.155 | 0.8 | 0.8 | 0.8 | 54.72 | 7.2094 | 3.9748 | 3.9748 | 0 | 0% | 1110 | 68.4 | 0 | 1041.6 | 1110 | 54.72 | 0 | 1055.28 | Winter | 0 | FALSE | 0 | 0 | 0 | 0 | 0 | 0 | 1 | 1
1986-10-08 | 10 | 8 | 9:00 | 13.9 | 9 | 1 | 57 |  | 0 | 0 | 6.5627 | 6.5627 | 95% | 0.94112 | 64.3726 | 8.4811 | 4.676 | 4.5622 | 0.11377 | 2.433% | 16.7288 | 0.8 | 0.8 | 0.8 | 54.72 | 7.2094 | 3.9748 | 3.9748 | 0 | 0% | 1149.25 | 64.3726 | 0 | 1084.8774 | 1149.25 | 54.72 | 0 | 1094.53 | Winter | 0 | FALSE | 0 | 0 | 0 | 0 | 0 | 1 | 0 | 1
1986-10-08 | 10 | 8 | 10:00 | 16.1 | 10 | 1 | 61 |  | 0 | 0 | 6.0377 | 6.0377 | 95% | 0.86583 | 59.2228 | 7.8026 | 4.3019 | 4.1972 | 0.10466 | 2.433% | 17.5256 | 0.8 | 0.8 | 0.8 | 54.72 | 7.2094 | 3.9748 | 3.9748 | 0 | 0% | 1203.75 | 59.2228 | 0 | 1144.5272 | 1203.75 | 54.72 | 0 | 1149.03 | Winter | 0 | FALSE | 0 | 0 | 0 | 0 | 0 | 1 | 0 | 1
1986-10-08 | 10 | 8 | 11:00 | 17.8 | 11 | 1 | 64 |  | 0 | 0 | 5.2502 | 5.2502 | 95% | 0.7529 | 51.4981 | 6.7849 | 3.7408 | 3.6497 | 0.091013 | 2.433% | 17.3501 | 0.8 | 0.8 | 0.8 | 54.72 | 7.2094 | 3.9748 | 3.9376 | 0.037156 | 0.9348% | 1191.75 | 51.4981 | 0 | 1140.2519 | 1191.75 | 54.72 | 0 | 1137.03 | Winter | 0 | FALSE | 0 | 0 | 0 | 0 | 0 | 1 | 0 | 1
1986-10-08 | 10 | 8 | 12:00 | 18.9 | 12 | 1 | 66 |  | 0 | 0 | 5.2502 | 5.2502 | 95% | 0.7529 | 51.4981 | 6.7849 | 3.7408 | 3.6497 | 0.091013 | 2.433% | 16.9664 | 0.8 | 0.8 | 0.8 | 54.72 | 7.2094 | 3.9748 | 3.9376 | 0.037156 | 0.9348% | 1165.5 | 51.4981 | 0 | 1114.0019 | 1165.5 | 54.72 | 0 | 1110.78 | Winter | 0 | FALSE | 0 | 0 | 0 | 0 | 0 | 1 | 0 | 1
1986-10-08 | 10 | 8 | 13:00 | 20 | 13 | 1 | 68 |  | 0 | 0 | 4.7252 | 4.7252 | 95% | 0.67761 | 46.3483 | 6.1064 | 3.3667 | 3.2848 | 0.081911 | 2.433% | 16.8202 | 0.8 | 0.8 | 0.8 | 54.72 | 7.2094 | 3.9748 | 3.5439 | 0.43092 | 10.84% | 1155.5 | 46.3483 | 0 | 1109.1517 | 1155.5 | 54.72 | 0 | 1100.78 | Winter | 0 | FALSE | 0 | 0 | 0 | 0 | 0 | 1 | 0 | 1
1986-10-08 | 10 | 8 | 14:00 | 20.6 | 14 | 1 | 69 |  | 0 | 0 | 3.9376 | 3.9376 | 95% | 0.56467 | 38.6235 | 5.0887 | 2.8056 | 2.7373 | 0.068259 | 2.433% | 16.6996 | 0.8 | 0.8 | 0.8 | 54.72 | 7.2094 | 3.9748 | 2.9532 | 1.0216 | 25.7% | 1147.25 | 38.6235 | 0 | 1108.6265 | 1147.25 | 54.72 | 0 | 1092.53 | Winter | 0 | FALSE | 0 | 0 | 0 | 0 | 0 | 1 | 0 | 1
1986-10-08 | 10 | 8 | 15:00 | 20.6 | 15 | 1 | 69 |  | 0 | 0 | 3.6751 | 3.6751 | 95% | 0.52703 | 36.0486 | 4.7494 | 2.6185 | 2.5548 | 0.063709 | 2.433% | 16.5095 | 0.8 | 0.8 | 0.8 | 54.72 | 7.2094 | 3.9748 | 2.7564 | 1.2184 | 30.65% | 1134.25 | 36.0486 | 0 | 1098.2014 | 1134.25 | 54.72 | 0 | 1079.53 | Winter | 0 | FALSE | 0 | 0 | 0 | 0 | 0 | 1 | 0 | 1
1986-10-08 | 10 | 8 | 16:00 | 20 | 16 | 1 | 68 |  | 0 | 0 | 3.6751 | 3.6751 | 95% | 0.52703 | 36.0486 | 4.7494 | 2.6185 | 2.5548 | 0.063709 | 2.433% | 16.4839 | 0.8 | 0.8 | 0.8 | 54.72 | 7.2094 | 3.9748 | 2.7564 | 1.2184 | 30.65% | 1132.5 | 36.0486 | 0 | 1096.4514 | 1132.5 | 54.72 | 0 | 1077.78 | Winter | 0 | FALSE | 0 | 0 | 0 | 0 | 0 | 1 | 0 | 1
1986-10-08 | 10 | 8 | 17:00 | 18.3 | 17 | 1 | 65 |  | 0 | 0 | 4.7252 | 4.7252 | 95% | 0.67761 | 46.3483 | 6.1064 | 3.3667 | 3.2848 | 0.081911 | 2.433% | 15.9795 | 0.8 | 0.8 | 0.8 | 54.72 | 7.2094 | 3.9748 | 3.5439 | 0.43092 | 10.84% | 1098 | 46.3483 | 0 | 1051.6517 | 1098 | 54.72 | 0 | 1043.28 | Winter | 1 | FALSE | 1 | 46.3483 | 54.72 | 0 | 0 | 1 | 0 | 1
1986-10-08 | 10 | 8 | 18:00 | 17.2 | 18 | 1 | 63 |  | 0 | 0 | 6.0377 | 6.0377 | 95% | 0.86583 | 59.2228 | 7.8026 | 4.3019 | 4.1972 | 0.10466 | 2.433% | 15.2558 | 0.8 | 0.8 | 0.8 | 54.72 | 7.2094 | 3.9748 | 3.9748 | 0 | 0% | 1048.5 | 59.2228 | 0 | 989.2772 | 1048.5 | 54.72 | 0 | 993.78 | Winter | 1 | FALSE | 1 | 59.2228 | 54.72 | 0 | 0 | 1 | 0 | 1
1986-10-08 | 10 | 8 | 19:00 | 16.1 | 19 | 1 | 61 |  | 0 | 0 | 6.5627 | 6.5627 | 95% | 0.94112 | 64.3726 | 8.4811 | 4.676 | 4.5622 | 0.11377 | 2.433% | 14.777 | 0.8 | 0.8 | 0.8 | 54.72 | 7.2094 | 3.9748 | 3.9748 | 0 | 0% | 1015.75 | 64.3726 | 0 | 951.3774 | 1015.75 | 54.72 | 0 | 961.03 | Winter | 0 | FALSE | 0 | 0 | 0 | 0 | 0 | 1 | 0 | 1
1986-10-08 | 10 | 8 | 20:00 | 15.6 | 20 | 1 | 60 |  | 0 | 0 | 5.7752 | 5.7752 | 95% | 0.82819 | 56.6479 | 7.4634 | 4.1148 | 4.0147 | 0.10011 | 2.433% | 14.5358 | 0.8 | 0.8 | 0.8 | 54.72 | 7.2094 | 3.9748 | 3.9748 | 0 | 0% | 999.25 | 56.6479 | 0 | 942.6021 | 999.25 | 54.72 | 0 | 944.53 | Winter | 0 | FALSE | 0 | 0 | 0 | 0 | 0 | 1 | 0 | 1
1986-10-08 | 10 | 8 | 21:00 | 15 | 21 | 1 | 59 |  | 0 | 0 | 4.7252 | 4.7252 | 95% | 0.67761 | 46.3483 | 6.1064 | 3.3667 | 3.2848 | 0.081911 | 2.433% | 13.4649 | 0.8 | 0.8 | 0.8 | 54.72 | 7.2094 | 3.9748 | 3.5439 | 0.43092 | 10.84% | 926 | 46.3483 | 0 | 879.6517 | 926 | 54.72 | 0 | 871.28 | Winter | 0 | FALSE | 0 | 0 | 0 | 0 | 0 | 1 | 0 | 1
1986-10-08 | 10 | 8 | 22:00 | 14.4 | 22 | 1 | 58 |  | 0 | 0 | 4.2002 | 4.2002 | 95% | 0.60232 | 41.1985 | 5.4279 | 2.9926 | 2.9198 | 0.07281 | 2.433% | 13.1725 | 0.8 | 0.8 | 0.8 | 54.72 | 7.2094 | 3.9748 | 3.1501 | 0.82468 | 20.75% | 906 | 41.1985 | 0 | 864.8015 | 906 | 54.72 | 0 | 851.28 | Winter | 0 | FALSE | 0 | 0 | 0 | 0 | 0 | 1 | 0 | 1
1986-10-08 | 10 | 8 | 23:00 | 14.4 | 23 | 1 | 58 |  | 0 | 0 | 5.2502 | 5.2502 | 95% | 0.7529 | 51.4981 | 6.7849 | 3.7408 | 3.6497 | 0.091013 | 2.433% | 13.3224 | 0.8 | 0.8 | 0.8 | 54.72 | 7.2094 | 3.9748 | 3.9376 | 0.037156 | 0.9348% | 916.25 | 51.4981 | 0 | 864.7519 | 916.25 | 54.72 | 0 | 861.53 | Winter | 0 | FALSE | 0 | 0 | 0 | 0 | 0 | 1 | 0 | 1
1986-10-08 | 10 | 8 | 24:00 | 14.4 | 0 | 1 | 58 |  | 0 | 0 | 4.2002 | 4.2002 | 95% | 0.60232 | 41.1985 | 5.4279 | 2.9926 | 2.9198 | 0.07281 | 2.433% | 12.3465 | 0 | 0 | 0 | 0 | 0 | 0 | 0 | 0 | 0% | 849.5 | 41.1985 | 0 | 808.3015 | 849.5 | 0 | 0 | 849.5 | Winter | 0 | FALSE | 0 | 0 | 0 | 0 | 0 | 1 | 0 | 1
1986-10-09 | 10 | 9 | 1:00 | 15 | 1 | 1 | 59 |  | 0 | 0 | 3.9376 | 3.9376 | 95% | 0.56467 | 38.6235 | 5.0887 | 2.8056 | 2.7373 | 0.068259 | 2.433% | 12.9569 | 0 | 0 | 0 | 0 | 0 | 0 | 0 | 0 | 0% | 891.25 | 38.6235 | 0 | 852.6265 | 891.25 | 0 | 0 | 891.25 | Winter | 0 | FALSE | 0 | 0 | 0 | 0 | 0 | 1 | 0 | 1
1986-10-09 | 10 | 9 | 2:00 | 15.6 | 2 | 1 | 60 |  | 0 | 0 | 3.1501 | 3.1501 | 95% | 0 | 0 | 0 | 0 | 0 | 0 | 2.433% | 12.3465 | 0 | 0 | 0 | 0 | 0 | 0 | 0 | 0 | 0% | 849.5 | 0 | 0 | 849.5 | 849.5 | 0 | 0 | 849.5 | Winter | 0 | FALSE | 0 | 0 | 0 | 1 | 0 | 1 | 0 | 0
1986-10-09 | 10 | 9 | 3:00 | 16.1 | 3 | 1 | 61 |  | 0 | 0 | 3.4126 | 3.4126 | 95% | 0 | 0 | 0 | 0 | 0 | 0 | 2.433% | 12.6499 | 0 | 0 | 0 | 0 | 0 | 0 | 0 | 0 | 0% | 870.25 | 0 | 0 | 870.25 | 870.25 | 0 | 0 | 870.25 | Winter | 0 | FALSE | 0 | 0 | 0 | 1 | 0 | 1 | 0 | 0
1986-10-09 | 10 | 9 | 4:00 | 16.1 | 4 | 1 | 61 |  | 0 | 0 | 3.1501 | 3.1501 | 95% | 0 | 0 | 0 | 0 | 0 | 0 | 2.433% | 11.6886 | 0 | 0 | 0 | 0 | 0 | 0 | 0 | 0 | 0% | 804.5 | 0 | 0 | 804.5 | 804.5 | 0 | 0 | 804.5 | Winter | 0 | FALSE | 0 | 0 | 0 | 1 | 0 | 1 | 0 | 0
1986-10-09 | 10 | 9 | 5:00 | 15.6 | 5 | 1 | 60 |  | 0 | 0 | 3.1501 | 3.1501 | 95% | 0 | 0 | 0 | 0 | 0 | 0 | 2.433% | 12.288 | 0 | 0 | 0 | 0 | 0 | 0 | 0 | 0 | 0% | 845.5 | 0 | 0 | 845.5 | 845.5 | 0 | 0 | 845.5 | Winter | 0 | FALSE | 0 | 0 | 0 | 1 | 0 | 1 | 0 | 0
1986-10-09 | 10 | 9 | 6:00 | 15.6 | 6 | 1 | 60 |  | 0 | 0 | 3.9376 | 3.9376 | 95% | 0.56467 | 38.6235 | 5.0887 | 2.8056 | 2.7373 | 0.068259 | 2.433% | 11.6886 | 0.8 | 0.8 | 0.8 | 54.72 | 7.2094 | 3.9748 | 2.9532 | 1.0216 | 25.7% | 804.5 | 38.6235 | 0 | 765.8765 | 804.5 | 54.72 | 0 | 749.78 | Winter | 0 | FALSE | 0 | 0 | 0 | 0 | 0 | 1 | 0 | 1
1986-10-09 | 10 | 9 | 7:00 | 16.1 | 7 | 1 | 61 |  | 0 | 0 | 4.7252 | 4.7252 | 95% | 0.67761 | 46.3483 | 6.1064 | 3.3667 | 3.2848 | 0.081911 | 2.433% | 13.5197 | 0.8 | 0.8 | 0.8 | 54.72 | 7.2094 | 3.9748 | 3.5439 | 0.43092 | 10.84% | 929.75 | 46.3483 | 0 | 883.4017 | 929.75 | 54.72 | 0 | 875.03 | Winter | 0 | FALSE | 0 | 0 | 0 | 0 | 0 | 1 | 0 | 1
1986-10-09 | 10 | 9 | 8:00 | 17.8 | 8 | 1 | 64 |  | 0 | 0 | 7.6128 | 7.6128 | 95% | 1 | 68.4 | 9.0117 | 4.9685 | 4.8476 | 0.12088 | 2.433% | 13.9839 | 0.8 | 0.8 | 0.8 | 54.72 | 7.2094 | 3.9748 | 3.9748 | 0 | 0% | 961.5 | 68.4 | 0 | 893.1 | 961.5 | 54.72 | 0 | 906.78 | Winter | 0 | FALSE | 0 | 0 | 0 | 0 | 0 | 0 | 1 | 1
1986-10-09 | 10 | 9 | 9:00 | 20 | 9 | 1 | 68 |  | 0 | 0 | 6.5627 | 6.5627 | 95% | 0.94112 | 64.3726 | 8.4811 | 4.676 | 4.5622 | 0.11377 | 2.433% | 14.0205 | 0.8 | 0.8 | 0.8 | 54.72 | 7.2094 | 3.9748 | 3.9748 | 0 | 0% | 964 | 64.3726 | 0 | 899.6274 | 964 | 54.72 | 0 | 909.28 | Winter | 0 | FALSE | 0 | 0 | 0 | 0 | 0 | 1 | 0 | 1
1986-10-09 | 10 | 9 | 10:00 | 21.1 | 10 | 1 | 70 |  | 0 | 0 | 6.0377 | 6.0377 | 95% | 0.86583 | 59.2228 | 7.8026 | 4.3019 | 4.1972 | 0.10466 | 2.433% | 15.3399 | 0.8 | 0.8 | 0.8 | 54.72 | 7.2094 | 3.9748 | 3.9748 | 0 | 0% | 1054.25 | 59.2228 | 0 | 995.0272 | 1054.25 | 54.72 | 0 | 999.53 | Winter | 0 | FALSE | 0 | 0 | 0 | 0 | 0 | 1 | 0 | 1
1986-10-09 | 10 | 9 | 11:00 | 21.1 | 11 | 1 | 70 |  | 0 | 0 | 5.2502 | 5.2502 | 95% | 0.7529 | 51.4981 | 6.7849 | 3.7408 | 3.6497 | 0.091013 | 2.433% | 15.6908 | 0.8 | 0.8 | 0.8 | 54.72 | 7.2094 | 3.9748 | 3.9376 | 0.037156 | 0.9348% | 1078.25 | 51.4981 | 0 | 1026.7519 | 1078.25 | 54.72 | 0 | 1023.53 | Winter | 0 | FALSE | 0 | 0 | 0 | 0 | 0 | 1 | 0 | 1
1986-10-09 | 10 | 9 | 12:00 | 22.8 | 12 | 1 | 73 |  | 0 | 0 | 5.2502 | 5.2502 | 95% | 0.7529 | 51.4981 | 6.7849 | 3.7408 | 3.6497 | 0.091013 | 2.433% | 15.8735 | 0.8 | 0.8 | 0.8 | 54.72 | 7.2094 | 3.9748 | 3.9376 | 0.037156 | 0.9348% | 1090.75 | 51.4981 | 0 | 1039.2519 | 1090.75 | 54.72 | 0 | 1036.03 | Winter | 0 | FALSE | 0 | 0 | 0 | 0 | 0 | 1 | 0 | 1
1986-10-09 | 10 | 9 | 13:00 | 23.9 | 13 | 1 | 75 |  | 0 | 0 | 4.7252 | 4.7252 | 95% | 0.67761 | 46.3483 | 6.1064 | 3.3667 | 3.2848 | 0.081911 | 2.433% | 15.9393 | 0.8 | 0.8 | 0.8 | 54.72 | 7.2094 | 3.9748 | 3.5439 | 0.43092 | 10.84% | 1095.25 | 46.3483 | 0 | 1048.9017 | 1095.25 | 54.72 | 0 | 1040.53 | Winter | 0 | FALSE | 0 | 0 | 0 | 0 | 0 | 1 | 0 | 1
1986-10-09 | 10 | 9 | 14:00 | 24.4 | 14 | 1 | 76 |  | 0 | 0 | 3.9376 | 3.9376 | 95% | 0.56467 | 38.6235 | 5.0887 | 2.8056 | 2.7373 | 0.068259 | 2.433% | 15.8224 | 0.8 | 0.8 | 0.8 | 54.72 | 7.2094 | 3.9748 | 2.9532 | 1.0216 | 25.7% | 1087.25 | 38.6235 | 0 | 1048.6265 | 1087.25 | 54.72 | 0 | 1032.53 | Winter | 0 | FALSE | 0 | 0 | 0 | 0 | 0 | 1 | 0 | 1
1986-10-09 | 10 | 9 | 15:00 | 23.9 | 15 | 1 | 75 |  | 0 | 0 | 3.6751 | 3.6751 | 95% | 0.52703 | 36.0486 | 4.7494 | 2.6185 | 2.5548 | 0.063709 | 2.433% | 16.1586 | 0.8 | 0.8 | 0.8 | 54.72 | 7.2094 | 3.9748 | 2.7564 | 1.2184 | 30.65% | 1110.25 | 36.0486 | 0 | 1074.2014 | 1110.25 | 54.72 | 0 | 1055.53 | Winter | 0 | FALSE | 0 | 0 | 0 | 0 | 0 | 1 | 0 | 1
1986-10-09 | 10 | 9 | 16:00 | 22.2 | 16 | 1 | 72 |  | 0 | 0 | 3.6751 | 3.6751 | 95% | 0.52703 | 36.0486 | 4.7494 | 2.6185 | 2.5548 | 0.063709 | 2.433% | 15.7968 | 0.8 | 0.8 | 0.8 | 54.72 | 7.2094 | 3.9748 | 2.7564 | 1.2184 | 30.65% | 1085.5 | 36.0486 | 0 | 1049.4514 | 1085.5 | 54.72 | 0 | 1030.78 | Winter | 0 | FALSE | 0 | 0 | 0 | 0 | 0 | 1 | 0 | 1
1986-10-09 | 10 | 9 | 17:00 | 20.6 | 17 | 1 | 69 |  | 0 | 0 | 4.7252 | 4.7252 | 95% | 0.67761 | 46.3483 | 6.1064 | 3.3667 | 3.2848 | 0.081911 | 2.433% | 15.9832 | 0.8 | 0.8 | 0.8 | 54.72 | 7.2094 | 3.9748 | 3.5439 | 0.43092 | 10.84% | 1098.25 | 46.3483 | 0 | 1051.9017 | 1098.25 | 54.72 | 0 | 1043.53 | Winter | 1 | FALSE | 1 | 46.3483 | 54.72 | 0 | 0 | 1 | 0 | 1
1986-10-09 | 10 | 9 | 18:00 | 17.8 | 18 | 1 | 64 |  | 0 | 0 | 6.0377 | 6.0377 | 95% | 0.86583 | 59.2228 | 7.8026 | 4.3019 | 4.1972 | 0.10466 | 2.433% | 14.9598 | 0.8 | 0.8 | 0.8 | 54.72 | 7.2094 | 3.9748 | 3.9748 | 0 | 0% | 1028.25 | 59.2228 | 0 | 969.0272 | 1028.25 | 54.72 | 0 | 973.53 | Winter | 1 | FALSE | 1 | 59.2228 | 54.72 | 0 | 0 | 1 | 0 | 1
1986-10-09 | 10 | 9 | 19:00 | 15 | 19 | 1 | 59 |  | 0 | 0 | 6.5627 | 6.5627 | 95% | 0.94112 | 64.3726 | 8.4811 | 4.676 | 4.5622 | 0.11377 | 2.433% | 14.9159 | 0.8 | 0.8 | 0.8 | 54.72 | 7.2094 | 3.9748 | 3.9748 | 0 | 0% | 1025.25 | 64.3726 | 0 | 960.8774 | 1025.25 | 54.72 | 0 | 970.53 | Winter | 0 | FALSE | 0 | 0 | 0 | 0 | 0 | 1 | 0 | 1
1986-10-09 | 10 | 9 | 20:00 | 13.3 | 20 | 1 | 56 |  | 0 | 0 | 5.7752 | 5.7752 | 95% | 0.82819 | 56.6479 | 7.4634 | 4.1148 | 4.0147 | 0.10011 | 2.433% | 14.4371 | 0.8 | 0.8 | 0.8 | 54.72 | 7.2094 | 3.9748 | 3.9748 | 0 | 0% | 992.5 | 56.6479 | 0 | 935.8521 | 992.5 | 54.72 | 0 | 937.78 | Winter | 0 | FALSE | 0 | 0 | 0 | 0 | 0 | 1 | 0 | 1
1986-10-09 | 10 | 9 | 21:00 | 11.1 | 21 | 1 | 52 |  | 3 | 0.79436 | 4.7252 | 5.5195 | 95% | 0.79152 | 54.14 | 7.1329 | 3.9327 | 3.837 | 0.095682 | 2.433% | 12.7303 | 0.8 | 0.8 | 0.8 | 54.72 | 7.2094 | 3.9748 | 3.9748 | 0 | 0% | 875.75 | 54.14 | 0 | 821.61 | 875.75 | 54.72 | 0 | 821.03 | Winter | 0 | FALSE | 0 | 0 | 0 | 0 | 0 | 1 | 0 | 1
1986-10-09 | 10 | 9 | 22:00 | 9.4 | 22 | 1 | 49 |  | 6 | 1.5887 | 4.2002 | 5.7889 | 95% | 0.83015 | 56.782 | 7.481 | 4.1246 | 4.0242 | 0.10035 | 2.433% | 12.511 | 0.8 | 0.8 | 0.8 | 54.72 | 7.2094 | 3.9748 | 3.9748 | 0 | 0% | 860.75 | 56.782 | 0 | 803.968 | 860.75 | 54.72 | 0 | 806.03 | Winter | 0 | FALSE | 0 | 0 | 0 | 0 | 0 | 1 | 0 | 1
1986-10-09 | 10 | 9 | 23:00 | 8.3 | 23 | 1 | 47 |  | 8 | 2.1183 | 5.2502 | 7.3685 | 95% | 1 | 68.4 | 9.0117 | 4.9685 | 4.8476 | 0.12088 | 2.433% | 13.1689 | 0.8 | 0.8 | 0.8 | 54.72 | 7.2094 | 3.9748 | 3.9748 | 0 | 0% | 905.75 | 68.4 | 0 | 837.35 | 905.75 | 54.72 | 0 | 851.03 | Winter | 0 | FALSE | 0 | 0 | 0 | 0 | 0 | 0 | 1 | 1
1986-10-09 | 10 | 9 | 24:00 | 7.8 | 0 | 1 | 46 |  | 9 | 2.3831 | 4.2002 | 6.5832 | 95% | 0.94406 | 64.5737 | 8.5076 | 4.6906 | 4.5764 | 0.11412 | 2.433% | 12.7485 | 0 | 0 | 0 | 0 | 0 | 0 | 0 | 0 | 0% | 877 | 64.5737 | 0 | 812.4263 | 877 | 0 | 0 | 877 | Winter | 0 | FALSE | 0 | 0 | 0 | 0 | 0 | 1 | 0 | 1
1986-10-10 | 10 | 10 | 1:00 | 7.2 | 1 | 1 | 45 |  | 10 | 2.6479 | 3.9376 | 6.5855 | 95% | 0.94439 | 64.5961 | 8.5105 | 4.6922 | 4.578 | 0.11416 | 2.433% | 12.6389 | 0 | 0 | 0 | 0 | 0 | 0 | 0 | 0 | 0% | 869.5 | 64.5961 | 0 | 804.9039 | 869.5 | 0 | 0 | 869.5 | Winter | 0 | FALSE | 0 | 0 | 0 | 0 | 0 | 1 | 0 | 1
1986-10-10 | 10 | 10 | 2:00 | 7.2 | 2 | 1 | 45 |  | 10 | 2.6479 | 3.1501 | 5.798 | 95% | 0.83145 | 56.8714 | 7.4928 | 4.1311 | 4.0306 | 0.10051 | 2.433% | 12.8984 | 0 | 0 | 0 | 0 | 0 | 0 | 0 | 0 | 0% | 887.25 | 56.8714 | 0 | 830.3786 | 887.25 | 0 | 0 | 887.25 | Winter | 0 | FALSE | 0 | 0 | 0 | 0 | 0 | 1 | 0 | 1
1986-10-10 | 10 | 10 | 3:00 | 6.7 | 3 | 1 | 44 |  | 11 | 2.9127 | 3.4126 | 6.3253 | 95% | 0.90707 | 62.0435 | 8.1742 | 4.5068 | 4.3971 | 0.10965 | 2.433% | 12.1272 | 0 | 0 | 0 | 0 | 0 | 0 | 0 | 0 | 0% | 834.5 | 62.0435 | 0 | 772.4565 | 834.5 | 0 | 0 | 834.5 | Winter | 0 | FALSE | 0 | 0 | 0 | 0 | 0 | 1 | 0 | 1
1986-10-10 | 10 | 10 | 4:00 | 5.6 | 4 | 1 | 42 |  | 13 | 3.4422 | 3.1501 | 6.5924 | 95% | 0.94537 | 64.6631 | 8.5194 | 4.6971 | 4.5828 | 0.11428 | 2.433% | 12.6023 | 0 | 0 | 0 | 0 | 0 | 0 | 0 | 0 | 0% | 867 | 64.6631 | 0 | 802.3369 | 867 | 0 | 0 | 867 | Winter | 0 | FALSE | 0 | 0 | 0 | 0 | 0 | 1 | 0 | 1
1986-10-10 | 10 | 10 | 5:00 | 5 | 5 | 1 | 41 |  | 14 | 3.707 | 3.1501 | 6.8571 | 95% | 0.98334 | 67.2604 | 8.8616 | 4.8857 | 4.7668 | 0.11887 | 2.433% | 11.1623 | 0 | 0 | 0 | 0 | 0 | 0 | 0 | 0 | 0% | 768.5 | 67.2604 | 0 | 701.2396 | 768.5 | 0 | 0 | 768.5 | Winter | 0 | FALSE | 0 | 0 | 0 | 0 | 0 | 1 | 0 | 1
1986-10-10 | 10 | 10 | 6:00 | 3.9 | 6 | 1 | 39 |  | 16 | 4.2366 | 3.9376 | 8.1743 | 95% | 1 | 68.4 | 9.0117 | 4.9685 | 4.8476 | 0.12088 | 2.433% | 11.5863 | 0.8 | 0.8 | 0.8 | 54.72 | 7.2094 | 3.9748 | 3.9748 | 0 | 0% | 797.5 | 68.4 | 0 | 729.1 | 797.5 | 54.72 | 0 | 742.78 | Winter | 0 | FALSE | 0 | 0 | 0 | 0 | 0 | 0 | 1 | 1
1986-10-10 | 10 | 10 | 7:00 | 3.9 | 7 | 1 | 39 |  | 16 | 4.2366 | 4.7252 | 8.9618 | 95% | 1 | 68.4 | 9.0117 | 4.9685 | 4.8476 | 0.12088 | 2.433% | 13.114 | 0.8 | 0.8 | 0.8 | 54.72 | 7.2094 | 3.9748 | 3.9748 | 0 | 0% | 902 | 68.4 | 0 | 833.6 | 902 | 54.72 | 0 | 847.28 | Winter | 0 | FALSE | 0 | 0 | 0 | 0 | 0 | 0 | 1 | 1
1986-10-10 | 10 | 10 | 8:00 | 4.4 | 8 | 1 | 40 |  | 15 | 3.9718 | 7.6128 | 11.5846 | 95% | 1 | 68.4 | 9.0117 | 4.9685 | 4.8476 | 0.12088 | 2.433% | 13.1579 | 0.8 | 0.8 | 0.8 | 54.72 | 7.2094 | 3.9748 | 3.9748 | 0 | 0% | 905 | 68.4 | 0 | 836.6 | 905 | 54.72 | 0 | 850.28 | Winter | 0 | FALSE | 0 | 0 | 0 | 0 | 0 | 0 | 1 | 1
1986-10-10 | 10 | 10 | 9:00 | 5.6 | 9 | 1 | 42 |  | 13 | 3.4422 | 6.5627 | 10.005 | 95% | 1 | 68.4 | 9.0117 | 4.9685 | 4.8476 | 0.12088 | 2.433% | 14.8282 | 0.8 | 0.8 | 0.8 | 54.72 | 7.2094 | 3.9748 | 3.9748 | 0 | 0% | 1019.25 | 68.4 | 0 | 950.85 | 1019.25 | 54.72 | 0 | 964.53 | Winter | 0 | FALSE | 0 | 0 | 0 | 0 | 0 | 0 | 1 | 1
1986-10-10 | 10 | 10 | 10:00 | 6.7 | 10 | 1 | 44 |  | 11 | 2.9127 | 6.0377 | 8.9504 | 95% | 1 | 68.4 | 9.0117 | 4.9685 | 4.8476 | 0.12088 | 2.433% | 15.1791 | 0.8 | 0.8 | 0.8 | 54.72 | 7.2094 | 3.9748 | 3.9748 | 0 | 0% | 1043.25 | 68.4 | 0 | 974.85 | 1043.25 | 54.72 | 0 | 988.53 | Winter | 0 | FALSE | 0 | 0 | 0 | 0 | 0 | 0 | 1 | 1
1986-10-10 | 10 | 10 | 11:00 | 7.2 | 11 | 1 | 45 |  | 10 | 2.6479 | 5.2502 | 7.8981 | 95% | 1 | 68.4 | 9.0117 | 4.9685 | 4.8476 | 0.12088 | 2.433% | 15.2632 | 0.8 | 0.8 | 0.8 | 54.72 | 7.2094 | 3.9748 | 3.9748 | 0 | 0% | 1049 | 68.4 | 0 | 980.6 | 1049 | 54.72 | 0 | 994.28 | Winter | 0 | FALSE | 0 | 0 | 0 | 0 | 0 | 0 | 1 | 1
1986-10-10 | 10 | 10 | 12:00 | 8.3 | 12 | 1 | 47 |  | 8 | 2.1183 | 5.2502 | 7.3685 | 95% | 1 | 68.4 | 9.0117 | 4.9685 | 4.8476 | 0.12088 | 2.433% | 15.5336 | 0.8 | 0.8 | 0.8 | 54.72 | 7.2094 | 3.9748 | 3.9748 | 0 | 0% | 1067.5 | 68.4 | 0 | 999.1 | 1067.5 | 54.72 | 0 | 1012.78 | Winter | 0 | FALSE | 0 | 0 | 0 | 0 | 0 | 0 | 1 | 1
1986-10-10 | 10 | 10 | 13:00 | 9.4 | 13 | 1 | 49 |  | 6 | 1.5887 | 4.7252 | 6.3139 | 95% | 0.90544 | 61.9318 | 8.1595 | 4.4987 | 4.3892 | 0.10945 | 2.433% | 15.3692 | 0.8 | 0.8 | 0.8 | 54.72 | 7.2094 | 3.9748 | 3.9748 | 0 | 0% | 1056.25 | 61.9318 | 0 | 994.3182 | 1056.25 | 54.72 | 0 | 1001.53 | Winter | 0 | FALSE | 0 | 0 | 0 | 0 | 0 | 1 | 0 | 1
1986-10-10 | 10 | 10 | 14:00 | 8.9 | 14 | 1 | 48 |  | 7 | 1.8535 | 3.9376 | 5.7912 | 95% | 0.83047 | 56.8043 | 7.484 | 4.1262 | 4.0258 | 0.10039 | 2.433% | 15.7493 | 0.8 | 0.8 | 0.8 | 54.72 | 7.2094 | 3.9748 | 3.9748 | 0 | 0% | 1082.25 | 56.8043 | 0 | 1025.4457 | 1082.25 | 54.72 | 0 | 1027.53 | Winter | 0 | FALSE | 0 | 0 | 0 | 0 | 0 | 1 | 0 | 1
1986-10-10 | 10 | 10 | 15:00 | 8.9 | 15 | 1 | 48 |  | 7 | 1.8535 | 3.6751 | 5.5287 | 95% | 0.79283 | 54.2294 | 7.1447 | 3.9392 | 3.8433 | 0.09584 | 2.433% | 15.7493 | 0.8 | 0.8 | 0.8 | 54.72 | 7.2094 | 3.9748 | 3.9748 | 0 | 0% | 1082.25 | 54.2294 | 0 | 1028.0206 | 1082.25 | 54.72 | 0 | 1027.53 | Winter | 0 | FALSE | 0 | 0 | 0 | 0 | 0 | 1 | 0 | 1
1986-10-10 | 10 | 10 | 16:00 | 8.3 | 16 | 1 | 47 |  | 8 | 2.1183 | 3.6751 | 5.7934 | 95% | 0.8308 | 56.8267 | 7.4869 | 4.1278 | 4.0274 | 0.10043 | 2.433% | 15.0987 | 0.8 | 0.8 | 0.8 | 54.72 | 7.2094 | 3.9748 | 3.9748 | 0 | 0% | 1037.75 | 56.8267 | 0 | 980.9233 | 1037.75 | 54.72 | 0 | 983.03 | Winter | 0 | FALSE | 0 | 0 | 0 | 0 | 0 | 1 | 0 | 1
1986-10-10 | 10 | 10 | 17:00 | 7.8 | 17 | 1 | 46 |  | 9 | 2.3831 | 4.7252 | 7.1083 | 95% | 1 | 68.4 | 9.0117 | 4.9685 | 4.8476 | 0.12088 | 2.433% | 14.9196 | 0.8 | 0.8 | 0.8 | 54.72 | 7.2094 | 3.9748 | 3.9748 | 0 | 0% | 1025.5 | 68.4 | 0 | 957.1 | 1025.5 | 54.72 | 0 | 970.78 | Winter | 1 | FALSE | 1 | 68.4 | 54.72 | 0 | 0 | 0 | 1 | 1
1986-10-10 | 10 | 10 | 18:00 | 7.2 | 18 | 1 | 45 |  | 10 | 2.6479 | 6.0377 | 8.6856 | 95% | 1 | 68.4 | 9.0117 | 4.9685 | 4.8476 | 0.12088 | 2.433% | 14.6637 | 0.8 | 0.8 | 0.8 | 54.72 | 7.2094 | 3.9748 | 3.9748 | 0 | 0% | 1008 | 68.4 | 0 | 939.6 | 1008 | 54.72 | 0 | 953.28 | Winter | 1 | FALSE | 1 | 68.4 | 54.72 | 0 | 0 | 0 | 1 | 1
1986-10-10 | 10 | 10 | 19:00 | 7.2 | 19 | 1 | 45 |  | 10 | 2.6479 | 6.5627 | 9.2106 | 95% | 1 | 68.4 | 9.0117 | 4.9685 | 4.8476 | 0.12088 | 2.433% | 14.3056 | 0.8 | 0.8 | 0.8 | 54.72 | 7.2094 | 3.9748 | 3.9748 | 0 | 0% | 983.5 | 68.4 | 0 | 915.1 | 983.5 | 54.72 | 0 | 928.78 | Winter | 0 | FALSE | 0 | 0 | 0 | 0 | 0 | 0 | 1 | 1
1986-10-10 | 10 | 10 | 20:00 | 7.2 | 20 | 1 | 45 |  | 10 | 2.6479 | 5.7752 | 8.4231 | 95% | 1 | 68.4 | 9.0117 | 4.9685 | 4.8476 | 0.12088 | 2.433% | 12.9678 | 0.8 | 0.8 | 0.8 | 54.72 | 7.2094 | 3.9748 | 3.9748 | 0 | 0% | 892 | 68.4 | 0 | 823.6 | 892 | 54.72 | 0 | 837.28 | Winter | 0 | FALSE | 0 | 0 | 0 | 0 | 0 | 0 | 1 | 1
1986-10-10 | 10 | 10 | 21:00 | 7.2 | 21 | 1 | 45 |  | 10 | 2.6479 | 4.7252 | 7.3731 | 95% | 1 | 68.4 | 9.0117 | 4.9685 | 4.8476 | 0.12088 | 2.433% | 13.0227 | 0.8 | 0.8 | 0.8 | 54.72 | 7.2094 | 3.9748 | 3.9748 | 0 | 0% | 895.75 | 68.4 | 0 | 827.35 | 895.75 | 54.72 | 0 | 841.03 | Winter | 0 | FALSE | 0 | 0 | 0 | 0 | 0 | 0 | 1 | 1
1986-10-10 | 10 | 10 | 22:00 | 6.7 | 22 | 1 | 44 |  | 11 | 2.9127 | 4.2002 | 7.1128 | 95% | 1 | 68.4 | 9.0117 | 4.9685 | 4.8476 | 0.12088 | 2.433% | 12.4342 | 0.8 | 0.8 | 0.8 | 54.72 | 7.2094 | 3.9748 | 3.9748 | 0 | 0% | 855.5 | 68.4 | 0 | 787.1 | 855.5 | 54.72 | 0 | 800.78 | Winter | 0 | FALSE | 0 | 0 | 0 | 0 | 0 | 0 | 1 | 1
1986-10-10 | 10 | 10 | 23:00 | 6.1 | 23 | 1 | 43 |  | 12 | 3.1775 | 5.2502 | 8.4277 | 95% | 1 | 68.4 | 9.0117 | 4.9685 | 4.8476 | 0.12088 | 2.433% | 12.4196 | 0.8 | 0.8 | 0.8 | 54.72 | 7.2094 | 3.9748 | 3.9748 | 0 | 0% | 854.5 | 68.4 | 0 | 786.1 | 854.5 | 54.72 | 0 | 799.78 | Winter | 0 | FALSE | 0 | 0 | 0 | 0 | 0 | 0 | 1 | 1
1986-10-10 | 10 | 10 | 24:00 | 5 | 0 | 1 | 41 |  | 14 | 3.707 | 4.2002 | 7.9072 | 95% | 1 | 68.4 | 9.0117 | 4.9685 | 4.8476 | 0.12088 | 2.433% | 12.3026 | 0 | 0 | 0 | 0 | 0 | 0 | 0 | 0 | 0% | 846.5 | 68.4 | 0 | 778.1 | 846.5 | 0 | 0 | 846.5 | Winter | 0 | FALSE | 0 | 0 | 0 | 0 | 0 | 0 | 1 | 1
1986-10-11 | 10 | 11 | 1:00 | 5.6 | 1 | 2 | 42 |  | 13 | 3.4422 | 3.9376 | 7.3799 | 95% | 1 | 68.4 | 9.0117 | 4.9685 | 4.8476 | 0.12088 | 2.433% | 12.6352 | 0 | 0 | 0 | 0 | 0 | 0 | 0 | 0 | 0% | 869.25 | 68.4 | 0 | 800.85 | 869.25 | 0 | 0 | 869.25 | Winter | 0 | 0 | 0 | 0 | 0 | 0 | 0 | 0 | 1 | 1
1986-10-11 | 10 | 11 | 2:00 | 3.9 | 2 | 2 | 39 |  | 16 | 4.2366 | 3.1501 | 7.3867 | 95% | 1 | 68.4 | 9.0117 | 4.9685 | 4.8476 | 0.12088 | 2.433% | 12.299 | 0 | 0 | 0 | 0 | 0 | 0 | 0 | 0 | 0% | 846.25 | 68.4 | 0 | 777.85 | 846.25 | 0 | 0 | 846.25 | Winter | 0 | 0 | 0 | 0 | 0 | 0 | 0 | 0 | 1 | 1
1986-10-11 | 10 | 11 | 3:00 | 3.3 | 3 | 2 | 38 |  | 17 | 4.5014 | 3.4126 | 7.914 | 95% | 1 | 68.4 | 9.0117 | 4.9685 | 4.8476 | 0.12088 | 2.433% | 12.0285 | 0 | 0 | 0 | 0 | 0 | 0 | 0 | 0 | 0% | 827.75 | 68.4 | 0 | 759.35 | 827.75 | 0 | 0 | 827.75 | Winter | 0 | 0 | 0 | 0 | 0 | 0 | 0 | 0 | 1 | 1
1986-10-11 | 10 | 11 | 4:00 | 3.3 | 4 | 2 | 38 |  | 17 | 4.5014 | 3.1501 | 7.6515 | 95% | 1 | 68.4 | 9.0117 | 4.9685 | 4.8476 | 0.12088 | 2.433% | 11.6338 | 0 | 0 | 0 | 0 | 0 | 0 | 0 | 0 | 0% | 800.75 | 68.4 | 0 | 732.35 | 800.75 | 0 | 0 | 800.75 | Winter | 0 | 0 | 0 | 0 | 0 | 0 | 0 | 0 | 1 | 1
1986-10-11 | 10 | 11 | 5:00 | 3.9 | 5 | 2 | 39 |  | 16 | 4.2366 | 3.1501 | 7.3867 | 95% | 1 | 68.4 | 9.0117 | 4.9685 | 4.8476 | 0.12088 | 2.433% | 12.0504 | 0 | 0 | 0 | 0 | 0 | 0 | 0 | 0 | 0% | 829.25 | 68.4 | 0 | 760.85 | 829.25 | 0 | 0 | 829.25 | Winter | 0 | 0 | 0 | 0 | 0 | 0 | 0 | 0 | 1 | 1
1986-10-11 | 10 | 11 | 6:00 | 3.9 | 6 | 2 | 39 |  | 16 | 4.2366 | 3.9376 | 8.1743 | 95% | 1 | 68.4 | 9.0117 | 4.9685 | 4.8476 | 0.12088 | 2.433% | 12.8326 | 0.8 | 0.8 | 0.8 | 54.72 | 7.2094 | 3.9748 | 3.9748 | 0 | 0% | 882.75 | 68.4 | 0 | 814.35 | 882.75 | 54.72 | 0 | 828.03 | Winter | 0 | 0 | 0 | 0 | 0 | 0 | 0 | 0 | 1 | 1
1986-10-11 | 10 | 11 | 7:00 | 5 | 7 | 2 | 41 |  | 14 | 3.707 | 4.7252 | 8.4322 | 95% | 1 | 68.4 | 9.0117 | 4.9685 | 4.8476 | 0.12088 | 2.433% | 12.6279 | 0.8 | 0.8 | 0.8 | 54.72 | 7.2094 | 3.9748 | 3.9748 | 0 | 0% | 868.75 | 68.4 | 0 | 800.35 | 868.75 | 54.72 | 0 | 814.03 | Winter | 0 | 0 | 0 | 0 | 0 | 0 | 0 | 0 | 1 | 1
1986-10-11 | 10 | 11 | 8:00 | 6.7 | 8 | 2 | 44 |  | 11 | 2.9127 | 7.6128 | 10.5254 | 95% | 1 | 68.4 | 9.0117 | 4.9685 | 4.8476 | 0.12088 | 2.433% | 12.4086 | 0.8 | 0.8 | 0.8 | 54.72 | 7.2094 | 3.9748 | 3.9748 | 0 | 0% | 853.75 | 68.4 | 0 | 785.35 | 853.75 | 54.72 | 0 | 799.03 | Winter | 0 | 0 | 0 | 0 | 0 | 0 | 0 | 0 | 1 | 1
1986-10-11 | 10 | 11 | 9:00 | 10 | 9 | 2 | 50 |  | 5 | 1.3239 | 6.5627 | 7.8867 | 95% | 1 | 68.4 | 9.0117 | 4.9685 | 4.8476 | 0.12088 | 2.433% | 13.0994 | 0.8 | 0.8 | 0.8 | 54.72 | 7.2094 | 3.9748 | 3.9748 | 0 | 0% | 901 | 68.4 | 0 | 832.6 | 901 | 54.72 | 0 | 846.28 | Winter | 0 | 0 | 0 | 0 | 0 | 0 | 0 | 0 | 1 | 1
1986-10-11 | 10 | 11 | 10:00 | 11.7 | 10 | 2 | 53 |  | 2 | 0.52958 | 6.0377 | 6.5673 | 95% | 0.94177 | 64.4173 | 8.487 | 4.6792 | 4.5654 | 0.11384 | 2.433% | 13.2931 | 0.8 | 0.8 | 0.8 | 54.72 | 7.2094 | 3.9748 | 3.9748 | 0 | 0% | 914.25 | 64.4173 | 0 | 849.8327 | 914.25 | 54.72 | 0 | 859.53 | Winter | 0 | 0 | 0 | 0 | 0 | 0 | 0 | 1 | 0 | 1
1986-10-11 | 10 | 11 | 11:00 | 11.1 | 11 | 2 | 52 |  | 3 | 0.79436 | 5.2502 | 6.0446 | 95% | 0.86681 | 59.2898 | 7.8114 | 4.3067 | 4.202 | 0.10478 | 2.433% | 9.9013 | 0.8 | 0.8 | 0.8 | 54.72 | 7.2094 | 3.9748 | 3.9748 | 0 | 0% | 682.25 | 59.2898 | 0 | 622.9602 | 682.25 | 54.72 | 0 | 627.53 | Winter | 0 | 0 | 0 | 0 | 0 | 0 | 0 | 1 | 0 | 1
1986-10-11 | 10 | 11 | 12:00 | 12.2 | 12 | 2 | 54 |  | 1 | 0.26479 | 5.2502 | 5.515 | 95% | 0.79087 | 54.0953 | 7.1271 | 3.9294 | 3.8338 | 0.095603 | 2.433% | 9.269 | 0.8 | 0.8 | 0.8 | 54.72 | 7.2094 | 3.9748 | 3.9748 | 0 | 0% | 639 | 54.0953 | 0 | 584.9047 | 639 | 54.72 | 0 | 584.28 | Winter | 0 | 0 | 0 | 0 | 0 | 0 | 0 | 1 | 0 | 1
1986-10-11 | 10 | 11 | 13:00 | 12.2 | 13 | 2 | 54 |  | 1 | 0.26479 | 4.7252 | 4.99 | 95% | 0.71558 | 48.9455 | 6.4486 | 3.5553 | 3.4688 | 0.086501 | 2.433% | 9.6528 | 0.8 | 0.8 | 0.8 | 54.72 | 7.2094 | 3.9748 | 3.7425 | 0.23233 | 5.845% | 665.25 | 48.9455 | 0 | 616.3045 | 665.25 | 54.72 | 0 | 610.53 | Winter | 0 | 0 | 0 | 0 | 0 | 0 | 0 | 1 | 0 | 1
1986-10-11 | 10 | 11 | 14:00 | 11.7 | 14 | 2 | 53 |  | 2 | 0.52958 | 3.9376 | 4.4672 | 95% | 0.64061 | 43.8181 | 5.773 | 3.1829 | 3.1055 | 0.07744 | 2.433% | 10.3363 | 0.8 | 0.8 | 0.8 | 54.72 | 7.2094 | 3.9748 | 3.3504 | 0.62438 | 15.71% | 712 | 43.8181 | 0 | 668.1819 | 712 | 54.72 | 0 | 657.28 | Winter | 0 | 0 | 0 | 0 | 0 | 0 | 0 | 1 | 0 | 1
1986-10-11 | 10 | 11 | 15:00 | 11.7 | 15 | 2 | 53 |  | 2 | 0.52958 | 3.6751 | 4.2047 | 95% | 0.60297 | 41.2432 | 5.4338 | 2.9959 | 2.923 | 0.072889 | 2.433% | 9.7442 | 0.8 | 0.8 | 0.8 | 54.72 | 7.2094 | 3.9748 | 3.1535 | 0.82127 | 20.66% | 671.5 | 41.2432 | 0 | 630.2568 | 671.5 | 54.72 | 0 | 616.78 | Winter | 0 | 0 | 0 | 0 | 0 | 0 | 0 | 1 | 0 | 1
1986-10-11 | 10 | 11 | 16:00 | 11.7 | 16 | 2 | 53 |  | 2 | 0.52958 | 3.6751 | 4.2047 | 95% | 0.60297 | 41.2432 | 5.4338 | 2.9959 | 2.923 | 0.072889 | 2.433% | 9.5541 | 0.8 | 0.8 | 0.8 | 54.72 | 7.2094 | 3.9748 | 3.1535 | 0.82127 | 20.66% | 658.5 | 41.2432 | 0 | 617.2568 | 658.5 | 54.72 | 0 | 603.78 | Winter | 0 | 0 | 0 | 0 | 0 | 0 | 0 | 1 | 0 | 1
1986-10-11 | 10 | 11 | 17:00 | 10.6 | 17 | 2 | 51 |  | 4 | 1.0592 | 4.7252 | 5.7843 | 95% | 0.82949 | 56.7373 | 7.4751 | 4.1213 | 4.0211 | 0.10027 | 2.433% | 9.4408 | 0.8 | 0.8 | 0.8 | 54.72 | 7.2094 | 3.9748 | 3.9748 | 0 | 0% | 650.75 | 56.7373 | 0 | 594.0127 | 650.75 | 54.72 | 0 | 596.03 | Winter | 0 | 0 | 0 | 0 | 0 | 0 | 0 | 1 | 0 | 1
1986-10-11 | 10 | 11 | 18:00 | 10.6 | 18 | 2 | 51 |  | 4 | 1.0592 | 6.0377 | 7.0969 | 95% | 1 | 68.4 | 9.0117 | 4.9685 | 4.8476 | 0.12088 | 2.433% | 9.2507 | 0.8 | 0.8 | 0.8 | 54.72 | 7.2094 | 3.9748 | 3.9748 | 0 | 0% | 637.75 | 68.4 | 0 | 569.35 | 637.75 | 54.72 | 0 | 583.03 | Winter | 0 | 0 | 0 | 0 | 0 | 0 | 0 | 0 | 1 | 1
1986-10-11 | 10 | 11 | 19:00 | 10 | 19 | 2 | 50 |  | 5 | 1.3239 | 6.5627 | 7.8867 | 95% | 1 | 68.4 | 9.0117 | 4.9685 | 4.8476 | 0.12088 | 2.433% | 9.3202 | 0.8 | 0.8 | 0.8 | 54.72 | 7.2094 | 3.9748 | 3.9748 | 0 | 0% | 642.5 | 68.4 | 0 | 574.1 | 642.5 | 54.72 | 0 | 587.78 | Winter | 0 | 0 | 0 | 0 | 0 | 0 | 0 | 0 | 1 | 1
1986-10-11 | 10 | 11 | 20:00 | 10 | 20 | 2 | 50 |  | 5 | 1.3239 | 5.7752 | 7.0992 | 95% | 1 | 68.4 | 9.0117 | 4.9685 | 4.8476 | 0.12088 | 2.433% | 8.9437 | 0.8 | 0.8 | 0.8 | 54.72 | 7.2094 | 3.9748 | 3.9748 | 0 | 0% | 616.75 | 68.4 | 0 | 548.35 | 616.75 | 54.72 | 0 | 562.03 | Winter | 0 | 0 | 0 | 0 | 0 | 0 | 0 | 0 | 1 | 1
1986-10-11 | 10 | 11 | 21:00 | 10 | 21 | 2 | 50 |  | 5 | 1.3239 | 4.7252 | 6.0491 | 95% | 0.86746 | 59.3345 | 7.8173 | 4.31 | 4.2051 | 0.10486 | 2.433% | 8.5563 | 0.8 | 0.8 | 0.8 | 54.72 | 7.2094 | 3.9748 | 3.9748 | 0 | 0% | 590.25 | 59.3345 | 0 | 530.9155 | 590.25 | 54.72 | 0 | 535.53 | Winter | 0 | 0 | 0 | 0 | 0 | 0 | 0 | 1 | 0 | 1
1986-10-11 | 10 | 11 | 22:00 | 10 | 22 | 2 | 50 |  | 5 | 1.3239 | 4.2002 | 5.5241 | 95% | 0.79217 | 54.1847 | 7.1388 | 3.9359 | 3.8402 | 0.095761 | 2.433% | 8.5124 | 0.8 | 0.8 | 0.8 | 54.72 | 7.2094 | 3.9748 | 3.9748 | 0 | 0% | 587.25 | 54.1847 | 0 | 533.0653 | 587.25 | 54.72 | 0 | 532.53 | Winter | 0 | 0 | 0 | 0 | 0 | 0 | 0 | 1 | 0 | 1
1986-10-11 | 10 | 11 | 23:00 | 8.9 | 23 | 2 | 48 |  | 7 | 1.8535 | 5.2502 | 7.1037 | 95% | 1 | 68.4 | 9.0117 | 4.9685 | 4.8476 | 0.12088 | 2.433% | 8.6988 | 0.8 | 0.8 | 0.8 | 54.72 | 7.2094 | 3.9748 | 3.9748 | 0 | 0% | 600 | 68.4 | 0 | 531.6 | 600 | 54.72 | 0 | 545.28 | Winter | 0 | 0 | 0 | 0 | 0 | 0 | 0 | 0 | 1 | 1
1986-10-11 | 10 | 11 | 24:00 | 9.4 | 0 | 2 | 49 |  | 6 | 1.5887 | 4.2002 | 5.7889 | 95% | 0.83015 | 56.782 | 7.481 | 4.1246 | 4.0242 | 0.10035 | 2.433% | 8.5892 | 0 | 0 | 0 | 0 | 0 | 0 | 0 | 0 | 0% | 592.5 | 56.782 | 0 | 535.718 | 592.5 | 0 | 0 | 592.5 | Winter | 0 | 0 | 0 | 0 | 0 | 0 | 0 | 1 | 0 | 1
1986-10-12 | 10 | 12 | 1:00 | 9.4 | 1 | 2 | 49 |  | 6 | 1.5887 | 3.9376 | 5.5264 | 95% | 0.7925 | 54.2071 | 7.1418 | 3.9375 | 3.8417 | 0.0958 | 2.433% | 8.6586 | 0 | 0 | 0 | 0 | 0 | 0 | 0 | 0 | 0% | 597.25 | 54.2071 | 0 | 543.0429 | 597.25 | 0 | 0 | 597.25 | Winter | 0 | 0 | 0 | 0 | 0 | 0 | 0 | 1 | 0 | 1
1986-10-12 | 10 | 12 | 2:00 | 7.2 | 2 | 2 | 45 |  | 10 | 2.6479 | 3.1501 | 5.798 | 95% | 0.83145 | 56.8714 | 7.4928 | 4.1311 | 4.0306 | 0.10051 | 2.433% | 8.973 | 0 | 0 | 0 | 0 | 0 | 0 | 0 | 0 | 0% | 618.75 | 56.8714 | 0 | 561.8786 | 618.75 | 0 | 0 | 618.75 | Winter | 0 | 0 | 0 | 0 | 0 | 0 | 0 | 1 | 0 | 1
1986-10-12 | 10 | 12 | 3:00 | 7.2 | 3 | 2 | 45 |  | 10 | 2.6479 | 3.4126 | 6.0605 | 95% | 0.8691 | 59.4463 | 7.832 | 4.3181 | 4.2131 | 0.10506 | 2.433% | 8.9547 | 0 | 0 | 0 | 0 | 0 | 0 | 0 | 0 | 0% | 617.5 | 59.4463 | 0 | 558.0537 | 617.5 | 0 | 0 | 617.5 | Winter | 0 | 0 | 0 | 0 | 0 | 0 | 0 | 1 | 0 | 1
1986-10-12 | 10 | 12 | 4:00 | 7.2 | 4 | 2 | 45 |  | 10 | 2.6479 | 3.1501 | 5.798 | 95% | 0.83145 | 56.8714 | 7.4928 | 4.1311 | 4.0306 | 0.10051 | 2.433% | 8.6367 | 0 | 0 | 0 | 0 | 0 | 0 | 0 | 0 | 0% | 595.75 | 56.8714 | 0 | 538.8786 | 595.75 | 0 | 0 | 595.75 | Winter | 0 | 0 | 0 | 0 | 0 | 0 | 0 | 1 | 0 | 1
1986-10-12 | 10 | 12 | 5:00 | 7.2 | 5 | 2 | 45 |  | 10 | 2.6479 | 3.1501 | 5.798 | 95% | 0.83145 | 56.8714 | 7.4928 | 4.1311 | 4.0306 | 0.10051 | 2.433% | 8.4174 | 0 | 0 | 0 | 0 | 0 | 0 | 0 | 0 | 0% | 580.75 | 56.8714 | 0 | 523.8786 | 580.75 | 0 | 0 | 580.75 | Winter | 0 | 0 | 0 | 0 | 0 | 0 | 0 | 1 | 0 | 1
1986-10-12 | 10 | 12 | 6:00 | 7.2 | 6 | 2 | 45 |  | 10 | 2.6479 | 3.9376 | 6.5855 | 95% | 0.94439 | 64.5961 | 8.5105 | 4.6922 | 4.578 | 0.11416 | 2.433% | 8.4722 | 0.8 | 0.8 | 0.8 | 54.72 | 7.2094 | 3.9748 | 3.9748 | 0 | 0% | 584.5 | 64.5961 | 0 | 519.9039 | 584.5 | 54.72 | 0 | 529.78 | Winter | 0 | 0 | 0 | 0 | 0 | 0 | 0 | 1 | 0 | 1
1986-10-12 | 10 | 12 | 7:00 | 7.2 | 7 | 2 | 45 |  | 10 | 2.6479 | 4.7252 | 7.3731 | 95% | 1 | 68.4 | 9.0117 | 4.9685 | 4.8476 | 0.12088 | 2.433% | 8.8706 | 0.8 | 0.8 | 0.8 | 54.72 | 7.2094 | 3.9748 | 3.9748 | 0 | 0% | 611.75 | 68.4 | 0 | 543.35 | 611.75 | 54.72 | 0 | 557.03 | Winter | 0 | 0 | 0 | 0 | 0 | 0 | 0 | 0 | 1 | 1
1986-10-12 | 10 | 12 | 8:00 | 8.3 | 8 | 2 | 47 |  | 8 | 2.1183 | 7.6128 | 9.7311 | 95% | 1 | 68.4 | 9.0117 | 4.9685 | 4.8476 | 0.12088 | 2.433% | 9.1009 | 0.8 | 0.8 | 0.8 | 54.72 | 7.2094 | 3.9748 | 3.9748 | 0 | 0% | 627.5 | 68.4 | 0 | 559.1 | 627.5 | 54.72 | 0 | 572.78 | Winter | 0 | 0 | 0 | 0 | 0 | 0 | 0 | 0 | 1 | 1
1986-10-12 | 10 | 12 | 9:00 | 8.9 | 9 | 2 | 48 |  | 7 | 1.8535 | 6.5627 | 8.4163 | 95% | 1 | 68.4 | 9.0117 | 4.9685 | 4.8476 | 0.12088 | 2.433% | 8.7427 | 0.8 | 0.8 | 0.8 | 54.72 | 7.2094 | 3.9748 | 3.9748 | 0 | 0% | 603 | 68.4 | 0 | 534.6 | 603 | 54.72 | 0 | 548.28 | Winter | 0 | 0 | 0 | 0 | 0 | 0 | 0 | 0 | 1 | 1
1986-10-12 | 10 | 12 | 10:00 | 9.4 | 10 | 2 | 49 |  | 6 | 1.5887 | 6.0377 | 7.6265 | 95% | 1 | 68.4 | 9.0117 | 4.9685 | 4.8476 | 0.12088 | 2.433% | 8.8743 | 0.8 | 0.8 | 0.8 | 54.72 | 7.2094 | 3.9748 | 3.9748 | 0 | 0% | 612 | 68.4 | 0 | 543.6 | 612 | 54.72 | 0 | 557.28 | Winter | 0 | 0 | 0 | 0 | 0 | 0 | 0 | 0 | 1 | 1
1986-10-12 | 10 | 12 | 11:00 | 11.1 | 11 | 2 | 52 |  | 3 | 0.79436 | 5.2502 | 6.0446 | 95% | 0.86681 | 59.2898 | 7.8114 | 4.3067 | 4.202 | 0.10478 | 2.433% | 13.019 | 0.8 | 0.8 | 0.8 | 54.72 | 7.2094 | 3.9748 | 3.9748 | 0 | 0% | 895.5 | 59.2898 | 0 | 836.2102 | 895.5 | 54.72 | 0 | 840.78 | Winter | 0 | 0 | 0 | 0 | 0 | 0 | 0 | 1 | 0 | 1
1986-10-12 | 10 | 12 | 12:00 | 11.7 | 12 | 2 | 53 |  | 2 | 0.52958 | 5.2502 | 5.7798 | 95% | 0.82884 | 56.6926 | 7.4692 | 4.1181 | 4.0179 | 0.10019 | 2.433% | 12.3136 | 0.8 | 0.8 | 0.8 | 54.72 | 7.2094 | 3.9748 | 3.9748 | 0 | 0% | 847.25 | 56.6926 | 0 | 790.5574 | 847.25 | 54.72 | 0 | 792.53 | Winter | 0 | 0 | 0 | 0 | 0 | 0 | 0 | 1 | 0 | 1
1986-10-12 | 10 | 12 | 13:00 | 11.7 | 13 | 2 | 53 |  | 2 | 0.52958 | 4.7252 | 5.2547 | 95% | 0.75355 | 51.5428 | 6.7908 | 3.744 | 3.6529 | 0.091092 | 2.433% | 12.6718 | 0.8 | 0.8 | 0.8 | 54.72 | 7.2094 | 3.9748 | 3.9411 | 0.033738 | 0.8488% | 871.75 | 51.5428 | 0 | 820.2072 | 871.75 | 54.72 | 0 | 817.03 | Winter | 0 | 0 | 0 | 0 | 0 | 0 | 0 | 1 | 0 | 1
1986-10-12 | 10 | 12 | 14:00 | 12.8 | 14 | 2 | 55 |  | 0 | 0 | 3.9376 | 3.9376 | 95% | 0.56467 | 38.6235 | 5.0887 | 2.8056 | 2.7373 | 0.068259 | 2.433% | 12.2259 | 0.8 | 0.8 | 0.8 | 54.72 | 7.2094 | 3.9748 | 2.9532 | 1.0216 | 25.7% | 841.25 | 38.6235 | 0 | 802.6265 | 841.25 | 54.72 | 0 | 786.53 | Winter | 0 | 0 | 0 | 0 | 0 | 0 | 0 | 1 | 0 | 1
1986-10-12 | 10 | 12 | 15:00 | 12.2 | 15 | 2 | 54 |  | 1 | 0.26479 | 3.6751 | 3.9399 | 95% | 0.565 | 38.6459 | 5.0916 | 2.8072 | 2.7389 | 0.068299 | 2.433% | 12.8838 | 0.8 | 0.8 | 0.8 | 54.72 | 7.2094 | 3.9748 | 2.9549 | 1.0199 | 25.66% | 886.25 | 38.6459 | 0 | 847.6041 | 886.25 | 54.72 | 0 | 831.53 | Winter | 0 | 0 | 0 | 0 | 0 | 0 | 0 | 1 | 0 | 1
1986-10-12 | 10 | 12 | 16:00 | 12.2 | 16 | 2 | 54 |  | 1 | 0.26479 | 3.6751 | 3.9399 | 95% | 0.565 | 38.6459 | 5.0916 | 2.8072 | 2.7389 | 0.068299 | 2.433% | 12.5694 | 0.8 | 0.8 | 0.8 | 54.72 | 7.2094 | 3.9748 | 2.9549 | 1.0199 | 25.66% | 864.75 | 38.6459 | 0 | 826.1041 | 864.75 | 54.72 | 0 | 810.03 | Winter | 0 | 0 | 0 | 0 | 0 | 0 | 0 | 1 | 0 | 1
1986-10-12 | 10 | 12 | 17:00 | 12.2 | 17 | 2 | 54 |  | 1 | 0.26479 | 4.7252 | 4.99 | 95% | 0.71558 | 48.9455 | 6.4486 | 3.5553 | 3.4688 | 0.086501 | 2.433% | 12.4817 | 0.8 | 0.8 | 0.8 | 54.72 | 7.2094 | 3.9748 | 3.7425 | 0.23233 | 5.845% | 858.75 | 48.9455 | 0 | 809.8045 | 858.75 | 54.72 | 0 | 804.03 | Winter | 0 | 0 | 0 | 0 | 0 | 0 | 0 | 1 | 0 | 1
1986-10-12 | 10 | 12 | 18:00 | 12.2 | 18 | 2 | 54 |  | 1 | 0.26479 | 6.0377 | 6.3025 | 95% | 0.9038 | 61.82 | 8.1448 | 4.4905 | 4.3813 | 0.10925 | 2.433% | 12.7156 | 0.8 | 0.8 | 0.8 | 54.72 | 7.2094 | 3.9748 | 3.9748 | 0 | 0% | 874.75 | 61.82 | 0 | 812.93 | 874.75 | 54.72 | 0 | 820.03 | Winter | 0 | 0 | 0 | 0 | 0 | 0 | 0 | 1 | 0 | 1
1986-10-12 | 10 | 12 | 19:00 | 12.2 | 19 | 2 | 54 |  | 1 | 0.26479 | 6.5627 | 6.8275 | 95% | 0.97909 | 66.9698 | 8.8233 | 4.8646 | 4.7463 | 0.11836 | 2.433% | 11.7836 | 0.8 | 0.8 | 0.8 | 54.72 | 7.2094 | 3.9748 | 3.9748 | 0 | 0% | 811 | 66.9698 | 0 | 744.0302 | 811 | 54.72 | 0 | 756.28 | Winter | 0 | 0 | 0 | 0 | 0 | 0 | 0 | 1 | 0 | 1
1986-10-12 | 10 | 12 | 20:00 | 11.7 | 20 | 2 | 53 |  | 2 | 0.52958 | 5.7752 | 6.3048 | 95% | 0.90413 | 61.8424 | 8.1477 | 4.4922 | 4.3829 | 0.10929 | 2.433% | 12.2917 | 0.8 | 0.8 | 0.8 | 54.72 | 7.2094 | 3.9748 | 3.9748 | 0 | 0% | 845.75 | 61.8424 | 0 | 783.9076 | 845.75 | 54.72 | 0 | 791.03 | Winter | 0 | 0 | 0 | 0 | 0 | 0 | 0 | 1 | 0 | 1
1986-10-12 | 10 | 12 | 21:00 | 12.2 | 21 | 2 | 54 |  | 1 | 0.26479 | 4.7252 | 4.99 | 95% | 0.71558 | 48.9455 | 6.4486 | 3.5553 | 3.4688 | 0.086501 | 2.433% | 12.5768 | 0.8 | 0.8 | 0.8 | 54.72 | 7.2094 | 3.9748 | 3.7425 | 0.23233 | 5.845% | 865.25 | 48.9455 | 0 | 816.3045 | 865.25 | 54.72 | 0 | 810.53 | Winter | 0 | 0 | 0 | 0 | 0 | 0 | 0 | 1 | 0 | 1
1986-10-12 | 10 | 12 | 22:00 | 12.2 | 22 | 2 | 54 |  | 1 | 0.26479 | 4.2002 | 4.4649 | 95% | 0.64029 | 43.7957 | 5.7701 | 3.1813 | 3.1039 | 0.0774 | 2.433% | 12.2405 | 0.8 | 0.8 | 0.8 | 54.72 | 7.2094 | 3.9748 | 3.3487 | 0.62609 | 15.75% | 842.25 | 43.7957 | 0 | 798.4543 | 842.25 | 54.72 | 0 | 787.53 | Winter | 0 | 0 | 0 | 0 | 0 | 0 | 0 | 1 | 0 | 1
1986-10-12 | 10 | 12 | 23:00 | 11.7 | 23 | 2 | 53 |  | 2 | 0.52958 | 5.2502 | 5.7798 | 95% | 0.82884 | 56.6926 | 7.4692 | 4.1181 | 4.0179 | 0.10019 | 2.433% | 11.133 | 0.8 | 0.8 | 0.8 | 54.72 | 7.2094 | 3.9748 | 3.9748 | 0 | 0% | 766.5 | 56.6926 | 0 | 709.8074 | 766.5 | 54.72 | 0 | 711.78 | Winter | 0 | 0 | 0 | 0 | 0 | 0 | 0 | 1 | 0 | 1
1986-10-12 | 10 | 12 | 24:00 | 11.1 | 0 | 2 | 52 |  | 3 | 0.79436 | 4.2002 | 4.9945 | 95% | 0.71623 | 48.9902 | 6.4545 | 3.5586 | 3.472 | 0.08658 | 2.433% | 11.4145 | 0 | 0 | 0 | 0 | 0 | 0 | 0 | 0 | 0% | 785.75 | 48.9902 | 0 | 736.7598 | 785.75 | 0 | 0 | 785.75 | Winter | 0 | 0 | 0 | 0 | 0 | 0 | 0 | 1 | 0 | 1
1986-10-13 | 10 | 13 | 1:00 | 11.7 | 1 | 3 | 53 |  | 2 | 0.52958 | 3.9376 | 4.4672 | 95% | 0.64061 | 43.8181 | 5.773 | 3.1829 | 3.1055 | 0.07744 | 2.433% | 8.7098 | 0 | 0 | 0 | 0 | 0 | 0 | 0 | 0 | 0% | 600.75 | 43.8181 | 0 | 556.9319 | 600.75 | 0 | 0 | 600.75 | Winter | 0 | 0 | 0 | 0 | 0 | 0 | 0 | 1 | 0 | 1
1986-10-13 | 10 | 13 | 2:00 | 12.2 | 2 | 3 | 54 |  | 1 | 0.26479 | 3.1501 | 3.4149 | 95% | 0 | 0 | 0 | 0 | 0 | 0 | 2.433% | 8.3991 | 0 | 0 | 0 | 0 | 0 | 0 | 0 | 0 | 0% | 579.5 | 0 | 0 | 579.5 | 579.5 | 0 | 0 | 579.5 | Winter | 0 | 0 | 0 | 0 | 0 | 1 | 0 | 1 | 0 | 0
1986-10-13 | 10 | 13 | 3:00 | 11.1 | 3 | 3 | 52 |  | 3 | 0.79436 | 3.4126 | 4.207 | 95% | 0.6033 | 41.2655 | 5.4367 | 2.9975 | 2.9246 | 0.072929 | 2.433% | 8.4466 | 0 | 0 | 0 | 0 | 0 | 0 | 0 | 0 | 0% | 582.75 | 41.2655 | 0 | 541.4845 | 582.75 | 0 | 0 | 582.75 | Winter | 0 | 0 | 0 | 0 | 0 | 0 | 0 | 1 | 0 | 1
1986-10-13 | 10 | 13 | 4:00 | 12.2 | 4 | 3 | 54 |  | 1 | 0.26479 | 3.1501 | 3.4149 | 95% | 0 | 0 | 0 | 0 | 0 | 0 | 2.433% | 8.7427 | 0 | 0 | 0 | 0 | 0 | 0 | 0 | 0 | 0% | 603 | 0 | 0 | 603 | 603 | 0 | 0 | 603 | Winter | 0 | 0 | 0 | 0 | 0 | 1 | 0 | 1 | 0 | 0
1986-10-13 | 10 | 13 | 5:00 | 11.7 | 5 | 3 | 53 |  | 2 | 0.52958 | 3.1501 | 3.6797 | 95% | 0.52768 | 36.0933 | 4.7553 | 2.6218 | 2.558 | 0.063788 | 2.433% | 8.5563 | 0 | 0 | 0 | 0 | 0 | 0 | 0 | 0 | 0% | 590.25 | 36.0933 | 0 | 554.1567 | 590.25 | 0 | 0 | 590.25 | Winter | 0 | 0 | 0 | 0 | 0 | 0 | 0 | 1 | 0 | 1
1986-10-13 | 10 | 13 | 6:00 | 11.7 | 6 | 3 | 53 |  | 2 | 0.52958 | 3.9376 | 4.4672 | 95% | 0.64061 | 43.8181 | 5.773 | 3.1829 | 3.1055 | 0.07744 | 2.433% | 8.7208 | 0.8 | 0.8 | 0.8 | 54.72 | 7.2094 | 3.9748 | 3.3504 | 0.62438 | 15.71% | 601.5 | 43.8181 | 0 | 557.6819 | 601.5 | 54.72 | 0 | 546.78 | Winter | 0 | 0 | 0 | 0 | 0 | 0 | 0 | 1 | 0 | 1
1986-10-13 | 10 | 13 | 7:00 | 13.3 | 7 | 3 | 56 |  | 0 | 0 | 4.7252 | 4.7252 | 95% | 0.67761 | 46.3483 | 6.1064 | 3.3667 | 3.2848 | 0.081911 | 2.433% | 9.7515 | 0.8 | 0.8 | 0.8 | 54.72 | 7.2094 | 3.9748 | 3.5439 | 0.43092 | 10.84% | 672 | 46.3483 | 0 | 625.6517 | 672 | 54.72 | 0 | 617.28 | Winter | 0 | 0 | 0 | 0 | 0 | 0 | 0 | 1 | 0 | 1
1986-10-13 | 10 | 13 | 8:00 | 13.9 | 8 | 3 | 57 |  | 0 | 0 | 7.6128 | 7.6128 | 95% | 1 | 68.4 | 9.0117 | 4.9685 | 4.8476 | 0.12088 | 2.433% | 9.6528 | 0.8 | 0.8 | 0.8 | 54.72 | 7.2094 | 3.9748 | 3.9748 | 0 | 0% | 665.25 | 68.4 | 0 | 596.85 | 665.25 | 54.72 | 0 | 610.53 | Winter | 0 | 0 | 0 | 0 | 0 | 0 | 0 | 0 | 1 | 1
1986-10-13 | 10 | 13 | 9:00 | 15 | 9 | 3 | 59 |  | 0 | 0 | 6.5627 | 6.5627 | 95% | 0.94112 | 64.3726 | 8.4811 | 4.676 | 4.5622 | 0.11377 | 2.433% | 9.386 | 0.8 | 0.8 | 0.8 | 54.72 | 7.2094 | 3.9748 | 3.9748 | 0 | 0% | 647 | 64.3726 | 0 | 582.6274 | 647 | 54.72 | 0 | 592.28 | Winter | 0 | 0 | 0 | 0 | 0 | 0 | 0 | 1 | 0 | 1
1986-10-13 | 10 | 13 | 10:00 | 15.6 | 10 | 3 | 60 |  | 0 | 0 | 6.0377 | 6.0377 | 95% | 0.86583 | 59.2228 | 7.8026 | 4.3019 | 4.1972 | 0.10466 | 2.433% | 12.3209 | 0.8 | 0.8 | 0.8 | 54.72 | 7.2094 | 3.9748 | 3.9748 | 0 | 0% | 847.75 | 59.2228 | 0 | 788.5272 | 847.75 | 54.72 | 0 | 793.03 | Winter | 0 | 0 | 0 | 0 | 0 | 0 | 0 | 1 | 0 | 1
1986-10-13 | 10 | 13 | 11:00 | 17.2 | 11 | 3 | 63 |  | 0 | 0 | 5.2502 | 5.2502 | 95% | 0.7529 | 51.4981 | 6.7849 | 3.7408 | 3.6497 | 0.091013 | 2.433% | 14.0351 | 0.8 | 0.8 | 0.8 | 54.72 | 7.2094 | 3.9748 | 3.9376 | 0.037156 | 0.9348% | 965 | 51.4981 | 0 | 913.5019 | 965 | 54.72 | 0 | 910.28 | Winter | 0 | 0 | 0 | 0 | 0 | 0 | 0 | 1 | 0 | 1
1986-10-13 | 10 | 13 | 12:00 | 17.8 | 12 | 3 | 64 |  | 0 | 0 | 5.2502 | 5.2502 | 95% | 0.7529 | 51.4981 | 6.7849 | 3.7408 | 3.6497 | 0.091013 | 2.433% | 13.3114 | 0.8 | 0.8 | 0.8 | 54.72 | 7.2094 | 3.9748 | 3.9376 | 0.037156 | 0.9348% | 915.5 | 51.4981 | 0 | 864.0019 | 915.5 | 54.72 | 0 | 860.78 | Winter | 0 | 0 | 0 | 0 | 0 | 0 | 0 | 1 | 0 | 1
1986-10-13 | 10 | 13 | 13:00 | 18.9 | 13 | 3 | 66 |  | 0 | 0 | 4.7252 | 4.7252 | 95% | 0.67761 | 46.3483 | 6.1064 | 3.3667 | 3.2848 | 0.081911 | 2.433% | 14.4079 | 0.8 | 0.8 | 0.8 | 54.72 | 7.2094 | 3.9748 | 3.5439 | 0.43092 | 10.84% | 990.5 | 46.3483 | 0 | 944.1517 | 990.5 | 54.72 | 0 | 935.78 | Winter | 0 | 0 | 0 | 0 | 0 | 0 | 0 | 1 | 0 | 1
1986-10-13 | 10 | 13 | 14:00 | 18.3 | 14 | 3 | 65 |  | 0 | 0 | 3.9376 | 3.9376 | 95% | 0.56467 | 38.6235 | 5.0887 | 2.8056 | 2.7373 | 0.068259 | 2.433% | 14.1996 | 0.8 | 0.8 | 0.8 | 54.72 | 7.2094 | 3.9748 | 2.9532 | 1.0216 | 25.7% | 976.25 | 38.6235 | 0 | 937.6265 | 976.25 | 54.72 | 0 | 921.53 | Winter | 0 | 0 | 0 | 0 | 0 | 0 | 0 | 1 | 0 | 1
1986-10-13 | 10 | 13 | 15:00 | 18.3 | 15 | 3 | 65 |  | 0 | 0 | 3.6751 | 3.6751 | 95% | 0.52703 | 36.0486 | 4.7494 | 2.6185 | 2.5548 | 0.063709 | 2.433% | 14.4079 | 0.8 | 0.8 | 0.8 | 54.72 | 7.2094 | 3.9748 | 2.7564 | 1.2184 | 30.65% | 990.5 | 36.0486 | 0 | 954.4514 | 990.5 | 54.72 | 0 | 935.78 | Winter | 0 | 0 | 0 | 0 | 0 | 0 | 0 | 1 | 0 | 1
1986-10-13 | 10 | 13 | 16:00 | 18.3 | 16 | 3 | 65 |  | 0 | 0 | 3.6751 | 3.6751 | 95% | 0.52703 | 36.0486 | 4.7494 | 2.6185 | 2.5548 | 0.063709 | 2.433% | 14.9488 | 0.8 | 0.8 | 0.8 | 54.72 | 7.2094 | 3.9748 | 2.7564 | 1.2184 | 30.65% | 1027.5 | 36.0486 | 0 | 991.4514 | 1027.5 | 54.72 | 0 | 972.78 | Winter | 0 | 0 | 0 | 0 | 0 | 0 | 0 | 1 | 0 | 1
1986-10-13 | 10 | 13 | 17:00 | 17.8 | 17 | 3 | 64 |  | 0 | 0 | 4.7252 | 4.7252 | 95% | 0.67761 | 46.3483 | 6.1064 | 3.3667 | 3.2848 | 0.081911 | 2.433% | 14.3567 | 0.8 | 0.8 | 0.8 | 54.72 | 7.2094 | 3.9748 | 3.5439 | 0.43092 | 10.84% | 987 | 46.3483 | 0 | 940.6517 | 987 | 54.72 | 0 | 932.28 | Winter | 0 | 0 | 0 | 0 | 0 | 0 | 0 | 1 | 0 | 1
1986-10-13 | 10 | 13 | 18:00 | 17.2 | 18 | 3 | 63 |  | 0 | 0 | 6.0377 | 6.0377 | 95% | 0.86583 | 59.2228 | 7.8026 | 4.3019 | 4.1972 | 0.10466 | 2.433% | 13.9949 | 0.8 | 0.8 | 0.8 | 54.72 | 7.2094 | 3.9748 | 3.9748 | 0 | 0% | 962.25 | 59.2228 | 0 | 903.0272 | 962.25 | 54.72 | 0 | 907.53 | Winter | 0 | 0 | 0 | 0 | 0 | 0 | 0 | 1 | 0 | 1
1986-10-13 | 10 | 13 | 19:00 | 16.7 | 19 | 3 | 62 |  | 0 | 0 | 6.5627 | 6.5627 | 95% | 0.94112 | 64.3726 | 8.4811 | 4.676 | 4.5622 | 0.11377 | 2.433% | 13.7317 | 0.8 | 0.8 | 0.8 | 54.72 | 7.2094 | 3.9748 | 3.9748 | 0 | 0% | 944.25 | 64.3726 | 0 | 879.8774 | 944.25 | 54.72 | 0 | 889.53 | Winter | 0 | 0 | 0 | 0 | 0 | 0 | 0 | 1 | 0 | 1
1986-10-13 | 10 | 13 | 20:00 | 16.7 | 20 | 3 | 62 |  | 0 | 0 | 5.7752 | 5.7752 | 95% | 0.82819 | 56.6479 | 7.4634 | 4.1148 | 4.0147 | 0.10011 | 2.433% | 13.4028 | 0.8 | 0.8 | 0.8 | 54.72 | 7.2094 | 3.9748 | 3.9748 | 0 | 0% | 921.75 | 56.6479 | 0 | 865.1021 | 921.75 | 54.72 | 0 | 867.03 | Winter | 0 | 0 | 0 | 0 | 0 | 0 | 0 | 1 | 0 | 1
1986-10-13 | 10 | 13 | 21:00 | 16.7 | 21 | 3 | 62 |  | 0 | 0 | 4.7252 | 4.7252 | 95% | 0.67761 | 46.3483 | 6.1064 | 3.3667 | 3.2848 | 0.081911 | 2.433% | 13.2237 | 0.8 | 0.8 | 0.8 | 54.72 | 7.2094 | 3.9748 | 3.5439 | 0.43092 | 10.84% | 909.5 | 46.3483 | 0 | 863.1517 | 909.5 | 54.72 | 0 | 854.78 | Winter | 0 | 0 | 0 | 0 | 0 | 0 | 0 | 1 | 0 | 1
1986-10-13 | 10 | 13 | 22:00 | 16.7 | 22 | 3 | 62 |  | 0 | 0 | 4.2002 | 4.2002 | 95% | 0.60232 | 41.1985 | 5.4279 | 2.9926 | 2.9198 | 0.07281 | 2.433% | 13.1542 | 0.8 | 0.8 | 0.8 | 54.72 | 7.2094 | 3.9748 | 3.1501 | 0.82468 | 20.75% | 904.75 | 41.1985 | 0 | 863.5515 | 904.75 | 54.72 | 0 | 850.03 | Winter | 0 | 0 | 0 | 0 | 0 | 0 | 0 | 1 | 0 | 1
1986-10-13 | 10 | 13 | 23:00 | 16.7 | 23 | 3 | 62 |  | 0 | 0 | 5.2502 | 5.2502 | 95% | 0.7529 | 51.4981 | 6.7849 | 3.7408 | 3.6497 | 0.091013 | 2.433% | 12.7668 | 0.8 | 0.8 | 0.8 | 54.72 | 7.2094 | 3.9748 | 3.9376 | 0.037156 | 0.9348% | 878.25 | 51.4981 | 0 | 826.7519 | 878.25 | 54.72 | 0 | 823.53 | Winter | 0 | 0 | 0 | 0 | 0 | 0 | 0 | 1 | 0 | 1
1986-10-13 | 10 | 13 | 24:00 | 16.7 | 0 | 3 | 62 |  | 0 | 0 | 4.2002 | 4.2002 | 95% | 0.60232 | 41.1985 | 5.4279 | 2.9926 | 2.9198 | 0.07281 | 2.433% | 10.7018 | 0 | 0 | 0 | 0 | 0 | 0 | 0 | 0 | 0% | 737 | 41.1985 | 0 | 695.8015 | 737 | 0 | 0 | 737 | Winter | 0 | 0 | 0 | 0 | 0 | 0 | 0 | 1 | 0 | 1
1986-10-14 | 10 | 14 | 1:00 | 16.7 | 1 | 1 | 62 |  | 0 | 0 | 3.9376 | 3.9376 | 95% | 0.56467 | 38.6235 | 5.0887 | 2.8056 | 2.7373 | 0.068259 | 2.433% | 11.7727 | 0 | 0 | 0 | 0 | 0 | 0 | 0 | 0 | 0% | 810.25 | 38.6235 | 0 | 771.6265 | 810.25 | 0 | 0 | 810.25 | Winter | 0 | FALSE | 0 | 0 | 0 | 0 | 0 | 1 | 0 | 1
1986-10-14 | 10 | 14 | 2:00 | 16.1 | 2 | 1 | 61 |  | 0 | 0 | 3.1501 | 3.1501 | 95% | 0 | 0 | 0 | 0 | 0 | 0 | 2.433% | 10.3801 | 0 | 0 | 0 | 0 | 0 | 0 | 0 | 0 | 0% | 715 | 0 | 0 | 715 | 715 | 0 | 0 | 715 | Winter | 0 | FALSE | 0 | 0 | 0 | 1 | 0 | 1 | 0 | 0
1986-10-14 | 10 | 14 | 3:00 | 15 | 3 | 1 | 59 |  | 0 | 0 | 3.4126 | 3.4126 | 95% | 0 | 0 | 0 | 0 | 0 | 0 | 2.433% | 10.53 | 0 | 0 | 0 | 0 | 0 | 0 | 0 | 0 | 0% | 725.25 | 0 | 0 | 725.25 | 725.25 | 0 | 0 | 725.25 | Winter | 0 | FALSE | 0 | 0 | 0 | 1 | 0 | 1 | 0 | 0
1986-10-14 | 10 | 14 | 4:00 | 15.6 | 4 | 1 | 60 |  | 0 | 0 | 3.1501 | 3.1501 | 95% | 0 | 0 | 0 | 0 | 0 | 0 | 2.433% | 11.1952 | 0 | 0 | 0 | 0 | 0 | 0 | 0 | 0 | 0% | 770.75 | 0 | 0 | 770.75 | 770.75 | 0 | 0 | 770.75 | Winter | 0 | FALSE | 0 | 0 | 0 | 1 | 0 | 1 | 0 | 0
1986-10-14 | 10 | 14 | 5:00 | 15.6 | 5 | 1 | 60 |  | 0 | 0 | 3.1501 | 3.1501 | 95% | 0 | 0 | 0 | 0 | 0 | 0 | 2.433% | 10.636 | 0 | 0 | 0 | 0 | 0 | 0 | 0 | 0 | 0% | 732.5 | 0 | 0 | 732.5 | 732.5 | 0 | 0 | 732.5 | Winter | 0 | FALSE | 0 | 0 | 0 | 1 | 0 | 1 | 0 | 0
1986-10-14 | 10 | 14 | 6:00 | 15 | 6 | 1 | 59 |  | 0 | 0 | 3.9376 | 3.9376 | 95% | 0.56467 | 38.6235 | 5.0887 | 2.8056 | 2.7373 | 0.068259 | 2.433% | 11.875 | 0.8 | 0.8 | 0.8 | 54.72 | 7.2094 | 3.9748 | 2.9532 | 1.0216 | 25.7% | 817.25 | 38.6235 | 0 | 778.6265 | 817.25 | 54.72 | 0 | 762.53 | Winter | 0 | FALSE | 0 | 0 | 0 | 0 | 0 | 1 | 0 | 1
1986-10-14 | 10 | 14 | 7:00 | 15 | 7 | 1 | 59 |  | 0 | 0 | 4.7252 | 4.7252 | 95% | 0.67761 | 46.3483 | 6.1064 | 3.3667 | 3.2848 | 0.081911 | 2.433% | 15.4751 | 0.8 | 0.8 | 0.8 | 54.72 | 7.2094 | 3.9748 | 3.5439 | 0.43092 | 10.84% | 1063.5 | 46.3483 | 0 | 1017.1517 | 1063.5 | 54.72 | 0 | 1008.78 | Winter | 0 | FALSE | 0 | 0 | 0 | 0 | 0 | 1 | 0 | 1
1986-10-14 | 10 | 14 | 8:00 | 15.6 | 8 | 1 | 60 |  | 0 | 0 | 7.6128 | 7.6128 | 95% | 1 | 68.4 | 9.0117 | 4.9685 | 4.8476 | 0.12088 | 2.433% | 17.0724 | 0.8 | 0.8 | 0.8 | 54.72 | 7.2094 | 3.9748 | 3.9748 | 0 | 0% | 1172.75 | 68.4 | 0 | 1104.35 | 1172.75 | 54.72 | 0 | 1118.03 | Winter | 0 | FALSE | 0 | 0 | 0 | 0 | 0 | 0 | 1 | 1
1986-10-14 | 10 | 14 | 9:00 | 14.4 | 9 | 1 | 58 |  | 0 | 0 | 6.5627 | 6.5627 | 95% | 0.94112 | 64.3726 | 8.4811 | 4.676 | 4.5622 | 0.11377 | 2.433% | 16.6594 | 0.8 | 0.8 | 0.8 | 54.72 | 7.2094 | 3.9748 | 3.9748 | 0 | 0% | 1144.5 | 64.3726 | 0 | 1080.1274 | 1144.5 | 54.72 | 0 | 1089.78 | Winter | 0 | FALSE | 0 | 0 | 0 | 0 | 0 | 1 | 0 | 1
1986-10-14 | 10 | 14 | 10:00 | 16.1 | 10 | 1 | 61 |  | 0 | 0 | 6.0377 | 6.0377 | 95% | 0.86583 | 59.2228 | 7.8026 | 4.3019 | 4.1972 | 0.10466 | 2.433% | 17.4269 | 0.8 | 0.8 | 0.8 | 54.72 | 7.2094 | 3.9748 | 3.9748 | 0 | 0% | 1197 | 59.2228 | 0 | 1137.7772 | 1197 | 54.72 | 0 | 1142.28 | Winter | 0 | FALSE | 0 | 0 | 0 | 0 | 0 | 1 | 0 | 1
1986-10-14 | 10 | 14 | 11:00 | 16.7 | 11 | 1 | 62 |  | 0 | 0 | 5.2502 | 5.2502 | 95% | 0.7529 | 51.4981 | 6.7849 | 3.7408 | 3.6497 | 0.091013 | 2.433% | 18.2127 | 0.8 | 0.8 | 0.8 | 54.72 | 7.2094 | 3.9748 | 3.9376 | 0.037156 | 0.9348% | 1250.75 | 51.4981 | 0 | 1199.2519 | 1250.75 | 54.72 | 0 | 1196.03 | Winter | 0 | FALSE | 0 | 0 | 0 | 0 | 0 | 1 | 0 | 1
1986-10-14 | 10 | 14 | 12:00 | 19.4 | 12 | 1 | 67 |  | 0 | 0 | 5.2502 | 5.2502 | 95% | 0.7529 | 51.4981 | 6.7849 | 3.7408 | 3.6497 | 0.091013 | 2.433% | 18.4466 | 0.8 | 0.8 | 0.8 | 54.72 | 7.2094 | 3.9748 | 3.9376 | 0.037156 | 0.9348% | 1266.75 | 51.4981 | 0 | 1215.2519 | 1266.75 | 54.72 | 0 | 1212.03 | Winter | 0 | FALSE | 0 | 0 | 0 | 0 | 0 | 1 | 0 | 1
1986-10-14 | 10 | 14 | 13:00 | 21.1 | 13 | 1 | 70 |  | 0 | 0 | 4.7252 | 4.7252 | 95% | 0.67761 | 46.3483 | 6.1064 | 3.3667 | 3.2848 | 0.081911 | 2.433% | 18.4795 | 0.8 | 0.8 | 0.8 | 54.72 | 7.2094 | 3.9748 | 3.5439 | 0.43092 | 10.84% | 1269 | 46.3483 | 0 | 1222.6517 | 1269 | 54.72 | 0 | 1214.28 | Winter | 0 | FALSE | 0 | 0 | 0 | 0 | 0 | 1 | 0 | 1
1986-10-14 | 10 | 14 | 14:00 | 21.1 | 14 | 1 | 70 |  | 0 | 0 | 3.9376 | 3.9376 | 95% | 0.56467 | 38.6235 | 5.0887 | 2.8056 | 2.7373 | 0.068259 | 2.433% | 18.6404 | 0.8 | 0.8 | 0.8 | 54.72 | 7.2094 | 3.9748 | 2.9532 | 1.0216 | 25.7% | 1280 | 38.6235 | 0 | 1241.3765 | 1280 | 54.72 | 0 | 1225.28 | Winter | 0 | FALSE | 0 | 0 | 0 | 0 | 0 | 1 | 0 | 1
1986-10-14 | 10 | 14 | 15:00 | 21.7 | 15 | 1 | 71 |  | 0 | 0 | 3.6751 | 3.6751 | 95% | 0.52703 | 36.0486 | 4.7494 | 2.6185 | 2.5548 | 0.063709 | 2.433% | 18.9547 | 0.8 | 0.8 | 0.8 | 54.72 | 7.2094 | 3.9748 | 2.7564 | 1.2184 | 30.65% | 1301.5 | 36.0486 | 0 | 1265.4514 | 1301.5 | 54.72 | 0 | 1246.78 | Winter | 0 | FALSE | 0 | 0 | 0 | 0 | 0 | 1 | 0 | 1
1986-10-14 | 10 | 14 | 16:00 | 21.7 | 16 | 1 | 71 |  | 0 | 0 | 3.6751 | 3.6751 | 95% | 0.52703 | 36.0486 | 4.7494 | 2.6185 | 2.5548 | 0.063709 | 2.433% | 18.7208 | 0.8 | 0.8 | 0.8 | 54.72 | 7.2094 | 3.9748 | 2.7564 | 1.2184 | 30.65% | 1285.5 | 36.0486 | 0 | 1249.4514 | 1285.5 | 54.72 | 0 | 1230.78 | Winter | 0 | FALSE | 0 | 0 | 0 | 0 | 0 | 1 | 0 | 1
1986-10-14 | 10 | 14 | 17:00 | 21.1 | 17 | 1 | 70 |  | 0 | 0 | 4.7252 | 4.7252 | 95% | 0.67761 | 46.3483 | 6.1064 | 3.3667 | 3.2848 | 0.081911 | 2.433% | 17.8765 | 0.8 | 0.8 | 0.8 | 54.72 | 7.2094 | 3.9748 | 3.5439 | 0.43092 | 10.84% | 1227.75 | 46.3483 | 0 | 1181.4017 | 1227.75 | 54.72 | 0 | 1173.03 | Winter | 1 | FALSE | 1 | 46.3483 | 54.72 | 0 | 0 | 1 | 0 | 1
1986-10-14 | 10 | 14 | 18:00 | 20.6 | 18 | 1 | 69 |  | 0 | 0 | 6.0377 | 6.0377 | 95% | 0.86583 | 59.2228 | 7.8026 | 4.3019 | 4.1972 | 0.10466 | 2.433% | 17.2917 | 0.8 | 0.8 | 0.8 | 54.72 | 7.2094 | 3.9748 | 3.9748 | 0 | 0% | 1187.75 | 59.2228 | 0 | 1128.5272 | 1187.75 | 54.72 | 0 | 1133.03 | Winter | 1 | FALSE | 1 | 59.2228 | 54.72 | 0 | 0 | 1 | 0 | 1
1986-10-14 | 10 | 14 | 19:00 | 20.6 | 19 | 1 | 69 |  | 0 | 0 | 6.5627 | 6.5627 | 95% | 0.94112 | 64.3726 | 8.4811 | 4.676 | 4.5622 | 0.11377 | 2.433% | 15.9613 | 0.8 | 0.8 | 0.8 | 54.72 | 7.2094 | 3.9748 | 3.9748 | 0 | 0% | 1096.75 | 64.3726 | 0 | 1032.3774 | 1096.75 | 54.72 | 0 | 1042.03 | Winter | 0 | FALSE | 0 | 0 | 0 | 0 | 0 | 1 | 0 | 1
1986-10-14 | 10 | 14 | 20:00 | 20 | 20 | 1 | 68 |  | 0 | 0 | 5.7752 | 5.7752 | 95% | 0.82819 | 56.6479 | 7.4634 | 4.1148 | 4.0147 | 0.10011 | 2.433% | 15.731 | 0.8 | 0.8 | 0.8 | 54.72 | 7.2094 | 3.9748 | 3.9748 | 0 | 0% | 1081 | 56.6479 | 0 | 1024.3521 | 1081 | 54.72 | 0 | 1026.28 | Winter | 0 | FALSE | 0 | 0 | 0 | 0 | 0 | 1 | 0 | 1
1986-10-14 | 10 | 14 | 21:00 | 18.9 | 21 | 1 | 66 |  | 0 | 0 | 4.7252 | 4.7252 | 95% | 0.67761 | 46.3483 | 6.1064 | 3.3667 | 3.2848 | 0.081911 | 2.433% | 15.0183 | 0.8 | 0.8 | 0.8 | 54.72 | 7.2094 | 3.9748 | 3.5439 | 0.43092 | 10.84% | 1032.25 | 46.3483 | 0 | 985.9017 | 1032.25 | 54.72 | 0 | 977.53 | Winter | 0 | FALSE | 0 | 0 | 0 | 0 | 0 | 1 | 0 | 1
1986-10-14 | 10 | 14 | 22:00 | 18.3 | 22 | 1 | 65 |  | 0 | 0 | 4.2002 | 4.2002 | 95% | 0.60232 | 41.1985 | 5.4279 | 2.9926 | 2.9198 | 0.07281 | 2.433% | 14.3458 | 0.8 | 0.8 | 0.8 | 54.72 | 7.2094 | 3.9748 | 3.1501 | 0.82468 | 20.75% | 986.25 | 41.1985 | 0 | 945.0515 | 986.25 | 54.72 | 0 | 931.53 | Winter | 0 | FALSE | 0 | 0 | 0 | 0 | 0 | 1 | 0 | 1
1986-10-14 | 10 | 14 | 23:00 | 18.3 | 23 | 1 | 65 |  | 0 | 0 | 5.2502 | 5.2502 | 95% | 0.7529 | 51.4981 | 6.7849 | 3.7408 | 3.6497 | 0.091013 | 2.433% | 14.587 | 0.8 | 0.8 | 0.8 | 54.72 | 7.2094 | 3.9748 | 3.9376 | 0.037156 | 0.9348% | 1002.75 | 51.4981 | 0 | 951.2519 | 1002.75 | 54.72 | 0 | 948.03 | Winter | 0 | FALSE | 0 | 0 | 0 | 0 | 0 | 1 | 0 | 1
1986-10-14 | 10 | 14 | 24:00 | 16.7 | 0 | 1 | 62 |  | 0 | 0 | 4.2002 | 4.2002 | 95% | 0.60232 | 41.1985 | 5.4279 | 2.9926 | 2.9198 | 0.07281 | 2.433% | 14.0936 | 0 | 0 | 0 | 0 | 0 | 0 | 0 | 0 | 0% | 969 | 41.1985 | 0 | 927.8015 | 969 | 0 | 0 | 969 | Winter | 0 | FALSE | 0 | 0 | 0 | 0 | 0 | 1 | 0 | 1
1986-10-15 | 10 | 15 | 1:00 | 14.4 | 1 | 1 | 58 |  | 0 | 0 | 3.9376 | 3.9376 | 95% | 0.56467 | 38.6235 | 5.0887 | 2.8056 | 2.7373 | 0.068259 | 2.433% | 13.7208 | 0 | 0 | 0 | 0 | 0 | 0 | 0 | 0 | 0% | 943.5 | 38.6235 | 0 | 904.8765 | 943.5 | 0 | 0 | 943.5 | Winter | 0 | FALSE | 0 | 0 | 0 | 0 | 0 | 1 | 0 | 1
1986-10-15 | 10 | 15 | 2:00 | 13.3 | 2 | 1 | 56 |  | 0 | 0 | 3.1501 | 3.1501 | 95% | 0 | 0 | 0 | 0 | 0 | 0 | 2.433% | 13.845 | 0 | 0 | 0 | 0 | 0 | 0 | 0 | 0 | 0% | 952 | 0 | 0 | 952 | 952 | 0 | 0 | 952 | Winter | 0 | FALSE | 0 | 0 | 0 | 1 | 0 | 1 | 0 | 0
1986-10-15 | 10 | 15 | 3:00 | 12.2 | 3 | 1 | 54 |  | 1 | 0.26479 | 3.4126 | 3.6774 | 95% | 0.52735 | 36.071 | 4.7524 | 2.6202 | 2.5564 | 0.063748 | 2.433% | 13.5965 | 0 | 0 | 0 | 0 | 0 | 0 | 0 | 0 | 0% | 935 | 36.071 | 0 | 898.929 | 935 | 0 | 0 | 935 | Winter | 0 | FALSE | 0 | 0 | 0 | 0 | 0 | 1 | 0 | 1
1986-10-15 | 10 | 15 | 4:00 | 11.7 | 4 | 1 | 53 |  | 2 | 0.52958 | 3.1501 | 3.6797 | 95% | 0.52768 | 36.0933 | 4.7553 | 2.6218 | 2.558 | 0.063788 | 2.433% | 13.7829 | 0 | 0 | 0 | 0 | 0 | 0 | 0 | 0 | 0% | 947.75 | 36.0933 | 0 | 911.6567 | 947.75 | 0 | 0 | 947.75 | Winter | 0 | FALSE | 0 | 0 | 0 | 0 | 0 | 1 | 0 | 1
1986-10-15 | 10 | 15 | 5:00 | 11.1 | 5 | 1 | 52 |  | 3 | 0.79436 | 3.1501 | 3.9445 | 95% | 0.56565 | 38.6906 | 5.0975 | 2.8104 | 2.7421 | 0.068378 | 2.433% | 13.9072 | 0 | 0 | 0 | 0 | 0 | 0 | 0 | 0 | 0% | 956.25 | 38.6906 | 0 | 917.5594 | 956.25 | 0 | 0 | 956.25 | Winter | 0 | FALSE | 0 | 0 | 0 | 0 | 0 | 1 | 0 | 1
1986-10-15 | 10 | 15 | 6:00 | 10.6 | 6 | 1 | 51 |  | 4 | 1.0592 | 3.9376 | 4.9968 | 95% | 0.71656 | 49.0126 | 6.4574 | 3.5602 | 3.4736 | 0.08662 | 2.433% | 14.0241 | 0.8 | 0.8 | 0.8 | 54.72 | 7.2094 | 3.9748 | 3.7476 | 0.2272 | 5.716% | 964.25 | 49.0126 | 0 | 915.2374 | 964.25 | 54.72 | 0 | 909.53 | Winter | 0 | FALSE | 0 | 0 | 0 | 0 | 0 | 1 | 0 | 1
1986-10-15 | 10 | 15 | 7:00 | 10.6 | 7 | 1 | 51 |  | 4 | 1.0592 | 4.7252 | 5.7843 | 95% | 0.82949 | 56.7373 | 7.4751 | 4.1213 | 4.0211 | 0.10027 | 2.433% | 16.2171 | 0.8 | 0.8 | 0.8 | 54.72 | 7.2094 | 3.9748 | 3.9748 | 0 | 0% | 1114.25 | 56.7373 | 0 | 1057.5127 | 1114.25 | 54.72 | 0 | 1059.53 | Winter | 0 | FALSE | 0 | 0 | 0 | 0 | 0 | 1 | 0 | 1
1986-10-15 | 10 | 15 | 8:00 | 10.6 | 8 | 1 | 51 |  | 4 | 1.0592 | 7.6128 | 8.6719 | 95% | 1 | 68.4 | 9.0117 | 4.9685 | 4.8476 | 0.12088 | 2.433% | 16.7325 | 0.8 | 0.8 | 0.8 | 54.72 | 7.2094 | 3.9748 | 3.9748 | 0 | 0% | 1149.5 | 68.4 | 0 | 1081.1 | 1149.5 | 54.72 | 0 | 1094.78 | Winter | 0 | FALSE | 0 | 0 | 0 | 0 | 0 | 0 | 1 | 1
1986-10-15 | 10 | 15 | 9:00 | 11.7 | 9 | 1 | 53 |  | 2 | 0.52958 | 6.5627 | 7.0923 | 95% | 1 | 68.4 | 9.0117 | 4.9685 | 4.8476 | 0.12088 | 2.433% | 17.5365 | 0.8 | 0.8 | 0.8 | 54.72 | 7.2094 | 3.9748 | 3.9748 | 0 | 0% | 1204.5 | 68.4 | 0 | 1136.1 | 1204.5 | 54.72 | 0 | 1149.78 | Winter | 0 | FALSE | 0 | 0 | 0 | 0 | 0 | 0 | 1 | 1
1986-10-15 | 10 | 15 | 10:00 | 12.8 | 10 | 1 | 55 |  | 0 | 0 | 6.0377 | 6.0377 | 95% | 0.86583 | 59.2228 | 7.8026 | 4.3019 | 4.1972 | 0.10466 | 2.433% | 18.3443 | 0.8 | 0.8 | 0.8 | 54.72 | 7.2094 | 3.9748 | 3.9748 | 0 | 0% | 1259.75 | 59.2228 | 0 | 1200.5272 | 1259.75 | 54.72 | 0 | 1205.03 | Winter | 0 | FALSE | 0 | 0 | 0 | 0 | 0 | 1 | 0 | 1
1986-10-15 | 10 | 15 | 11:00 | 14.4 | 11 | 1 | 58 |  | 0 | 0 | 5.2502 | 5.2502 | 95% | 0.7529 | 51.4981 | 6.7849 | 3.7408 | 3.6497 | 0.091013 | 2.433% | 20.1499 | 0.8 | 0.8 | 0.8 | 54.72 | 7.2094 | 3.9748 | 3.9376 | 0.037156 | 0.9348% | 1383.25 | 51.4981 | 0 | 1331.7519 | 1383.25 | 54.72 | 0 | 1328.53 | Winter | 0 | FALSE | 0 | 0 | 0 | 0 | 0 | 1 | 0 | 1
1986-10-15 | 10 | 15 | 12:00 | 14.4 | 12 | 1 | 58 |  | 0 | 0 | 5.2502 | 5.2502 | 95% | 0.7529 | 51.4981 | 6.7849 | 3.7408 | 3.6497 | 0.091013 | 2.433% | 21.7873 | 0.8 | 0.8 | 0.8 | 54.72 | 7.2094 | 3.9748 | 3.9376 | 0.037156 | 0.9348% | 1495.25 | 51.4981 | 0 | 1443.7519 | 1495.25 | 54.72 | 0 | 1440.53 | Winter | 0 | FALSE | 0 | 0 | 0 | 0 | 0 | 1 | 0 | 1
1986-10-15 | 10 | 15 | 13:00 | 12.2 | 13 | 1 | 54 |  | 1 | 0.26479 | 4.7252 | 4.99 | 95% | 0.71558 | 48.9455 | 6.4486 | 3.5553 | 3.4688 | 0.086501 | 2.433% | 21.2939 | 0.8 | 0.8 | 0.8 | 54.72 | 7.2094 | 3.9748 | 3.7425 | 0.23233 | 5.845% | 1461.5 | 48.9455 | 0 | 1412.5545 | 1461.5 | 54.72 | 0 | 1406.78 | Winter | 0 | FALSE | 0 | 0 | 0 | 0 | 0 | 1 | 0 | 1
1986-10-15 | 10 | 15 | 14:00 | 15.6 | 14 | 1 | 60 |  | 0 | 0 | 3.9376 | 3.9376 | 95% | 0.56467 | 38.6235 | 5.0887 | 2.8056 | 2.7373 | 0.068259 | 2.433% | 21.6118 | 0.8 | 0.8 | 0.8 | 54.72 | 7.2094 | 3.9748 | 2.9532 | 1.0216 | 25.7% | 1483.25 | 38.6235 | 0 | 1444.6265 | 1483.25 | 54.72 | 0 | 1428.53 | Winter | 0 | FALSE | 0 | 0 | 0 | 0 | 0 | 1 | 0 | 1
1986-10-15 | 10 | 15 | 15:00 | 14.4 | 15 | 1 | 58 |  | 0 | 0 | 3.6751 | 3.6751 | 95% | 0.52703 | 36.0486 | 4.7494 | 2.6185 | 2.5548 | 0.063709 | 2.433% | 21.3816 | 0.8 | 0.8 | 0.8 | 54.72 | 7.2094 | 3.9748 | 2.7564 | 1.2184 | 30.65% | 1467.5 | 36.0486 | 0 | 1431.4514 | 1467.5 | 54.72 | 0 | 1412.78 | Winter | 0 | FALSE | 0 | 0 | 0 | 0 | 0 | 1 | 0 | 1
1986-10-15 | 10 | 15 | 16:00 | 13.9 | 16 | 1 | 57 |  | 0 | 0 | 3.6751 | 3.6751 | 95% | 0.52703 | 36.0486 | 4.7494 | 2.6185 | 2.5548 | 0.063709 | 2.433% | 21.0709 | 0.8 | 0.8 | 0.8 | 54.72 | 7.2094 | 3.9748 | 2.7564 | 1.2184 | 30.65% | 1446.25 | 36.0486 | 0 | 1410.2014 | 1446.25 | 54.72 | 0 | 1391.53 | Winter | 0 | FALSE | 0 | 0 | 0 | 0 | 0 | 1 | 0 | 1
1986-10-15 | 10 | 15 | 17:00 | 12.8 | 17 | 1 | 55 |  | 0 | 0 | 4.7252 | 4.7252 | 95% | 0.67761 | 46.3483 | 6.1064 | 3.3667 | 3.2848 | 0.081911 | 2.433% | 21.1769 | 0.8 | 0.8 | 0.8 | 54.72 | 7.2094 | 3.9748 | 3.5439 | 0.43092 | 10.84% | 1453.5 | 46.3483 | 0 | 1407.1517 | 1453.5 | 54.72 | 0 | 1398.78 | Winter | 1 | FALSE | 1 | 46.3483 | 54.72 | 0 | 0 | 1 | 0 | 1
1986-10-15 | 10 | 15 | 18:00 | 12.2 | 18 | 1 | 54 |  | 1 | 0.26479 | 6.0377 | 6.3025 | 95% | 0.9038 | 61.82 | 8.1448 | 4.4905 | 4.3813 | 0.10925 | 2.433% | 20.5775 | 0.8 | 0.8 | 0.8 | 54.72 | 7.2094 | 3.9748 | 3.9748 | 0 | 0% | 1412.5 | 61.82 | 0 | 1350.68 | 1412.5 | 54.72 | 0 | 1357.78 | Winter | 1 | FALSE | 1 | 61.82 | 54.72 | 0 | 0 | 1 | 0 | 1
1986-10-15 | 10 | 15 | 19:00 | 11.1 | 19 | 1 | 52 |  | 3 | 0.79436 | 6.5627 | 7.3571 | 95% | 1 | 68.4 | 9.0117 | 4.9685 | 4.8476 | 0.12088 | 2.433% | 19.6418 | 0.8 | 0.8 | 0.8 | 54.72 | 7.2094 | 3.9748 | 3.9748 | 0 | 0% | 1348.5 | 68.4 | 0 | 1280.1 | 1348.5 | 54.72 | 0 | 1293.78 | Winter | 0 | FALSE | 0 | 0 | 0 | 0 | 0 | 0 | 1 | 1
1986-10-15 | 10 | 15 | 20:00 | 11.1 | 20 | 1 | 52 |  | 3 | 0.79436 | 5.7752 | 6.5696 | 95% | 0.9421 | 64.4396 | 8.4899 | 4.6808 | 4.5669 | 0.11388 | 2.433% | 18.7792 | 0.8 | 0.8 | 0.8 | 54.72 | 7.2094 | 3.9748 | 3.9748 | 0 | 0% | 1289.5 | 64.4396 | 0 | 1225.0604 | 1289.5 | 54.72 | 0 | 1234.78 | Winter | 0 | FALSE | 0 | 0 | 0 | 0 | 0 | 1 | 0 | 1
1986-10-15 | 10 | 15 | 21:00 | 10.6 | 21 | 1 | 51 |  | 4 | 1.0592 | 4.7252 | 5.7843 | 95% | 0.82949 | 56.7373 | 7.4751 | 4.1213 | 4.0211 | 0.10027 | 2.433% | 15.6762 | 0.8 | 0.8 | 0.8 | 54.72 | 7.2094 | 3.9748 | 3.9748 | 0 | 0% | 1077.25 | 56.7373 | 0 | 1020.5127 | 1077.25 | 54.72 | 0 | 1022.53 | Winter | 0 | FALSE | 0 | 0 | 0 | 0 | 0 | 1 | 0 | 1
1986-10-15 | 10 | 15 | 22:00 | 10.6 | 22 | 1 | 51 |  | 4 | 1.0592 | 4.2002 | 5.2593 | 95% | 0.7542 | 51.5875 | 6.7966 | 3.7473 | 3.6561 | 0.091171 | 2.433% | 16.4547 | 0.8 | 0.8 | 0.8 | 54.72 | 7.2094 | 3.9748 | 3.9445 | 0.03032 | 0.7628% | 1130.5 | 51.5875 | 0 | 1078.9125 | 1130.5 | 54.72 | 0 | 1075.78 | Winter | 0 | FALSE | 0 | 0 | 0 | 0 | 0 | 1 | 0 | 1
1986-10-15 | 10 | 15 | 23:00 | 9.4 | 23 | 1 | 49 |  | 6 | 1.5887 | 5.2502 | 6.8389 | 95% | 0.98072 | 67.0816 | 8.838 | 4.8727 | 4.7542 | 0.11855 | 2.433% | 15.5775 | 0.8 | 0.8 | 0.8 | 54.72 | 7.2094 | 3.9748 | 3.9748 | 0 | 0% | 1070.5 | 67.0816 | 0 | 1003.4184 | 1070.5 | 54.72 | 0 | 1015.78 | Winter | 0 | FALSE | 0 | 0 | 0 | 0 | 0 | 1 | 0 | 1
1986-10-15 | 10 | 15 | 24:00 | 9.4 | 0 | 1 | 49 |  | 6 | 1.5887 | 4.2002 | 5.7889 | 95% | 0.83015 | 56.782 | 7.481 | 4.1246 | 4.0242 | 0.10035 | 2.433% | 15.0512 | 0 | 0 | 0 | 0 | 0 | 0 | 0 | 0 | 0% | 1034.5 | 56.782 | 0 | 977.718 | 1034.5 | 0 | 0 | 1034.5 | Winter | 0 | FALSE | 0 | 0 | 0 | 0 | 0 | 1 | 0 | 1
1986-10-16 | 10 | 16 | 1:00 | 9.4 | 1 | 1 | 49 |  | 6 | 1.5887 | 3.9376 | 5.5264 | 95% | 0.7925 | 54.2071 | 7.1418 | 3.9375 | 3.8417 | 0.0958 | 2.433% | 15.1425 | 0 | 0 | 0 | 0 | 0 | 0 | 0 | 0 | 0% | 1040.75 | 54.2071 | 0 | 986.5429 | 1040.75 | 0 | 0 | 1040.75 | Winter | 0 | FALSE | 0 | 0 | 0 | 0 | 0 | 1 | 0 | 1
1986-10-16 | 10 | 16 | 2:00 | 8.9 | 2 | 1 | 48 |  | 7 | 1.8535 | 3.1501 | 5.0036 | 95% | 0.71754 | 49.0796 | 6.4662 | 3.5651 | 3.4783 | 0.086738 | 2.433% | 15.0329 | 0 | 0 | 0 | 0 | 0 | 0 | 0 | 0 | 0% | 1033.25 | 49.0796 | 0 | 984.1704 | 1033.25 | 0 | 0 | 1033.25 | Winter | 0 | FALSE | 0 | 0 | 0 | 0 | 0 | 1 | 0 | 1
1986-10-16 | 10 | 16 | 3:00 | 7.8 | 3 | 1 | 46 |  | 9 | 2.3831 | 3.4126 | 5.7957 | 95% | 0.83113 | 56.849 | 7.4899 | 4.1294 | 4.029 | 0.10047 | 2.433% | 15.0365 | 0 | 0 | 0 | 0 | 0 | 0 | 0 | 0 | 0% | 1033.5 | 56.849 | 0 | 976.651 | 1033.5 | 0 | 0 | 1033.5 | Winter | 0 | FALSE | 0 | 0 | 0 | 0 | 0 | 1 | 0 | 1
1986-10-16 | 10 | 16 | 4:00 | 8.3 | 4 | 1 | 47 |  | 8 | 2.1183 | 3.1501 | 5.2684 | 95% | 0.75551 | 51.6769 | 6.8084 | 3.7537 | 3.6624 | 0.091329 | 2.433% | 14.9232 | 0 | 0 | 0 | 0 | 0 | 0 | 0 | 0 | 0% | 1025.75 | 51.6769 | 0 | 974.0731 | 1025.75 | 0 | 0 | 1025.75 | Winter | 0 | FALSE | 0 | 0 | 0 | 0 | 0 | 1 | 0 | 1
1986-10-16 | 10 | 16 | 5:00 | 7.8 | 5 | 1 | 46 |  | 9 | 2.3831 | 3.1501 | 5.5332 | 95% | 0.79348 | 54.2741 | 7.1506 | 3.9424 | 3.8465 | 0.095919 | 2.433% | 15.1974 | 0 | 0 | 0 | 0 | 0 | 0 | 0 | 0 | 0% | 1044.5 | 54.2741 | 0 | 990.2259 | 1044.5 | 0 | 0 | 1044.5 | Winter | 0 | FALSE | 0 | 0 | 0 | 0 | 0 | 1 | 0 | 1
1986-10-16 | 10 | 16 | 6:00 | 7.2 | 6 | 1 | 45 |  | 10 | 2.6479 | 3.9376 | 6.5855 | 95% | 0.94439 | 64.5961 | 8.5105 | 4.6922 | 4.578 | 0.11416 | 2.433% | 15.4861 | 0.8 | 0.8 | 0.8 | 54.72 | 7.2094 | 3.9748 | 3.9748 | 0 | 0% | 1064.25 | 64.5961 | 0 | 999.6539 | 1064.25 | 54.72 | 0 | 1009.53 | Winter | 0 | FALSE | 0 | 0 | 0 | 0 | 0 | 1 | 0 | 1
1986-10-16 | 10 | 16 | 7:00 | 7.8 | 7 | 1 | 46 |  | 9 | 2.3831 | 4.7252 | 7.1083 | 95% | 1 | 68.4 | 9.0117 | 4.9685 | 4.8476 | 0.12088 | 2.433% | 19.7588 | 0.8 | 0.8 | 0.8 | 54.72 | 7.2094 | 3.9748 | 3.9748 | 0 | 0% | 1356.5 | 68.4 | 0 | 1288.1 | 1356.5 | 54.72 | 0 | 1301.78 | Winter | 0 | FALSE | 0 | 0 | 0 | 0 | 0 | 0 | 1 | 1
1986-10-16 | 10 | 16 | 8:00 | 7.8 | 8 | 1 | 46 |  | 9 | 2.3831 | 7.6128 | 9.9959 | 95% | 1 | 68.4 | 9.0117 | 4.9685 | 4.8476 | 0.12088 | 2.433% | 20.1791 | 0.8 | 0.8 | 0.8 | 54.72 | 7.2094 | 3.9748 | 3.9748 | 0 | 0% | 1385.25 | 68.4 | 0 | 1316.85 | 1385.25 | 54.72 | 0 | 1330.53 | Winter | 0 | FALSE | 0 | 0 | 0 | 0 | 0 | 0 | 1 | 1
1986-10-16 | 10 | 16 | 9:00 | 9.4 | 9 | 1 | 49 |  | 6 | 1.5887 | 6.5627 | 8.1515 | 95% | 1 | 68.4 | 9.0117 | 4.9685 | 4.8476 | 0.12088 | 2.433% | 20.7493 | 0.8 | 0.8 | 0.8 | 54.72 | 7.2094 | 3.9748 | 3.9748 | 0 | 0% | 1424.25 | 68.4 | 0 | 1355.85 | 1424.25 | 54.72 | 0 | 1369.53 | Winter | 0 | FALSE | 0 | 0 | 0 | 0 | 0 | 0 | 1 | 1
1986-10-16 | 10 | 16 | 10:00 | 11.1 | 10 | 1 | 52 |  | 3 | 0.79436 | 6.0377 | 6.8321 | 95% | 0.97974 | 67.0145 | 8.8292 | 4.8679 | 4.7494 | 0.11843 | 2.433% | 21.4145 | 0.8 | 0.8 | 0.8 | 54.72 | 7.2094 | 3.9748 | 3.9748 | 0 | 0% | 1469.75 | 67.0145 | 0 | 1402.7355 | 1469.75 | 54.72 | 0 | 1415.03 | Winter | 0 | FALSE | 0 | 0 | 0 | 0 | 0 | 1 | 0 | 1
1986-10-16 | 10 | 16 | 11:00 | 12.2 | 11 | 1 | 54 |  | 1 | 0.26479 | 5.2502 | 5.515 | 95% | 0.79087 | 54.0953 | 7.1271 | 3.9294 | 3.8338 | 0.095603 | 2.433% | 22.1053 | 0.8 | 0.8 | 0.8 | 54.72 | 7.2094 | 3.9748 | 3.9748 | 0 | 0% | 1517 | 54.0953 | 0 | 1462.9047 | 1517 | 54.72 | 0 | 1462.28 | Winter | 0 | FALSE | 0 | 0 | 0 | 0 | 0 | 1 | 0 | 1
1986-10-16 | 10 | 16 | 12:00 | 13.3 | 12 | 1 | 56 |  | 0 | 0 | 5.2502 | 5.2502 | 95% | 0.7529 | 51.4981 | 6.7849 | 3.7408 | 3.6497 | 0.091013 | 2.433% | 22.2003 | 0.8 | 0.8 | 0.8 | 54.72 | 7.2094 | 3.9748 | 3.9376 | 0.037156 | 0.9348% | 1523.5 | 51.4981 | 0 | 1472.0019 | 1523.5 | 54.72 | 0 | 1468.78 | Winter | 0 | FALSE | 0 | 0 | 0 | 0 | 0 | 1 | 0 | 1
1986-10-16 | 10 | 16 | 13:00 | 13.3 | 13 | 1 | 56 |  | 0 | 0 | 4.7252 | 4.7252 | 95% | 0.67761 | 46.3483 | 6.1064 | 3.3667 | 3.2848 | 0.081911 | 2.433% | 22.1564 | 0.8 | 0.8 | 0.8 | 54.72 | 7.2094 | 3.9748 | 3.5439 | 0.43092 | 10.84% | 1520.5 | 46.3483 | 0 | 1474.1517 | 1520.5 | 54.72 | 0 | 1465.78 | Winter | 0 | FALSE | 0 | 0 | 0 | 0 | 0 | 1 | 0 | 1
1986-10-16 | 10 | 16 | 14:00 | 14.4 | 14 | 1 | 58 |  | 0 | 0 | 3.9376 | 3.9376 | 95% | 0.56467 | 38.6235 | 5.0887 | 2.8056 | 2.7373 | 0.068259 | 2.433% | 22.3648 | 0.8 | 0.8 | 0.8 | 54.72 | 7.2094 | 3.9748 | 2.9532 | 1.0216 | 25.7% | 1534.75 | 38.6235 | 0 | 1496.1265 | 1534.75 | 54.72 | 0 | 1480.03 | Winter | 0 | FALSE | 0 | 0 | 0 | 0 | 0 | 1 | 0 | 1
1986-10-16 | 10 | 16 | 15:00 | 13.9 | 15 | 1 | 57 |  | 0 | 0 | 3.6751 | 3.6751 | 95% | 0.52703 | 36.0486 | 4.7494 | 2.6185 | 2.5548 | 0.063709 | 2.433% | 22.4269 | 0.8 | 0.8 | 0.8 | 54.72 | 7.2094 | 3.9748 | 2.7564 | 1.2184 | 30.65% | 1539 | 36.0486 | 0 | 1502.9514 | 1539 | 54.72 | 0 | 1484.28 | Winter | 0 | FALSE | 0 | 0 | 0 | 0 | 0 | 1 | 0 | 1
1986-10-16 | 10 | 16 | 16:00 | 13.9 | 16 | 1 | 57 |  | 0 | 0 | 3.6751 | 3.6751 | 95% | 0.52703 | 36.0486 | 4.7494 | 2.6185 | 2.5548 | 0.063709 | 2.433% | 21.345 | 0.8 | 0.8 | 0.8 | 54.72 | 7.2094 | 3.9748 | 2.7564 | 1.2184 | 30.65% | 1465 | 36.0486 | 0 | 1428.9514 | 1465 | 54.72 | 0 | 1410.28 | Winter | 0 | FALSE | 0 | 0 | 0 | 0 | 0 | 1 | 0 | 1
1986-10-16 | 10 | 16 | 17:00 | 13.3 | 17 | 1 | 56 |  | 0 | 0 | 4.7252 | 4.7252 | 95% | 0.67761 | 46.3483 | 6.1064 | 3.3667 | 3.2848 | 0.081911 | 2.433% | 20.4386 | 0.8 | 0.8 | 0.8 | 54.72 | 7.2094 | 3.9748 | 3.5439 | 0.43092 | 10.84% | 1403 | 46.3483 | 0 | 1356.6517 | 1403 | 54.72 | 0 | 1348.28 | Winter | 1 | FALSE | 1 | 46.3483 | 54.72 | 0 | 0 | 1 | 0 | 1
1986-10-16 | 10 | 16 | 18:00 | 12.8 | 18 | 1 | 55 |  | 0 | 0 | 6.0377 | 6.0377 | 95% | 0.86583 | 59.2228 | 7.8026 | 4.3019 | 4.1972 | 0.10466 | 2.433% | 19.8501 | 0.8 | 0.8 | 0.8 | 54.72 | 7.2094 | 3.9748 | 3.9748 | 0 | 0% | 1362.75 | 59.2228 | 0 | 1303.5272 | 1362.75 | 54.72 | 0 | 1308.03 | Winter | 1 | FALSE | 1 | 59.2228 | 54.72 | 0 | 0 | 1 | 0 | 1
1986-10-16 | 10 | 16 | 19:00 | 12.2 | 19 | 1 | 54 |  | 1 | 0.26479 | 6.5627 | 6.8275 | 95% | 0.97909 | 66.9698 | 8.8233 | 4.8646 | 4.7463 | 0.11836 | 2.433% | 19.1265 | 0.8 | 0.8 | 0.8 | 54.72 | 7.2094 | 3.9748 | 3.9748 | 0 | 0% | 1313.25 | 66.9698 | 0 | 1246.2802 | 1313.25 | 54.72 | 0 | 1258.53 | Winter | 0 | FALSE | 0 | 0 | 0 | 0 | 0 | 1 | 0 | 1
1986-10-16 | 10 | 16 | 20:00 | 11.7 | 20 | 1 | 53 |  | 2 | 0.52958 | 5.7752 | 6.3048 | 95% | 0.90413 | 61.8424 | 8.1477 | 4.4922 | 4.3829 | 0.10929 | 2.433% | 17.9349 | 0.8 | 0.8 | 0.8 | 54.72 | 7.2094 | 3.9748 | 3.9748 | 0 | 0% | 1231.75 | 61.8424 | 0 | 1169.9076 | 1231.75 | 54.72 | 0 | 1177.03 | Winter | 0 | FALSE | 0 | 0 | 0 | 0 | 0 | 1 | 0 | 1
1986-10-16 | 10 | 16 | 21:00 | 11.1 | 21 | 1 | 52 |  | 3 | 0.79436 | 4.7252 | 5.5195 | 95% | 0.79152 | 54.14 | 7.1329 | 3.9327 | 3.837 | 0.095682 | 2.433% | 15.5154 | 0.8 | 0.8 | 0.8 | 54.72 | 7.2094 | 3.9748 | 3.9748 | 0 | 0% | 1066.25 | 54.14 | 0 | 1012.11 | 1066.25 | 54.72 | 0 | 1011.53 | Winter | 0 | FALSE | 0 | 0 | 0 | 0 | 0 | 1 | 0 | 1
1986-10-16 | 10 | 16 | 22:00 | 10.6 | 22 | 1 | 51 |  | 4 | 1.0592 | 4.2002 | 5.2593 | 95% | 0.7542 | 51.5875 | 6.7966 | 3.7473 | 3.6561 | 0.091171 | 2.433% | 15.2997 | 0.8 | 0.8 | 0.8 | 54.72 | 7.2094 | 3.9748 | 3.9445 | 0.03032 | 0.7628% | 1051.5 | 51.5875 | 0 | 999.9125 | 1051.5 | 54.72 | 0 | 996.78 | Winter | 0 | FALSE | 0 | 0 | 0 | 0 | 0 | 1 | 0 | 1
1986-10-16 | 10 | 16 | 23:00 | 9.4 | 23 | 1 | 49 |  | 6 | 1.5887 | 5.2502 | 6.8389 | 95% | 0.98072 | 67.0816 | 8.838 | 4.8727 | 4.7542 | 0.11855 | 2.433% | 14.2727 | 0.8 | 0.8 | 0.8 | 54.72 | 7.2094 | 3.9748 | 3.9748 | 0 | 0% | 981.25 | 67.0816 | 0 | 914.1684 | 981.25 | 54.72 | 0 | 926.53 | Winter | 0 | FALSE | 0 | 0 | 0 | 0 | 0 | 1 | 0 | 1
1986-10-16 | 10 | 16 | 24:00 | 8.9 | 0 | 1 | 48 |  | 7 | 1.8535 | 4.2002 | 6.0537 | 95% | 0.86812 | 59.3792 | 7.8232 | 4.3132 | 4.2083 | 0.10494 | 2.433% | 13.9474 | 0 | 0 | 0 | 0 | 0 | 0 | 0 | 0 | 0% | 959 | 59.3792 | 0 | 899.6208 | 959 | 0 | 0 | 959 | Winter | 0 | FALSE | 0 | 0 | 0 | 0 | 0 | 1 | 0 | 1
1986-10-17 | 10 | 17 | 1:00 | 8.9 | 1 | 1 | 48 |  | 7 | 1.8535 | 3.9376 | 5.7912 | 95% | 0.83047 | 56.8043 | 7.484 | 4.1262 | 4.0258 | 0.10039 | 2.433% | 14.1192 | 0 | 0 | 0 | 0 | 0 | 0 | 0 | 0 | 0% | 970.75 | 56.8043 | 0 | 913.9457 | 970.75 | 0 | 0 | 970.75 | Winter | 0 | FALSE | 0 | 0 | 0 | 0 | 0 | 1 | 0 | 1
1986-10-17 | 10 | 17 | 2:00 | 8.3 | 2 | 1 | 47 |  | 8 | 2.1183 | 3.1501 | 5.2684 | 95% | 0.75551 | 51.6769 | 6.8084 | 3.7537 | 3.6624 | 0.091329 | 2.433% | 13.5782 | 0 | 0 | 0 | 0 | 0 | 0 | 0 | 0 | 0% | 933.75 | 51.6769 | 0 | 882.0731 | 933.75 | 0 | 0 | 933.75 | Winter | 0 | FALSE | 0 | 0 | 0 | 0 | 0 | 1 | 0 | 1
1986-10-17 | 10 | 17 | 3:00 | 8.3 | 3 | 1 | 47 |  | 8 | 2.1183 | 3.4126 | 5.5309 | 95% | 0.79315 | 54.2518 | 7.1477 | 3.9408 | 3.8449 | 0.095879 | 2.433% | 13.527 | 0 | 0 | 0 | 0 | 0 | 0 | 0 | 0 | 0% | 930.25 | 54.2518 | 0 | 875.9982 | 930.25 | 0 | 0 | 930.25 | Winter | 0 | FALSE | 0 | 0 | 0 | 0 | 0 | 1 | 0 | 1
1986-10-17 | 10 | 17 | 4:00 | 7.8 | 4 | 1 | 46 |  | 9 | 2.3831 | 3.1501 | 5.5332 | 95% | 0.79348 | 54.2741 | 7.1506 | 3.9424 | 3.8465 | 0.095919 | 2.433% | 13.3918 | 0 | 0 | 0 | 0 | 0 | 0 | 0 | 0 | 0% | 921 | 54.2741 | 0 | 866.7259 | 921 | 0 | 0 | 921 | Winter | 0 | FALSE | 0 | 0 | 0 | 0 | 0 | 1 | 0 | 1
1986-10-17 | 10 | 17 | 5:00 | 7.8 | 5 | 1 | 46 |  | 9 | 2.3831 | 3.1501 | 5.5332 | 95% | 0.79348 | 54.2741 | 7.1506 | 3.9424 | 3.8465 | 0.095919 | 2.433% | 13.3114 | 0 | 0 | 0 | 0 | 0 | 0 | 0 | 0 | 0% | 915.5 | 54.2741 | 0 | 861.2259 | 915.5 | 0 | 0 | 915.5 | Winter | 0 | FALSE | 0 | 0 | 0 | 0 | 0 | 1 | 0 | 1
1986-10-17 | 10 | 17 | 6:00 | 6.7 | 6 | 1 | 44 |  | 11 | 2.9127 | 3.9376 | 6.8503 | 95% | 0.98236 | 67.1933 | 8.8527 | 4.8808 | 4.7621 | 0.11875 | 2.433% | 13.5965 | 0.8 | 0.8 | 0.8 | 54.72 | 7.2094 | 3.9748 | 3.9748 | 0 | 0% | 935 | 67.1933 | 0 | 867.8067 | 935 | 54.72 | 0 | 880.28 | Winter | 0 | FALSE | 0 | 0 | 0 | 0 | 0 | 1 | 0 | 1
1986-10-17 | 10 | 17 | 7:00 | 6.7 | 7 | 1 | 44 |  | 11 | 2.9127 | 4.7252 | 7.6378 | 95% | 1 | 68.4 | 9.0117 | 4.9685 | 4.8476 | 0.12088 | 2.433% | 15.0914 | 0.8 | 0.8 | 0.8 | 54.72 | 7.2094 | 3.9748 | 3.9748 | 0 | 0% | 1037.25 | 68.4 | 0 | 968.85 | 1037.25 | 54.72 | 0 | 982.53 | Winter | 0 | FALSE | 0 | 0 | 0 | 0 | 0 | 0 | 1 | 1
1986-10-17 | 10 | 17 | 8:00 | 9.4 | 8 | 1 | 49 |  | 6 | 1.5887 | 7.6128 | 9.2015 | 95% | 1 | 68.4 | 9.0117 | 4.9685 | 4.8476 | 0.12088 | 2.433% | 15.1096 | 0.8 | 0.8 | 0.8 | 54.72 | 7.2094 | 3.9748 | 3.9748 | 0 | 0% | 1038.5 | 68.4 | 0 | 970.1 | 1038.5 | 54.72 | 0 | 983.78 | Winter | 0 | FALSE | 0 | 0 | 0 | 0 | 0 | 0 | 1 | 1
1986-10-17 | 10 | 17 | 9:00 | 10 | 9 | 1 | 50 |  | 5 | 1.3239 | 6.5627 | 7.8867 | 95% | 1 | 68.4 | 9.0117 | 4.9685 | 4.8476 | 0.12088 | 2.433% | 15.9466 | 0.8 | 0.8 | 0.8 | 54.72 | 7.2094 | 3.9748 | 3.9748 | 0 | 0% | 1095.75 | 68.4 | 0 | 1027.35 | 1095.75 | 54.72 | 0 | 1041.03 | Winter | 0 | FALSE | 0 | 0 | 0 | 0 | 0 | 0 | 1 | 1
1986-10-17 | 10 | 17 | 10:00 | 8.3 | 10 | 1 | 47 |  | 8 | 2.1183 | 6.0377 | 8.156 | 95% | 1 | 68.4 | 9.0117 | 4.9685 | 4.8476 | 0.12088 | 2.433% | 16.4583 | 0.8 | 0.8 | 0.8 | 54.72 | 7.2094 | 3.9748 | 3.9748 | 0 | 0% | 1130.75 | 68.4 | 0 | 1062.35 | 1130.75 | 54.72 | 0 | 1076.03 | Winter | 0 | FALSE | 0 | 0 | 0 | 0 | 0 | 0 | 1 | 1
1986-10-17 | 10 | 17 | 11:00 | 8.3 | 11 | 1 | 47 |  | 8 | 2.1183 | 5.2502 | 7.3685 | 95% | 1 | 68.4 | 9.0117 | 4.9685 | 4.8476 | 0.12088 | 2.433% | 16.78 | 0.8 | 0.8 | 0.8 | 54.72 | 7.2094 | 3.9748 | 3.9748 | 0 | 0% | 1152.75 | 68.4 | 0 | 1084.35 | 1152.75 | 54.72 | 0 | 1098.03 | Winter | 0 | FALSE | 0 | 0 | 0 | 0 | 0 | 0 | 1 | 1
1986-10-17 | 10 | 17 | 12:00 | 8.9 | 12 | 1 | 48 |  | 7 | 1.8535 | 5.2502 | 7.1037 | 95% | 1 | 68.4 | 9.0117 | 4.9685 | 4.8476 | 0.12088 | 2.433% | 16.8019 | 0.8 | 0.8 | 0.8 | 54.72 | 7.2094 | 3.9748 | 3.9748 | 0 | 0% | 1154.25 | 68.4 | 0 | 1085.85 | 1154.25 | 54.72 | 0 | 1099.53 | Winter | 0 | FALSE | 0 | 0 | 0 | 0 | 0 | 0 | 1 | 1
1986-10-17 | 10 | 17 | 13:00 | 8.9 | 13 | 1 | 48 |  | 7 | 1.8535 | 4.7252 | 6.5787 | 95% | 0.94341 | 64.529 | 8.5017 | 4.6873 | 4.5733 | 0.11404 | 2.433% | 16.9518 | 0.8 | 0.8 | 0.8 | 54.72 | 7.2094 | 3.9748 | 3.9748 | 0 | 0% | 1164.5 | 64.529 | 0 | 1099.971 | 1164.5 | 54.72 | 0 | 1109.78 | Winter | 0 | FALSE | 0 | 0 | 0 | 0 | 0 | 1 | 0 | 1
1986-10-17 | 10 | 17 | 14:00 | 8.3 | 14 | 1 | 47 |  | 8 | 2.1183 | 3.9376 | 6.0559 | 95% | 0.86844 | 59.4016 | 7.8262 | 4.3149 | 4.2099 | 0.10498 | 2.433% | 16.5314 | 0.8 | 0.8 | 0.8 | 54.72 | 7.2094 | 3.9748 | 3.9748 | 0 | 0% | 1135.75 | 59.4016 | 0 | 1076.3484 | 1135.75 | 54.72 | 0 | 1081.03 | Winter | 0 | FALSE | 0 | 0 | 0 | 0 | 0 | 1 | 0 | 1
1986-10-17 | 10 | 17 | 15:00 | 8.3 | 15 | 1 | 47 |  | 8 | 2.1183 | 3.6751 | 5.7934 | 95% | 0.8308 | 56.8267 | 7.4869 | 4.1278 | 4.0274 | 0.10043 | 2.433% | 16.7873 | 0.8 | 0.8 | 0.8 | 54.72 | 7.2094 | 3.9748 | 3.9748 | 0 | 0% | 1153.25 | 56.8267 | 0 | 1096.4233 | 1153.25 | 54.72 | 0 | 1098.53 | Winter | 0 | FALSE | 0 | 0 | 0 | 0 | 0 | 1 | 0 | 1
1986-10-17 | 10 | 17 | 16:00 | 8.3 | 16 | 1 | 47 |  | 8 | 2.1183 | 3.6751 | 5.7934 | 95% | 0.8308 | 56.8267 | 7.4869 | 4.1278 | 4.0274 | 0.10043 | 2.433% | 16.2865 | 0.8 | 0.8 | 0.8 | 54.72 | 7.2094 | 3.9748 | 3.9748 | 0 | 0% | 1119 | 56.8267 | 0 | 1062.1733 | 1119 | 54.72 | 0 | 1064.28 | Winter | 0 | FALSE | 0 | 0 | 0 | 0 | 0 | 1 | 0 | 1
1986-10-17 | 10 | 17 | 17:00 | 8.3 | 17 | 1 | 47 |  | 8 | 2.1183 | 4.7252 | 6.8435 | 95% | 0.98138 | 67.1263 | 8.8439 | 4.876 | 4.7573 | 0.11863 | 2.433% | 16.1038 | 0.8 | 0.8 | 0.8 | 54.72 | 7.2094 | 3.9748 | 3.9748 | 0 | 0% | 1106.5 | 67.1263 | 0 | 1039.3737 | 1106.5 | 54.72 | 0 | 1051.78 | Winter | 1 | FALSE | 1 | 67.1263 | 54.72 | 0 | 0 | 1 | 0 | 1
1986-10-17 | 10 | 17 | 18:00 | 8.3 | 18 | 1 | 47 |  | 8 | 2.1183 | 6.0377 | 8.156 | 95% | 1 | 68.4 | 9.0117 | 4.9685 | 4.8476 | 0.12088 | 2.433% | 15.5592 | 0.8 | 0.8 | 0.8 | 54.72 | 7.2094 | 3.9748 | 3.9748 | 0 | 0% | 1069.25 | 68.4 | 0 | 1000.85 | 1069.25 | 54.72 | 0 | 1014.53 | Winter | 1 | FALSE | 1 | 68.4 | 54.72 | 0 | 0 | 0 | 1 | 1
1986-10-17 | 10 | 17 | 19:00 | 7.8 | 19 | 1 | 46 |  | 9 | 2.3831 | 6.5627 | 8.9458 | 95% | 1 | 68.4 | 9.0117 | 4.9685 | 4.8476 | 0.12088 | 2.433% | 15.0402 | 0.8 | 0.8 | 0.8 | 54.72 | 7.2094 | 3.9748 | 3.9748 | 0 | 0% | 1033.75 | 68.4 | 0 | 965.35 | 1033.75 | 54.72 | 0 | 979.03 | Winter | 0 | FALSE | 0 | 0 | 0 | 0 | 0 | 0 | 1 | 1
1986-10-17 | 10 | 17 | 20:00 | 7.8 | 20 | 1 | 46 |  | 9 | 2.3831 | 5.7752 | 8.1583 | 95% | 1 | 68.4 | 9.0117 | 4.9685 | 4.8476 | 0.12088 | 2.433% | 14.269 | 0.8 | 0.8 | 0.8 | 54.72 | 7.2094 | 3.9748 | 3.9748 | 0 | 0% | 981 | 68.4 | 0 | 912.6 | 981 | 54.72 | 0 | 926.28 | Winter | 0 | FALSE | 0 | 0 | 0 | 0 | 0 | 0 | 1 | 1
1986-10-17 | 10 | 17 | 21:00 | 6.7 | 21 | 1 | 44 |  | 11 | 2.9127 | 4.7252 | 7.6378 | 95% | 1 | 68.4 | 9.0117 | 4.9685 | 4.8476 | 0.12088 | 2.433% | 13.6221 | 0.8 | 0.8 | 0.8 | 54.72 | 7.2094 | 3.9748 | 3.9748 | 0 | 0% | 936.75 | 68.4 | 0 | 868.35 | 936.75 | 54.72 | 0 | 882.03 | Winter | 0 | FALSE | 0 | 0 | 0 | 0 | 0 | 0 | 1 | 1
1986-10-17 | 10 | 17 | 22:00 | 6.7 | 22 | 1 | 44 |  | 11 | 2.9127 | 4.2002 | 7.1128 | 95% | 1 | 68.4 | 9.0117 | 4.9685 | 4.8476 | 0.12088 | 2.433% | 13.5526 | 0.8 | 0.8 | 0.8 | 54.72 | 7.2094 | 3.9748 | 3.9748 | 0 | 0% | 932 | 68.4 | 0 | 863.6 | 932 | 54.72 | 0 | 877.28 | Winter | 0 | FALSE | 0 | 0 | 0 | 0 | 0 | 0 | 1 | 1
1986-10-17 | 10 | 17 | 23:00 | 6.1 | 23 | 1 | 43 |  | 12 | 3.1775 | 5.2502 | 8.4277 | 95% | 1 | 68.4 | 9.0117 | 4.9685 | 4.8476 | 0.12088 | 2.433% | 13.6001 | 0.8 | 0.8 | 0.8 | 54.72 | 7.2094 | 3.9748 | 3.9748 | 0 | 0% | 935.25 | 68.4 | 0 | 866.85 | 935.25 | 54.72 | 0 | 880.53 | Winter | 0 | FALSE | 0 | 0 | 0 | 0 | 0 | 0 | 1 | 1
1986-10-17 | 10 | 17 | 24:00 | 6.1 | 0 | 1 | 43 |  | 12 | 3.1775 | 4.2002 | 7.3776 | 95% | 1 | 68.4 | 9.0117 | 4.9685 | 4.8476 | 0.12088 | 2.433% | 13.9583 | 0 | 0 | 0 | 0 | 0 | 0 | 0 | 0 | 0% | 959.75 | 68.4 | 0 | 891.35 | 959.75 | 0 | 0 | 959.75 | Winter | 0 | FALSE | 0 | 0 | 0 | 0 | 0 | 0 | 1 | 1
1986-10-18 | 10 | 18 | 1:00 | 5.6 | 1 | 2 | 42 |  | 13 | 3.4422 | 3.9376 | 7.3799 | 95% | 1 | 68.4 | 9.0117 | 4.9685 | 4.8476 | 0.12088 | 2.433% | 13.5673 | 0 | 0 | 0 | 0 | 0 | 0 | 0 | 0 | 0% | 933 | 68.4 | 0 | 864.6 | 933 | 0 | 0 | 933 | Winter | 0 | 0 | 0 | 0 | 0 | 0 | 0 | 0 | 1 | 1
1986-10-18 | 10 | 18 | 2:00 | 5.6 | 2 | 2 | 42 |  | 13 | 3.4422 | 3.1501 | 6.5924 | 95% | 0.94537 | 64.6631 | 8.5194 | 4.6971 | 4.5828 | 0.11428 | 2.433% | 13.4247 | 0 | 0 | 0 | 0 | 0 | 0 | 0 | 0 | 0% | 923.25 | 64.6631 | 0 | 858.5869 | 923.25 | 0 | 0 | 923.25 | Winter | 0 | 0 | 0 | 0 | 0 | 0 | 0 | 1 | 0 | 1
1986-10-18 | 10 | 18 | 3:00 | 5.6 | 3 | 2 | 42 |  | 13 | 3.4422 | 3.4126 | 6.8549 | 95% | 0.98301 | 67.238 | 8.8586 | 4.8841 | 4.7653 | 0.11883 | 2.433% | 13.1944 | 0 | 0 | 0 | 0 | 0 | 0 | 0 | 0 | 0% | 907.5 | 67.238 | 0 | 840.262 | 907.5 | 0 | 0 | 907.5 | Winter | 0 | 0 | 0 | 0 | 0 | 0 | 0 | 1 | 0 | 1
1986-10-18 | 10 | 18 | 4:00 | 5.6 | 4 | 2 | 42 |  | 13 | 3.4422 | 3.1501 | 6.5924 | 95% | 0.94537 | 64.6631 | 8.5194 | 4.6971 | 4.5828 | 0.11428 | 2.433% | 12.9459 | 0 | 0 | 0 | 0 | 0 | 0 | 0 | 0 | 0% | 890.5 | 64.6631 | 0 | 825.8369 | 890.5 | 0 | 0 | 890.5 | Winter | 0 | 0 | 0 | 0 | 0 | 0 | 0 | 1 | 0 | 1
1986-10-18 | 10 | 18 | 5:00 | 5 | 5 | 2 | 41 |  | 14 | 3.707 | 3.1501 | 6.8571 | 95% | 0.98334 | 67.2604 | 8.8616 | 4.8857 | 4.7668 | 0.11887 | 2.433% | 12.7924 | 0 | 0 | 0 | 0 | 0 | 0 | 0 | 0 | 0% | 880 | 67.2604 | 0 | 812.7396 | 880 | 0 | 0 | 880 | Winter | 0 | 0 | 0 | 0 | 0 | 0 | 0 | 1 | 0 | 1
1986-10-18 | 10 | 18 | 6:00 | 5.6 | 6 | 2 | 42 |  | 13 | 3.4422 | 3.9376 | 7.3799 | 95% | 1 | 68.4 | 9.0117 | 4.9685 | 4.8476 | 0.12088 | 2.433% | 13.0044 | 0.8 | 0.8 | 0.8 | 54.72 | 7.2094 | 3.9748 | 3.9748 | 0 | 0% | 894.5 | 68.4 | 0 | 826.1 | 894.5 | 54.72 | 0 | 839.78 | Winter | 0 | 0 | 0 | 0 | 0 | 0 | 0 | 0 | 1 | 1
1986-10-18 | 10 | 18 | 7:00 | 5.6 | 7 | 2 | 42 |  | 13 | 3.4422 | 4.7252 | 8.1674 | 95% | 1 | 68.4 | 9.0117 | 4.9685 | 4.8476 | 0.12088 | 2.433% | 13.4211 | 0.8 | 0.8 | 0.8 | 54.72 | 7.2094 | 3.9748 | 3.9748 | 0 | 0% | 923 | 68.4 | 0 | 854.6 | 923 | 54.72 | 0 | 868.28 | Winter | 0 | 0 | 0 | 0 | 0 | 0 | 0 | 0 | 1 | 1
1986-10-18 | 10 | 18 | 8:00 | 6.7 | 8 | 2 | 44 |  | 11 | 2.9127 | 7.6128 | 10.5254 | 95% | 1 | 68.4 | 9.0117 | 4.9685 | 4.8476 | 0.12088 | 2.433% | 13.9656 | 0.8 | 0.8 | 0.8 | 54.72 | 7.2094 | 3.9748 | 3.9748 | 0 | 0% | 960.25 | 68.4 | 0 | 891.85 | 960.25 | 54.72 | 0 | 905.53 | Winter | 0 | 0 | 0 | 0 | 0 | 0 | 0 | 0 | 1 | 1
1986-10-18 | 10 | 18 | 9:00 | 7.8 | 9 | 2 | 46 |  | 9 | 2.3831 | 6.5627 | 8.9458 | 95% | 1 | 68.4 | 9.0117 | 4.9685 | 4.8476 | 0.12088 | 2.433% | 14.7295 | 0.8 | 0.8 | 0.8 | 54.72 | 7.2094 | 3.9748 | 3.9748 | 0 | 0% | 1012.5 | 68.4 | 0 | 944.1 | 1012.5 | 54.72 | 0 | 957.78 | Winter | 0 | 0 | 0 | 0 | 0 | 0 | 0 | 0 | 1 | 1
1986-10-18 | 10 | 18 | 10:00 | 9.4 | 10 | 2 | 49 |  | 6 | 1.5887 | 6.0377 | 7.6265 | 95% | 1 | 68.4 | 9.0117 | 4.9685 | 4.8476 | 0.12088 | 2.433% | 15.1206 | 0.8 | 0.8 | 0.8 | 54.72 | 7.2094 | 3.9748 | 3.9748 | 0 | 0% | 1039.25 | 68.4 | 0 | 970.85 | 1039.25 | 54.72 | 0 | 984.53 | Winter | 0 | 0 | 0 | 0 | 0 | 0 | 0 | 0 | 1 | 1
1986-10-18 | 10 | 18 | 11:00 | 10 | 11 | 2 | 50 |  | 5 | 1.3239 | 5.2502 | 6.5741 | 95% | 0.94275 | 64.4843 | 8.4958 | 4.6841 | 4.5701 | 0.11396 | 2.433% | 15.307 | 0.8 | 0.8 | 0.8 | 54.72 | 7.2094 | 3.9748 | 3.9748 | 0 | 0% | 1052 | 64.4843 | 0 | 987.5157 | 1052 | 54.72 | 0 | 997.28 | Winter | 0 | 0 | 0 | 0 | 0 | 0 | 0 | 1 | 0 | 1
1986-10-18 | 10 | 18 | 12:00 | 9.4 | 12 | 2 | 49 |  | 6 | 1.5887 | 5.2502 | 6.8389 | 95% | 0.98072 | 67.0816 | 8.838 | 4.8727 | 4.7542 | 0.11855 | 2.433% | 15.3655 | 0.8 | 0.8 | 0.8 | 54.72 | 7.2094 | 3.9748 | 3.9748 | 0 | 0% | 1056 | 67.0816 | 0 | 988.9184 | 1056 | 54.72 | 0 | 1001.28 | Winter | 0 | 0 | 0 | 0 | 0 | 0 | 0 | 1 | 0 | 1
1986-10-18 | 10 | 18 | 13:00 | 9.4 | 13 | 2 | 49 |  | 6 | 1.5887 | 4.7252 | 6.3139 | 95% | 0.90544 | 61.9318 | 8.1595 | 4.4987 | 4.3892 | 0.10945 | 2.433% | 15.4386 | 0.8 | 0.8 | 0.8 | 54.72 | 7.2094 | 3.9748 | 3.9748 | 0 | 0% | 1061 | 61.9318 | 0 | 999.0682 | 1061 | 54.72 | 0 | 1006.28 | Winter | 0 | 0 | 0 | 0 | 0 | 0 | 0 | 1 | 0 | 1
1986-10-18 | 10 | 18 | 14:00 | 8.9 | 14 | 2 | 48 |  | 7 | 1.8535 | 3.9376 | 5.7912 | 95% | 0.83047 | 56.8043 | 7.484 | 4.1262 | 4.0258 | 0.10039 | 2.433% | 15.223 | 0.8 | 0.8 | 0.8 | 54.72 | 7.2094 | 3.9748 | 3.9748 | 0 | 0% | 1046.25 | 56.8043 | 0 | 989.4457 | 1046.25 | 54.72 | 0 | 991.53 | Winter | 0 | 0 | 0 | 0 | 0 | 0 | 0 | 1 | 0 | 1
1986-10-18 | 10 | 18 | 15:00 | 8.9 | 15 | 2 | 48 |  | 7 | 1.8535 | 3.6751 | 5.5287 | 95% | 0.79283 | 54.2294 | 7.1447 | 3.9392 | 3.8433 | 0.09584 | 2.433% | 15.3509 | 0.8 | 0.8 | 0.8 | 54.72 | 7.2094 | 3.9748 | 3.9748 | 0 | 0% | 1055 | 54.2294 | 0 | 1000.7706 | 1055 | 54.72 | 0 | 1000.28 | Winter | 0 | 0 | 0 | 0 | 0 | 0 | 0 | 1 | 0 | 1
1986-10-18 | 10 | 18 | 16:00 | 9.4 | 16 | 2 | 49 |  | 6 | 1.5887 | 3.6751 | 5.2639 | 95% | 0.75486 | 51.6322 | 6.8025 | 3.7505 | 3.6593 | 0.09125 | 2.433% | 14.7003 | 0.8 | 0.8 | 0.8 | 54.72 | 7.2094 | 3.9748 | 3.9479 | 0.026902 | 0.6768% | 1010.5 | 51.6322 | 0 | 958.8678 | 1010.5 | 54.72 | 0 | 955.78 | Winter | 0 | 0 | 0 | 0 | 0 | 0 | 0 | 1 | 0 | 1
1986-10-18 | 10 | 18 | 17:00 | 8.3 | 17 | 2 | 47 |  | 8 | 2.1183 | 4.7252 | 6.8435 | 95% | 0.98138 | 67.1263 | 8.8439 | 4.876 | 4.7573 | 0.11863 | 2.433% | 14.4225 | 0.8 | 0.8 | 0.8 | 54.72 | 7.2094 | 3.9748 | 3.9748 | 0 | 0% | 991.5 | 67.1263 | 0 | 924.3737 | 991.5 | 54.72 | 0 | 936.78 | Winter | 0 | 0 | 0 | 0 | 0 | 0 | 0 | 1 | 0 | 1
1986-10-18 | 10 | 18 | 18:00 | 7.2 | 18 | 2 | 45 |  | 10 | 2.6479 | 6.0377 | 8.6856 | 95% | 1 | 68.4 | 9.0117 | 4.9685 | 4.8476 | 0.12088 | 2.433% | 13.9072 | 0.8 | 0.8 | 0.8 | 54.72 | 7.2094 | 3.9748 | 3.9748 | 0 | 0% | 956.25 | 68.4 | 0 | 887.85 | 956.25 | 54.72 | 0 | 901.53 | Winter | 0 | 0 | 0 | 0 | 0 | 0 | 0 | 0 | 1 | 1
1986-10-18 | 10 | 18 | 19:00 | 6.7 | 19 | 2 | 44 |  | 11 | 2.9127 | 6.5627 | 9.4754 | 95% | 1 | 68.4 | 9.0117 | 4.9685 | 4.8476 | 0.12088 | 2.433% | 13.6075 | 0.8 | 0.8 | 0.8 | 54.72 | 7.2094 | 3.9748 | 3.9748 | 0 | 0% | 935.75 | 68.4 | 0 | 867.35 | 935.75 | 54.72 | 0 | 881.03 | Winter | 0 | 0 | 0 | 0 | 0 | 0 | 0 | 0 | 1 | 1
1986-10-18 | 10 | 18 | 20:00 | 6.7 | 20 | 2 | 44 |  | 11 | 2.9127 | 5.7752 | 8.6879 | 95% | 1 | 68.4 | 9.0117 | 4.9685 | 4.8476 | 0.12088 | 2.433% | 13.5526 | 0.8 | 0.8 | 0.8 | 54.72 | 7.2094 | 3.9748 | 3.9748 | 0 | 0% | 932 | 68.4 | 0 | 863.6 | 932 | 54.72 | 0 | 877.28 | Winter | 0 | 0 | 0 | 0 | 0 | 0 | 0 | 0 | 1 | 1
1986-10-18 | 10 | 18 | 21:00 | 7.2 | 21 | 2 | 45 |  | 10 | 2.6479 | 4.7252 | 7.3731 | 95% | 1 | 68.4 | 9.0117 | 4.9685 | 4.8476 | 0.12088 | 2.433% | 13.0665 | 0.8 | 0.8 | 0.8 | 54.72 | 7.2094 | 3.9748 | 3.9748 | 0 | 0% | 898.75 | 68.4 | 0 | 830.35 | 898.75 | 54.72 | 0 | 844.03 | Winter | 0 | 0 | 0 | 0 | 0 | 0 | 0 | 0 | 1 | 1
1986-10-18 | 10 | 18 | 22:00 | 6.1 | 22 | 2 | 43 |  | 12 | 3.1775 | 4.2002 | 7.3776 | 95% | 1 | 68.4 | 9.0117 | 4.9685 | 4.8476 | 0.12088 | 2.433% | 12.7303 | 0.8 | 0.8 | 0.8 | 54.72 | 7.2094 | 3.9748 | 3.9748 | 0 | 0% | 875.75 | 68.4 | 0 | 807.35 | 875.75 | 54.72 | 0 | 821.03 | Winter | 0 | 0 | 0 | 0 | 0 | 0 | 0 | 0 | 1 | 1
1986-10-18 | 10 | 18 | 23:00 | 6.1 | 23 | 2 | 43 |  | 12 | 3.1775 | 5.2502 | 8.4277 | 95% | 1 | 68.4 | 9.0117 | 4.9685 | 4.8476 | 0.12088 | 2.433% | 12.3684 | 0.8 | 0.8 | 0.8 | 54.72 | 7.2094 | 3.9748 | 3.9748 | 0 | 0% | 851 | 68.4 | 0 | 782.6 | 851 | 54.72 | 0 | 796.28 | Winter | 0 | 0 | 0 | 0 | 0 | 0 | 0 | 0 | 1 | 1
1986-10-18 | 10 | 18 | 24:00 | 5 | 0 | 2 | 41 |  | 14 | 3.707 | 4.2002 | 7.9072 | 95% | 1 | 68.4 | 9.0117 | 4.9685 | 4.8476 | 0.12088 | 2.433% | 11.7032 | 0 | 0 | 0 | 0 | 0 | 0 | 0 | 0 | 0% | 805.5 | 68.4 | 0 | 737.1 | 805.5 | 0 | 0 | 805.5 | Winter | 0 | 0 | 0 | 0 | 0 | 0 | 0 | 0 | 1 | 1
1986-10-19 | 10 | 19 | 1:00 | 4.4 | 1 | 2 | 40 |  | 15 | 3.9718 | 3.9376 | 7.9095 | 95% | 1 | 68.4 | 9.0117 | 4.9685 | 4.8476 | 0.12088 | 2.433% | 12.0102 | 0 | 0 | 0 | 0 | 0 | 0 | 0 | 0 | 0% | 826.5 | 68.4 | 0 | 758.1 | 826.5 | 0 | 0 | 826.5 | Winter | 0 | 0 | 0 | 0 | 0 | 0 | 0 | 0 | 1 | 1
1986-10-19 | 10 | 19 | 2:00 | 3.9 | 2 | 2 | 39 |  | 16 | 4.2366 | 3.1501 | 7.3867 | 95% | 1 | 68.4 | 9.0117 | 4.9685 | 4.8476 | 0.12088 | 2.433% | 11.3048 | 0 | 0 | 0 | 0 | 0 | 0 | 0 | 0 | 0% | 778.25 | 68.4 | 0 | 709.85 | 778.25 | 0 | 0 | 778.25 | Winter | 0 | 0 | 0 | 0 | 0 | 0 | 0 | 0 | 1 | 1
1986-10-19 | 10 | 19 | 3:00 | 3.3 | 3 | 2 | 38 |  | 17 | 4.5014 | 3.4126 | 7.914 | 95% | 1 | 68.4 | 9.0117 | 4.9685 | 4.8476 | 0.12088 | 2.433% | 11.4803 | 0 | 0 | 0 | 0 | 0 | 0 | 0 | 0 | 0% | 790.25 | 68.4 | 0 | 721.85 | 790.25 | 0 | 0 | 790.25 | Winter | 0 | 0 | 0 | 0 | 0 | 0 | 0 | 0 | 1 | 1
1986-10-19 | 10 | 19 | 4:00 | 2.8 | 4 | 2 | 37 |  | 18 | 4.7662 | 3.1501 | 7.9163 | 95% | 1 | 68.4 | 9.0117 | 4.9685 | 4.8476 | 0.12088 | 2.433% | 10.9978 | 0 | 0 | 0 | 0 | 0 | 0 | 0 | 0 | 0% | 757.25 | 68.4 | 0 | 688.85 | 757.25 | 0 | 0 | 757.25 | Winter | 0 | 0 | 0 | 0 | 0 | 0 | 0 | 0 | 1 | 1
1986-10-19 | 10 | 19 | 5:00 | 2.8 | 5 | 2 | 37 |  | 18 | 4.7662 | 3.1501 | 7.9163 | 95% | 1 | 68.4 | 9.0117 | 4.9685 | 4.8476 | 0.12088 | 2.433% | 11.0746 | 0 | 0 | 0 | 0 | 0 | 0 | 0 | 0 | 0% | 762.5 | 68.4 | 0 | 694.1 | 762.5 | 0 | 0 | 762.5 | Winter | 0 | 0 | 0 | 0 | 0 | 0 | 0 | 0 | 1 | 1
1986-10-19 | 10 | 19 | 6:00 | 2.8 | 6 | 2 | 37 |  | 18 | 4.7662 | 3.9376 | 8.7038 | 95% | 1 | 68.4 | 9.0117 | 4.9685 | 4.8476 | 0.12088 | 2.433% | 11.6813 | 0.8 | 0.8 | 0.8 | 54.72 | 7.2094 | 3.9748 | 3.9748 | 0 | 0% | 804 | 68.4 | 0 | 735.6 | 804 | 54.72 | 0 | 749.28 | Winter | 0 | 0 | 0 | 0 | 0 | 0 | 0 | 0 | 1 | 1
1986-10-19 | 10 | 19 | 7:00 | 3.9 | 7 | 2 | 39 |  | 16 | 4.2366 | 4.7252 | 8.9618 | 95% | 1 | 68.4 | 9.0117 | 4.9685 | 4.8476 | 0.12088 | 2.433% | 11.8896 | 0.8 | 0.8 | 0.8 | 54.72 | 7.2094 | 3.9748 | 3.9748 | 0 | 0% | 818.25 | 68.4 | 0 | 749.85 | 818.25 | 54.72 | 0 | 763.53 | Winter | 0 | 0 | 0 | 0 | 0 | 0 | 0 | 0 | 1 | 1
1986-10-19 | 10 | 19 | 8:00 | 5.6 | 8 | 2 | 42 |  | 13 | 3.4422 | 7.6128 | 11.055 | 95% | 1 | 68.4 | 9.0117 | 4.9685 | 4.8476 | 0.12088 | 2.433% | 11.5314 | 0.8 | 0.8 | 0.8 | 54.72 | 7.2094 | 3.9748 | 3.9748 | 0 | 0% | 793.75 | 68.4 | 0 | 725.35 | 793.75 | 54.72 | 0 | 739.03 | Winter | 0 | 0 | 0 | 0 | 0 | 0 | 0 | 0 | 1 | 1
1986-10-19 | 10 | 19 | 9:00 | 7.8 | 9 | 2 | 46 |  | 9 | 2.3831 | 6.5627 | 8.9458 | 95% | 1 | 68.4 | 9.0117 | 4.9685 | 4.8476 | 0.12088 | 2.433% | 12.1966 | 0.8 | 0.8 | 0.8 | 54.72 | 7.2094 | 3.9748 | 3.9748 | 0 | 0% | 839.25 | 68.4 | 0 | 770.85 | 839.25 | 54.72 | 0 | 784.53 | Winter | 0 | 0 | 0 | 0 | 0 | 0 | 0 | 0 | 1 | 1
1986-10-19 | 10 | 19 | 10:00 | 10 | 10 | 2 | 50 |  | 5 | 1.3239 | 6.0377 | 7.3617 | 95% | 1 | 68.4 | 9.0117 | 4.9685 | 4.8476 | 0.12088 | 2.433% | 12.7632 | 0.8 | 0.8 | 0.8 | 54.72 | 7.2094 | 3.9748 | 3.9748 | 0 | 0% | 878 | 68.4 | 0 | 809.6 | 878 | 54.72 | 0 | 823.28 | Winter | 0 | 0 | 0 | 0 | 0 | 0 | 0 | 0 | 1 | 1
1986-10-19 | 10 | 19 | 11:00 | 11.7 | 11 | 2 | 53 |  | 2 | 0.52958 | 5.2502 | 5.7798 | 95% | 0.82884 | 56.6926 | 7.4692 | 4.1181 | 4.0179 | 0.10019 | 2.433% | 12.7266 | 0.8 | 0.8 | 0.8 | 54.72 | 7.2094 | 3.9748 | 3.9748 | 0 | 0% | 875.5 | 56.6926 | 0 | 818.8074 | 875.5 | 54.72 | 0 | 820.78 | Winter | 0 | 0 | 0 | 0 | 0 | 0 | 0 | 1 | 0 | 1
1986-10-19 | 10 | 19 | 12:00 | 12.2 | 12 | 2 | 54 |  | 1 | 0.26479 | 5.2502 | 5.515 | 95% | 0.79087 | 54.0953 | 7.1271 | 3.9294 | 3.8338 | 0.095603 | 2.433% | 12.9459 | 0.8 | 0.8 | 0.8 | 54.72 | 7.2094 | 3.9748 | 3.9748 | 0 | 0% | 890.5 | 54.0953 | 0 | 836.4047 | 890.5 | 54.72 | 0 | 835.78 | Winter | 0 | 0 | 0 | 0 | 0 | 0 | 0 | 1 | 0 | 1
1986-10-19 | 10 | 19 | 13:00 | 12.8 | 13 | 2 | 55 |  | 0 | 0 | 4.7252 | 4.7252 | 95% | 0.67761 | 46.3483 | 6.1064 | 3.3667 | 3.2848 | 0.081911 | 2.433% | 12.9788 | 0.8 | 0.8 | 0.8 | 54.72 | 7.2094 | 3.9748 | 3.5439 | 0.43092 | 10.84% | 892.75 | 46.3483 | 0 | 846.4017 | 892.75 | 54.72 | 0 | 838.03 | Winter | 0 | 0 | 0 | 0 | 0 | 0 | 0 | 1 | 0 | 1
1986-10-19 | 10 | 19 | 14:00 | 14.4 | 14 | 2 | 58 |  | 0 | 0 | 3.9376 | 3.9376 | 95% | 0.56467 | 38.6235 | 5.0887 | 2.8056 | 2.7373 | 0.068259 | 2.433% | 13.1871 | 0.8 | 0.8 | 0.8 | 54.72 | 7.2094 | 3.9748 | 2.9532 | 1.0216 | 25.7% | 907 | 38.6235 | 0 | 868.3765 | 907 | 54.72 | 0 | 852.28 | Winter | 0 | 0 | 0 | 0 | 0 | 0 | 0 | 1 | 0 | 1
1986-10-19 | 10 | 19 | 15:00 | 14.4 | 15 | 2 | 58 |  | 0 | 0 | 3.6751 | 3.6751 | 95% | 0.52703 | 36.0486 | 4.7494 | 2.6185 | 2.5548 | 0.063709 | 2.433% | 12.3757 | 0.8 | 0.8 | 0.8 | 54.72 | 7.2094 | 3.9748 | 2.7564 | 1.2184 | 30.65% | 851.5 | 36.0486 | 0 | 815.4514 | 851.5 | 54.72 | 0 | 796.78 | Winter | 0 | 0 | 0 | 0 | 0 | 0 | 0 | 1 | 0 | 1
1986-10-19 | 10 | 19 | 16:00 | 15 | 16 | 2 | 59 |  | 0 | 0 | 3.6751 | 3.6751 | 95% | 0.52703 | 36.0486 | 4.7494 | 2.6185 | 2.5548 | 0.063709 | 2.433% | 13.242 | 0.8 | 0.8 | 0.8 | 54.72 | 7.2094 | 3.9748 | 2.7564 | 1.2184 | 30.65% | 910.75 | 36.0486 | 0 | 874.7014 | 910.75 | 54.72 | 0 | 856.03 | Winter | 0 | 0 | 0 | 0 | 0 | 0 | 0 | 1 | 0 | 1
1986-10-19 | 10 | 19 | 17:00 | 15 | 17 | 2 | 59 |  | 0 | 0 | 4.7252 | 4.7252 | 95% | 0.67761 | 46.3483 | 6.1064 | 3.3667 | 3.2848 | 0.081911 | 2.433% | 11.9189 | 0.8 | 0.8 | 0.8 | 54.72 | 7.2094 | 3.9748 | 3.5439 | 0.43092 | 10.84% | 820.25 | 46.3483 | 0 | 773.9017 | 820.25 | 54.72 | 0 | 765.53 | Winter | 0 | 0 | 0 | 0 | 0 | 0 | 0 | 1 | 0 | 1
1986-10-19 | 10 | 19 | 18:00 | 14.4 | 18 | 2 | 58 |  | 0 | 0 | 6.0377 | 6.0377 | 95% | 0.86583 | 59.2228 | 7.8026 | 4.3019 | 4.1972 | 0.10466 | 2.433% | 12.8216 | 0.8 | 0.8 | 0.8 | 54.72 | 7.2094 | 3.9748 | 3.9748 | 0 | 0% | 882 | 59.2228 | 0 | 822.7772 | 882 | 54.72 | 0 | 827.28 | Winter | 0 | 0 | 0 | 0 | 0 | 0 | 0 | 1 | 0 | 1
1986-10-19 | 10 | 19 | 19:00 | 12.8 | 19 | 2 | 55 |  | 0 | 0 | 6.5627 | 6.5627 | 95% | 0.94112 | 64.3726 | 8.4811 | 4.676 | 4.5622 | 0.11377 | 2.433% | 8.6915 | 0.8 | 0.8 | 0.8 | 54.72 | 7.2094 | 3.9748 | 3.9748 | 0 | 0% | 599.5 | 64.3726 | 0 | 535.1274 | 599.5 | 54.72 | 0 | 544.78 | Winter | 0 | 0 | 0 | 0 | 0 | 0 | 0 | 1 | 0 | 1
1986-10-19 | 10 | 19 | 20:00 | 13.9 | 20 | 2 | 57 |  | 0 | 0 | 5.7752 | 5.7752 | 95% | 0.82819 | 56.6479 | 7.4634 | 4.1148 | 4.0147 | 0.10011 | 2.433% | 8.8121 | 0.8 | 0.8 | 0.8 | 54.72 | 7.2094 | 3.9748 | 3.9748 | 0 | 0% | 607.75 | 56.6479 | 0 | 551.1021 | 607.75 | 54.72 | 0 | 553.03 | Winter | 0 | 0 | 0 | 0 | 0 | 0 | 0 | 1 | 0 | 1
1986-10-19 | 10 | 19 | 21:00 | 11.7 | 21 | 2 | 53 |  | 2 | 0.52958 | 4.7252 | 5.2547 | 95% | 0.75355 | 51.5428 | 6.7908 | 3.744 | 3.6529 | 0.091092 | 2.433% | 8.8999 | 0.8 | 0.8 | 0.8 | 54.72 | 7.2094 | 3.9748 | 3.9411 | 0.033738 | 0.8488% | 613.75 | 51.5428 | 0 | 562.2072 | 613.75 | 54.72 | 0 | 559.03 | Winter | 0 | 0 | 0 | 0 | 0 | 0 | 0 | 1 | 0 | 1
1986-10-19 | 10 | 19 | 22:00 | 11.1 | 22 | 2 | 52 |  | 3 | 0.79436 | 4.2002 | 4.9945 | 95% | 0.71623 | 48.9902 | 6.4545 | 3.5586 | 3.472 | 0.08658 | 2.433% | 8.856 | 0.8 | 0.8 | 0.8 | 54.72 | 7.2094 | 3.9748 | 3.7459 | 0.22891 | 5.759% | 610.75 | 48.9902 | 0 | 561.7598 | 610.75 | 54.72 | 0 | 556.03 | Winter | 0 | 0 | 0 | 0 | 0 | 0 | 0 | 1 | 0 | 1
1986-10-19 | 10 | 19 | 23:00 | 11.1 | 23 | 2 | 52 |  | 3 | 0.79436 | 5.2502 | 6.0446 | 95% | 0.86681 | 59.2898 | 7.8114 | 4.3067 | 4.202 | 0.10478 | 2.433% | 8.8012 | 0.8 | 0.8 | 0.8 | 54.72 | 7.2094 | 3.9748 | 3.9748 | 0 | 0% | 607 | 59.2898 | 0 | 547.7102 | 607 | 54.72 | 0 | 552.28 | Winter | 0 | 0 | 0 | 0 | 0 | 0 | 0 | 1 | 0 | 1
1986-10-19 | 10 | 19 | 24:00 | 10.6 | 0 | 2 | 51 |  | 4 | 1.0592 | 4.2002 | 5.2593 | 95% | 0.7542 | 51.5875 | 6.7966 | 3.7473 | 3.6561 | 0.091171 | 2.433% | 8.7025 | 0 | 0 | 0 | 0 | 0 | 0 | 0 | 0 | 0% | 600.25 | 51.5875 | 0 | 548.6625 | 600.25 | 0 | 0 | 600.25 | Winter | 0 | 0 | 0 | 0 | 0 | 0 | 0 | 1 | 0 | 1
1986-10-20 | 10 | 20 | 1:00 | 10 | 1 | 1 | 50 |  | 5 | 1.3239 | 3.9376 | 5.2616 | 95% | 0.75453 | 51.6098 | 6.7996 | 3.7489 | 3.6577 | 0.09121 | 2.433% | 8.7939 | 0 | 0 | 0 | 0 | 0 | 0 | 0 | 0 | 0% | 606.5 | 51.6098 | 0 | 554.8902 | 606.5 | 0 | 0 | 606.5 | Winter | 0 | FALSE | 0 | 0 | 0 | 0 | 0 | 1 | 0 | 1
1986-10-20 | 10 | 20 | 2:00 | 9.4 | 2 | 1 | 49 |  | 6 | 1.5887 | 3.1501 | 4.7388 | 95% | 0.67957 | 46.4824 | 6.1241 | 3.3764 | 3.2943 | 0.082148 | 2.433% | 9.057 | 0 | 0 | 0 | 0 | 0 | 0 | 0 | 0 | 0% | 624.5 | 46.4824 | 0 | 578.0176 | 624.5 | 0 | 0 | 624.5 | Winter | 0 | FALSE | 0 | 0 | 0 | 0 | 0 | 1 | 0 | 1
1986-10-20 | 10 | 20 | 3:00 | 8.9 | 3 | 1 | 48 |  | 7 | 1.8535 | 3.4126 | 5.2661 | 95% | 0.75518 | 51.6545 | 6.8055 | 3.7521 | 3.6608 | 0.091289 | 2.433% | 8.7281 | 0 | 0 | 0 | 0 | 0 | 0 | 0 | 0 | 0% | 602 | 51.6545 | 0 | 550.3455 | 602 | 0 | 0 | 602 | Winter | 0 | FALSE | 0 | 0 | 0 | 0 | 0 | 1 | 0 | 1
1986-10-20 | 10 | 20 | 4:00 | 8.9 | 4 | 1 | 48 |  | 7 | 1.8535 | 3.1501 | 5.0036 | 95% | 0.71754 | 49.0796 | 6.4662 | 3.5651 | 3.4783 | 0.086738 | 2.433% | 8.7354 | 0 | 0 | 0 | 0 | 0 | 0 | 0 | 0 | 0% | 602.5 | 49.0796 | 0 | 553.4204 | 602.5 | 0 | 0 | 602.5 | Winter | 0 | FALSE | 0 | 0 | 0 | 0 | 0 | 1 | 0 | 1
1986-10-20 | 10 | 20 | 5:00 | 8.3 | 5 | 1 | 47 |  | 8 | 2.1183 | 3.1501 | 5.2684 | 95% | 0.75551 | 51.6769 | 6.8084 | 3.7537 | 3.6624 | 0.091329 | 2.433% | 8.4576 | 0 | 0 | 0 | 0 | 0 | 0 | 0 | 0 | 0% | 583.5 | 51.6769 | 0 | 531.8231 | 583.5 | 0 | 0 | 583.5 | Winter | 0 | FALSE | 0 | 0 | 0 | 0 | 0 | 1 | 0 | 1
1986-10-20 | 10 | 20 | 6:00 | 8.3 | 6 | 1 | 47 |  | 8 | 2.1183 | 3.9376 | 6.0559 | 95% | 0.86844 | 59.4016 | 7.8262 | 4.3149 | 4.2099 | 0.10498 | 2.433% | 8.9437 | 0.8 | 0.8 | 0.8 | 54.72 | 7.2094 | 3.9748 | 3.9748 | 0 | 0% | 616.75 | 59.4016 | 0 | 557.3484 | 616.75 | 54.72 | 0 | 562.03 | Winter | 0 | FALSE | 0 | 0 | 0 | 0 | 0 | 1 | 0 | 1
1986-10-20 | 10 | 20 | 7:00 | 8.9 | 7 | 1 | 48 |  | 7 | 1.8535 | 4.7252 | 6.5787 | 95% | 0.94341 | 64.529 | 8.5017 | 4.6873 | 4.5733 | 0.11404 | 2.433% | 10.3984 | 0.8 | 0.8 | 0.8 | 54.72 | 7.2094 | 3.9748 | 3.9748 | 0 | 0% | 716.25 | 64.529 | 0 | 651.721 | 716.25 | 54.72 | 0 | 661.53 | Winter | 0 | FALSE | 0 | 0 | 0 | 0 | 0 | 1 | 0 | 1
1986-10-20 | 10 | 20 | 8:00 | 10 | 8 | 1 | 50 |  | 5 | 1.3239 | 7.6128 | 8.9367 | 95% | 1 | 68.4 | 9.0117 | 4.9685 | 4.8476 | 0.12088 | 2.433% | 10.5848 | 0.8 | 0.8 | 0.8 | 54.72 | 7.2094 | 3.9748 | 3.9748 | 0 | 0% | 729 | 68.4 | 0 | 660.6 | 729 | 54.72 | 0 | 674.28 | Winter | 0 | FALSE | 0 | 0 | 0 | 0 | 0 | 0 | 1 | 1
1986-10-20 | 10 | 20 | 9:00 | 12.2 | 9 | 1 | 54 |  | 1 | 0.26479 | 6.5627 | 6.8275 | 95% | 0.97909 | 66.9698 | 8.8233 | 4.8646 | 4.7463 | 0.11836 | 2.433% | 10.8004 | 0.8 | 0.8 | 0.8 | 54.72 | 7.2094 | 3.9748 | 3.9748 | 0 | 0% | 743.75 | 66.9698 | 0 | 676.7802 | 743.75 | 54.72 | 0 | 689.03 | Winter | 0 | FALSE | 0 | 0 | 0 | 0 | 0 | 1 | 0 | 1
1986-10-20 | 10 | 20 | 10:00 | 13.3 | 10 | 1 | 56 |  | 0 | 0 | 6.0377 | 6.0377 | 95% | 0.86583 | 59.2228 | 7.8026 | 4.3019 | 4.1972 | 0.10466 | 2.433% | 11.0307 | 0.8 | 0.8 | 0.8 | 54.72 | 7.2094 | 3.9748 | 3.9748 | 0 | 0% | 759.5 | 59.2228 | 0 | 700.2772 | 759.5 | 54.72 | 0 | 704.78 | Winter | 0 | FALSE | 0 | 0 | 0 | 0 | 0 | 1 | 0 | 1
1986-10-20 | 10 | 20 | 11:00 | 13.9 | 11 | 1 | 57 |  | 0 | 0 | 5.2502 | 5.2502 | 95% | 0.7529 | 51.4981 | 6.7849 | 3.7408 | 3.6497 | 0.091013 | 2.433% | 10.8114 | 0.8 | 0.8 | 0.8 | 54.72 | 7.2094 | 3.9748 | 3.9376 | 0.037156 | 0.9348% | 744.5 | 51.4981 | 0 | 693.0019 | 744.5 | 54.72 | 0 | 689.78 | Winter | 0 | FALSE | 0 | 0 | 0 | 0 | 0 | 1 | 0 | 1
1986-10-20 | 10 | 20 | 12:00 | 13.3 | 12 | 1 | 56 |  | 0 | 0 | 5.2502 | 5.2502 | 95% | 0.7529 | 51.4981 | 6.7849 | 3.7408 | 3.6497 | 0.091013 | 2.433% | 11.5314 | 0.8 | 0.8 | 0.8 | 54.72 | 7.2094 | 3.9748 | 3.9376 | 0.037156 | 0.9348% | 793.75 | 51.4981 | 0 | 742.2519 | 793.75 | 54.72 | 0 | 739.03 | Winter | 0 | FALSE | 0 | 0 | 0 | 0 | 0 | 1 | 0 | 1
1986-10-20 | 10 | 20 | 13:00 | 12.8 | 13 | 1 | 55 |  | 0 | 0 | 4.7252 | 4.7252 | 95% | 0.67761 | 46.3483 | 6.1064 | 3.3667 | 3.2848 | 0.081911 | 2.433% | 14.6162 | 0.8 | 0.8 | 0.8 | 54.72 | 7.2094 | 3.9748 | 3.5439 | 0.43092 | 10.84% | 1004.75 | 46.3483 | 0 | 958.4017 | 1004.75 | 54.72 | 0 | 950.03 | Winter | 0 | FALSE | 0 | 0 | 0 | 0 | 0 | 1 | 0 | 1
1986-10-20 | 10 | 20 | 14:00 | 12.8 | 14 | 1 | 55 |  | 0 | 0 | 3.9376 | 3.9376 | 95% | 0.56467 | 38.6235 | 5.0887 | 2.8056 | 2.7373 | 0.068259 | 2.433% | 14.174 | 0.8 | 0.8 | 0.8 | 54.72 | 7.2094 | 3.9748 | 2.9532 | 1.0216 | 25.7% | 974.5 | 38.6235 | 0 | 935.8765 | 974.5 | 54.72 | 0 | 919.78 | Winter | 0 | FALSE | 0 | 0 | 0 | 0 | 0 | 1 | 0 | 1
1986-10-20 | 10 | 20 | 15:00 | 12.2 | 15 | 1 | 54 |  | 1 | 0.26479 | 3.6751 | 3.9399 | 95% | 0.565 | 38.6459 | 5.0916 | 2.8072 | 2.7389 | 0.068299 | 2.433% | 14.9196 | 0.8 | 0.8 | 0.8 | 54.72 | 7.2094 | 3.9748 | 2.9549 | 1.0199 | 25.66% | 1025.5 | 38.6459 | 0 | 986.8541 | 1025.5 | 54.72 | 0 | 970.78 | Winter | 0 | FALSE | 0 | 0 | 0 | 0 | 0 | 1 | 0 | 1
1986-10-20 | 10 | 20 | 16:00 | 11.7 | 16 | 1 | 53 |  | 2 | 0.52958 | 3.6751 | 4.2047 | 95% | 0.60297 | 41.2432 | 5.4338 | 2.9959 | 2.923 | 0.072889 | 2.433% | 14.7405 | 0.8 | 0.8 | 0.8 | 54.72 | 7.2094 | 3.9748 | 3.1535 | 0.82127 | 20.66% | 1013.25 | 41.2432 | 0 | 972.0068 | 1013.25 | 54.72 | 0 | 958.53 | Winter | 0 | FALSE | 0 | 0 | 0 | 0 | 0 | 1 | 0 | 1
1986-10-20 | 10 | 20 | 17:00 | 10.6 | 17 | 1 | 51 |  | 4 | 1.0592 | 4.7252 | 5.7843 | 95% | 0.82949 | 56.7373 | 7.4751 | 4.1213 | 4.0211 | 0.10027 | 2.433% | 14.6857 | 0.8 | 0.8 | 0.8 | 54.72 | 7.2094 | 3.9748 | 3.9748 | 0 | 0% | 1009.5 | 56.7373 | 0 | 952.7627 | 1009.5 | 54.72 | 0 | 954.78 | Winter | 1 | FALSE | 1 | 56.7373 | 54.72 | 0 | 0 | 1 | 0 | 1
1986-10-20 | 10 | 20 | 18:00 | 10 | 18 | 1 | 50 |  | 5 | 1.3239 | 6.0377 | 7.3617 | 95% | 1 | 68.4 | 9.0117 | 4.9685 | 4.8476 | 0.12088 | 2.433% | 14.5358 | 0.8 | 0.8 | 0.8 | 54.72 | 7.2094 | 3.9748 | 3.9748 | 0 | 0% | 999.25 | 68.4 | 0 | 930.85 | 999.25 | 54.72 | 0 | 944.53 | Winter | 1 | FALSE | 1 | 68.4 | 54.72 | 0 | 0 | 0 | 1 | 1
1986-10-20 | 10 | 20 | 19:00 | 10 | 19 | 1 | 50 |  | 5 | 1.3239 | 6.5627 | 7.8867 | 95% | 1 | 68.4 | 9.0117 | 4.9685 | 4.8476 | 0.12088 | 2.433% | 12.2917 | 0.8 | 0.8 | 0.8 | 54.72 | 7.2094 | 3.9748 | 3.9748 | 0 | 0% | 845.75 | 68.4 | 0 | 777.35 | 845.75 | 54.72 | 0 | 791.03 | Winter | 0 | FALSE | 0 | 0 | 0 | 0 | 0 | 0 | 1 | 1
1986-10-20 | 10 | 20 | 20:00 | 9.4 | 20 | 1 | 49 |  | 6 | 1.5887 | 5.7752 | 7.3639 | 95% | 1 | 68.4 | 9.0117 | 4.9685 | 4.8476 | 0.12088 | 2.433% | 13.0811 | 0.8 | 0.8 | 0.8 | 54.72 | 7.2094 | 3.9748 | 3.9748 | 0 | 0% | 899.75 | 68.4 | 0 | 831.35 | 899.75 | 54.72 | 0 | 845.03 | Winter | 0 | FALSE | 0 | 0 | 0 | 0 | 0 | 0 | 1 | 1
1986-10-20 | 10 | 20 | 21:00 | 8.3 | 21 | 1 | 47 |  | 8 | 2.1183 | 4.7252 | 6.8435 | 95% | 0.98138 | 67.1263 | 8.8439 | 4.876 | 4.7573 | 0.11863 | 2.433% | 11.8531 | 0.8 | 0.8 | 0.8 | 54.72 | 7.2094 | 3.9748 | 3.9748 | 0 | 0% | 815.75 | 67.1263 | 0 | 748.6237 | 815.75 | 54.72 | 0 | 761.03 | Winter | 0 | FALSE | 0 | 0 | 0 | 0 | 0 | 1 | 0 | 1
1986-10-20 | 10 | 20 | 22:00 | 8.3 | 22 | 1 | 47 |  | 8 | 2.1183 | 4.2002 | 6.3185 | 95% | 0.90609 | 61.9765 | 8.1654 | 4.5019 | 4.3924 | 0.10953 | 2.433% | 11.8494 | 0.8 | 0.8 | 0.8 | 54.72 | 7.2094 | 3.9748 | 3.9748 | 0 | 0% | 815.5 | 61.9765 | 0 | 753.5235 | 815.5 | 54.72 | 0 | 760.78 | Winter | 0 | FALSE | 0 | 0 | 0 | 0 | 0 | 1 | 0 | 1
1986-10-20 | 10 | 20 | 23:00 | 7.8 | 23 | 1 | 46 |  | 9 | 2.3831 | 5.2502 | 7.6333 | 95% | 1 | 68.4 | 9.0117 | 4.9685 | 4.8476 | 0.12088 | 2.433% | 12.4232 | 0.8 | 0.8 | 0.8 | 54.72 | 7.2094 | 3.9748 | 3.9748 | 0 | 0% | 854.75 | 68.4 | 0 | 786.35 | 854.75 | 54.72 | 0 | 800.03 | Winter | 0 | FALSE | 0 | 0 | 0 | 0 | 0 | 0 | 1 | 1
1986-10-20 | 10 | 20 | 24:00 | 7.8 | 0 | 1 | 46 |  | 9 | 2.3831 | 4.2002 | 6.5832 | 95% | 0.94406 | 64.5737 | 8.5076 | 4.6906 | 4.5764 | 0.11412 | 2.433% | 11.8348 | 0 | 0 | 0 | 0 | 0 | 0 | 0 | 0 | 0% | 814.5 | 64.5737 | 0 | 749.9263 | 814.5 | 0 | 0 | 814.5 | Winter | 0 | FALSE | 0 | 0 | 0 | 0 | 0 | 1 | 0 | 1
1986-10-21 | 10 | 21 | 1:00 | 7.2 | 1 | 1 | 45 |  | 10 | 2.6479 | 3.9376 | 6.5855 | 95% | 0.94439 | 64.5961 | 8.5105 | 4.6922 | 4.578 | 0.11416 | 2.433% | 11.0526 | 0 | 0 | 0 | 0 | 0 | 0 | 0 | 0 | 0% | 761 | 64.5961 | 0 | 696.4039 | 761 | 0 | 0 | 761 | Winter | 0 | FALSE | 0 | 0 | 0 | 0 | 0 | 1 | 0 | 1
1986-10-21 | 10 | 21 | 2:00 | 7.2 | 2 | 1 | 45 |  | 10 | 2.6479 | 3.1501 | 5.798 | 95% | 0.83145 | 56.8714 | 7.4928 | 4.1311 | 4.0306 | 0.10051 | 2.433% | 12.1637 | 0 | 0 | 0 | 0 | 0 | 0 | 0 | 0 | 0% | 837 | 56.8714 | 0 | 780.1286 | 837 | 0 | 0 | 837 | Winter | 0 | FALSE | 0 | 0 | 0 | 0 | 0 | 1 | 0 | 1
1986-10-21 | 10 | 21 | 3:00 | 7.2 | 3 | 1 | 45 |  | 10 | 2.6479 | 3.4126 | 6.0605 | 95% | 0.8691 | 59.4463 | 7.832 | 4.3181 | 4.2131 | 0.10506 | 2.433% | 11.992 | 0 | 0 | 0 | 0 | 0 | 0 | 0 | 0 | 0% | 825.25 | 59.4463 | 0 | 765.8037 | 825.25 | 0 | 0 | 825.25 | Winter | 0 | FALSE | 0 | 0 | 0 | 0 | 0 | 1 | 0 | 1
1986-10-21 | 10 | 21 | 4:00 | 7.8 | 4 | 1 | 46 |  | 9 | 2.3831 | 3.1501 | 5.5332 | 95% | 0.79348 | 54.2741 | 7.1506 | 3.9424 | 3.8465 | 0.095919 | 2.433% | 12.087 | 0 | 0 | 0 | 0 | 0 | 0 | 0 | 0 | 0% | 831.75 | 54.2741 | 0 | 777.4759 | 831.75 | 0 | 0 | 831.75 | Winter | 0 | FALSE | 0 | 0 | 0 | 0 | 0 | 1 | 0 | 1
1986-10-21 | 10 | 21 | 5:00 | 8.3 | 5 | 1 | 47 |  | 8 | 2.1183 | 3.1501 | 5.2684 | 95% | 0.75551 | 51.6769 | 6.8084 | 3.7537 | 3.6624 | 0.091329 | 2.433% | 11.6557 | 0 | 0 | 0 | 0 | 0 | 0 | 0 | 0 | 0% | 802.25 | 51.6769 | 0 | 750.5731 | 802.25 | 0 | 0 | 802.25 | Winter | 0 | FALSE | 0 | 0 | 0 | 0 | 0 | 1 | 0 | 1
1986-10-21 | 10 | 21 | 6:00 | 8.9 | 6 | 1 | 48 |  | 7 | 1.8535 | 3.9376 | 5.7912 | 95% | 0.83047 | 56.8043 | 7.484 | 4.1262 | 4.0258 | 0.10039 | 2.433% | 11.0965 | 0.8 | 0.8 | 0.8 | 54.72 | 7.2094 | 3.9748 | 3.9748 | 0 | 0% | 764 | 56.8043 | 0 | 707.1957 | 764 | 54.72 | 0 | 709.28 | Winter | 0 | FALSE | 0 | 0 | 0 | 0 | 0 | 1 | 0 | 1
1986-10-21 | 10 | 21 | 7:00 | 9.4 | 7 | 1 | 49 |  | 6 | 1.5887 | 4.7252 | 6.3139 | 95% | 0.90544 | 61.9318 | 8.1595 | 4.4987 | 4.3892 | 0.10945 | 2.433% | 13.22 | 0.8 | 0.8 | 0.8 | 54.72 | 7.2094 | 3.9748 | 3.9748 | 0 | 0% | 909.25 | 61.9318 | 0 | 847.3182 | 909.25 | 54.72 | 0 | 854.53 | Winter | 0 | FALSE | 0 | 0 | 0 | 0 | 0 | 1 | 0 | 1
1986-10-21 | 10 | 21 | 8:00 | 10.6 | 8 | 1 | 51 |  | 4 | 1.0592 | 7.6128 | 8.6719 | 95% | 1 | 68.4 | 9.0117 | 4.9685 | 4.8476 | 0.12088 | 2.433% | 13.6477 | 0.8 | 0.8 | 0.8 | 54.72 | 7.2094 | 3.9748 | 3.9748 | 0 | 0% | 938.5 | 68.4 | 0 | 870.1 | 938.5 | 54.72 | 0 | 883.78 | Winter | 0 | FALSE | 0 | 0 | 0 | 0 | 0 | 0 | 1 | 1
1986-10-21 | 10 | 21 | 9:00 | 12.8 | 9 | 1 | 55 |  | 0 | 0 | 6.5627 | 6.5627 | 95% | 0.94112 | 64.3726 | 8.4811 | 4.676 | 4.5622 | 0.11377 | 2.433% | 14.9598 | 0.8 | 0.8 | 0.8 | 54.72 | 7.2094 | 3.9748 | 3.9748 | 0 | 0% | 1028.25 | 64.3726 | 0 | 963.8774 | 1028.25 | 54.72 | 0 | 973.53 | Winter | 0 | FALSE | 0 | 0 | 0 | 0 | 0 | 1 | 0 | 1
1986-10-21 | 10 | 21 | 10:00 | 14.4 | 10 | 1 | 58 |  | 0 | 0 | 6.0377 | 6.0377 | 95% | 0.86583 | 59.2228 | 7.8026 | 4.3019 | 4.1972 | 0.10466 | 2.433% | 15.5848 | 0.8 | 0.8 | 0.8 | 54.72 | 7.2094 | 3.9748 | 3.9748 | 0 | 0% | 1071 | 59.2228 | 0 | 1011.7772 | 1071 | 54.72 | 0 | 1016.28 | Winter | 0 | FALSE | 0 | 0 | 0 | 0 | 0 | 1 | 0 | 1
1986-10-21 | 10 | 21 | 11:00 | 16.7 | 11 | 1 | 62 |  | 0 | 0 | 5.2502 | 5.2502 | 95% | 0.7529 | 51.4981 | 6.7849 | 3.7408 | 3.6497 | 0.091013 | 2.433% | 15.4094 | 0.8 | 0.8 | 0.8 | 54.72 | 7.2094 | 3.9748 | 3.9376 | 0.037156 | 0.9348% | 1059 | 51.4981 | 0 | 1007.5019 | 1059 | 54.72 | 0 | 1004.28 | Winter | 0 | FALSE | 0 | 0 | 0 | 0 | 0 | 1 | 0 | 1
1986-10-21 | 10 | 21 | 12:00 | 17.8 | 12 | 1 | 64 |  | 0 | 0 | 5.2502 | 5.2502 | 95% | 0.7529 | 51.4981 | 6.7849 | 3.7408 | 3.6497 | 0.091013 | 2.433% | 15.742 | 0.8 | 0.8 | 0.8 | 54.72 | 7.2094 | 3.9748 | 3.9376 | 0.037156 | 0.9348% | 1081.75 | 51.4981 | 0 | 1030.2519 | 1081.75 | 54.72 | 0 | 1027.03 | Winter | 0 | FALSE | 0 | 0 | 0 | 0 | 0 | 1 | 0 | 1
1986-10-21 | 10 | 21 | 13:00 | 18.9 | 13 | 1 | 66 |  | 0 | 0 | 4.7252 | 4.7252 | 95% | 0.67761 | 46.3483 | 6.1064 | 3.3667 | 3.2848 | 0.081911 | 2.433% | 16.5461 | 0.8 | 0.8 | 0.8 | 54.72 | 7.2094 | 3.9748 | 3.5439 | 0.43092 | 10.84% | 1136.75 | 46.3483 | 0 | 1090.4017 | 1136.75 | 54.72 | 0 | 1082.03 | Winter | 0 | FALSE | 0 | 0 | 0 | 0 | 0 | 1 | 0 | 1
1986-10-21 | 10 | 21 | 14:00 | 18.9 | 14 | 1 | 66 |  | 0 | 0 | 3.9376 | 3.9376 | 95% | 0.56467 | 38.6235 | 5.0887 | 2.8056 | 2.7373 | 0.068259 | 2.433% | 16.6667 | 0.8 | 0.8 | 0.8 | 54.72 | 7.2094 | 3.9748 | 2.9532 | 1.0216 | 25.7% | 1145 | 38.6235 | 0 | 1106.3765 | 1145 | 54.72 | 0 | 1090.28 | Winter | 0 | FALSE | 0 | 0 | 0 | 0 | 0 | 1 | 0 | 1
1986-10-21 | 10 | 21 | 15:00 | 20 | 15 | 1 | 68 |  | 0 | 0 | 3.6751 | 3.6751 | 95% | 0.52703 | 36.0486 | 4.7494 | 2.6185 | 2.5548 | 0.063709 | 2.433% | 16.2317 | 0.8 | 0.8 | 0.8 | 54.72 | 7.2094 | 3.9748 | 2.7564 | 1.2184 | 30.65% | 1115.25 | 36.0486 | 0 | 1079.2014 | 1115.25 | 54.72 | 0 | 1060.53 | Winter | 0 | FALSE | 0 | 0 | 0 | 0 | 0 | 1 | 0 | 1
1986-10-21 | 10 | 21 | 16:00 | 19.4 | 16 | 1 | 67 |  | 0 | 0 | 3.6751 | 3.6751 | 95% | 0.52703 | 36.0486 | 4.7494 | 2.6185 | 2.5548 | 0.063709 | 2.433% | 15.7931 | 0.8 | 0.8 | 0.8 | 54.72 | 7.2094 | 3.9748 | 2.7564 | 1.2184 | 30.65% | 1085.25 | 36.0486 | 0 | 1049.2014 | 1085.25 | 54.72 | 0 | 1030.53 | Winter | 0 | FALSE | 0 | 0 | 0 | 0 | 0 | 1 | 0 | 1
1986-10-21 | 10 | 21 | 17:00 | 18.9 | 17 | 1 | 66 |  | 0 | 0 | 4.7252 | 4.7252 | 95% | 0.67761 | 46.3483 | 6.1064 | 3.3667 | 3.2848 | 0.081911 | 2.433% | 15.117 | 0.8 | 0.8 | 0.8 | 54.72 | 7.2094 | 3.9748 | 3.5439 | 0.43092 | 10.84% | 1039 | 46.3483 | 0 | 992.6517 | 1039 | 54.72 | 0 | 984.28 | Winter | 1 | FALSE | 1 | 46.3483 | 54.72 | 0 | 0 | 1 | 0 | 1
1986-10-21 | 10 | 21 | 18:00 | 16.7 | 18 | 1 | 62 |  | 0 | 0 | 6.0377 | 6.0377 | 95% | 0.86583 | 59.2228 | 7.8026 | 4.3019 | 4.1972 | 0.10466 | 2.433% | 14.8173 | 0.8 | 0.8 | 0.8 | 54.72 | 7.2094 | 3.9748 | 3.9748 | 0 | 0% | 1018.5 | 59.2228 | 0 | 959.2772 | 1018.5 | 54.72 | 0 | 963.78 | Winter | 1 | FALSE | 1 | 59.2228 | 54.72 | 0 | 0 | 1 | 0 | 1
1986-10-21 | 10 | 21 | 19:00 | 16.7 | 19 | 1 | 62 |  | 0 | 0 | 6.5627 | 6.5627 | 95% | 0.94112 | 64.3726 | 8.4811 | 4.676 | 4.5622 | 0.11377 | 2.433% | 13.9437 | 0.8 | 0.8 | 0.8 | 54.72 | 7.2094 | 3.9748 | 3.9748 | 0 | 0% | 958.75 | 64.3726 | 0 | 894.3774 | 958.75 | 54.72 | 0 | 904.03 | Winter | 0 | FALSE | 0 | 0 | 0 | 0 | 0 | 1 | 0 | 1
1986-10-21 | 10 | 21 | 20:00 | 16.7 | 20 | 1 | 62 |  | 0 | 0 | 5.7752 | 5.7752 | 95% | 0.82819 | 56.6479 | 7.4634 | 4.1148 | 4.0147 | 0.10011 | 2.433% | 14.1118 | 0.8 | 0.8 | 0.8 | 54.72 | 7.2094 | 3.9748 | 3.9748 | 0 | 0% | 970.25 | 56.6479 | 0 | 913.6021 | 970.25 | 54.72 | 0 | 915.53 | Winter | 0 | FALSE | 0 | 0 | 0 | 0 | 0 | 1 | 0 | 1
1986-10-21 | 10 | 21 | 21:00 | 15.6 | 21 | 1 | 60 |  | 0 | 0 | 4.7252 | 4.7252 | 95% | 0.67761 | 46.3483 | 6.1064 | 3.3667 | 3.2848 | 0.081911 | 2.433% | 12.5804 | 0.8 | 0.8 | 0.8 | 54.72 | 7.2094 | 3.9748 | 3.5439 | 0.43092 | 10.84% | 865.5 | 46.3483 | 0 | 819.1517 | 865.5 | 54.72 | 0 | 810.78 | Winter | 0 | FALSE | 0 | 0 | 0 | 0 | 0 | 1 | 0 | 1
1986-10-21 | 10 | 21 | 22:00 | 15 | 22 | 1 | 59 |  | 0 | 0 | 4.2002 | 4.2002 | 95% | 0.60232 | 41.1985 | 5.4279 | 2.9926 | 2.9198 | 0.07281 | 2.433% | 11.1111 | 0.8 | 0.8 | 0.8 | 54.72 | 7.2094 | 3.9748 | 3.1501 | 0.82468 | 20.75% | 765 | 41.1985 | 0 | 723.8015 | 765 | 54.72 | 0 | 710.28 | Winter | 0 | FALSE | 0 | 0 | 0 | 0 | 0 | 1 | 0 | 1
1986-10-21 | 10 | 21 | 23:00 | 13.9 | 23 | 1 | 57 |  | 0 | 0 | 5.2502 | 5.2502 | 95% | 0.7529 | 51.4981 | 6.7849 | 3.7408 | 3.6497 | 0.091013 | 2.433% | 10.4715 | 0.8 | 0.8 | 0.8 | 54.72 | 7.2094 | 3.9748 | 3.9376 | 0.037156 | 0.9348% | 721.25 | 51.4981 | 0 | 669.7519 | 721.25 | 54.72 | 0 | 666.53 | Winter | 0 | FALSE | 0 | 0 | 0 | 0 | 0 | 1 | 0 | 1
1986-10-21 | 10 | 21 | 24:00 | 13.9 | 0 | 1 | 57 |  | 0 | 0 | 4.2002 | 4.2002 | 95% | 0.60232 | 41.1985 | 5.4279 | 2.9926 | 2.9198 | 0.07281 | 2.433% | 11.0746 | 0 | 0 | 0 | 0 | 0 | 0 | 0 | 0 | 0% | 762.5 | 41.1985 | 0 | 721.3015 | 762.5 | 0 | 0 | 762.5 | Winter | 0 | FALSE | 0 | 0 | 0 | 0 | 0 | 1 | 0 | 1
1986-10-22 | 10 | 22 | 1:00 | 13.9 | 1 | 1 | 57 |  | 0 | 0 | 3.9376 | 3.9376 | 95% | 0.56467 | 38.6235 | 5.0887 | 2.8056 | 2.7373 | 0.068259 | 2.433% | 10.5958 | 0 | 0 | 0 | 0 | 0 | 0 | 0 | 0 | 0% | 729.75 | 38.6235 | 0 | 691.1265 | 729.75 | 0 | 0 | 729.75 | Winter | 0 | FALSE | 0 | 0 | 0 | 0 | 0 | 1 | 0 | 1
1986-10-22 | 10 | 22 | 2:00 | 13.9 | 2 | 1 | 57 |  | 0 | 0 | 3.1501 | 3.1501 | 95% | 0 | 0 | 0 | 0 | 0 | 0 | 2.433% | 11.4985 | 0 | 0 | 0 | 0 | 0 | 0 | 0 | 0 | 0% | 791.5 | 0 | 0 | 791.5 | 791.5 | 0 | 0 | 791.5 | Winter | 0 | FALSE | 0 | 0 | 0 | 1 | 0 | 1 | 0 | 0
1986-10-22 | 10 | 22 | 3:00 | 12.8 | 3 | 1 | 55 |  | 0 | 0 | 3.4126 | 3.4126 | 95% | 0 | 0 | 0 | 0 | 0 | 0 | 2.433% | 11.3706 | 0 | 0 | 0 | 0 | 0 | 0 | 0 | 0 | 0% | 782.75 | 0 | 0 | 782.75 | 782.75 | 0 | 0 | 782.75 | Winter | 0 | FALSE | 0 | 0 | 0 | 1 | 0 | 1 | 0 | 0
1986-10-22 | 10 | 22 | 4:00 | 12.2 | 4 | 1 | 54 |  | 1 | 0.26479 | 3.1501 | 3.4149 | 95% | 0 | 0 | 0 | 0 | 0 | 0 | 2.433% | 11.5095 | 0 | 0 | 0 | 0 | 0 | 0 | 0 | 0 | 0% | 792.25 | 0 | 0 | 792.25 | 792.25 | 0 | 0 | 792.25 | Winter | 0 | FALSE | 0 | 0 | 0 | 1 | 0 | 1 | 0 | 0
1986-10-22 | 10 | 22 | 5:00 | 11.1 | 5 | 1 | 52 |  | 3 | 0.79436 | 3.1501 | 3.9445 | 95% | 0.56565 | 38.6906 | 5.0975 | 2.8104 | 2.7421 | 0.068378 | 2.433% | 10.5848 | 0 | 0 | 0 | 0 | 0 | 0 | 0 | 0 | 0% | 729 | 38.6906 | 0 | 690.3094 | 729 | 0 | 0 | 729 | Winter | 0 | FALSE | 0 | 0 | 0 | 0 | 0 | 1 | 0 | 1
1986-10-22 | 10 | 22 | 6:00 | 11.1 | 6 | 1 | 52 |  | 3 | 0.79436 | 3.9376 | 4.732 | 95% | 0.67859 | 46.4153 | 6.1152 | 3.3716 | 3.2895 | 0.08203 | 2.433% | 10.8845 | 0.8 | 0.8 | 0.8 | 54.72 | 7.2094 | 3.9748 | 3.549 | 0.42579 | 10.71% | 749.5 | 46.4153 | 0 | 703.0847 | 749.5 | 54.72 | 0 | 694.78 | Winter | 0 | FALSE | 0 | 0 | 0 | 0 | 0 | 1 | 0 | 1
1986-10-22 | 10 | 22 | 7:00 | 12.2 | 7 | 1 | 54 |  | 1 | 0.26479 | 4.7252 | 4.99 | 95% | 0.71558 | 48.9455 | 6.4486 | 3.5553 | 3.4688 | 0.086501 | 2.433% | 12.4196 | 0.8 | 0.8 | 0.8 | 54.72 | 7.2094 | 3.9748 | 3.7425 | 0.23233 | 5.845% | 854.5 | 48.9455 | 0 | 805.5545 | 854.5 | 54.72 | 0 | 799.78 | Winter | 0 | FALSE | 0 | 0 | 0 | 0 | 0 | 1 | 0 | 1
1986-10-22 | 10 | 22 | 8:00 | 13.3 | 8 | 1 | 56 |  | 0 | 0 | 7.6128 | 7.6128 | 95% | 1 | 68.4 | 9.0117 | 4.9685 | 4.8476 | 0.12088 | 2.433% | 14.1813 | 0.8 | 0.8 | 0.8 | 54.72 | 7.2094 | 3.9748 | 3.9748 | 0 | 0% | 975 | 68.4 | 0 | 906.6 | 975 | 54.72 | 0 | 920.28 | Winter | 0 | FALSE | 0 | 0 | 0 | 0 | 0 | 0 | 1 | 1
1986-10-22 | 10 | 22 | 9:00 | 15 | 9 | 1 | 59 |  | 0 | 0 | 6.5627 | 6.5627 | 95% | 0.94112 | 64.3726 | 8.4811 | 4.676 | 4.5622 | 0.11377 | 2.433% | 14.3275 | 0.8 | 0.8 | 0.8 | 54.72 | 7.2094 | 3.9748 | 3.9748 | 0 | 0% | 985 | 64.3726 | 0 | 920.6274 | 985 | 54.72 | 0 | 930.28 | Winter | 0 | FALSE | 0 | 0 | 0 | 0 | 0 | 1 | 0 | 1
1986-10-22 | 10 | 22 | 10:00 | 15.6 | 10 | 1 | 60 |  | 0 | 0 | 6.0377 | 6.0377 | 95% | 0.86583 | 59.2228 | 7.8026 | 4.3019 | 4.1972 | 0.10466 | 2.433% | 14.6966 | 0.8 | 0.8 | 0.8 | 54.72 | 7.2094 | 3.9748 | 3.9748 | 0 | 0% | 1010.25 | 59.2228 | 0 | 951.0272 | 1010.25 | 54.72 | 0 | 955.53 | Winter | 0 | FALSE | 0 | 0 | 0 | 0 | 0 | 1 | 0 | 1
1986-10-22 | 10 | 22 | 11:00 | 16.7 | 11 | 1 | 62 |  | 0 | 0 | 5.2502 | 5.2502 | 95% | 0.7529 | 51.4981 | 6.7849 | 3.7408 | 3.6497 | 0.091013 | 2.433% | 14.0205 | 0.8 | 0.8 | 0.8 | 54.72 | 7.2094 | 3.9748 | 3.9376 | 0.037156 | 0.9348% | 964 | 51.4981 | 0 | 912.5019 | 964 | 54.72 | 0 | 909.28 | Winter | 0 | FALSE | 0 | 0 | 0 | 0 | 0 | 1 | 0 | 1
1986-10-22 | 10 | 22 | 12:00 | 17.8 | 12 | 1 | 64 |  | 0 | 0 | 5.2502 | 5.2502 | 95% | 0.7529 | 51.4981 | 6.7849 | 3.7408 | 3.6497 | 0.091013 | 2.433% | 14.2142 | 0.8 | 0.8 | 0.8 | 54.72 | 7.2094 | 3.9748 | 3.9376 | 0.037156 | 0.9348% | 977.25 | 51.4981 | 0 | 925.7519 | 977.25 | 54.72 | 0 | 922.53 | Winter | 0 | FALSE | 0 | 0 | 0 | 0 | 0 | 1 | 0 | 1
1986-10-22 | 10 | 22 | 13:00 | 20 | 13 | 1 | 68 |  | 0 | 0 | 4.7252 | 4.7252 | 95% | 0.67761 | 46.3483 | 6.1064 | 3.3667 | 3.2848 | 0.081911 | 2.433% | 15.1499 | 0.8 | 0.8 | 0.8 | 54.72 | 7.2094 | 3.9748 | 3.5439 | 0.43092 | 10.84% | 1041.25 | 46.3483 | 0 | 994.9017 | 1041.25 | 54.72 | 0 | 986.53 | Winter | 0 | FALSE | 0 | 0 | 0 | 0 | 0 | 1 | 0 | 1
1986-10-22 | 10 | 22 | 14:00 | 20 | 14 | 1 | 68 |  | 0 | 0 | 3.9376 | 3.9376 | 95% | 0.56467 | 38.6235 | 5.0887 | 2.8056 | 2.7373 | 0.068259 | 2.433% | 15.1937 | 0.8 | 0.8 | 0.8 | 54.72 | 7.2094 | 3.9748 | 2.9532 | 1.0216 | 25.7% | 1044.25 | 38.6235 | 0 | 1005.6265 | 1044.25 | 54.72 | 0 | 989.53 | Winter | 0 | FALSE | 0 | 0 | 0 | 0 | 0 | 1 | 0 | 1
1986-10-22 | 10 | 22 | 15:00 | 20.6 | 15 | 1 | 69 |  | 0 | 0 | 3.6751 | 3.6751 | 95% | 0.52703 | 36.0486 | 4.7494 | 2.6185 | 2.5548 | 0.063709 | 2.433% | 15.1279 | 0.8 | 0.8 | 0.8 | 54.72 | 7.2094 | 3.9748 | 2.7564 | 1.2184 | 30.65% | 1039.75 | 36.0486 | 0 | 1003.7014 | 1039.75 | 54.72 | 0 | 985.03 | Winter | 0 | FALSE | 0 | 0 | 0 | 0 | 0 | 1 | 0 | 1
1986-10-22 | 10 | 22 | 16:00 | 20.6 | 16 | 1 | 69 |  | 0 | 0 | 3.6751 | 3.6751 | 95% | 0.52703 | 36.0486 | 4.7494 | 2.6185 | 2.5548 | 0.063709 | 2.433% | 14.6674 | 0.8 | 0.8 | 0.8 | 54.72 | 7.2094 | 3.9748 | 2.7564 | 1.2184 | 30.65% | 1008.25 | 36.0486 | 0 | 972.2014 | 1008.25 | 54.72 | 0 | 953.53 | Winter | 0 | FALSE | 0 | 0 | 0 | 0 | 0 | 1 | 0 | 1
1986-10-22 | 10 | 22 | 17:00 | 17.2 | 17 | 1 | 63 |  | 0 | 0 | 4.7252 | 4.7252 | 95% | 0.67761 | 46.3483 | 6.1064 | 3.3667 | 3.2848 | 0.081911 | 2.433% | 14.3165 | 0.8 | 0.8 | 0.8 | 54.72 | 7.2094 | 3.9748 | 3.5439 | 0.43092 | 10.84% | 984.25 | 46.3483 | 0 | 937.9017 | 984.25 | 54.72 | 0 | 929.53 | Winter | 1 | FALSE | 1 | 46.3483 | 54.72 | 0 | 0 | 1 | 0 | 1
1986-10-22 | 10 | 22 | 18:00 | 15.6 | 18 | 1 | 60 |  | 0 | 0 | 6.0377 | 6.0377 | 95% | 0.86583 | 59.2228 | 7.8026 | 4.3019 | 4.1972 | 0.10466 | 2.433% | 13.6294 | 0.8 | 0.8 | 0.8 | 54.72 | 7.2094 | 3.9748 | 3.9748 | 0 | 0% | 937.25 | 59.2228 | 0 | 878.0272 | 937.25 | 54.72 | 0 | 882.53 | Winter | 1 | FALSE | 1 | 59.2228 | 54.72 | 0 | 0 | 1 | 0 | 1
1986-10-22 | 10 | 22 | 19:00 | 15 | 19 | 1 | 59 |  | 0 | 0 | 6.5627 | 6.5627 | 95% | 0.94112 | 64.3726 | 8.4811 | 4.676 | 4.5622 | 0.11377 | 2.433% | 13.5855 | 0.8 | 0.8 | 0.8 | 54.72 | 7.2094 | 3.9748 | 3.9748 | 0 | 0% | 934.25 | 64.3726 | 0 | 869.8774 | 934.25 | 54.72 | 0 | 879.53 | Winter | 0 | FALSE | 0 | 0 | 0 | 0 | 0 | 1 | 0 | 1
1986-10-22 | 10 | 22 | 20:00 | 14.4 | 20 | 1 | 58 |  | 0 | 0 | 5.7752 | 5.7752 | 95% | 0.82819 | 56.6479 | 7.4634 | 4.1148 | 4.0147 | 0.10011 | 2.433% | 13.1031 | 0.8 | 0.8 | 0.8 | 54.72 | 7.2094 | 3.9748 | 3.9748 | 0 | 0% | 901.25 | 56.6479 | 0 | 844.6021 | 901.25 | 54.72 | 0 | 846.53 | Winter | 0 | FALSE | 0 | 0 | 0 | 0 | 0 | 1 | 0 | 1
1986-10-22 | 10 | 22 | 21:00 | 13.9 | 21 | 1 | 57 |  | 0 | 0 | 4.7252 | 4.7252 | 95% | 0.67761 | 46.3483 | 6.1064 | 3.3667 | 3.2848 | 0.081911 | 2.433% | 12.4306 | 0.8 | 0.8 | 0.8 | 54.72 | 7.2094 | 3.9748 | 3.5439 | 0.43092 | 10.84% | 855.25 | 46.3483 | 0 | 808.9017 | 855.25 | 54.72 | 0 | 800.53 | Winter | 0 | FALSE | 0 | 0 | 0 | 0 | 0 | 1 | 0 | 1
1986-10-22 | 10 | 22 | 22:00 | 12.8 | 22 | 1 | 55 |  | 0 | 0 | 4.2002 | 4.2002 | 95% | 0.60232 | 41.1985 | 5.4279 | 2.9926 | 2.9198 | 0.07281 | 2.433% | 11.6228 | 0.8 | 0.8 | 0.8 | 54.72 | 7.2094 | 3.9748 | 3.1501 | 0.82468 | 20.75% | 800 | 41.1985 | 0 | 758.8015 | 800 | 54.72 | 0 | 745.28 | Winter | 0 | FALSE | 0 | 0 | 0 | 0 | 0 | 1 | 0 | 1
1986-10-22 | 10 | 22 | 23:00 | 12.8 | 23 | 1 | 55 |  | 0 | 0 | 5.2502 | 5.2502 | 95% | 0.7529 | 51.4981 | 6.7849 | 3.7408 | 3.6497 | 0.091013 | 2.433% | 11.4912 | 0.8 | 0.8 | 0.8 | 54.72 | 7.2094 | 3.9748 | 3.9376 | 0.037156 | 0.9348% | 791 | 51.4981 | 0 | 739.5019 | 791 | 54.72 | 0 | 736.28 | Winter | 0 | FALSE | 0 | 0 | 0 | 0 | 0 | 1 | 0 | 1
1986-10-22 | 10 | 22 | 24:00 | 12.2 | 0 | 1 | 54 |  | 1 | 0.26479 | 4.2002 | 4.4649 | 95% | 0.64029 | 43.7957 | 5.7701 | 3.1813 | 3.1039 | 0.0774 | 2.433% | 11.3194 | 0 | 0 | 0 | 0 | 0 | 0 | 0 | 0 | 0% | 779.25 | 43.7957 | 0 | 735.4543 | 779.25 | 0 | 0 | 779.25 | Winter | 0 | FALSE | 0 | 0 | 0 | 0 | 0 | 1 | 0 | 1
1986-10-23 | 10 | 23 | 1:00 | 11.7 | 1 | 1 | 53 |  | 2 | 0.52958 | 3.9376 | 4.4672 | 95% | 0.64061 | 43.8181 | 5.773 | 3.1829 | 3.1055 | 0.07744 | 2.433% | 11.473 | 0 | 0 | 0 | 0 | 0 | 0 | 0 | 0 | 0% | 789.75 | 43.8181 | 0 | 745.9319 | 789.75 | 0 | 0 | 789.75 | Winter | 0 | FALSE | 0 | 0 | 0 | 0 | 0 | 1 | 0 | 1
1986-10-23 | 10 | 23 | 2:00 | 11.1 | 2 | 1 | 52 |  | 3 | 0.79436 | 3.1501 | 3.9445 | 95% | 0.56565 | 38.6906 | 5.0975 | 2.8104 | 2.7421 | 0.068378 | 2.433% | 11.4218 | 0 | 0 | 0 | 0 | 0 | 0 | 0 | 0 | 0% | 786.25 | 38.6906 | 0 | 747.5594 | 786.25 | 0 | 0 | 786.25 | Winter | 0 | FALSE | 0 | 0 | 0 | 0 | 0 | 1 | 0 | 1
1986-10-23 | 10 | 23 | 3:00 | 11.7 | 3 | 1 | 53 |  | 2 | 0.52958 | 3.4126 | 3.9422 | 95% | 0.56533 | 38.6682 | 5.0945 | 2.8088 | 2.7405 | 0.068338 | 2.433% | 11.4803 | 0 | 0 | 0 | 0 | 0 | 0 | 0 | 0 | 0% | 790.25 | 38.6682 | 0 | 751.5818 | 790.25 | 0 | 0 | 790.25 | Winter | 0 | FALSE | 0 | 0 | 0 | 0 | 0 | 1 | 0 | 1
1986-10-23 | 10 | 23 | 4:00 | 11.7 | 4 | 1 | 53 |  | 2 | 0.52958 | 3.1501 | 3.6797 | 95% | 0.52768 | 36.0933 | 4.7553 | 2.6218 | 2.558 | 0.063788 | 2.433% | 11.2171 | 0 | 0 | 0 | 0 | 0 | 0 | 0 | 0 | 0% | 772.25 | 36.0933 | 0 | 736.1567 | 772.25 | 0 | 0 | 772.25 | Winter | 0 | FALSE | 0 | 0 | 0 | 0 | 0 | 1 | 0 | 1
1986-10-23 | 10 | 23 | 5:00 | 12.2 | 5 | 1 | 54 |  | 1 | 0.26479 | 3.1501 | 3.4149 | 95% | 0 | 0 | 0 | 0 | 0 | 0 | 2.433% | 11.1221 | 0 | 0 | 0 | 0 | 0 | 0 | 0 | 0 | 0% | 765.75 | 0 | 0 | 765.75 | 765.75 | 0 | 0 | 765.75 | Winter | 0 | FALSE | 0 | 0 | 0 | 1 | 0 | 1 | 0 | 0
1986-10-23 | 10 | 23 | 6:00 | 12.2 | 6 | 1 | 54 |  | 1 | 0.26479 | 3.9376 | 4.2024 | 95% | 0.60264 | 41.2208 | 5.4308 | 2.9942 | 2.9214 | 0.07285 | 2.433% | 11.4327 | 0.8 | 0.8 | 0.8 | 54.72 | 7.2094 | 3.9748 | 3.1518 | 0.82298 | 20.7% | 787 | 41.2208 | 0 | 745.7792 | 787 | 54.72 | 0 | 732.28 | Winter | 0 | FALSE | 0 | 0 | 0 | 0 | 0 | 1 | 0 | 1
1986-10-23 | 10 | 23 | 7:00 | 13.3 | 7 | 1 | 56 |  | 0 | 0 | 4.7252 | 4.7252 | 95% | 0.67761 | 46.3483 | 6.1064 | 3.3667 | 3.2848 | 0.081911 | 2.433% | 12.8326 | 0.8 | 0.8 | 0.8 | 54.72 | 7.2094 | 3.9748 | 3.5439 | 0.43092 | 10.84% | 882.75 | 46.3483 | 0 | 836.4017 | 882.75 | 54.72 | 0 | 828.03 | Winter | 0 | FALSE | 0 | 0 | 0 | 0 | 0 | 1 | 0 | 1
1986-10-23 | 10 | 23 | 8:00 | 15 | 8 | 1 | 59 |  | 0 | 0 | 7.6128 | 7.6128 | 95% | 1 | 68.4 | 9.0117 | 4.9685 | 4.8476 | 0.12088 | 2.433% | 13.1104 | 0.8 | 0.8 | 0.8 | 54.72 | 7.2094 | 3.9748 | 3.9748 | 0 | 0% | 901.75 | 68.4 | 0 | 833.35 | 901.75 | 54.72 | 0 | 847.03 | Winter | 0 | FALSE | 0 | 0 | 0 | 0 | 0 | 0 | 1 | 1
1986-10-23 | 10 | 23 | 9:00 | 16.1 | 9 | 1 | 61 |  | 0 | 0 | 6.5627 | 6.5627 | 95% | 0.94112 | 64.3726 | 8.4811 | 4.676 | 4.5622 | 0.11377 | 2.433% | 13.7208 | 0.8 | 0.8 | 0.8 | 54.72 | 7.2094 | 3.9748 | 3.9748 | 0 | 0% | 943.5 | 64.3726 | 0 | 879.1274 | 943.5 | 54.72 | 0 | 888.78 | Winter | 0 | FALSE | 0 | 0 | 0 | 0 | 0 | 1 | 0 | 1
1986-10-23 | 10 | 23 | 10:00 | 18.3 | 10 | 1 | 65 |  | 0 | 0 | 6.0377 | 6.0377 | 95% | 0.86583 | 59.2228 | 7.8026 | 4.3019 | 4.1972 | 0.10466 | 2.433% | 14.2434 | 0.8 | 0.8 | 0.8 | 54.72 | 7.2094 | 3.9748 | 3.9748 | 0 | 0% | 979.25 | 59.2228 | 0 | 920.0272 | 979.25 | 54.72 | 0 | 924.53 | Winter | 0 | FALSE | 0 | 0 | 0 | 0 | 0 | 1 | 0 | 1
1986-10-23 | 10 | 23 | 11:00 | 20.6 | 11 | 1 | 69 |  | 0 | 0 | 5.2502 | 5.2502 | 95% | 0.7529 | 51.4981 | 6.7849 | 3.7408 | 3.6497 | 0.091013 | 2.433% | 14.6857 | 0.8 | 0.8 | 0.8 | 54.72 | 7.2094 | 3.9748 | 3.9376 | 0.037156 | 0.9348% | 1009.5 | 51.4981 | 0 | 958.0019 | 1009.5 | 54.72 | 0 | 954.78 | Winter | 0 | FALSE | 0 | 0 | 0 | 0 | 0 | 1 | 0 | 1
1986-10-23 | 10 | 23 | 12:00 | 22.2 | 12 | 1 | 72 |  | 0 | 0 | 5.2502 | 5.2502 | 95% | 0.7529 | 51.4981 | 6.7849 | 3.7408 | 3.6497 | 0.091013 | 2.433% | 15.4971 | 0.8 | 0.8 | 0.8 | 54.72 | 7.2094 | 3.9748 | 3.9376 | 0.037156 | 0.9348% | 1065 | 51.4981 | 0 | 1013.5019 | 1065 | 54.72 | 0 | 1010.28 | Winter | 0 | FALSE | 0 | 0 | 0 | 0 | 0 | 1 | 0 | 1
1986-10-23 | 10 | 23 | 13:00 | 22.8 | 13 | 1 | 73 |  | 0 | 0 | 4.7252 | 4.7252 | 95% | 0.67761 | 46.3483 | 6.1064 | 3.3667 | 3.2848 | 0.081911 | 2.433% | 15.4349 | 0.8 | 0.8 | 0.8 | 54.72 | 7.2094 | 3.9748 | 3.5439 | 0.43092 | 10.84% | 1060.75 | 46.3483 | 0 | 1014.4017 | 1060.75 | 54.72 | 0 | 1006.03 | Winter | 0 | FALSE | 0 | 0 | 0 | 0 | 0 | 1 | 0 | 1
1986-10-23 | 10 | 23 | 14:00 | 23.3 | 14 | 1 | 74 |  | 0 | 0 | 3.9376 | 3.9376 | 95% | 0.56467 | 38.6235 | 5.0887 | 2.8056 | 2.7373 | 0.068259 | 2.433% | 14.9708 | 0.8 | 0.8 | 0.8 | 54.72 | 7.2094 | 3.9748 | 2.9532 | 1.0216 | 25.7% | 1029 | 38.6235 | 0 | 990.3765 | 1029 | 54.72 | 0 | 974.28 | Winter | 0 | FALSE | 0 | 0 | 0 | 0 | 0 | 1 | 0 | 1
1986-10-23 | 10 | 23 | 15:00 | 22.8 | 15 | 1 | 73 |  | 0 | 0 | 3.6751 | 3.6751 | 95% | 0.52703 | 36.0486 | 4.7494 | 2.6185 | 2.5548 | 0.063709 | 2.433% | 15.4898 | 0.8 | 0.8 | 0.8 | 54.72 | 7.2094 | 3.9748 | 2.7564 | 1.2184 | 30.65% | 1064.5 | 36.0486 | 0 | 1028.4514 | 1064.5 | 54.72 | 0 | 1009.78 | Winter | 0 | FALSE | 0 | 0 | 0 | 0 | 0 | 1 | 0 | 1
1986-10-23 | 10 | 23 | 16:00 | 22.2 | 16 | 1 | 72 |  | 0 | 0 | 3.6751 | 3.6751 | 95% | 0.52703 | 36.0486 | 4.7494 | 2.6185 | 2.5548 | 0.063709 | 2.433% | 15.0329 | 0.8 | 0.8 | 0.8 | 54.72 | 7.2094 | 3.9748 | 2.7564 | 1.2184 | 30.65% | 1033.25 | 36.0486 | 0 | 997.2014 | 1033.25 | 54.72 | 0 | 978.53 | Winter | 0 | FALSE | 0 | 0 | 0 | 0 | 0 | 1 | 0 | 1
1986-10-23 | 10 | 23 | 17:00 | 18.9 | 17 | 1 | 66 |  | 0 | 0 | 4.7252 | 4.7252 | 95% | 0.67761 | 46.3483 | 6.1064 | 3.3667 | 3.2848 | 0.081911 | 2.433% | 14.5943 | 0.8 | 0.8 | 0.8 | 54.72 | 7.2094 | 3.9748 | 3.5439 | 0.43092 | 10.84% | 1003.25 | 46.3483 | 0 | 956.9017 | 1003.25 | 54.72 | 0 | 948.53 | Winter | 1 | FALSE | 1 | 46.3483 | 54.72 | 0 | 0 | 1 | 0 | 1
1986-10-23 | 10 | 23 | 18:00 | 18.3 | 18 | 1 | 65 |  | 0 | 0 | 6.0377 | 6.0377 | 95% | 0.86583 | 59.2228 | 7.8026 | 4.3019 | 4.1972 | 0.10466 | 2.433% | 14.4518 | 0.8 | 0.8 | 0.8 | 54.72 | 7.2094 | 3.9748 | 3.9748 | 0 | 0% | 993.5 | 59.2228 | 0 | 934.2772 | 993.5 | 54.72 | 0 | 938.78 | Winter | 1 | FALSE | 1 | 59.2228 | 54.72 | 0 | 0 | 1 | 0 | 1
1986-10-23 | 10 | 23 | 19:00 | 17.8 | 19 | 1 | 64 |  | 0 | 0 | 6.5627 | 6.5627 | 95% | 0.94112 | 64.3726 | 8.4811 | 4.676 | 4.5622 | 0.11377 | 2.433% | 13.5307 | 0.8 | 0.8 | 0.8 | 54.72 | 7.2094 | 3.9748 | 3.9748 | 0 | 0% | 930.5 | 64.3726 | 0 | 866.1274 | 930.5 | 54.72 | 0 | 875.78 | Winter | 0 | FALSE | 0 | 0 | 0 | 0 | 0 | 1 | 0 | 1
1986-10-23 | 10 | 23 | 20:00 | 16.7 | 20 | 1 | 62 |  | 0 | 0 | 5.7752 | 5.7752 | 95% | 0.82819 | 56.6479 | 7.4634 | 4.1148 | 4.0147 | 0.10011 | 2.433% | 13.326 | 0.8 | 0.8 | 0.8 | 54.72 | 7.2094 | 3.9748 | 3.9748 | 0 | 0% | 916.5 | 56.6479 | 0 | 859.8521 | 916.5 | 54.72 | 0 | 861.78 | Winter | 0 | FALSE | 0 | 0 | 0 | 0 | 0 | 1 | 0 | 1
1986-10-23 | 10 | 23 | 21:00 | 16.1 | 21 | 1 | 61 |  | 0 | 0 | 4.7252 | 4.7252 | 95% | 0.67761 | 46.3483 | 6.1064 | 3.3667 | 3.2848 | 0.081911 | 2.433% | 12.2076 | 0.8 | 0.8 | 0.8 | 54.72 | 7.2094 | 3.9748 | 3.5439 | 0.43092 | 10.84% | 840 | 46.3483 | 0 | 793.6517 | 840 | 54.72 | 0 | 785.28 | Winter | 0 | FALSE | 0 | 0 | 0 | 0 | 0 | 1 | 0 | 1
1986-10-23 | 10 | 23 | 22:00 | 13.3 | 22 | 1 | 56 |  | 0 | 0 | 4.2002 | 4.2002 | 95% | 0.60232 | 41.1985 | 5.4279 | 2.9926 | 2.9198 | 0.07281 | 2.433% | 11.3304 | 0.8 | 0.8 | 0.8 | 54.72 | 7.2094 | 3.9748 | 3.1501 | 0.82468 | 20.75% | 780 | 41.1985 | 0 | 738.8015 | 780 | 54.72 | 0 | 725.28 | Winter | 0 | FALSE | 0 | 0 | 0 | 0 | 0 | 1 | 0 | 1
1986-10-23 | 10 | 23 | 23:00 | 11.7 | 23 | 1 | 53 |  | 2 | 0.52958 | 5.2502 | 5.7798 | 95% | 0.82884 | 56.6926 | 7.4692 | 4.1181 | 4.0179 | 0.10019 | 2.433% | 11.1952 | 0.8 | 0.8 | 0.8 | 54.72 | 7.2094 | 3.9748 | 3.9748 | 0 | 0% | 770.75 | 56.6926 | 0 | 714.0574 | 770.75 | 54.72 | 0 | 716.03 | Winter | 0 | FALSE | 0 | 0 | 0 | 0 | 0 | 1 | 0 | 1
1986-10-23 | 10 | 23 | 24:00 | 10.6 | 0 | 1 | 51 |  | 4 | 1.0592 | 4.2002 | 5.2593 | 95% | 0.7542 | 51.5875 | 6.7966 | 3.7473 | 3.6561 | 0.091171 | 2.433% | 12.1491 | 0 | 0 | 0 | 0 | 0 | 0 | 0 | 0 | 0% | 836 | 51.5875 | 0 | 784.4125 | 836 | 0 | 0 | 836 | Winter | 0 | FALSE | 0 | 0 | 0 | 0 | 0 | 1 | 0 | 1
1986-10-24 | 10 | 24 | 1:00 | 10 | 1 | 1 | 50 |  | 5 | 1.3239 | 3.9376 | 5.2616 | 95% | 0.75453 | 51.6098 | 6.7996 | 3.7489 | 3.6577 | 0.09121 | 2.433% | 12.1199 | 0 | 0 | 0 | 0 | 0 | 0 | 0 | 0 | 0% | 834 | 51.6098 | 0 | 782.3902 | 834 | 0 | 0 | 834 | Winter | 0 | FALSE | 0 | 0 | 0 | 0 | 0 | 1 | 0 | 1
1986-10-24 | 10 | 24 | 2:00 | 9.4 | 2 | 1 | 49 |  | 6 | 1.5887 | 3.1501 | 4.7388 | 95% | 0.67957 | 46.4824 | 6.1241 | 3.3764 | 3.2943 | 0.082148 | 2.433% | 11.7032 | 0 | 0 | 0 | 0 | 0 | 0 | 0 | 0 | 0% | 805.5 | 46.4824 | 0 | 759.0176 | 805.5 | 0 | 0 | 805.5 | Winter | 0 | FALSE | 0 | 0 | 0 | 0 | 0 | 1 | 0 | 1
1986-10-24 | 10 | 24 | 3:00 | 9.4 | 3 | 1 | 49 |  | 6 | 1.5887 | 3.4126 | 5.0014 | 95% | 0.71721 | 49.0573 | 6.4633 | 3.5635 | 3.4768 | 0.086699 | 2.433% | 11.5351 | 0 | 0 | 0 | 0 | 0 | 0 | 0 | 0 | 0% | 794 | 49.0573 | 0 | 744.9427 | 794 | 0 | 0 | 794 | Winter | 0 | FALSE | 0 | 0 | 0 | 0 | 0 | 1 | 0 | 1
1986-10-24 | 10 | 24 | 4:00 | 8.9 | 4 | 1 | 48 |  | 7 | 1.8535 | 3.1501 | 5.0036 | 95% | 0.71754 | 49.0796 | 6.4662 | 3.5651 | 3.4783 | 0.086738 | 2.433% | 12.1747 | 0 | 0 | 0 | 0 | 0 | 0 | 0 | 0 | 0% | 837.75 | 49.0796 | 0 | 788.6704 | 837.75 | 0 | 0 | 837.75 | Winter | 0 | FALSE | 0 | 0 | 0 | 0 | 0 | 1 | 0 | 1
1986-10-24 | 10 | 24 | 5:00 | 8.3 | 5 | 1 | 47 |  | 8 | 2.1183 | 3.1501 | 5.2684 | 95% | 0.75551 | 51.6769 | 6.8084 | 3.7537 | 3.6624 | 0.091329 | 2.433% | 11.9079 | 0 | 0 | 0 | 0 | 0 | 0 | 0 | 0 | 0% | 819.5 | 51.6769 | 0 | 767.8231 | 819.5 | 0 | 0 | 819.5 | Winter | 0 | FALSE | 0 | 0 | 0 | 0 | 0 | 1 | 0 | 1
1986-10-24 | 10 | 24 | 6:00 | 8.3 | 6 | 1 | 47 |  | 8 | 2.1183 | 3.9376 | 6.0559 | 95% | 0.86844 | 59.4016 | 7.8262 | 4.3149 | 4.2099 | 0.10498 | 2.433% | 12.2844 | 0.8 | 0.8 | 0.8 | 54.72 | 7.2094 | 3.9748 | 3.9748 | 0 | 0% | 845.25 | 59.4016 | 0 | 785.8484 | 845.25 | 54.72 | 0 | 790.53 | Winter | 0 | FALSE | 0 | 0 | 0 | 0 | 0 | 1 | 0 | 1
1986-10-24 | 10 | 24 | 7:00 | 7.8 | 7 | 1 | 46 |  | 9 | 2.3831 | 4.7252 | 7.1083 | 95% | 1 | 68.4 | 9.0117 | 4.9685 | 4.8476 | 0.12088 | 2.433% | 13.4795 | 0.8 | 0.8 | 0.8 | 54.72 | 7.2094 | 3.9748 | 3.9748 | 0 | 0% | 927 | 68.4 | 0 | 858.6 | 927 | 54.72 | 0 | 872.28 | Winter | 0 | FALSE | 0 | 0 | 0 | 0 | 0 | 0 | 1 | 1
1986-10-24 | 10 | 24 | 8:00 | 8.9 | 8 | 1 | 48 |  | 7 | 1.8535 | 7.6128 | 9.4663 | 95% | 1 | 68.4 | 9.0117 | 4.9685 | 4.8476 | 0.12088 | 2.433% | 14.1667 | 0.8 | 0.8 | 0.8 | 54.72 | 7.2094 | 3.9748 | 3.9748 | 0 | 0% | 974 | 68.4 | 0 | 905.6 | 974 | 54.72 | 0 | 919.28 | Winter | 0 | FALSE | 0 | 0 | 0 | 0 | 0 | 0 | 1 | 1
1986-10-24 | 10 | 24 | 9:00 | 9.4 | 9 | 1 | 49 |  | 6 | 1.5887 | 6.5627 | 8.1515 | 95% | 1 | 68.4 | 9.0117 | 4.9685 | 4.8476 | 0.12088 | 2.433% | 14.8428 | 0.8 | 0.8 | 0.8 | 54.72 | 7.2094 | 3.9748 | 3.9748 | 0 | 0% | 1020.25 | 68.4 | 0 | 951.85 | 1020.25 | 54.72 | 0 | 965.53 | Winter | 0 | FALSE | 0 | 0 | 0 | 0 | 0 | 0 | 1 | 1
1986-10-24 | 10 | 24 | 10:00 | 10.6 | 10 | 1 | 51 |  | 4 | 1.0592 | 6.0377 | 7.0969 | 95% | 1 | 68.4 | 9.0117 | 4.9685 | 4.8476 | 0.12088 | 2.433% | 15.0548 | 0.8 | 0.8 | 0.8 | 54.72 | 7.2094 | 3.9748 | 3.9748 | 0 | 0% | 1034.75 | 68.4 | 0 | 966.35 | 1034.75 | 54.72 | 0 | 980.03 | Winter | 0 | FALSE | 0 | 0 | 0 | 0 | 0 | 0 | 1 | 1
1986-10-24 | 10 | 24 | 11:00 | 12.2 | 11 | 1 | 54 |  | 1 | 0.26479 | 5.2502 | 5.515 | 95% | 0.79087 | 54.0953 | 7.1271 | 3.9294 | 3.8338 | 0.095603 | 2.433% | 13.9547 | 0.8 | 0.8 | 0.8 | 54.72 | 7.2094 | 3.9748 | 3.9748 | 0 | 0% | 959.5 | 54.0953 | 0 | 905.4047 | 959.5 | 54.72 | 0 | 904.78 | Winter | 0 | FALSE | 0 | 0 | 0 | 0 | 0 | 1 | 0 | 1
1986-10-24 | 10 | 24 | 12:00 | 12.2 | 12 | 1 | 54 |  | 1 | 0.26479 | 5.2502 | 5.515 | 95% | 0.79087 | 54.0953 | 7.1271 | 3.9294 | 3.8338 | 0.095603 | 2.433% | 14.6857 | 0.8 | 0.8 | 0.8 | 54.72 | 7.2094 | 3.9748 | 3.9748 | 0 | 0% | 1009.5 | 54.0953 | 0 | 955.4047 | 1009.5 | 54.72 | 0 | 954.78 | Winter | 0 | FALSE | 0 | 0 | 0 | 0 | 0 | 1 | 0 | 1
1986-10-24 | 10 | 24 | 13:00 | 13.3 | 13 | 1 | 56 |  | 0 | 0 | 4.7252 | 4.7252 | 95% | 0.67761 | 46.3483 | 6.1064 | 3.3667 | 3.2848 | 0.081911 | 2.433% | 14.4627 | 0.8 | 0.8 | 0.8 | 54.72 | 7.2094 | 3.9748 | 3.5439 | 0.43092 | 10.84% | 994.25 | 46.3483 | 0 | 947.9017 | 994.25 | 54.72 | 0 | 939.53 | Winter | 0 | FALSE | 0 | 0 | 0 | 0 | 0 | 1 | 0 | 1
1986-10-24 | 10 | 24 | 14:00 | 13.9 | 14 | 1 | 57 |  | 0 | 0 | 3.9376 | 3.9376 | 95% | 0.56467 | 38.6235 | 5.0887 | 2.8056 | 2.7373 | 0.068259 | 2.433% | 14.4042 | 0.8 | 0.8 | 0.8 | 54.72 | 7.2094 | 3.9748 | 2.9532 | 1.0216 | 25.7% | 990.25 | 38.6235 | 0 | 951.6265 | 990.25 | 54.72 | 0 | 935.53 | Winter | 0 | FALSE | 0 | 0 | 0 | 0 | 0 | 1 | 0 | 1
1986-10-24 | 10 | 24 | 15:00 | 13.3 | 15 | 1 | 56 |  | 0 | 0 | 3.6751 | 3.6751 | 95% | 0.52703 | 36.0486 | 4.7494 | 2.6185 | 2.5548 | 0.063709 | 2.433% | 14.4042 | 0.8 | 0.8 | 0.8 | 54.72 | 7.2094 | 3.9748 | 2.7564 | 1.2184 | 30.65% | 990.25 | 36.0486 | 0 | 954.2014 | 990.25 | 54.72 | 0 | 935.53 | Winter | 0 | FALSE | 0 | 0 | 0 | 0 | 0 | 1 | 0 | 1
1986-10-24 | 10 | 24 | 16:00 | 12.8 | 16 | 1 | 55 |  | 0 | 0 | 3.6751 | 3.6751 | 95% | 0.52703 | 36.0486 | 4.7494 | 2.6185 | 2.5548 | 0.063709 | 2.433% | 15.2741 | 0.8 | 0.8 | 0.8 | 54.72 | 7.2094 | 3.9748 | 2.7564 | 1.2184 | 30.65% | 1049.75 | 36.0486 | 0 | 1013.7014 | 1049.75 | 54.72 | 0 | 995.03 | Winter | 0 | FALSE | 0 | 0 | 0 | 0 | 0 | 1 | 0 | 1
1986-10-24 | 10 | 24 | 17:00 | 11.1 | 17 | 1 | 52 |  | 3 | 0.79436 | 4.7252 | 5.5195 | 95% | 0.79152 | 54.14 | 7.1329 | 3.9327 | 3.837 | 0.095682 | 2.433% | 13.2968 | 0.8 | 0.8 | 0.8 | 54.72 | 7.2094 | 3.9748 | 3.9748 | 0 | 0% | 914.5 | 54.14 | 0 | 860.36 | 914.5 | 54.72 | 0 | 859.78 | Winter | 1 | FALSE | 1 | 54.14 | 54.72 | 0 | 0 | 1 | 0 | 1
1986-10-24 | 10 | 24 | 18:00 | 10 | 18 | 1 | 50 |  | 5 | 1.3239 | 6.0377 | 7.3617 | 95% | 1 | 68.4 | 9.0117 | 4.9685 | 4.8476 | 0.12088 | 2.433% | 14.2032 | 0.8 | 0.8 | 0.8 | 54.72 | 7.2094 | 3.9748 | 3.9748 | 0 | 0% | 976.5 | 68.4 | 0 | 908.1 | 976.5 | 54.72 | 0 | 921.78 | Winter | 1 | FALSE | 1 | 68.4 | 54.72 | 0 | 0 | 0 | 1 | 1
1986-10-24 | 10 | 24 | 19:00 | 9.4 | 19 | 1 | 49 |  | 6 | 1.5887 | 6.5627 | 8.1515 | 95% | 1 | 68.4 | 9.0117 | 4.9685 | 4.8476 | 0.12088 | 2.433% | 13.4393 | 0.8 | 0.8 | 0.8 | 54.72 | 7.2094 | 3.9748 | 3.9748 | 0 | 0% | 924.25 | 68.4 | 0 | 855.85 | 924.25 | 54.72 | 0 | 869.53 | Winter | 0 | FALSE | 0 | 0 | 0 | 0 | 0 | 0 | 1 | 1
1986-10-24 | 10 | 24 | 20:00 | 8.3 | 20 | 1 | 47 |  | 8 | 2.1183 | 5.7752 | 7.8935 | 95% | 1 | 68.4 | 9.0117 | 4.9685 | 4.8476 | 0.12088 | 2.433% | 13.019 | 0.8 | 0.8 | 0.8 | 54.72 | 7.2094 | 3.9748 | 3.9748 | 0 | 0% | 895.5 | 68.4 | 0 | 827.1 | 895.5 | 54.72 | 0 | 840.78 | Winter | 0 | FALSE | 0 | 0 | 0 | 0 | 0 | 0 | 1 | 1
1986-10-24 | 10 | 24 | 21:00 | 7.8 | 21 | 1 | 46 |  | 9 | 2.3831 | 4.7252 | 7.1083 | 95% | 1 | 68.4 | 9.0117 | 4.9685 | 4.8476 | 0.12088 | 2.433% | 12.2113 | 0.8 | 0.8 | 0.8 | 54.72 | 7.2094 | 3.9748 | 3.9748 | 0 | 0% | 840.25 | 68.4 | 0 | 771.85 | 840.25 | 54.72 | 0 | 785.53 | Winter | 0 | FALSE | 0 | 0 | 0 | 0 | 0 | 0 | 1 | 1
1986-10-24 | 10 | 24 | 22:00 | 6.7 | 22 | 1 | 44 |  | 11 | 2.9127 | 4.2002 | 7.1128 | 95% | 1 | 68.4 | 9.0117 | 4.9685 | 4.8476 | 0.12088 | 2.433% | 12.5658 | 0.8 | 0.8 | 0.8 | 54.72 | 7.2094 | 3.9748 | 3.9748 | 0 | 0% | 864.5 | 68.4 | 0 | 796.1 | 864.5 | 54.72 | 0 | 809.78 | Winter | 0 | FALSE | 0 | 0 | 0 | 0 | 0 | 0 | 1 | 1
1986-10-24 | 10 | 24 | 23:00 | 6.1 | 23 | 1 | 43 |  | 12 | 3.1775 | 5.2502 | 8.4277 | 95% | 1 | 68.4 | 9.0117 | 4.9685 | 4.8476 | 0.12088 | 2.433% | 11.4218 | 0.8 | 0.8 | 0.8 | 54.72 | 7.2094 | 3.9748 | 3.9748 | 0 | 0% | 786.25 | 68.4 | 0 | 717.85 | 786.25 | 54.72 | 0 | 731.53 | Winter | 0 | FALSE | 0 | 0 | 0 | 0 | 0 | 0 | 1 | 1
1986-10-24 | 10 | 24 | 24:00 | 5 | 0 | 1 | 41 |  | 14 | 3.707 | 4.2002 | 7.9072 | 95% | 1 | 68.4 | 9.0117 | 4.9685 | 4.8476 | 0.12088 | 2.433% | 8.8816 | 0 | 0 | 0 | 0 | 0 | 0 | 0 | 0 | 0% | 612.5 | 68.4 | 0 | 544.1 | 612.5 | 0 | 0 | 612.5 | Winter | 0 | FALSE | 0 | 0 | 0 | 0 | 0 | 0 | 1 | 1
1986-10-25 | 10 | 25 | 1:00 | 4.4 | 1 | 2 | 40 |  | 15 | 3.9718 | 3.9376 | 7.9095 | 95% | 1 | 68.4 | 9.0117 | 4.9685 | 4.8476 | 0.12088 | 2.433% | 9.2909 | 0 | 0 | 0 | 0 | 0 | 0 | 0 | 0 | 0% | 640.5 | 68.4 | 0 | 572.1 | 640.5 | 0 | 0 | 640.5 | Winter | 0 | 0 | 0 | 0 | 0 | 0 | 0 | 0 | 1 | 1
1986-10-25 | 10 | 25 | 2:00 | 3.9 | 2 | 2 | 39 |  | 16 | 4.2366 | 3.1501 | 7.3867 | 95% | 1 | 68.4 | 9.0117 | 4.9685 | 4.8476 | 0.12088 | 2.433% | 8.845 | 0 | 0 | 0 | 0 | 0 | 0 | 0 | 0 | 0% | 610 | 68.4 | 0 | 541.6 | 610 | 0 | 0 | 610 | Winter | 0 | 0 | 0 | 0 | 0 | 0 | 0 | 0 | 1 | 1
1986-10-25 | 10 | 25 | 3:00 | 3.9 | 3 | 2 | 39 |  | 16 | 4.2366 | 3.4126 | 7.6492 | 95% | 1 | 68.4 | 9.0117 | 4.9685 | 4.8476 | 0.12088 | 2.433% | 8.6038 | 0 | 0 | 0 | 0 | 0 | 0 | 0 | 0 | 0% | 593.5 | 68.4 | 0 | 525.1 | 593.5 | 0 | 0 | 593.5 | Winter | 0 | 0 | 0 | 0 | 0 | 0 | 0 | 0 | 1 | 1
1986-10-25 | 10 | 25 | 4:00 | 3.3 | 4 | 2 | 38 |  | 17 | 4.5014 | 3.1501 | 7.6515 | 95% | 1 | 68.4 | 9.0117 | 4.9685 | 4.8476 | 0.12088 | 2.433% | 8.6842 | 0 | 0 | 0 | 0 | 0 | 0 | 0 | 0 | 0% | 599 | 68.4 | 0 | 530.6 | 599 | 0 | 0 | 599 | Winter | 0 | 0 | 0 | 0 | 0 | 0 | 0 | 0 | 1 | 1
1986-10-25 | 10 | 25 | 5:00 | 3.3 | 5 | 2 | 38 |  | 17 | 4.5014 | 3.1501 | 7.6515 | 95% | 1 | 68.4 | 9.0117 | 4.9685 | 4.8476 | 0.12088 | 2.433% | 8.538 | 0 | 0 | 0 | 0 | 0 | 0 | 0 | 0 | 0% | 589 | 68.4 | 0 | 520.6 | 589 | 0 | 0 | 589 | Winter | 0 | 0 | 0 | 0 | 0 | 0 | 0 | 0 | 1 | 1
1986-10-25 | 10 | 25 | 6:00 | 2.8 | 6 | 2 | 37 |  | 18 | 4.7662 | 3.9376 | 8.7038 | 95% | 1 | 68.4 | 9.0117 | 4.9685 | 4.8476 | 0.12088 | 2.433% | 8.7902 | 0.8 | 0.8 | 0.8 | 54.72 | 7.2094 | 3.9748 | 3.9748 | 0 | 0% | 606.25 | 68.4 | 0 | 537.85 | 606.25 | 54.72 | 0 | 551.53 | Winter | 0 | 0 | 0 | 0 | 0 | 0 | 0 | 0 | 1 | 1
1986-10-25 | 10 | 25 | 7:00 | 3.9 | 7 | 2 | 39 |  | 16 | 4.2366 | 4.7252 | 8.9618 | 95% | 1 | 68.4 | 9.0117 | 4.9685 | 4.8476 | 0.12088 | 2.433% | 8.9949 | 0.8 | 0.8 | 0.8 | 54.72 | 7.2094 | 3.9748 | 3.9748 | 0 | 0% | 620.25 | 68.4 | 0 | 551.85 | 620.25 | 54.72 | 0 | 565.53 | Winter | 0 | 0 | 0 | 0 | 0 | 0 | 0 | 0 | 1 | 1
1986-10-25 | 10 | 25 | 8:00 | 5.6 | 8 | 2 | 42 |  | 13 | 3.4422 | 7.6128 | 11.055 | 95% | 1 | 68.4 | 9.0117 | 4.9685 | 4.8476 | 0.12088 | 2.433% | 9.2178 | 0.8 | 0.8 | 0.8 | 54.72 | 7.2094 | 3.9748 | 3.9748 | 0 | 0% | 635.5 | 68.4 | 0 | 567.1 | 635.5 | 54.72 | 0 | 580.78 | Winter | 0 | 0 | 0 | 0 | 0 | 0 | 0 | 0 | 1 | 1
1986-10-25 | 10 | 25 | 9:00 | 7.8 | 9 | 2 | 46 |  | 9 | 2.3831 | 6.5627 | 8.9458 | 95% | 1 | 68.4 | 9.0117 | 4.9685 | 4.8476 | 0.12088 | 2.433% | 9.5395 | 0.8 | 0.8 | 0.8 | 54.72 | 7.2094 | 3.9748 | 3.9748 | 0 | 0% | 657.5 | 68.4 | 0 | 589.1 | 657.5 | 54.72 | 0 | 602.78 | Winter | 0 | 0 | 0 | 0 | 0 | 0 | 0 | 0 | 1 | 1
1986-10-25 | 10 | 25 | 10:00 | 9.4 | 10 | 2 | 49 |  | 6 | 1.5887 | 6.0377 | 7.6265 | 95% | 1 | 68.4 | 9.0117 | 4.9685 | 4.8476 | 0.12088 | 2.433% | 12.7047 | 0.8 | 0.8 | 0.8 | 54.72 | 7.2094 | 3.9748 | 3.9748 | 0 | 0% | 874 | 68.4 | 0 | 805.6 | 874 | 54.72 | 0 | 819.28 | Winter | 0 | 0 | 0 | 0 | 0 | 0 | 0 | 0 | 1 | 1
1986-10-25 | 10 | 25 | 11:00 | 10.6 | 11 | 2 | 51 |  | 4 | 1.0592 | 5.2502 | 6.3093 | 95% | 0.90478 | 61.8871 | 8.1536 | 4.4954 | 4.386 | 0.10937 | 2.433% | 12.7814 | 0.8 | 0.8 | 0.8 | 54.72 | 7.2094 | 3.9748 | 3.9748 | 0 | 0% | 879.25 | 61.8871 | 0 | 817.3629 | 879.25 | 54.72 | 0 | 824.53 | Winter | 0 | 0 | 0 | 0 | 0 | 0 | 0 | 1 | 0 | 1
1986-10-25 | 10 | 25 | 12:00 | 12.2 | 12 | 2 | 54 |  | 1 | 0.26479 | 5.2502 | 5.515 | 95% | 0.79087 | 54.0953 | 7.1271 | 3.9294 | 3.8338 | 0.095603 | 2.433% | 14.1374 | 0.8 | 0.8 | 0.8 | 54.72 | 7.2094 | 3.9748 | 3.9748 | 0 | 0% | 972 | 54.0953 | 0 | 917.9047 | 972 | 54.72 | 0 | 917.28 | Winter | 0 | 0 | 0 | 0 | 0 | 0 | 0 | 1 | 0 | 1
1986-10-25 | 10 | 25 | 13:00 | 13.9 | 13 | 2 | 57 |  | 0 | 0 | 4.7252 | 4.7252 | 95% | 0.67761 | 46.3483 | 6.1064 | 3.3667 | 3.2848 | 0.081911 | 2.433% | 14.3348 | 0.8 | 0.8 | 0.8 | 54.72 | 7.2094 | 3.9748 | 3.5439 | 0.43092 | 10.84% | 985.5 | 46.3483 | 0 | 939.1517 | 985.5 | 54.72 | 0 | 930.78 | Winter | 0 | 0 | 0 | 0 | 0 | 0 | 0 | 1 | 0 | 1
1986-10-25 | 10 | 25 | 14:00 | 15 | 14 | 2 | 59 |  | 0 | 0 | 3.9376 | 3.9376 | 95% | 0.56467 | 38.6235 | 5.0887 | 2.8056 | 2.7373 | 0.068259 | 2.433% | 14.0972 | 0.8 | 0.8 | 0.8 | 54.72 | 7.2094 | 3.9748 | 2.9532 | 1.0216 | 25.7% | 969.25 | 38.6235 | 0 | 930.6265 | 969.25 | 54.72 | 0 | 914.53 | Winter | 0 | 0 | 0 | 0 | 0 | 0 | 0 | 1 | 0 | 1
1986-10-25 | 10 | 25 | 15:00 | 15.6 | 15 | 2 | 60 |  | 0 | 0 | 3.6751 | 3.6751 | 95% | 0.52703 | 36.0486 | 4.7494 | 2.6185 | 2.5548 | 0.063709 | 2.433% | 14.3969 | 0.8 | 0.8 | 0.8 | 54.72 | 7.2094 | 3.9748 | 2.7564 | 1.2184 | 30.65% | 989.75 | 36.0486 | 0 | 953.7014 | 989.75 | 54.72 | 0 | 935.03 | Winter | 0 | 0 | 0 | 0 | 0 | 0 | 0 | 1 | 0 | 1
1986-10-25 | 10 | 25 | 16:00 | 14.4 | 16 | 2 | 58 |  | 0 | 0 | 3.6751 | 3.6751 | 95% | 0.52703 | 36.0486 | 4.7494 | 2.6185 | 2.5548 | 0.063709 | 2.433% | 13.6038 | 0.8 | 0.8 | 0.8 | 54.72 | 7.2094 | 3.9748 | 2.7564 | 1.2184 | 30.65% | 935.5 | 36.0486 | 0 | 899.4514 | 935.5 | 54.72 | 0 | 880.78 | Winter | 0 | 0 | 0 | 0 | 0 | 0 | 0 | 1 | 0 | 1
1986-10-25 | 10 | 25 | 17:00 | 13.9 | 17 | 2 | 57 |  | 0 | 0 | 4.7252 | 4.7252 | 95% | 0.67761 | 46.3483 | 6.1064 | 3.3667 | 3.2848 | 0.081911 | 2.433% | 13.8341 | 0.8 | 0.8 | 0.8 | 54.72 | 7.2094 | 3.9748 | 3.5439 | 0.43092 | 10.84% | 951.25 | 46.3483 | 0 | 904.9017 | 951.25 | 54.72 | 0 | 896.53 | Winter | 0 | 0 | 0 | 0 | 0 | 0 | 0 | 1 | 0 | 1
1986-10-25 | 10 | 25 | 18:00 | 11.7 | 18 | 2 | 53 |  | 2 | 0.52958 | 6.0377 | 6.5673 | 95% | 0.94177 | 64.4173 | 8.487 | 4.6792 | 4.5654 | 0.11384 | 2.433% | 13.4101 | 0.8 | 0.8 | 0.8 | 54.72 | 7.2094 | 3.9748 | 3.9748 | 0 | 0% | 922.25 | 64.4173 | 0 | 857.8327 | 922.25 | 54.72 | 0 | 867.53 | Winter | 0 | 0 | 0 | 0 | 0 | 0 | 0 | 1 | 0 | 1
1986-10-25 | 10 | 25 | 19:00 | 11.1 | 19 | 2 | 52 |  | 3 | 0.79436 | 6.5627 | 7.3571 | 95% | 1 | 68.4 | 9.0117 | 4.9685 | 4.8476 | 0.12088 | 2.433% | 13.4503 | 0.8 | 0.8 | 0.8 | 54.72 | 7.2094 | 3.9748 | 3.9748 | 0 | 0% | 925 | 68.4 | 0 | 856.6 | 925 | 54.72 | 0 | 870.28 | Winter | 0 | 0 | 0 | 0 | 0 | 0 | 0 | 0 | 1 | 1
1986-10-25 | 10 | 25 | 20:00 | 10.6 | 20 | 2 | 51 |  | 4 | 1.0592 | 5.7752 | 6.8344 | 95% | 0.98007 | 67.0369 | 8.8321 | 4.8695 | 4.751 | 0.11847 | 2.433% | 12.6937 | 0.8 | 0.8 | 0.8 | 54.72 | 7.2094 | 3.9748 | 3.9748 | 0 | 0% | 873.25 | 67.0369 | 0 | 806.2131 | 873.25 | 54.72 | 0 | 818.53 | Winter | 0 | 0 | 0 | 0 | 0 | 0 | 0 | 1 | 0 | 1
1986-10-25 | 10 | 25 | 21:00 | 10.6 | 21 | 2 | 51 |  | 4 | 1.0592 | 4.7252 | 5.7843 | 95% | 0.82949 | 56.7373 | 7.4751 | 4.1213 | 4.0211 | 0.10027 | 2.433% | 12.6827 | 0.8 | 0.8 | 0.8 | 54.72 | 7.2094 | 3.9748 | 3.9748 | 0 | 0% | 872.5 | 56.7373 | 0 | 815.7627 | 872.5 | 54.72 | 0 | 817.78 | Winter | 0 | 0 | 0 | 0 | 0 | 0 | 0 | 1 | 0 | 1
1986-10-25 | 10 | 25 | 22:00 | 10 | 22 | 2 | 50 |  | 5 | 1.3239 | 4.2002 | 5.5241 | 95% | 0.79217 | 54.1847 | 7.1388 | 3.9359 | 3.8402 | 0.095761 | 2.433% | 12.3757 | 0.8 | 0.8 | 0.8 | 54.72 | 7.2094 | 3.9748 | 3.9748 | 0 | 0% | 851.5 | 54.1847 | 0 | 797.3153 | 851.5 | 54.72 | 0 | 796.78 | Winter | 0 | 0 | 0 | 0 | 0 | 0 | 0 | 1 | 0 | 1
1986-10-25 | 10 | 25 | 23:00 | 10 | 23 | 2 | 50 |  | 5 | 1.3239 | 5.2502 | 6.5741 | 95% | 0.94275 | 64.4843 | 8.4958 | 4.6841 | 4.5701 | 0.11396 | 2.433% | 11.6082 | 0.8 | 0.8 | 0.8 | 54.72 | 7.2094 | 3.9748 | 3.9748 | 0 | 0% | 799 | 64.4843 | 0 | 734.5157 | 799 | 54.72 | 0 | 744.28 | Winter | 0 | 0 | 0 | 0 | 0 | 0 | 0 | 1 | 0 | 1
1986-10-25 | 10 | 25 | 24:00 | 9.4 | 0 | 2 | 49 |  | 6 | 1.5887 | 4.2002 | 5.7889 | 95% | 0.83015 | 56.782 | 7.481 | 4.1246 | 4.0242 | 0.10035 | 2.433% | 10.8114 | 0 | 0 | 0 | 0 | 0 | 0 | 0 | 0 | 0% | 744.5 | 56.782 | 0 | 687.718 | 744.5 | 0 | 0 | 744.5 | Winter | 0 | 0 | 0 | 0 | 0 | 0 | 0 | 1 | 0 | 1
1986-10-26 | 10 | 26 | 1:00 | 10 | 1 | 2 | 50 |  | 5 | 1.3239 | 3.9376 | 5.2616 | 95% | 0.75453 | 51.6098 | 6.7996 | 3.7489 | 3.6577 | 0.09121 | 2.433% | 11.7032 | 0 | 0 | 0 | 0 | 0 | 0 | 0 | 0 | 0% | 805.5 | 51.6098 | 0 | 753.8902 | 805.5 | 0 | 0 | 805.5 | Winter | 0 | 0 | 0 | 0 | 0 | 0 | 0 | 1 | 0 | 1
1986-10-26 | 10 | 26 | 2:00 | 9.4 | 2 | 2 | 49 |  | 6 | 1.5887 | 3.1501 | 4.7388 | 95% | 0.67957 | 46.4824 | 6.1241 | 3.3764 | 3.2943 | 0.082148 | 2.433% | 11.9189 | 0 | 0 | 0 | 0 | 0 | 0 | 0 | 0 | 0% | 820.25 | 46.4824 | 0 | 773.7676 | 820.25 | 0 | 0 | 820.25 | Winter | 0 | 0 | 0 | 0 | 0 | 0 | 0 | 1 | 0 | 1
1986-10-26 | 10 | 26 | 3:00 | 9.4 | 3 | 2 | 49 |  | 6 | 1.5887 | 3.4126 | 5.0014 | 95% | 0.71721 | 49.0573 | 6.4633 | 3.5635 | 3.4768 | 0.086699 | 2.433% | 10.9357 | 0 | 0 | 0 | 0 | 0 | 0 | 0 | 0 | 0% | 753 | 49.0573 | 0 | 703.9427 | 753 | 0 | 0 | 753 | Winter | 0 | 0 | 0 | 0 | 0 | 0 | 0 | 1 | 0 | 1
1986-10-26 | 10 | 26 | 4:00 | 10 | 4 | 2 | 50 |  | 5 | 1.3239 | 3.1501 | 4.4741 | 95% | 0.6416 | 43.8851 | 5.7819 | 3.1878 | 3.1102 | 0.077558 | 2.433% | 11.7654 | 0 | 0 | 0 | 0 | 0 | 0 | 0 | 0 | 0% | 809.75 | 43.8851 | 0 | 765.8649 | 809.75 | 0 | 0 | 809.75 | Winter | 0 | 0 | 0 | 0 | 0 | 0 | 0 | 1 | 0 | 1
1986-10-26 | 10 | 26 | 5:00 | 8.3 | 5 | 2 | 47 |  | 8 | 2.1183 | 3.1501 | 5.2684 | 95% | 0.75551 | 51.6769 | 6.8084 | 3.7537 | 3.6624 | 0.091329 | 2.433% | 10.636 | 0 | 0 | 0 | 0 | 0 | 0 | 0 | 0 | 0% | 732.5 | 51.6769 | 0 | 680.8231 | 732.5 | 0 | 0 | 732.5 | Winter | 0 | 0 | 0 | 0 | 0 | 0 | 0 | 1 | 0 | 1
1986-10-26 | 10 | 26 | 6:00 | 8.3 | 6 | 2 | 47 |  | 8 | 2.1183 | 3.9376 | 6.0559 | 95% | 0.86844 | 59.4016 | 7.8262 | 4.3149 | 4.2099 | 0.10498 | 2.433% | 11.8056 | 0.8 | 0.8 | 0.8 | 54.72 | 7.2094 | 3.9748 | 3.9748 | 0 | 0% | 812.5 | 59.4016 | 0 | 753.0984 | 812.5 | 54.72 | 0 | 757.78 | Winter | 0 | 0 | 0 | 0 | 0 | 0 | 0 | 1 | 0 | 1
1986-10-26 | 10 | 26 | 7:00 | 8.9 | 7 | 2 | 48 |  | 7 | 1.8535 | 4.7252 | 6.5787 | 95% | 0.94341 | 64.529 | 8.5017 | 4.6873 | 4.5733 | 0.11404 | 2.433% | 12.1235 | 0.8 | 0.8 | 0.8 | 54.72 | 7.2094 | 3.9748 | 3.9748 | 0 | 0% | 834.25 | 64.529 | 0 | 769.721 | 834.25 | 54.72 | 0 | 779.53 | Winter | 0 | 0 | 0 | 0 | 0 | 0 | 0 | 1 | 0 | 1
1986-10-26 | 10 | 26 | 8:00 | 10 | 8 | 2 | 50 |  | 5 | 1.3239 | 7.6128 | 8.9367 | 95% | 1 | 68.4 | 9.0117 | 4.9685 | 4.8476 | 0.12088 | 2.433% | 12.1747 | 0.8 | 0.8 | 0.8 | 54.72 | 7.2094 | 3.9748 | 3.9748 | 0 | 0% | 837.75 | 68.4 | 0 | 769.35 | 837.75 | 54.72 | 0 | 783.03 | Winter | 0 | 0 | 0 | 0 | 0 | 0 | 0 | 0 | 1 | 1
1986-10-26 | 10 | 26 | 9:00 | 10 | 9 | 2 | 50 |  | 5 | 1.3239 | 6.5627 | 7.8867 | 95% | 1 | 68.4 | 9.0117 | 4.9685 | 4.8476 | 0.12088 | 2.433% | 12.1126 | 0.8 | 0.8 | 0.8 | 54.72 | 7.2094 | 3.9748 | 3.9748 | 0 | 0% | 833.5 | 68.4 | 0 | 765.1 | 833.5 | 54.72 | 0 | 778.78 | Winter | 0 | 0 | 0 | 0 | 0 | 0 | 0 | 0 | 1 | 1
1986-10-26 | 10 | 26 | 10:00 | 9.4 | 10 | 2 | 49 |  | 6 | 1.5887 | 6.0377 | 7.6265 | 95% | 1 | 68.4 | 9.0117 | 4.9685 | 4.8476 | 0.12088 | 2.433% | 12.3794 | 0.8 | 0.8 | 0.8 | 54.72 | 7.2094 | 3.9748 | 3.9748 | 0 | 0% | 851.75 | 68.4 | 0 | 783.35 | 851.75 | 54.72 | 0 | 797.03 | Winter | 0 | 0 | 0 | 0 | 0 | 0 | 0 | 0 | 1 | 1
1986-10-26 | 10 | 26 | 11:00 | 10 | 11 | 2 | 50 |  | 5 | 1.3239 | 5.2502 | 6.5741 | 95% | 0.94275 | 64.4843 | 8.4958 | 4.6841 | 4.5701 | 0.11396 | 2.433% | 12.4306 | 0.8 | 0.8 | 0.8 | 54.72 | 7.2094 | 3.9748 | 3.9748 | 0 | 0% | 855.25 | 64.4843 | 0 | 790.7657 | 855.25 | 54.72 | 0 | 800.53 | Winter | 0 | 0 | 0 | 0 | 0 | 0 | 0 | 1 | 0 | 1
1986-10-26 | 10 | 26 | 12:00 | 10.6 | 12 | 2 | 51 |  | 4 | 1.0592 | 5.2502 | 6.3093 | 95% | 0.90478 | 61.8871 | 8.1536 | 4.4954 | 4.386 | 0.10937 | 2.433% | 12.1162 | 0.8 | 0.8 | 0.8 | 54.72 | 7.2094 | 3.9748 | 3.9748 | 0 | 0% | 833.75 | 61.8871 | 0 | 771.8629 | 833.75 | 54.72 | 0 | 779.03 | Winter | 0 | 0 | 0 | 0 | 0 | 0 | 0 | 1 | 0 | 1
1986-10-26 | 10 | 26 | 13:00 | 11.1 | 13 | 2 | 52 |  | 3 | 0.79436 | 4.7252 | 5.5195 | 95% | 0.79152 | 54.14 | 7.1329 | 3.9327 | 3.837 | 0.095682 | 2.433% | 12.5256 | 0.8 | 0.8 | 0.8 | 54.72 | 7.2094 | 3.9748 | 3.9748 | 0 | 0% | 861.75 | 54.14 | 0 | 807.61 | 861.75 | 54.72 | 0 | 807.03 | Winter | 0 | 0 | 0 | 0 | 0 | 0 | 0 | 1 | 0 | 1
1986-10-26 | 10 | 26 | 14:00 | 10.6 | 14 | 2 | 51 |  | 4 | 1.0592 | 3.9376 | 4.9968 | 95% | 0.71656 | 49.0126 | 6.4574 | 3.5602 | 3.4736 | 0.08662 | 2.433% | 11.7032 | 0.8 | 0.8 | 0.8 | 54.72 | 7.2094 | 3.9748 | 3.7476 | 0.2272 | 5.716% | 805.5 | 49.0126 | 0 | 756.4874 | 805.5 | 54.72 | 0 | 750.78 | Winter | 0 | 0 | 0 | 0 | 0 | 0 | 0 | 1 | 0 | 1
1986-10-26 | 10 | 26 | 15:00 | 10.6 | 15 | 2 | 51 |  | 4 | 1.0592 | 3.6751 | 4.7343 | 95% | 0.67891 | 46.4377 | 6.1182 | 3.3732 | 3.2911 | 0.082069 | 2.433% | 11.6959 | 0.8 | 0.8 | 0.8 | 54.72 | 7.2094 | 3.9748 | 3.5507 | 0.42408 | 10.67% | 805 | 46.4377 | 0 | 758.5623 | 805 | 54.72 | 0 | 750.28 | Winter | 0 | 0 | 0 | 0 | 0 | 0 | 0 | 1 | 0 | 1
1986-10-26 | 10 | 26 | 16:00 | 10 | 16 | 2 | 50 |  | 5 | 1.3239 | 3.6751 | 4.9991 | 95% | 0.71688 | 49.0349 | 6.4603 | 3.5618 | 3.4752 | 0.086659 | 2.433% | 11.6082 | 0.8 | 0.8 | 0.8 | 54.72 | 7.2094 | 3.9748 | 3.7493 | 0.22549 | 5.673% | 799 | 49.0349 | 0 | 749.9651 | 799 | 54.72 | 0 | 744.28 | Winter | 0 | 0 | 0 | 0 | 0 | 0 | 0 | 1 | 0 | 1
1986-10-26 | 10 | 26 | 17:00 | 9.4 | 17 | 2 | 49 |  | 6 | 1.5887 | 4.7252 | 6.3139 | 95% | 0.90544 | 61.9318 | 8.1595 | 4.4987 | 4.3892 | 0.10945 | 2.433% | 11.5826 | 0.8 | 0.8 | 0.8 | 54.72 | 7.2094 | 3.9748 | 3.9748 | 0 | 0% | 797.25 | 61.9318 | 0 | 735.3182 | 797.25 | 54.72 | 0 | 742.53 | Winter | 0 | 0 | 0 | 0 | 0 | 0 | 0 | 1 | 0 | 1
1986-10-26 | 10 | 26 | 18:00 | 8.3 | 18 | 2 | 47 |  | 8 | 2.1183 | 6.0377 | 8.156 | 95% | 1 | 68.4 | 9.0117 | 4.9685 | 4.8476 | 0.12088 | 2.433% | 11.9298 | 0.8 | 0.8 | 0.8 | 54.72 | 7.2094 | 3.9748 | 3.9748 | 0 | 0% | 821 | 68.4 | 0 | 752.6 | 821 | 54.72 | 0 | 766.28 | Winter | 0 | 0 | 0 | 0 | 0 | 0 | 0 | 0 | 1 | 1
1986-10-26 | 10 | 26 | 19:00 | 8.3 | 19 | 2 | 47 |  | 8 | 2.1183 | 6.5627 | 8.681 | 95% | 1 | 68.4 | 9.0117 | 4.9685 | 4.8476 | 0.12088 | 2.433% | 11.6045 | 0.8 | 0.8 | 0.8 | 54.72 | 7.2094 | 3.9748 | 3.9748 | 0 | 0% | 798.75 | 68.4 | 0 | 730.35 | 798.75 | 54.72 | 0 | 744.03 | Winter | 0 | 0 | 0 | 0 | 0 | 0 | 0 | 0 | 1 | 1
1986-10-26 | 10 | 26 | 20:00 | 8.9 | 20 | 2 | 48 |  | 7 | 1.8535 | 5.7752 | 7.6287 | 95% | 1 | 68.4 | 9.0117 | 4.9685 | 4.8476 | 0.12088 | 2.433% | 11.568 | 0.8 | 0.8 | 0.8 | 54.72 | 7.2094 | 3.9748 | 3.9748 | 0 | 0% | 796.25 | 68.4 | 0 | 727.85 | 796.25 | 54.72 | 0 | 741.53 | Winter | 0 | 0 | 0 | 0 | 0 | 0 | 0 | 0 | 1 | 1
1986-10-26 | 10 | 26 | 21:00 | 9.4 | 21 | 2 | 49 |  | 6 | 1.5887 | 4.7252 | 6.3139 | 95% | 0.90544 | 61.9318 | 8.1595 | 4.4987 | 4.3892 | 0.10945 | 2.433% | 10.6469 | 0.8 | 0.8 | 0.8 | 54.72 | 7.2094 | 3.9748 | 3.9748 | 0 | 0% | 733.25 | 61.9318 | 0 | 671.3182 | 733.25 | 54.72 | 0 | 678.53 | Winter | 0 | 0 | 0 | 0 | 0 | 0 | 0 | 1 | 0 | 1
1986-10-26 | 10 | 26 | 22:00 | 8.9 | 22 | 2 | 48 |  | 7 | 1.8535 | 4.2002 | 6.0537 | 95% | 0.86812 | 59.3792 | 7.8232 | 4.3132 | 4.2083 | 0.10494 | 2.433% | 11.3231 | 0.8 | 0.8 | 0.8 | 54.72 | 7.2094 | 3.9748 | 3.9748 | 0 | 0% | 779.5 | 59.3792 | 0 | 720.1208 | 779.5 | 54.72 | 0 | 724.78 | Winter | 0 | 0 | 0 | 0 | 0 | 0 | 0 | 1 | 0 | 1
1986-10-26 | 10 | 26 | 23:00 | 8.3 | 23 | 2 | 47 |  | 8 | 2.1183 | 5.2502 | 7.3685 | 95% | 1 | 68.4 | 9.0117 | 4.9685 | 4.8476 | 0.12088 | 2.433% | 11.0015 | 0.8 | 0.8 | 0.8 | 54.72 | 7.2094 | 3.9748 | 3.9748 | 0 | 0% | 757.5 | 68.4 | 0 | 689.1 | 757.5 | 54.72 | 0 | 702.78 | Winter | 0 | 0 | 0 | 0 | 0 | 0 | 0 | 0 | 1 | 1
1986-10-26 | 10 | 26 | 24:00 | 8.9 | 0 | 2 | 48 |  | 7 | 1.8535 | 4.2002 | 6.0537 | 95% | 0.86812 | 59.3792 | 7.8232 | 4.3132 | 4.2083 | 0.10494 | 2.433% | 8.7939 | 0 | 0 | 0 | 0 | 0 | 0 | 0 | 0 | 0% | 606.5 | 59.3792 | 0 | 547.1208 | 606.5 | 0 | 0 | 606.5 | Winter | 0 | 0 | 0 | 0 | 0 | 0 | 0 | 1 | 0 | 1
1986-10-27 | 10 | 27 | 1:00 | 8.9 | 1 | 1 | 48 |  | 7 | 1.8535 | 3.9376 | 5.7912 | 95% | 0.83047 | 56.8043 | 7.484 | 4.1262 | 4.0258 | 0.10039 | 2.433% | 8.9218 | 0 | 0 | 0 | 0 | 0 | 0 | 0 | 0 | 0% | 615.25 | 56.8043 | 0 | 558.4457 | 615.25 | 0 | 0 | 615.25 | Winter | 0 | FALSE | 0 | 0 | 0 | 0 | 0 | 1 | 0 | 1
1986-10-27 | 10 | 27 | 2:00 | 8.9 | 2 | 1 | 48 |  | 7 | 1.8535 | 3.1501 | 5.0036 | 95% | 0.71754 | 49.0796 | 6.4662 | 3.5651 | 3.4783 | 0.086738 | 2.433% | 8.4649 | 0 | 0 | 0 | 0 | 0 | 0 | 0 | 0 | 0% | 584 | 49.0796 | 0 | 534.9204 | 584 | 0 | 0 | 584 | Winter | 0 | FALSE | 0 | 0 | 0 | 0 | 0 | 1 | 0 | 1
1986-10-27 | 10 | 27 | 3:00 | 8.9 | 3 | 1 | 48 |  | 7 | 1.8535 | 3.4126 | 5.2661 | 95% | 0.75518 | 51.6545 | 6.8055 | 3.7521 | 3.6608 | 0.091289 | 2.433% | 8.6148 | 0 | 0 | 0 | 0 | 0 | 0 | 0 | 0 | 0% | 594.25 | 51.6545 | 0 | 542.5955 | 594.25 | 0 | 0 | 594.25 | Winter | 0 | FALSE | 0 | 0 | 0 | 0 | 0 | 1 | 0 | 1
1986-10-27 | 10 | 27 | 4:00 | 9.4 | 4 | 1 | 49 |  | 6 | 1.5887 | 3.1501 | 4.7388 | 95% | 0.67957 | 46.4824 | 6.1241 | 3.3764 | 3.2943 | 0.082148 | 2.433% | 8.6586 | 0 | 0 | 0 | 0 | 0 | 0 | 0 | 0 | 0% | 597.25 | 46.4824 | 0 | 550.7676 | 597.25 | 0 | 0 | 597.25 | Winter | 0 | FALSE | 0 | 0 | 0 | 0 | 0 | 1 | 0 | 1
1986-10-27 | 10 | 27 | 5:00 | 10 | 5 | 1 | 50 |  | 5 | 1.3239 | 3.1501 | 4.4741 | 95% | 0.6416 | 43.8851 | 5.7819 | 3.1878 | 3.1102 | 0.077558 | 2.433% | 8.6732 | 0 | 0 | 0 | 0 | 0 | 0 | 0 | 0 | 0% | 598.25 | 43.8851 | 0 | 554.3649 | 598.25 | 0 | 0 | 598.25 | Winter | 0 | FALSE | 0 | 0 | 0 | 0 | 0 | 1 | 0 | 1
1986-10-27 | 10 | 27 | 6:00 | 10 | 6 | 1 | 50 |  | 5 | 1.3239 | 3.9376 | 5.2616 | 95% | 0.75453 | 51.6098 | 6.7996 | 3.7489 | 3.6577 | 0.09121 | 2.433% | 8.7244 | 0.8 | 0.8 | 0.8 | 54.72 | 7.2094 | 3.9748 | 3.9462 | 0.028611 | 0.7198% | 601.75 | 51.6098 | 0 | 550.1402 | 601.75 | 54.72 | 0 | 547.03 | Winter | 0 | FALSE | 0 | 0 | 0 | 0 | 0 | 1 | 0 | 1
1986-10-27 | 10 | 27 | 7:00 | 9.4 | 7 | 1 | 49 |  | 6 | 1.5887 | 4.7252 | 6.3139 | 95% | 0.90544 | 61.9318 | 8.1595 | 4.4987 | 4.3892 | 0.10945 | 2.433% | 10.0621 | 0.8 | 0.8 | 0.8 | 54.72 | 7.2094 | 3.9748 | 3.9748 | 0 | 0% | 693.25 | 61.9318 | 0 | 631.3182 | 693.25 | 54.72 | 0 | 638.53 | Winter | 0 | FALSE | 0 | 0 | 0 | 0 | 0 | 1 | 0 | 1
1986-10-27 | 10 | 27 | 8:00 | 10 | 8 | 1 | 50 |  | 5 | 1.3239 | 7.6128 | 8.9367 | 95% | 1 | 68.4 | 9.0117 | 4.9685 | 4.8476 | 0.12088 | 2.433% | 10.3436 | 0.8 | 0.8 | 0.8 | 54.72 | 7.2094 | 3.9748 | 3.9748 | 0 | 0% | 712.5 | 68.4 | 0 | 644.1 | 712.5 | 54.72 | 0 | 657.78 | Winter | 0 | FALSE | 0 | 0 | 0 | 0 | 0 | 0 | 1 | 1
1986-10-27 | 10 | 27 | 9:00 | 10 | 9 | 1 | 50 |  | 5 | 1.3239 | 6.5627 | 7.8867 | 95% | 1 | 68.4 | 9.0117 | 4.9685 | 4.8476 | 0.12088 | 2.433% | 10.3801 | 0.8 | 0.8 | 0.8 | 54.72 | 7.2094 | 3.9748 | 3.9748 | 0 | 0% | 715 | 68.4 | 0 | 646.6 | 715 | 54.72 | 0 | 660.28 | Winter | 0 | FALSE | 0 | 0 | 0 | 0 | 0 | 0 | 1 | 1
1986-10-27 | 10 | 27 | 10:00 | 10.6 | 10 | 1 | 51 |  | 4 | 1.0592 | 6.0377 | 7.0969 | 95% | 1 | 68.4 | 9.0117 | 4.9685 | 4.8476 | 0.12088 | 2.433% | 13.655 | 0.8 | 0.8 | 0.8 | 54.72 | 7.2094 | 3.9748 | 3.9748 | 0 | 0% | 939 | 68.4 | 0 | 870.6 | 939 | 54.72 | 0 | 884.28 | Winter | 0 | FALSE | 0 | 0 | 0 | 0 | 0 | 0 | 1 | 1
1986-10-27 | 10 | 27 | 11:00 | 10.6 | 11 | 1 | 51 |  | 4 | 1.0592 | 5.2502 | 6.3093 | 95% | 0.90478 | 61.8871 | 8.1536 | 4.4954 | 4.386 | 0.10937 | 2.433% | 14.8611 | 0.8 | 0.8 | 0.8 | 54.72 | 7.2094 | 3.9748 | 3.9748 | 0 | 0% | 1021.5 | 61.8871 | 0 | 959.6129 | 1021.5 | 54.72 | 0 | 966.78 | Winter | 0 | FALSE | 0 | 0 | 0 | 0 | 0 | 1 | 0 | 1
1986-10-27 | 10 | 27 | 12:00 | 11.1 | 12 | 1 | 52 |  | 3 | 0.79436 | 5.2502 | 6.0446 | 95% | 0.86681 | 59.2898 | 7.8114 | 4.3067 | 4.202 | 0.10478 | 2.433% | 15.1572 | 0.8 | 0.8 | 0.8 | 54.72 | 7.2094 | 3.9748 | 3.9748 | 0 | 0% | 1041.75 | 59.2898 | 0 | 982.4602 | 1041.75 | 54.72 | 0 | 987.03 | Winter | 0 | FALSE | 0 | 0 | 0 | 0 | 0 | 1 | 0 | 1
1986-10-27 | 10 | 27 | 13:00 | 11.1 | 13 | 1 | 52 |  | 3 | 0.79436 | 4.7252 | 5.5195 | 95% | 0.79152 | 54.14 | 7.1329 | 3.9327 | 3.837 | 0.095682 | 2.433% | 15.6762 | 0.8 | 0.8 | 0.8 | 54.72 | 7.2094 | 3.9748 | 3.9748 | 0 | 0% | 1077.25 | 54.14 | 0 | 1023.11 | 1077.25 | 54.72 | 0 | 1022.53 | Winter | 0 | FALSE | 0 | 0 | 0 | 0 | 0 | 1 | 0 | 1
1986-10-27 | 10 | 27 | 14:00 | 11.1 | 14 | 1 | 52 |  | 3 | 0.79436 | 3.9376 | 4.732 | 95% | 0.67859 | 46.4153 | 6.1152 | 3.3716 | 3.2895 | 0.08203 | 2.433% | 15.614 | 0.8 | 0.8 | 0.8 | 54.72 | 7.2094 | 3.9748 | 3.549 | 0.42579 | 10.71% | 1073 | 46.4153 | 0 | 1026.5847 | 1073 | 54.72 | 0 | 1018.28 | Winter | 0 | FALSE | 0 | 0 | 0 | 0 | 0 | 1 | 0 | 1
1986-10-27 | 10 | 27 | 15:00 | 10.6 | 15 | 1 | 51 |  | 4 | 1.0592 | 3.6751 | 4.7343 | 95% | 0.67891 | 46.4377 | 6.1182 | 3.3732 | 3.2911 | 0.082069 | 2.433% | 15.9211 | 0.8 | 0.8 | 0.8 | 54.72 | 7.2094 | 3.9748 | 3.5507 | 0.42408 | 10.67% | 1094 | 46.4377 | 0 | 1047.5623 | 1094 | 54.72 | 0 | 1039.28 | Winter | 0 | FALSE | 0 | 0 | 0 | 0 | 0 | 1 | 0 | 1
1986-10-27 | 10 | 27 | 16:00 | 10.6 | 16 | 1 | 51 |  | 4 | 1.0592 | 3.6751 | 4.7343 | 95% | 0.67891 | 46.4377 | 6.1182 | 3.3732 | 3.2911 | 0.082069 | 2.433% | 15.9649 | 0.8 | 0.8 | 0.8 | 54.72 | 7.2094 | 3.9748 | 3.5507 | 0.42408 | 10.67% | 1097 | 46.4377 | 0 | 1050.5623 | 1097 | 54.72 | 0 | 1042.28 | Winter | 0 | FALSE | 0 | 0 | 0 | 0 | 0 | 1 | 0 | 1
1986-10-27 | 10 | 27 | 17:00 | 10.6 | 17 | 1 | 51 |  | 4 | 1.0592 | 4.7252 | 5.7843 | 95% | 0.82949 | 56.7373 | 7.4751 | 4.1213 | 4.0211 | 0.10027 | 2.433% | 15.2887 | 0.8 | 0.8 | 0.8 | 54.72 | 7.2094 | 3.9748 | 3.9748 | 0 | 0% | 1050.75 | 56.7373 | 0 | 994.0127 | 1050.75 | 54.72 | 0 | 996.03 | Winter | 1 | FALSE | 1 | 56.7373 | 54.72 | 0 | 0 | 1 | 0 | 1
1986-10-27 | 10 | 27 | 18:00 | 10.6 | 18 | 1 | 51 |  | 4 | 1.0592 | 6.0377 | 7.0969 | 95% | 1 | 68.4 | 9.0117 | 4.9685 | 4.8476 | 0.12088 | 2.433% | 14.4444 | 0.8 | 0.8 | 0.8 | 54.72 | 7.2094 | 3.9748 | 3.9748 | 0 | 0% | 993 | 68.4 | 0 | 924.6 | 993 | 54.72 | 0 | 938.28 | Winter | 1 | FALSE | 1 | 68.4 | 54.72 | 0 | 0 | 0 | 1 | 1
1986-10-27 | 10 | 27 | 19:00 | 10 | 19 | 1 | 50 |  | 5 | 1.3239 | 6.5627 | 7.8867 | 95% | 1 | 68.4 | 9.0117 | 4.9685 | 4.8476 | 0.12088 | 2.433% | 13.6769 | 0.8 | 0.8 | 0.8 | 54.72 | 7.2094 | 3.9748 | 3.9748 | 0 | 0% | 940.5 | 68.4 | 0 | 872.1 | 940.5 | 54.72 | 0 | 885.78 | Winter | 0 | FALSE | 0 | 0 | 0 | 0 | 0 | 0 | 1 | 1
1986-10-27 | 10 | 27 | 20:00 | 10 | 20 | 1 | 50 |  | 5 | 1.3239 | 5.7752 | 7.0992 | 95% | 1 | 68.4 | 9.0117 | 4.9685 | 4.8476 | 0.12088 | 2.433% | 13.0629 | 0.8 | 0.8 | 0.8 | 54.72 | 7.2094 | 3.9748 | 3.9748 | 0 | 0% | 898.5 | 68.4 | 0 | 830.1 | 898.5 | 54.72 | 0 | 843.78 | Winter | 0 | FALSE | 0 | 0 | 0 | 0 | 0 | 0 | 1 | 1
1986-10-27 | 10 | 27 | 21:00 | 10 | 21 | 1 | 50 |  | 5 | 1.3239 | 4.7252 | 6.0491 | 95% | 0.86746 | 59.3345 | 7.8173 | 4.31 | 4.2051 | 0.10486 | 2.433% | 12.8436 | 0.8 | 0.8 | 0.8 | 54.72 | 7.2094 | 3.9748 | 3.9748 | 0 | 0% | 883.5 | 59.3345 | 0 | 824.1655 | 883.5 | 54.72 | 0 | 828.78 | Winter | 0 | FALSE | 0 | 0 | 0 | 0 | 0 | 1 | 0 | 1
1986-10-27 | 10 | 27 | 22:00 | 10 | 22 | 1 | 50 |  | 5 | 1.3239 | 4.2002 | 5.5241 | 95% | 0.79217 | 54.1847 | 7.1388 | 3.9359 | 3.8402 | 0.095761 | 2.433% | 12.2697 | 0.8 | 0.8 | 0.8 | 54.72 | 7.2094 | 3.9748 | 3.9748 | 0 | 0% | 844.25 | 54.1847 | 0 | 790.0653 | 844.25 | 54.72 | 0 | 789.53 | Winter | 0 | FALSE | 0 | 0 | 0 | 0 | 0 | 1 | 0 | 1
1986-10-27 | 10 | 27 | 23:00 | 10 | 23 | 1 | 50 |  | 5 | 1.3239 | 5.2502 | 6.5741 | 95% | 0.94275 | 64.4843 | 8.4958 | 4.6841 | 4.5701 | 0.11396 | 2.433% | 11.9737 | 0.8 | 0.8 | 0.8 | 54.72 | 7.2094 | 3.9748 | 3.9748 | 0 | 0% | 824 | 64.4843 | 0 | 759.5157 | 824 | 54.72 | 0 | 769.28 | Winter | 0 | FALSE | 0 | 0 | 0 | 0 | 0 | 1 | 0 | 1
1986-10-27 | 10 | 27 | 24:00 | 10 | 0 | 1 | 50 |  | 5 | 1.3239 | 4.2002 | 5.5241 | 95% | 0.79217 | 54.1847 | 7.1388 | 3.9359 | 3.8402 | 0.095761 | 2.433% | 11.9444 | 0 | 0 | 0 | 0 | 0 | 0 | 0 | 0 | 0% | 822 | 54.1847 | 0 | 767.8153 | 822 | 0 | 0 | 822 | Winter | 0 | FALSE | 0 | 0 | 0 | 0 | 0 | 1 | 0 | 1
1986-10-28 | 10 | 28 | 1:00 | 10 | 1 | 1 | 50 |  | 5 | 1.3239 | 3.9376 | 5.2616 | 95% | 0.75453 | 51.6098 | 6.7996 | 3.7489 | 3.6577 | 0.09121 | 2.433% | 11.261 | 0 | 0 | 0 | 0 | 0 | 0 | 0 | 0 | 0% | 775.25 | 51.6098 | 0 | 723.6402 | 775.25 | 0 | 0 | 775.25 | Winter | 0 | FALSE | 0 | 0 | 0 | 0 | 0 | 1 | 0 | 1
1986-10-28 | 10 | 28 | 2:00 | 10.6 | 2 | 1 | 51 |  | 4 | 1.0592 | 3.1501 | 4.2093 | 95% | 0.60362 | 41.2879 | 5.4397 | 2.9991 | 2.9261 | 0.072968 | 2.433% | 11.2098 | 0 | 0 | 0 | 0 | 0 | 0 | 0 | 0 | 0% | 771.75 | 41.2879 | 0 | 730.4621 | 771.75 | 0 | 0 | 771.75 | Winter | 0 | FALSE | 0 | 0 | 0 | 0 | 0 | 1 | 0 | 1
1986-10-28 | 10 | 28 | 3:00 | 10 | 3 | 1 | 50 |  | 5 | 1.3239 | 3.4126 | 4.7366 | 95% | 0.67924 | 46.46 | 6.1211 | 3.3748 | 3.2927 | 0.082109 | 2.433% | 8.8048 | 0 | 0 | 0 | 0 | 0 | 0 | 0 | 0 | 0% | 607.25 | 46.46 | 0 | 560.79 | 607.25 | 0 | 0 | 607.25 | Winter | 0 | FALSE | 0 | 0 | 0 | 0 | 0 | 1 | 0 | 1
1986-10-28 | 10 | 28 | 4:00 | 10.6 | 4 | 1 | 51 |  | 4 | 1.0592 | 3.1501 | 4.2093 | 95% | 0.60362 | 41.2879 | 5.4397 | 2.9991 | 2.9261 | 0.072968 | 2.433% | 8.4028 | 0 | 0 | 0 | 0 | 0 | 0 | 0 | 0 | 0% | 579.75 | 41.2879 | 0 | 538.4621 | 579.75 | 0 | 0 | 579.75 | Winter | 0 | FALSE | 0 | 0 | 0 | 0 | 0 | 1 | 0 | 1
1986-10-28 | 10 | 28 | 5:00 | 10.6 | 5 | 1 | 51 |  | 4 | 1.0592 | 3.1501 | 4.2093 | 95% | 0.60362 | 41.2879 | 5.4397 | 2.9991 | 2.9261 | 0.072968 | 2.433% | 8.5307 | 0 | 0 | 0 | 0 | 0 | 0 | 0 | 0 | 0% | 588.5 | 41.2879 | 0 | 547.2121 | 588.5 | 0 | 0 | 588.5 | Winter | 0 | FALSE | 0 | 0 | 0 | 0 | 0 | 1 | 0 | 1
1986-10-28 | 10 | 28 | 6:00 | 10.6 | 6 | 1 | 51 |  | 4 | 1.0592 | 3.9376 | 4.9968 | 95% | 0.71656 | 49.0126 | 6.4574 | 3.5602 | 3.4736 | 0.08662 | 2.433% | 8.6732 | 0.8 | 0.8 | 0.8 | 54.72 | 7.2094 | 3.9748 | 3.7476 | 0.2272 | 5.716% | 598.25 | 49.0126 | 0 | 549.2374 | 598.25 | 54.72 | 0 | 543.53 | Winter | 0 | FALSE | 0 | 0 | 0 | 0 | 0 | 1 | 0 | 1
1986-10-28 | 10 | 28 | 7:00 | 11.1 | 7 | 1 | 52 |  | 3 | 0.79436 | 4.7252 | 5.5195 | 95% | 0.79152 | 54.14 | 7.1329 | 3.9327 | 3.837 | 0.095682 | 2.433% | 9.6747 | 0.8 | 0.8 | 0.8 | 54.72 | 7.2094 | 3.9748 | 3.9748 | 0 | 0% | 666.75 | 54.14 | 0 | 612.61 | 666.75 | 54.72 | 0 | 612.03 | Winter | 0 | FALSE | 0 | 0 | 0 | 0 | 0 | 1 | 0 | 1
1986-10-28 | 10 | 28 | 8:00 | 11.7 | 8 | 1 | 53 |  | 2 | 0.52958 | 7.6128 | 8.1424 | 95% | 1 | 68.4 | 9.0117 | 4.9685 | 4.8476 | 0.12088 | 2.433% | 10.2522 | 0.8 | 0.8 | 0.8 | 54.72 | 7.2094 | 3.9748 | 3.9748 | 0 | 0% | 706.25 | 68.4 | 0 | 637.85 | 706.25 | 54.72 | 0 | 651.53 | Winter | 0 | FALSE | 0 | 0 | 0 | 0 | 0 | 0 | 1 | 1
1986-10-28 | 10 | 28 | 9:00 | 12.2 | 9 | 1 | 54 |  | 1 | 0.26479 | 6.5627 | 6.8275 | 95% | 0.97909 | 66.9698 | 8.8233 | 4.8646 | 4.7463 | 0.11836 | 2.433% | 10.7822 | 0.8 | 0.8 | 0.8 | 54.72 | 7.2094 | 3.9748 | 3.9748 | 0 | 0% | 742.5 | 66.9698 | 0 | 675.5302 | 742.5 | 54.72 | 0 | 687.78 | Winter | 0 | FALSE | 0 | 0 | 0 | 0 | 0 | 1 | 0 | 1
1986-10-28 | 10 | 28 | 10:00 | 13.9 | 10 | 1 | 57 |  | 0 | 0 | 6.0377 | 6.0377 | 95% | 0.86583 | 59.2228 | 7.8026 | 4.3019 | 4.1972 | 0.10466 | 2.433% | 14.6966 | 0.8 | 0.8 | 0.8 | 54.72 | 7.2094 | 3.9748 | 3.9748 | 0 | 0% | 1010.25 | 59.2228 | 0 | 951.0272 | 1010.25 | 54.72 | 0 | 955.53 | Winter | 0 | FALSE | 0 | 0 | 0 | 0 | 0 | 1 | 0 | 1
1986-10-28 | 10 | 28 | 11:00 | 16.1 | 11 | 1 | 61 |  | 0 | 0 | 5.2502 | 5.2502 | 95% | 0.7529 | 51.4981 | 6.7849 | 3.7408 | 3.6497 | 0.091013 | 2.433% | 15.1425 | 0.8 | 0.8 | 0.8 | 54.72 | 7.2094 | 3.9748 | 3.9376 | 0.037156 | 0.9348% | 1040.75 | 51.4981 | 0 | 989.2519 | 1040.75 | 54.72 | 0 | 986.03 | Winter | 0 | FALSE | 0 | 0 | 0 | 0 | 0 | 1 | 0 | 1
1986-10-28 | 10 | 28 | 12:00 | 16.1 | 12 | 1 | 61 |  | 0 | 0 | 5.2502 | 5.2502 | 95% | 0.7529 | 51.4981 | 6.7849 | 3.7408 | 3.6497 | 0.091013 | 2.433% | 15.7237 | 0.8 | 0.8 | 0.8 | 54.72 | 7.2094 | 3.9748 | 3.9376 | 0.037156 | 0.9348% | 1080.5 | 51.4981 | 0 | 1029.0019 | 1080.5 | 54.72 | 0 | 1025.78 | Winter | 0 | FALSE | 0 | 0 | 0 | 0 | 0 | 1 | 0 | 1
1986-10-28 | 10 | 28 | 13:00 | 16.1 | 13 | 1 | 61 |  | 0 | 0 | 4.7252 | 4.7252 | 95% | 0.67761 | 46.3483 | 6.1064 | 3.3667 | 3.2848 | 0.081911 | 2.433% | 16.2537 | 0.8 | 0.8 | 0.8 | 54.72 | 7.2094 | 3.9748 | 3.5439 | 0.43092 | 10.84% | 1116.75 | 46.3483 | 0 | 1070.4017 | 1116.75 | 54.72 | 0 | 1062.03 | Winter | 0 | FALSE | 0 | 0 | 0 | 0 | 0 | 1 | 0 | 1
1986-10-28 | 10 | 28 | 14:00 | 18.3 | 14 | 1 | 65 |  | 0 | 0 | 3.9376 | 3.9376 | 95% | 0.56467 | 38.6235 | 5.0887 | 2.8056 | 2.7373 | 0.068259 | 2.433% | 16.133 | 0.8 | 0.8 | 0.8 | 54.72 | 7.2094 | 3.9748 | 2.9532 | 1.0216 | 25.7% | 1108.5 | 38.6235 | 0 | 1069.8765 | 1108.5 | 54.72 | 0 | 1053.78 | Winter | 0 | FALSE | 0 | 0 | 0 | 0 | 0 | 1 | 0 | 1
1986-10-28 | 10 | 28 | 15:00 | 17.2 | 15 | 1 | 63 |  | 0 | 0 | 3.6751 | 3.6751 | 95% | 0.52703 | 36.0486 | 4.7494 | 2.6185 | 2.5548 | 0.063709 | 2.433% | 15.9101 | 0.8 | 0.8 | 0.8 | 54.72 | 7.2094 | 3.9748 | 2.7564 | 1.2184 | 30.65% | 1093.25 | 36.0486 | 0 | 1057.2014 | 1093.25 | 54.72 | 0 | 1038.53 | Winter | 0 | FALSE | 0 | 0 | 0 | 0 | 0 | 1 | 0 | 1
1986-10-28 | 10 | 28 | 16:00 | 17.2 | 16 | 1 | 63 |  | 0 | 0 | 3.6751 | 3.6751 | 95% | 0.52703 | 36.0486 | 4.7494 | 2.6185 | 2.5548 | 0.063709 | 2.433% | 15.6652 | 0.8 | 0.8 | 0.8 | 54.72 | 7.2094 | 3.9748 | 2.7564 | 1.2184 | 30.65% | 1076.5 | 36.0486 | 0 | 1040.4514 | 1076.5 | 54.72 | 0 | 1021.78 | Winter | 0 | FALSE | 0 | 0 | 0 | 0 | 0 | 1 | 0 | 1
1986-10-28 | 10 | 28 | 17:00 | 16.7 | 17 | 1 | 62 |  | 0 | 0 | 4.7252 | 4.7252 | 95% | 0.67761 | 46.3483 | 6.1064 | 3.3667 | 3.2848 | 0.081911 | 2.433% | 15.7822 | 0.8 | 0.8 | 0.8 | 54.72 | 7.2094 | 3.9748 | 3.5439 | 0.43092 | 10.84% | 1084.5 | 46.3483 | 0 | 1038.1517 | 1084.5 | 54.72 | 0 | 1029.78 | Winter | 1 | FALSE | 1 | 46.3483 | 54.72 | 0 | 0 | 1 | 0 | 1
1986-10-28 | 10 | 28 | 18:00 | 15.6 | 18 | 1 | 60 |  | 0 | 0 | 6.0377 | 6.0377 | 95% | 0.86583 | 59.2228 | 7.8026 | 4.3019 | 4.1972 | 0.10466 | 2.433% | 14.7807 | 0.8 | 0.8 | 0.8 | 54.72 | 7.2094 | 3.9748 | 3.9748 | 0 | 0% | 1016 | 59.2228 | 0 | 956.7772 | 1016 | 54.72 | 0 | 961.28 | Winter | 1 | FALSE | 1 | 59.2228 | 54.72 | 0 | 0 | 1 | 0 | 1
1986-10-28 | 10 | 28 | 19:00 | 15 | 19 | 1 | 59 |  | 0 | 0 | 6.5627 | 6.5627 | 95% | 0.94112 | 64.3726 | 8.4811 | 4.676 | 4.5622 | 0.11377 | 2.433% | 14.5395 | 0.8 | 0.8 | 0.8 | 54.72 | 7.2094 | 3.9748 | 3.9748 | 0 | 0% | 999.5 | 64.3726 | 0 | 935.1274 | 999.5 | 54.72 | 0 | 944.78 | Winter | 0 | FALSE | 0 | 0 | 0 | 0 | 0 | 1 | 0 | 1
1986-10-28 | 10 | 28 | 20:00 | 14.4 | 20 | 1 | 58 |  | 0 | 0 | 5.7752 | 5.7752 | 95% | 0.82819 | 56.6479 | 7.4634 | 4.1148 | 4.0147 | 0.10011 | 2.433% | 14.3385 | 0.8 | 0.8 | 0.8 | 54.72 | 7.2094 | 3.9748 | 3.9748 | 0 | 0% | 985.75 | 56.6479 | 0 | 929.1021 | 985.75 | 54.72 | 0 | 931.03 | Winter | 0 | FALSE | 0 | 0 | 0 | 0 | 0 | 1 | 0 | 1
1986-10-28 | 10 | 28 | 21:00 | 13.9 | 21 | 1 | 57 |  | 0 | 0 | 4.7252 | 4.7252 | 95% | 0.67761 | 46.3483 | 6.1064 | 3.3667 | 3.2848 | 0.081911 | 2.433% | 12.4123 | 0.8 | 0.8 | 0.8 | 54.72 | 7.2094 | 3.9748 | 3.5439 | 0.43092 | 10.84% | 854 | 46.3483 | 0 | 807.6517 | 854 | 54.72 | 0 | 799.28 | Winter | 0 | FALSE | 0 | 0 | 0 | 0 | 0 | 1 | 0 | 1
1986-10-28 | 10 | 28 | 22:00 | 12.8 | 22 | 1 | 55 |  | 0 | 0 | 4.2002 | 4.2002 | 95% | 0.60232 | 41.1985 | 5.4279 | 2.9926 | 2.9198 | 0.07281 | 2.433% | 13.2968 | 0.8 | 0.8 | 0.8 | 54.72 | 7.2094 | 3.9748 | 3.1501 | 0.82468 | 20.75% | 914.5 | 41.1985 | 0 | 873.3015 | 914.5 | 54.72 | 0 | 859.78 | Winter | 0 | FALSE | 0 | 0 | 0 | 0 | 0 | 1 | 0 | 1
1986-10-28 | 10 | 28 | 23:00 | 11.7 | 23 | 1 | 53 |  | 2 | 0.52958 | 5.2502 | 5.7798 | 95% | 0.82884 | 56.6926 | 7.4692 | 4.1181 | 4.0179 | 0.10019 | 2.433% | 12.2588 | 0.8 | 0.8 | 0.8 | 54.72 | 7.2094 | 3.9748 | 3.9748 | 0 | 0% | 843.5 | 56.6926 | 0 | 786.8074 | 843.5 | 54.72 | 0 | 788.78 | Winter | 0 | FALSE | 0 | 0 | 0 | 0 | 0 | 1 | 0 | 1
1986-10-28 | 10 | 28 | 24:00 | 11.1 | 0 | 1 | 52 |  | 3 | 0.79436 | 4.2002 | 4.9945 | 95% | 0.71623 | 48.9902 | 6.4545 | 3.5586 | 3.472 | 0.08658 | 2.433% | 12.4963 | 0 | 0 | 0 | 0 | 0 | 0 | 0 | 0 | 0% | 859.75 | 48.9902 | 0 | 810.7598 | 859.75 | 0 | 0 | 859.75 | Winter | 0 | FALSE | 0 | 0 | 0 | 0 | 0 | 1 | 0 | 1
1986-10-29 | 10 | 29 | 1:00 | 10.6 | 1 | 1 | 51 |  | 4 | 1.0592 | 3.9376 | 4.9968 | 95% | 0.71656 | 49.0126 | 6.4574 | 3.5602 | 3.4736 | 0.08662 | 2.433% | 12.3501 | 0 | 0 | 0 | 0 | 0 | 0 | 0 | 0 | 0% | 849.75 | 49.0126 | 0 | 800.7374 | 849.75 | 0 | 0 | 849.75 | Winter | 0 | FALSE | 0 | 0 | 0 | 0 | 0 | 1 | 0 | 1
1986-10-29 | 10 | 29 | 2:00 | 10 | 2 | 1 | 50 |  | 5 | 1.3239 | 3.1501 | 4.4741 | 95% | 0.6416 | 43.8851 | 5.7819 | 3.1878 | 3.1102 | 0.077558 | 2.433% | 12.1966 | 0 | 0 | 0 | 0 | 0 | 0 | 0 | 0 | 0% | 839.25 | 43.8851 | 0 | 795.3649 | 839.25 | 0 | 0 | 839.25 | Winter | 0 | FALSE | 0 | 0 | 0 | 0 | 0 | 1 | 0 | 1
1986-10-29 | 10 | 29 | 3:00 | 8.9 | 3 | 1 | 48 |  | 7 | 1.8535 | 3.4126 | 5.2661 | 95% | 0.75518 | 51.6545 | 6.8055 | 3.7521 | 3.6608 | 0.091289 | 2.433% | 12.1747 | 0 | 0 | 0 | 0 | 0 | 0 | 0 | 0 | 0% | 837.75 | 51.6545 | 0 | 786.0955 | 837.75 | 0 | 0 | 837.75 | Winter | 0 | FALSE | 0 | 0 | 0 | 0 | 0 | 1 | 0 | 1
1986-10-29 | 10 | 29 | 4:00 | 9.4 | 4 | 1 | 49 |  | 6 | 1.5887 | 3.1501 | 4.7388 | 95% | 0.67957 | 46.4824 | 6.1241 | 3.3764 | 3.2943 | 0.082148 | 2.433% | 12.1126 | 0 | 0 | 0 | 0 | 0 | 0 | 0 | 0 | 0% | 833.5 | 46.4824 | 0 | 787.0176 | 833.5 | 0 | 0 | 833.5 | Winter | 0 | FALSE | 0 | 0 | 0 | 0 | 0 | 1 | 0 | 1
1986-10-29 | 10 | 29 | 5:00 | 7.8 | 5 | 1 | 46 |  | 9 | 2.3831 | 3.1501 | 5.5332 | 95% | 0.79348 | 54.2741 | 7.1506 | 3.9424 | 3.8465 | 0.095919 | 2.433% | 12.3246 | 0 | 0 | 0 | 0 | 0 | 0 | 0 | 0 | 0% | 848 | 54.2741 | 0 | 793.7259 | 848 | 0 | 0 | 848 | Winter | 0 | FALSE | 0 | 0 | 0 | 0 | 0 | 1 | 0 | 1
1986-10-29 | 10 | 29 | 6:00 | 8.9 | 6 | 1 | 48 |  | 7 | 1.8535 | 3.9376 | 5.7912 | 95% | 0.83047 | 56.8043 | 7.484 | 4.1262 | 4.0258 | 0.10039 | 2.433% | 12.5037 | 0.8 | 0.8 | 0.8 | 54.72 | 7.2094 | 3.9748 | 3.9748 | 0 | 0% | 860.25 | 56.8043 | 0 | 803.4457 | 860.25 | 54.72 | 0 | 805.53 | Winter | 0 | FALSE | 0 | 0 | 0 | 0 | 0 | 1 | 0 | 1
1986-10-29 | 10 | 29 | 7:00 | 8.9 | 7 | 1 | 48 |  | 7 | 1.8535 | 4.7252 | 6.5787 | 95% | 0.94341 | 64.529 | 8.5017 | 4.6873 | 4.5733 | 0.11404 | 2.433% | 13.6477 | 0.8 | 0.8 | 0.8 | 54.72 | 7.2094 | 3.9748 | 3.9748 | 0 | 0% | 938.5 | 64.529 | 0 | 873.971 | 938.5 | 54.72 | 0 | 883.78 | Winter | 0 | FALSE | 0 | 0 | 0 | 0 | 0 | 1 | 0 | 1
1986-10-29 | 10 | 29 | 8:00 | 11.1 | 8 | 1 | 52 |  | 3 | 0.79436 | 7.6128 | 8.4071 | 95% | 1 | 68.4 | 9.0117 | 4.9685 | 4.8476 | 0.12088 | 2.433% | 14.0826 | 0.8 | 0.8 | 0.8 | 54.72 | 7.2094 | 3.9748 | 3.9748 | 0 | 0% | 968.25 | 68.4 | 0 | 899.85 | 968.25 | 54.72 | 0 | 913.53 | Winter | 0 | FALSE | 0 | 0 | 0 | 0 | 0 | 0 | 1 | 1
1986-10-29 | 10 | 29 | 9:00 | 13.3 | 9 | 1 | 56 |  | 0 | 0 | 6.5627 | 6.5627 | 95% | 0.94112 | 64.3726 | 8.4811 | 4.676 | 4.5622 | 0.11377 | 2.433% | 15.1791 | 0.8 | 0.8 | 0.8 | 54.72 | 7.2094 | 3.9748 | 3.9748 | 0 | 0% | 1043.25 | 64.3726 | 0 | 978.8774 | 1043.25 | 54.72 | 0 | 988.53 | Winter | 0 | FALSE | 0 | 0 | 0 | 0 | 0 | 1 | 0 | 1
1986-10-29 | 10 | 29 | 10:00 | 15 | 10 | 1 | 59 |  | 0 | 0 | 6.0377 | 6.0377 | 95% | 0.86583 | 59.2228 | 7.8026 | 4.3019 | 4.1972 | 0.10466 | 2.433% | 16.1221 | 0.8 | 0.8 | 0.8 | 54.72 | 7.2094 | 3.9748 | 3.9748 | 0 | 0% | 1107.75 | 59.2228 | 0 | 1048.5272 | 1107.75 | 54.72 | 0 | 1053.03 | Winter | 0 | FALSE | 0 | 0 | 0 | 0 | 0 | 1 | 0 | 1
1986-10-29 | 10 | 29 | 11:00 | 17.8 | 11 | 1 | 64 |  | 0 | 0 | 5.2502 | 5.2502 | 95% | 0.7529 | 51.4981 | 6.7849 | 3.7408 | 3.6497 | 0.091013 | 2.433% | 16.9993 | 0.8 | 0.8 | 0.8 | 54.72 | 7.2094 | 3.9748 | 3.9376 | 0.037156 | 0.9348% | 1167.75 | 51.4981 | 0 | 1116.2519 | 1167.75 | 54.72 | 0 | 1113.03 | Winter | 0 | FALSE | 0 | 0 | 0 | 0 | 0 | 1 | 0 | 1
1986-10-29 | 10 | 29 | 12:00 | 19.4 | 12 | 1 | 67 |  | 0 | 0 | 5.2502 | 5.2502 | 95% | 0.7529 | 51.4981 | 6.7849 | 3.7408 | 3.6497 | 0.091013 | 2.433% | 17.2807 | 0.8 | 0.8 | 0.8 | 54.72 | 7.2094 | 3.9748 | 3.9376 | 0.037156 | 0.9348% | 1187 | 51.4981 | 0 | 1135.5019 | 1187 | 54.72 | 0 | 1132.28 | Winter | 0 | FALSE | 0 | 0 | 0 | 0 | 0 | 1 | 0 | 1
1986-10-29 | 10 | 29 | 13:00 | 20.6 | 13 | 1 | 69 |  | 0 | 0 | 4.7252 | 4.7252 | 95% | 0.67761 | 46.3483 | 6.1064 | 3.3667 | 3.2848 | 0.081911 | 2.433% | 17.617 | 0.8 | 0.8 | 0.8 | 54.72 | 7.2094 | 3.9748 | 3.5439 | 0.43092 | 10.84% | 1210 | 46.3483 | 0 | 1163.6517 | 1210 | 54.72 | 0 | 1155.28 | Winter | 0 | FALSE | 0 | 0 | 0 | 0 | 0 | 1 | 0 | 1
1986-10-29 | 10 | 29 | 14:00 | 21.1 | 14 | 1 | 70 |  | 0 | 0 | 3.9376 | 3.9376 | 95% | 0.56467 | 38.6235 | 5.0887 | 2.8056 | 2.7373 | 0.068259 | 2.433% | 17.6937 | 0.8 | 0.8 | 0.8 | 54.72 | 7.2094 | 3.9748 | 2.9532 | 1.0216 | 25.7% | 1215.25 | 38.6235 | 0 | 1176.6265 | 1215.25 | 54.72 | 0 | 1160.53 | Winter | 0 | FALSE | 0 | 0 | 0 | 0 | 0 | 1 | 0 | 1
1986-10-29 | 10 | 29 | 15:00 | 21.1 | 15 | 1 | 70 |  | 0 | 0 | 3.6751 | 3.6751 | 95% | 0.52703 | 36.0486 | 4.7494 | 2.6185 | 2.5548 | 0.063709 | 2.433% | 17.7778 | 0.8 | 0.8 | 0.8 | 54.72 | 7.2094 | 3.9748 | 2.7564 | 1.2184 | 30.65% | 1221 | 36.0486 | 0 | 1184.9514 | 1221 | 54.72 | 0 | 1166.28 | Winter | 0 | FALSE | 0 | 0 | 0 | 0 | 0 | 1 | 0 | 1
1986-10-29 | 10 | 29 | 16:00 | 21.1 | 16 | 1 | 70 |  | 0 | 0 | 3.6751 | 3.6751 | 95% | 0.52703 | 36.0486 | 4.7494 | 2.6185 | 2.5548 | 0.063709 | 2.433% | 17.4671 | 0.8 | 0.8 | 0.8 | 54.72 | 7.2094 | 3.9748 | 2.7564 | 1.2184 | 30.65% | 1199.75 | 36.0486 | 0 | 1163.7014 | 1199.75 | 54.72 | 0 | 1145.03 | Winter | 0 | FALSE | 0 | 0 | 0 | 0 | 0 | 1 | 0 | 1
1986-10-29 | 10 | 29 | 17:00 | 17.2 | 17 | 1 | 63 |  | 0 | 0 | 4.7252 | 4.7252 | 95% | 0.67761 | 46.3483 | 6.1064 | 3.3667 | 3.2848 | 0.081911 | 2.433% | 16.6301 | 0.8 | 0.8 | 0.8 | 54.72 | 7.2094 | 3.9748 | 3.5439 | 0.43092 | 10.84% | 1142.5 | 46.3483 | 0 | 1096.1517 | 1142.5 | 54.72 | 0 | 1087.78 | Winter | 1 | FALSE | 1 | 46.3483 | 54.72 | 0 | 0 | 1 | 0 | 1
1986-10-29 | 10 | 29 | 18:00 | 16.1 | 18 | 1 | 61 |  | 0 | 0 | 6.0377 | 6.0377 | 95% | 0.86583 | 59.2228 | 7.8026 | 4.3019 | 4.1972 | 0.10466 | 2.433% | 14.3969 | 0.8 | 0.8 | 0.8 | 54.72 | 7.2094 | 3.9748 | 3.9748 | 0 | 0% | 989.75 | 59.2228 | 0 | 930.5272 | 989.75 | 54.72 | 0 | 935.03 | Winter | 1 | FALSE | 1 | 59.2228 | 54.72 | 0 | 0 | 1 | 0 | 1
1986-10-29 | 10 | 29 | 19:00 | 15.6 | 19 | 1 | 60 |  | 0 | 0 | 6.5627 | 6.5627 | 95% | 0.94112 | 64.3726 | 8.4811 | 4.676 | 4.5622 | 0.11377 | 2.433% | 13.7061 | 0.8 | 0.8 | 0.8 | 54.72 | 7.2094 | 3.9748 | 3.9748 | 0 | 0% | 942.5 | 64.3726 | 0 | 878.1274 | 942.5 | 54.72 | 0 | 887.78 | Winter | 0 | FALSE | 0 | 0 | 0 | 0 | 0 | 1 | 0 | 1
1986-10-29 | 10 | 29 | 20:00 | 15 | 20 | 1 | 59 |  | 0 | 0 | 5.7752 | 5.7752 | 95% | 0.82819 | 56.6479 | 7.4634 | 4.1148 | 4.0147 | 0.10011 | 2.433% | 13.5599 | 0.8 | 0.8 | 0.8 | 54.72 | 7.2094 | 3.9748 | 3.9748 | 0 | 0% | 932.5 | 56.6479 | 0 | 875.8521 | 932.5 | 54.72 | 0 | 877.78 | Winter | 0 | FALSE | 0 | 0 | 0 | 0 | 0 | 1 | 0 | 1
1986-10-29 | 10 | 29 | 21:00 | 14.4 | 21 | 1 | 58 |  | 0 | 0 | 4.7252 | 4.7252 | 95% | 0.67761 | 46.3483 | 6.1064 | 3.3667 | 3.2848 | 0.081911 | 2.433% | 13.1396 | 0.8 | 0.8 | 0.8 | 54.72 | 7.2094 | 3.9748 | 3.5439 | 0.43092 | 10.84% | 903.75 | 46.3483 | 0 | 857.4017 | 903.75 | 54.72 | 0 | 849.03 | Winter | 0 | FALSE | 0 | 0 | 0 | 0 | 0 | 1 | 0 | 1
1986-10-29 | 10 | 29 | 22:00 | 13.9 | 22 | 1 | 57 |  | 0 | 0 | 4.2002 | 4.2002 | 95% | 0.60232 | 41.1985 | 5.4279 | 2.9926 | 2.9198 | 0.07281 | 2.433% | 12.5804 | 0.8 | 0.8 | 0.8 | 54.72 | 7.2094 | 3.9748 | 3.1501 | 0.82468 | 20.75% | 865.5 | 41.1985 | 0 | 824.3015 | 865.5 | 54.72 | 0 | 810.78 | Winter | 0 | FALSE | 0 | 0 | 0 | 0 | 0 | 1 | 0 | 1
1986-10-29 | 10 | 29 | 23:00 | 13.9 | 23 | 1 | 57 |  | 0 | 0 | 5.2502 | 5.2502 | 95% | 0.7529 | 51.4981 | 6.7849 | 3.7408 | 3.6497 | 0.091013 | 2.433% | 12.0577 | 0.8 | 0.8 | 0.8 | 54.72 | 7.2094 | 3.9748 | 3.9376 | 0.037156 | 0.9348% | 829.75 | 51.4981 | 0 | 778.2519 | 829.75 | 54.72 | 0 | 775.03 | Winter | 0 | FALSE | 0 | 0 | 0 | 0 | 0 | 1 | 0 | 1
1986-10-29 | 10 | 29 | 24:00 | 13.9 | 0 | 1 | 57 |  | 0 | 0 | 4.2002 | 4.2002 | 95% | 0.60232 | 41.1985 | 5.4279 | 2.9926 | 2.9198 | 0.07281 | 2.433% | 12.807 | 0 | 0 | 0 | 0 | 0 | 0 | 0 | 0 | 0% | 881 | 41.1985 | 0 | 839.8015 | 881 | 0 | 0 | 881 | Winter | 0 | FALSE | 0 | 0 | 0 | 0 | 0 | 1 | 0 | 1
1986-10-30 | 10 | 30 | 1:00 | 13.3 | 1 | 1 | 56 |  | 0 | 0 | 3.9376 | 3.9376 | 95% | 0.56467 | 38.6235 | 5.0887 | 2.8056 | 2.7373 | 0.068259 | 2.433% | 12.8399 | 0 | 0 | 0 | 0 | 0 | 0 | 0 | 0 | 0% | 883.25 | 38.6235 | 0 | 844.6265 | 883.25 | 0 | 0 | 883.25 | Winter | 0 | FALSE | 0 | 0 | 0 | 0 | 0 | 1 | 0 | 1
1986-10-30 | 10 | 30 | 2:00 | 13.9 | 2 | 1 | 57 |  | 0 | 0 | 3.1501 | 3.1501 | 95% | 0 | 0 | 0 | 0 | 0 | 0 | 2.433% | 11.6484 | 0 | 0 | 0 | 0 | 0 | 0 | 0 | 0 | 0% | 801.75 | 0 | 0 | 801.75 | 801.75 | 0 | 0 | 801.75 | Winter | 0 | FALSE | 0 | 0 | 0 | 1 | 0 | 1 | 0 | 0
1986-10-30 | 10 | 30 | 3:00 | 13.9 | 3 | 1 | 57 |  | 0 | 0 | 3.4126 | 3.4126 | 95% | 0 | 0 | 0 | 0 | 0 | 0 | 2.433% | 10.8955 | 0 | 0 | 0 | 0 | 0 | 0 | 0 | 0 | 0% | 750.25 | 0 | 0 | 750.25 | 750.25 | 0 | 0 | 750.25 | Winter | 0 | FALSE | 0 | 0 | 0 | 1 | 0 | 1 | 0 | 0
1986-10-30 | 10 | 30 | 4:00 | 13.9 | 4 | 1 | 57 |  | 0 | 0 | 3.1501 | 3.1501 | 95% | 0 | 0 | 0 | 0 | 0 | 0 | 2.433% | 9.9415 | 0 | 0 | 0 | 0 | 0 | 0 | 0 | 0 | 0% | 685 | 0 | 0 | 685 | 685 | 0 | 0 | 685 | Winter | 0 | FALSE | 0 | 0 | 0 | 1 | 0 | 1 | 0 | 0
1986-10-30 | 10 | 30 | 5:00 | 13.3 | 5 | 1 | 56 |  | 0 | 0 | 3.1501 | 3.1501 | 95% | 0 | 0 | 0 | 0 | 0 | 0 | 2.433% | 8.3918 | 0 | 0 | 0 | 0 | 0 | 0 | 0 | 0 | 0% | 579 | 0 | 0 | 579 | 579 | 0 | 0 | 579 | Winter | 0 | FALSE | 0 | 0 | 0 | 1 | 0 | 1 | 0 | 0
1986-10-30 | 10 | 30 | 6:00 | 12.8 | 6 | 1 | 55 |  | 0 | 0 | 3.9376 | 3.9376 | 95% | 0.56467 | 38.6235 | 5.0887 | 2.8056 | 2.7373 | 0.068259 | 2.433% | 8.761 | 0.8 | 0.8 | 0.8 | 54.72 | 7.2094 | 3.9748 | 2.9532 | 1.0216 | 25.7% | 604.25 | 38.6235 | 0 | 565.6265 | 604.25 | 54.72 | 0 | 549.53 | Winter | 0 | FALSE | 0 | 0 | 0 | 0 | 0 | 1 | 0 | 1
1986-10-30 | 10 | 30 | 7:00 | 13.3 | 7 | 1 | 56 |  | 0 | 0 | 4.7252 | 4.7252 | 95% | 0.67761 | 46.3483 | 6.1064 | 3.3667 | 3.2848 | 0.081911 | 2.433% | 9.5833 | 0.8 | 0.8 | 0.8 | 54.72 | 7.2094 | 3.9748 | 3.5439 | 0.43092 | 10.84% | 660.5 | 46.3483 | 0 | 614.1517 | 660.5 | 54.72 | 0 | 605.78 | Winter | 0 | FALSE | 0 | 0 | 0 | 0 | 0 | 1 | 0 | 1
1986-10-30 | 10 | 30 | 8:00 | 14.4 | 8 | 1 | 58 |  | 0 | 0 | 7.6128 | 7.6128 | 95% | 1 | 68.4 | 9.0117 | 4.9685 | 4.8476 | 0.12088 | 2.433% | 9.8611 | 0.8 | 0.8 | 0.8 | 54.72 | 7.2094 | 3.9748 | 3.9748 | 0 | 0% | 679.5 | 68.4 | 0 | 611.1 | 679.5 | 54.72 | 0 | 624.78 | Winter | 0 | FALSE | 0 | 0 | 0 | 0 | 0 | 0 | 1 | 1
1986-10-30 | 10 | 30 | 9:00 | 16.1 | 9 | 1 | 61 |  | 0 | 0 | 6.5627 | 6.5627 | 95% | 0.94112 | 64.3726 | 8.4811 | 4.676 | 4.5622 | 0.11377 | 2.433% | 10.731 | 0.8 | 0.8 | 0.8 | 54.72 | 7.2094 | 3.9748 | 3.9748 | 0 | 0% | 739 | 64.3726 | 0 | 674.6274 | 739 | 54.72 | 0 | 684.28 | Winter | 0 | FALSE | 0 | 0 | 0 | 0 | 0 | 1 | 0 | 1
1986-10-30 | 10 | 30 | 10:00 | 17.2 | 10 | 1 | 63 |  | 0 | 0 | 6.0377 | 6.0377 | 95% | 0.86583 | 59.2228 | 7.8026 | 4.3019 | 4.1972 | 0.10466 | 2.433% | 12.8838 | 0.8 | 0.8 | 0.8 | 54.72 | 7.2094 | 3.9748 | 3.9748 | 0 | 0% | 886.25 | 59.2228 | 0 | 827.0272 | 886.25 | 54.72 | 0 | 831.53 | Winter | 0 | FALSE | 0 | 0 | 0 | 0 | 0 | 1 | 0 | 1
1986-10-30 | 10 | 30 | 11:00 | 17.2 | 11 | 1 | 63 |  | 0 | 0 | 5.2502 | 5.2502 | 95% | 0.7529 | 51.4981 | 6.7849 | 3.7408 | 3.6497 | 0.091013 | 2.433% | 14.4262 | 0.8 | 0.8 | 0.8 | 54.72 | 7.2094 | 3.9748 | 3.9376 | 0.037156 | 0.9348% | 991.75 | 51.4981 | 0 | 940.2519 | 991.75 | 54.72 | 0 | 937.03 | Winter | 0 | FALSE | 0 | 0 | 0 | 0 | 0 | 1 | 0 | 1
1986-10-30 | 10 | 30 | 12:00 | 18.3 | 12 | 1 | 65 |  | 0 | 0 | 5.2502 | 5.2502 | 95% | 0.7529 | 51.4981 | 6.7849 | 3.7408 | 3.6497 | 0.091013 | 2.433% | 14.0936 | 0.8 | 0.8 | 0.8 | 54.72 | 7.2094 | 3.9748 | 3.9376 | 0.037156 | 0.9348% | 969 | 51.4981 | 0 | 917.5019 | 969 | 54.72 | 0 | 914.28 | Winter | 0 | FALSE | 0 | 0 | 0 | 0 | 0 | 1 | 0 | 1
1986-10-30 | 10 | 30 | 13:00 | 17.8 | 13 | 1 | 64 |  | 0 | 0 | 4.7252 | 4.7252 | 95% | 0.67761 | 46.3483 | 6.1064 | 3.3667 | 3.2848 | 0.081911 | 2.433% | 15.7383 | 0.8 | 0.8 | 0.8 | 54.72 | 7.2094 | 3.9748 | 3.5439 | 0.43092 | 10.84% | 1081.5 | 46.3483 | 0 | 1035.1517 | 1081.5 | 54.72 | 0 | 1026.78 | Winter | 0 | FALSE | 0 | 0 | 0 | 0 | 0 | 1 | 0 | 1
1986-10-30 | 10 | 30 | 14:00 | 17.2 | 14 | 1 | 63 |  | 0 | 0 | 3.9376 | 3.9376 | 95% | 0.56467 | 38.6235 | 5.0887 | 2.8056 | 2.7373 | 0.068259 | 2.433% | 14.7076 | 0.8 | 0.8 | 0.8 | 54.72 | 7.2094 | 3.9748 | 2.9532 | 1.0216 | 25.7% | 1011 | 38.6235 | 0 | 972.3765 | 1011 | 54.72 | 0 | 956.28 | Winter | 0 | FALSE | 0 | 0 | 0 | 0 | 0 | 1 | 0 | 1
1986-10-30 | 10 | 30 | 15:00 | 16.7 | 15 | 1 | 62 |  | 0 | 0 | 3.6751 | 3.6751 | 95% | 0.52703 | 36.0486 | 4.7494 | 2.6185 | 2.5548 | 0.063709 | 2.433% | 14.7515 | 0.8 | 0.8 | 0.8 | 54.72 | 7.2094 | 3.9748 | 2.7564 | 1.2184 | 30.65% | 1014 | 36.0486 | 0 | 977.9514 | 1014 | 54.72 | 0 | 959.28 | Winter | 0 | FALSE | 0 | 0 | 0 | 0 | 0 | 1 | 0 | 1
1986-10-30 | 10 | 30 | 16:00 | 15.6 | 16 | 1 | 60 |  | 0 | 0 | 3.6751 | 3.6751 | 95% | 0.52703 | 36.0486 | 4.7494 | 2.6185 | 2.5548 | 0.063709 | 2.433% | 14.6089 | 0.8 | 0.8 | 0.8 | 54.72 | 7.2094 | 3.9748 | 2.7564 | 1.2184 | 30.65% | 1004.25 | 36.0486 | 0 | 968.2014 | 1004.25 | 54.72 | 0 | 949.53 | Winter | 0 | FALSE | 0 | 0 | 0 | 0 | 0 | 1 | 0 | 1
1986-10-30 | 10 | 30 | 17:00 | 12.2 | 17 | 1 | 54 |  | 1 | 0.26479 | 4.7252 | 4.99 | 95% | 0.71558 | 48.9455 | 6.4486 | 3.5553 | 3.4688 | 0.086501 | 2.433% | 15.0512 | 0.8 | 0.8 | 0.8 | 54.72 | 7.2094 | 3.9748 | 3.7425 | 0.23233 | 5.845% | 1034.5 | 48.9455 | 0 | 985.5545 | 1034.5 | 54.72 | 0 | 979.78 | Winter | 1 | FALSE | 1 | 48.9455 | 54.72 | 0 | 0 | 1 | 0 | 1
1986-10-30 | 10 | 30 | 18:00 | 9.4 | 18 | 1 | 49 |  | 6 | 1.5887 | 6.0377 | 7.6265 | 95% | 1 | 68.4 | 9.0117 | 4.9685 | 4.8476 | 0.12088 | 2.433% | 14.0899 | 0.8 | 0.8 | 0.8 | 54.72 | 7.2094 | 3.9748 | 3.9748 | 0 | 0% | 968.75 | 68.4 | 0 | 900.35 | 968.75 | 54.72 | 0 | 914.03 | Winter | 1 | FALSE | 1 | 68.4 | 54.72 | 0 | 0 | 0 | 1 | 1
1986-10-30 | 10 | 30 | 19:00 | 8.3 | 19 | 1 | 47 |  | 8 | 2.1183 | 6.5627 | 8.681 | 95% | 1 | 68.4 | 9.0117 | 4.9685 | 4.8476 | 0.12088 | 2.433% | 12.9313 | 0.8 | 0.8 | 0.8 | 54.72 | 7.2094 | 3.9748 | 3.9748 | 0 | 0% | 889.5 | 68.4 | 0 | 821.1 | 889.5 | 54.72 | 0 | 834.78 | Winter | 0 | FALSE | 0 | 0 | 0 | 0 | 0 | 0 | 1 | 1
1986-10-30 | 10 | 30 | 20:00 | 6.7 | 20 | 1 | 44 |  | 11 | 2.9127 | 5.7752 | 8.6879 | 95% | 1 | 68.4 | 9.0117 | 4.9685 | 4.8476 | 0.12088 | 2.433% | 13.1944 | 0.8 | 0.8 | 0.8 | 54.72 | 7.2094 | 3.9748 | 3.9748 | 0 | 0% | 907.5 | 68.4 | 0 | 839.1 | 907.5 | 54.72 | 0 | 852.78 | Winter | 0 | FALSE | 0 | 0 | 0 | 0 | 0 | 0 | 1 | 1
1986-10-30 | 10 | 30 | 21:00 | 5.6 | 21 | 1 | 42 |  | 13 | 3.4422 | 4.7252 | 8.1674 | 95% | 1 | 68.4 | 9.0117 | 4.9685 | 4.8476 | 0.12088 | 2.433% | 13.4686 | 0.8 | 0.8 | 0.8 | 54.72 | 7.2094 | 3.9748 | 3.9748 | 0 | 0% | 926.25 | 68.4 | 0 | 857.85 | 926.25 | 54.72 | 0 | 871.53 | Winter | 0 | FALSE | 0 | 0 | 0 | 0 | 0 | 0 | 1 | 1
1986-10-30 | 10 | 30 | 22:00 | 5 | 22 | 1 | 41 |  | 14 | 3.707 | 4.2002 | 7.9072 | 95% | 1 | 68.4 | 9.0117 | 4.9685 | 4.8476 | 0.12088 | 2.433% | 12.1016 | 0.8 | 0.8 | 0.8 | 54.72 | 7.2094 | 3.9748 | 3.9748 | 0 | 0% | 832.75 | 68.4 | 0 | 764.35 | 832.75 | 54.72 | 0 | 778.03 | Winter | 0 | FALSE | 0 | 0 | 0 | 0 | 0 | 0 | 1 | 1
1986-10-30 | 10 | 30 | 23:00 | 4.4 | 23 | 1 | 40 |  | 15 | 3.9718 | 5.2502 | 9.222 | 95% | 1 | 68.4 | 9.0117 | 4.9685 | 4.8476 | 0.12088 | 2.433% | 12.394 | 0.8 | 0.8 | 0.8 | 54.72 | 7.2094 | 3.9748 | 3.9748 | 0 | 0% | 852.75 | 68.4 | 0 | 784.35 | 852.75 | 54.72 | 0 | 798.03 | Winter | 0 | FALSE | 0 | 0 | 0 | 0 | 0 | 0 | 1 | 1
1986-10-30 | 10 | 30 | 24:00 | 3.9 | 0 | 1 | 39 |  | 16 | 4.2366 | 4.2002 | 8.4368 | 95% | 1 | 68.4 | 9.0117 | 4.9685 | 4.8476 | 0.12088 | 2.433% | 10.0329 | 0 | 0 | 0 | 0 | 0 | 0 | 0 | 0 | 0% | 691.25 | 68.4 | 0 | 622.85 | 691.25 | 0 | 0 | 691.25 | Winter | 0 | FALSE | 0 | 0 | 0 | 0 | 0 | 0 | 1 | 1
1986-10-31 | 10 | 31 | 1:00 | 2.8 | 1 | 1 | 37 |  | 18 | 4.7662 | 3.9376 | 8.7038 | 95% | 1 | 68.4 | 9.0117 | 4.9685 | 4.8476 | 0.12088 | 2.433% | 9.1923 | 0 | 0 | 0 | 0 | 0 | 0 | 0 | 0 | 0% | 633.75 | 68.4 | 0 | 565.35 | 633.75 | 0 | 0 | 633.75 | Winter | 0 | FALSE | 0 | 0 | 0 | 0 | 0 | 0 | 1 | 1
1986-10-31 | 10 | 31 | 2:00 | 2.8 | 2 | 1 | 37 |  | 18 | 4.7662 | 3.1501 | 7.9163 | 95% | 1 | 68.4 | 9.0117 | 4.9685 | 4.8476 | 0.12088 | 2.433% | 8.8304 | 0 | 0 | 0 | 0 | 0 | 0 | 0 | 0 | 0% | 609 | 68.4 | 0 | 540.6 | 609 | 0 | 0 | 609 | Winter | 0 | FALSE | 0 | 0 | 0 | 0 | 0 | 0 | 1 | 1
1986-10-31 | 10 | 31 | 3:00 | 2.2 | 3 | 1 | 36 |  | 19 | 5.031 | 3.4126 | 8.4436 | 95% | 1 | 68.4 | 9.0117 | 4.9685 | 4.8476 | 0.12088 | 2.433% | 8.7975 | 0 | 0 | 0 | 0 | 0 | 0 | 0 | 0 | 0% | 606.75 | 68.4 | 0 | 538.35 | 606.75 | 0 | 0 | 606.75 | Winter | 0 | FALSE | 0 | 0 | 0 | 0 | 0 | 0 | 1 | 1
1986-10-31 | 10 | 31 | 4:00 | 1.7 | 4 | 1 | 35 |  | 20 | 5.2958 | 3.1501 | 8.4459 | 95% | 1 | 68.4 | 9.0117 | 4.9685 | 4.8476 | 0.12088 | 2.433% | 8.8012 | 0 | 0 | 0 | 0 | 0 | 0 | 0 | 0 | 0% | 607 | 68.4 | 0 | 538.6 | 607 | 0 | 0 | 607 | Winter | 0 | FALSE | 0 | 0 | 0 | 0 | 0 | 0 | 1 | 1
1986-10-31 | 10 | 31 | 5:00 | 1.7 | 5 | 1 | 35 |  | 20 | 5.2958 | 3.1501 | 8.4459 | 95% | 1 | 68.4 | 9.0117 | 4.9685 | 4.8476 | 0.12088 | 2.433% | 8.7208 | 0 | 0 | 0 | 0 | 0 | 0 | 0 | 0 | 0% | 601.5 | 68.4 | 0 | 533.1 | 601.5 | 0 | 0 | 601.5 | Winter | 0 | FALSE | 0 | 0 | 0 | 0 | 0 | 0 | 1 | 1
1986-10-31 | 10 | 31 | 6:00 | 1.1 | 6 | 1 | 34 |  | 21 | 5.5606 | 3.9376 | 9.4982 | 95% | 1 | 68.4 | 9.0117 | 4.9685 | 4.8476 | 0.12088 | 2.433% | 9.0716 | 0.8 | 0.8 | 0.8 | 54.72 | 7.2094 | 3.9748 | 3.9748 | 0 | 0% | 625.5 | 68.4 | 0 | 557.1 | 625.5 | 54.72 | 0 | 570.78 | Winter | 0 | FALSE | 0 | 0 | 0 | 0 | 0 | 0 | 1 | 1
1986-10-31 | 10 | 31 | 7:00 | 1.7 | 7 | 1 | 35 |  | 20 | 5.2958 | 4.7252 | 10.0209 | 95% | 1 | 68.4 | 9.0117 | 4.9685 | 4.8476 | 0.12088 | 2.433% | 9.9415 | 0.8 | 0.8 | 0.8 | 54.72 | 7.2094 | 3.9748 | 3.9748 | 0 | 0% | 685 | 68.4 | 0 | 616.6 | 685 | 54.72 | 0 | 630.28 | Winter | 0 | FALSE | 0 | 0 | 0 | 0 | 0 | 0 | 1 | 1
1986-10-31 | 10 | 31 | 8:00 | 3.3 | 8 | 1 | 38 |  | 17 | 4.5014 | 7.6128 | 12.1142 | 95% | 1 | 68.4 | 9.0117 | 4.9685 | 4.8476 | 0.12088 | 2.433% | 10.0804 | 0.8 | 0.8 | 0.8 | 54.72 | 7.2094 | 3.9748 | 3.9748 | 0 | 0% | 694.5 | 68.4 | 0 | 626.1 | 694.5 | 54.72 | 0 | 639.78 | Winter | 0 | FALSE | 0 | 0 | 0 | 0 | 0 | 0 | 1 | 1
1986-10-31 | 10 | 31 | 9:00 | 5 | 9 | 1 | 41 |  | 14 | 3.707 | 6.5627 | 10.2698 | 95% | 1 | 68.4 | 9.0117 | 4.9685 | 4.8476 | 0.12088 | 2.433% | 10.9942 | 0.8 | 0.8 | 0.8 | 54.72 | 7.2094 | 3.9748 | 3.9748 | 0 | 0% | 757 | 68.4 | 0 | 688.6 | 757 | 54.72 | 0 | 702.28 | Winter | 0 | FALSE | 0 | 0 | 0 | 0 | 0 | 0 | 1 | 1
1986-10-31 | 10 | 31 | 10:00 | 6.1 | 10 | 1 | 43 |  | 12 | 3.1775 | 6.0377 | 9.2152 | 95% | 1 | 68.4 | 9.0117 | 4.9685 | 4.8476 | 0.12088 | 2.433% | 11.6447 | 0.8 | 0.8 | 0.8 | 54.72 | 7.2094 | 3.9748 | 3.9748 | 0 | 0% | 801.5 | 68.4 | 0 | 733.1 | 801.5 | 54.72 | 0 | 746.78 | Winter | 0 | FALSE | 0 | 0 | 0 | 0 | 0 | 0 | 1 | 1
1986-10-31 | 10 | 31 | 11:00 | 6.7 | 11 | 1 | 44 |  | 11 | 2.9127 | 5.2502 | 8.1629 | 95% | 1 | 68.4 | 9.0117 | 4.9685 | 4.8476 | 0.12088 | 2.433% | 10.9466 | 0.8 | 0.8 | 0.8 | 54.72 | 7.2094 | 3.9748 | 3.9748 | 0 | 0% | 753.75 | 68.4 | 0 | 685.35 | 753.75 | 54.72 | 0 | 699.03 | Winter | 0 | FALSE | 0 | 0 | 0 | 0 | 0 | 0 | 1 | 1
1986-10-31 | 10 | 31 | 12:00 | 7.2 | 12 | 1 | 45 |  | 10 | 2.6479 | 5.2502 | 7.8981 | 95% | 1 | 68.4 | 9.0117 | 4.9685 | 4.8476 | 0.12088 | 2.433% | 11.8092 | 0.8 | 0.8 | 0.8 | 54.72 | 7.2094 | 3.9748 | 3.9748 | 0 | 0% | 812.75 | 68.4 | 0 | 744.35 | 812.75 | 54.72 | 0 | 758.03 | Winter | 0 | FALSE | 0 | 0 | 0 | 0 | 0 | 0 | 1 | 1
1986-10-31 | 10 | 31 | 13:00 | 6.7 | 13 | 1 | 44 |  | 11 | 2.9127 | 4.7252 | 7.6378 | 95% | 1 | 68.4 | 9.0117 | 4.9685 | 4.8476 | 0.12088 | 2.433% | 11.0928 | 0.8 | 0.8 | 0.8 | 54.72 | 7.2094 | 3.9748 | 3.9748 | 0 | 0% | 763.75 | 68.4 | 0 | 695.35 | 763.75 | 54.72 | 0 | 709.03 | Winter | 0 | FALSE | 0 | 0 | 0 | 0 | 0 | 0 | 1 | 1
1986-10-31 | 10 | 31 | 14:00 | 6.7 | 14 | 1 | 44 |  | 11 | 2.9127 | 3.9376 | 6.8503 | 95% | 0.98236 | 67.1933 | 8.8527 | 4.8808 | 4.7621 | 0.11875 | 2.433% | 11.2975 | 0.8 | 0.8 | 0.8 | 54.72 | 7.2094 | 3.9748 | 3.9748 | 0 | 0% | 777.75 | 67.1933 | 0 | 710.5567 | 777.75 | 54.72 | 0 | 723.03 | Winter | 0 | FALSE | 0 | 0 | 0 | 0 | 0 | 1 | 0 | 1
1986-10-31 | 10 | 31 | 15:00 | 6.7 | 15 | 1 | 44 |  | 11 | 2.9127 | 3.6751 | 6.5878 | 95% | 0.94471 | 64.6184 | 8.5135 | 4.6938 | 4.5796 | 0.1142 | 2.433% | 11.2537 | 0.8 | 0.8 | 0.8 | 54.72 | 7.2094 | 3.9748 | 3.9748 | 0 | 0% | 774.75 | 64.6184 | 0 | 710.1316 | 774.75 | 54.72 | 0 | 720.03 | Winter | 0 | FALSE | 0 | 0 | 0 | 0 | 0 | 1 | 0 | 1
1986-10-31 | 10 | 31 | 16:00 | 6.1 | 16 | 1 | 43 |  | 12 | 3.1775 | 3.6751 | 6.8526 | 95% | 0.98269 | 67.2157 | 8.8557 | 4.8825 | 4.7637 | 0.11879 | 2.433% | 11.1513 | 0.8 | 0.8 | 0.8 | 54.72 | 7.2094 | 3.9748 | 3.9748 | 0 | 0% | 767.75 | 67.2157 | 0 | 700.5343 | 767.75 | 54.72 | 0 | 713.03 | Winter | 0 | FALSE | 0 | 0 | 0 | 0 | 0 | 1 | 0 | 1
1986-10-31 | 10 | 31 | 17:00 | 5 | 17 | 1 | 41 |  | 14 | 3.707 | 4.7252 | 8.4322 | 95% | 1 | 68.4 | 9.0117 | 4.9685 | 4.8476 | 0.12088 | 2.433% | 10.9649 | 0.8 | 0.8 | 0.8 | 54.72 | 7.2094 | 3.9748 | 3.9748 | 0 | 0% | 755 | 68.4 | 0 | 686.6 | 755 | 54.72 | 0 | 700.28 | Winter | 1 | FALSE | 1 | 68.4 | 54.72 | 0 | 0 | 0 | 1 | 1
1986-10-31 | 10 | 31 | 18:00 | 5 | 18 | 1 | 41 |  | 14 | 3.707 | 6.0377 | 9.7448 | 95% | 1 | 68.4 | 9.0117 | 4.9685 | 4.8476 | 0.12088 | 2.433% | 10.2339 | 0.8 | 0.8 | 0.8 | 54.72 | 7.2094 | 3.9748 | 3.9748 | 0 | 0% | 705 | 68.4 | 0 | 636.6 | 705 | 54.72 | 0 | 650.28 | Winter | 1 | FALSE | 1 | 68.4 | 54.72 | 0 | 0 | 0 | 1 | 1
1986-10-31 | 10 | 31 | 19:00 | 5 | 19 | 1 | 41 |  | 14 | 3.707 | 6.5627 | 10.2698 | 95% | 1 | 68.4 | 9.0117 | 4.9685 | 4.8476 | 0.12088 | 2.433% | 9.799 | 0.8 | 0.8 | 0.8 | 54.72 | 7.2094 | 3.9748 | 3.9748 | 0 | 0% | 675.25 | 68.4 | 0 | 606.85 | 675.25 | 54.72 | 0 | 620.53 | Winter | 0 | FALSE | 0 | 0 | 0 | 0 | 0 | 0 | 1 | 1
1986-10-31 | 10 | 31 | 20:00 | 5 | 20 | 1 | 41 |  | 14 | 3.707 | 5.7752 | 9.4822 | 95% | 1 | 68.4 | 9.0117 | 4.9685 | 4.8476 | 0.12088 | 2.433% | 9.6272 | 0.8 | 0.8 | 0.8 | 54.72 | 7.2094 | 3.9748 | 3.9748 | 0 | 0% | 663.5 | 68.4 | 0 | 595.1 | 663.5 | 54.72 | 0 | 608.78 | Winter | 0 | FALSE | 0 | 0 | 0 | 0 | 0 | 0 | 1 | 1
1986-10-31 | 10 | 31 | 21:00 | 4.4 | 21 | 1 | 40 |  | 15 | 3.9718 | 4.7252 | 8.697 | 95% | 1 | 68.4 | 9.0117 | 4.9685 | 4.8476 | 0.12088 | 2.433% | 9.0899 | 0.8 | 0.8 | 0.8 | 54.72 | 7.2094 | 3.9748 | 3.9748 | 0 | 0% | 626.75 | 68.4 | 0 | 558.35 | 626.75 | 54.72 | 0 | 572.03 | Winter | 0 | FALSE | 0 | 0 | 0 | 0 | 0 | 0 | 1 | 1
1986-10-31 | 10 | 31 | 22:00 | 5 | 22 | 1 | 41 |  | 14 | 3.707 | 4.2002 | 7.9072 | 95% | 1 | 68.4 | 9.0117 | 4.9685 | 4.8476 | 0.12088 | 2.433% | 8.9108 | 0.8 | 0.8 | 0.8 | 54.72 | 7.2094 | 3.9748 | 3.9748 | 0 | 0% | 614.5 | 68.4 | 0 | 546.1 | 614.5 | 54.72 | 0 | 559.78 | Winter | 0 | FALSE | 0 | 0 | 0 | 0 | 0 | 0 | 1 | 1
1986-10-31 | 10 | 31 | 23:00 | 5.7 | 23 | 1 | 42 |  | 13 | 3.4422 | 5.2502 | 8.6924 | 95% | 1 | 68.4 | 9.0117 | 4.9685 | 4.8476 | 0.12088 | 2.433% | 8.9766 | 0.8 | 0.8 | 0.8 | 54.72 | 7.2094 | 3.9748 | 3.9748 | 0 | 0% | 619 | 68.4 | 0 | 550.6 | 619 | 54.72 | 0 | 564.28 | Winter | 0 | FALSE | 0 | 0 | 0 | 0 | 0 | 0 | 1 | 1
1986-10-31 | 10 | 31 | 24:00 | 6.3 | 0 | 1 | 43 |  | 12 | 3.1775 | 4.2002 | 7.3776 | 95% | 1 | 68.4 | 9.0117 | 4.9685 | 4.8476 | 0.12088 | 2.433% | 8.9218 | 0 | 0 | 0 | 0 | 0 | 0 | 0 | 0 | 0% | 615.25 | 68.4 | 0 | 546.85 | 615.25 | 0 | 0 | 615.25 | Winter | 0 | FALSE | 0 | 0 | 0 | 0 | 0 | 0 | 1 | 1
1978-11-01 | 11 | 1 | 1:00 | 7 | 1 | 2 | 45 |  | 10 | 5.8199 | 3.9376 | 9.7576 | 95% | 1 | 68.4 | 9.0117 | 4.9685 | 4.8476 | 0.12088 | 2.433% | 9.2507 | 0.8 | 0.8 | 0.8 | 54.72 | 7.2094 | 3.9748 | 3.9748 | 0 | 0% | 637.75 | 68.4 | 0 | 569.35 | 637.75 | 54.72 | 0 | 583.03 | Winter | 0 | 0 | 0 | 0 | 0 | 0 | 0 | 0 | 1 | 1
1978-11-01 | 11 | 1 | 2:00 | 7.6 | 2 | 2 | 46 |  | 9 | 5.238 | 3.1501 | 8.3881 | 95% | 1 | 68.4 | 9.0117 | 4.9685 | 4.8476 | 0.12088 | 2.433% | 9.2251 | 0.8 | 0.8 | 0.8 | 54.72 | 7.2094 | 3.9748 | 3.9748 | 0 | 0% | 636 | 68.4 | 0 | 567.6 | 636 | 54.72 | 0 | 581.28 | Winter | 0 | 0 | 0 | 0 | 0 | 0 | 0 | 0 | 1 | 1
1978-11-01 | 11 | 1 | 3:00 | 8.3 | 3 | 2 | 47 |  | 8 | 4.656 | 3.4126 | 8.0686 | 95% | 1 | 68.4 | 9.0117 | 4.9685 | 4.8476 | 0.12088 | 2.433% | 9.2763 | 0.8 | 0.8 | 0.8 | 54.72 | 7.2094 | 3.9748 | 3.9748 | 0 | 0% | 639.5 | 68.4 | 0 | 571.1 | 639.5 | 54.72 | 0 | 584.78 | Winter | 0 | 0 | 0 | 0 | 0 | 0 | 0 | 0 | 1 | 1
1978-11-01 | 11 | 1 | 4:00 | 8.9 | 4 | 2 | 48 |  | 7 | 4.074 | 3.1501 | 7.2241 | 95% | 1 | 68.4 | 9.0117 | 4.9685 | 4.8476 | 0.12088 | 2.433% | 8.856 | 0.8 | 0.8 | 0.8 | 54.72 | 7.2094 | 3.9748 | 3.9748 | 0 | 0% | 610.75 | 68.4 | 0 | 542.35 | 610.75 | 54.72 | 0 | 556.03 | Winter | 0 | 0 | 0 | 0 | 0 | 0 | 0 | 0 | 1 | 1
1978-11-01 | 11 | 1 | 5:00 | 8.3 | 5 | 2 | 47 |  | 8 | 4.656 | 3.1501 | 7.8061 | 95% | 1 | 68.4 | 9.0117 | 4.9685 | 4.8476 | 0.12088 | 2.433% | 8.7135 | 0.8 | 0.8 | 0.8 | 54.72 | 7.2094 | 3.9748 | 3.9748 | 0 | 0% | 601 | 68.4 | 0 | 532.6 | 601 | 54.72 | 0 | 546.28 | Winter | 0 | 0 | 0 | 0 | 0 | 0 | 0 | 0 | 1 | 1
1978-11-01 | 11 | 1 | 6:00 | 7.2 | 6 | 2 | 45 |  | 10 | 5.8199 | 3.9376 | 9.7576 | 95% | 1 | 68.4 | 9.0117 | 4.9685 | 4.8476 | 0.12088 | 2.433% | 8.6623 | 0.8 | 0.8 | 0.8 | 54.72 | 7.2094 | 3.9748 | 3.9748 | 0 | 0% | 597.5 | 68.4 | 0 | 529.1 | 597.5 | 54.72 | 0 | 542.78 | Winter | 0 | 0 | 0 | 0 | 0 | 0 | 0 | 0 | 1 | 1
1978-11-01 | 11 | 1 | 7:00 | 8.3 | 7 | 2 | 47 |  | 8 | 4.656 | 4.7252 | 9.3811 | 95% | 1 | 68.4 | 9.0117 | 4.9685 | 4.8476 | 0.12088 | 2.433% | 8.973 | 0.8 | 0.8 | 0.8 | 54.72 | 7.2094 | 3.9748 | 3.9748 | 0 | 0% | 618.75 | 68.4 | 0 | 550.35 | 618.75 | 54.72 | 0 | 564.03 | Winter | 0 | 0 | 0 | 0 | 0 | 0 | 0 | 0 | 1 | 1
1978-11-01 | 11 | 1 | 8:00 | 8.3 | 8 | 2 | 47 |  | 8 | 4.656 | 7.6128 | 12.2687 | 95% | 1 | 68.4 | 9.0117 | 4.9685 | 4.8476 | 0.12088 | 2.433% | 9.0424 | 0.8 | 0.8 | 0.8 | 54.72 | 7.2094 | 3.9748 | 3.9748 | 0 | 0% | 623.5 | 68.4 | 0 | 555.1 | 623.5 | 54.72 | 0 | 568.78 | Winter | 0 | 0 | 0 | 0 | 0 | 0 | 0 | 0 | 1 | 1
1978-11-01 | 11 | 1 | 9:00 | 10 | 9 | 2 | 50 |  | 5 | 2.91 | 6.5627 | 9.4727 | 95% | 1 | 68.4 | 9.0117 | 4.9685 | 4.8476 | 0.12088 | 2.433% | 9.8977 | 0.8 | 0.8 | 0.8 | 54.72 | 7.2094 | 3.9748 | 3.9748 | 0 | 0% | 682 | 68.4 | 0 | 613.6 | 682 | 54.72 | 0 | 627.28 | Winter | 0 | 0 | 0 | 0 | 0 | 0 | 0 | 0 | 1 | 1
1978-11-01 | 11 | 1 | 10:00 | 10.6 | 10 | 2 | 51 |  | 4 | 2.328 | 6.0377 | 8.3657 | 95% | 1 | 68.4 | 9.0117 | 4.9685 | 4.8476 | 0.12088 | 2.433% | 9.8977 | 0.8 | 0.8 | 0.8 | 54.72 | 7.2094 | 3.9748 | 3.9748 | 0 | 0% | 682 | 68.4 | 0 | 613.6 | 682 | 54.72 | 0 | 627.28 | Winter | 0 | 0 | 0 | 0 | 0 | 0 | 0 | 0 | 1 | 1
1978-11-01 | 11 | 1 | 11:00 | 10.6 | 11 | 2 | 51 |  | 4 | 2.328 | 5.2502 | 7.5782 | 95% | 1 | 68.4 | 9.0117 | 4.9685 | 4.8476 | 0.12088 | 2.433% | 9.3129 | 0.8 | 0.8 | 0.8 | 54.72 | 7.2094 | 3.9748 | 3.9748 | 0 | 0% | 642 | 68.4 | 0 | 573.6 | 642 | 54.72 | 0 | 587.28 | Winter | 0 | 0 | 0 | 0 | 0 | 0 | 0 | 0 | 1 | 1
1978-11-01 | 11 | 1 | 12:00 | 10.6 | 12 | 2 | 51 |  | 4 | 2.328 | 5.2502 | 7.5782 | 95% | 1 | 68.4 | 9.0117 | 4.9685 | 4.8476 | 0.12088 | 2.433% | 9.3275 | 0.8 | 0.8 | 0.8 | 54.72 | 7.2094 | 3.9748 | 3.9748 | 0 | 0% | 643 | 68.4 | 0 | 574.6 | 643 | 54.72 | 0 | 588.28 | Winter | 0 | 0 | 0 | 0 | 0 | 0 | 0 | 0 | 1 | 1
1978-11-01 | 11 | 1 | 13:00 | 10.6 | 13 | 2 | 51 |  | 4 | 2.328 | 4.7252 | 7.0532 | 95% | 1 | 68.4 | 9.0117 | 4.9685 | 4.8476 | 0.12088 | 2.433% | 9.9269 | 0.8 | 0.8 | 0.8 | 54.72 | 7.2094 | 3.9748 | 3.9748 | 0 | 0% | 684 | 68.4 | 0 | 615.6 | 684 | 54.72 | 0 | 629.28 | Winter | 0 | 0 | 0 | 0 | 0 | 0 | 0 | 0 | 1 | 1
1978-11-01 | 11 | 1 | 14:00 | 10 | 14 | 2 | 50 |  | 5 | 2.91 | 3.9376 | 6.8476 | 95% | 0.98197 | 67.1669 | 8.8492 | 4.8789 | 4.7602 | 0.1187 | 2.433% | 9.5687 | 0.8 | 0.8 | 0.8 | 54.72 | 7.2094 | 3.9748 | 3.9748 | 0 | 0% | 659.5 | 67.1669 | 0 | 592.3331 | 659.5 | 54.72 | 0 | 604.78 | Winter | 0 | 0 | 0 | 0 | 0 | 0 | 0 | 1 | 0 | 1
1978-11-01 | 11 | 1 | 15:00 | 9.4 | 15 | 2 | 49 |  | 6 | 3.492 | 3.6751 | 7.1671 | 95% | 1 | 68.4 | 9.0117 | 4.9685 | 4.8476 | 0.12088 | 2.433% | 9.7186 | 0.8 | 0.8 | 0.8 | 54.72 | 7.2094 | 3.9748 | 3.9748 | 0 | 0% | 669.75 | 68.4 | 0 | 601.35 | 669.75 | 54.72 | 0 | 615.03 | Winter | 0 | 0 | 0 | 0 | 0 | 0 | 0 | 0 | 1 | 1
1978-11-01 | 11 | 1 | 16:00 | 8.9 | 16 | 2 | 48 |  | 7 | 4.074 | 3.6751 | 7.7491 | 95% | 1 | 68.4 | 9.0117 | 4.9685 | 4.8476 | 0.12088 | 2.433% | 9.492 | 0.8 | 0.8 | 0.8 | 54.72 | 7.2094 | 3.9748 | 3.9748 | 0 | 0% | 654.25 | 68.4 | 0 | 585.85 | 654.25 | 54.72 | 0 | 599.53 | Winter | 0 | 0 | 0 | 0 | 0 | 0 | 0 | 0 | 1 | 1
1978-11-01 | 11 | 1 | 17:00 | 7.2 | 17 | 2 | 45 |  | 10 | 5.8199 | 4.7252 | 10.5451 | 95% | 1 | 68.4 | 9.0117 | 4.9685 | 4.8476 | 0.12088 | 2.433% | 9.8867 | 0.8 | 0.8 | 0.8 | 54.72 | 7.2094 | 3.9748 | 3.9748 | 0 | 0% | 681.25 | 68.4 | 0 | 612.85 | 681.25 | 54.72 | 0 | 626.53 | Winter | 0 | 0 | 0 | 0 | 0 | 0 | 0 | 0 | 1 | 1
1978-11-01 | 11 | 1 | 18:00 | 6.7 | 18 | 2 | 44 |  | 11 | 6.4019 | 6.0377 | 12.4397 | 95% | 1 | 68.4 | 9.0117 | 4.9685 | 4.8476 | 0.12088 | 2.433% | 9.4335 | 0.8 | 0.8 | 0.8 | 54.72 | 7.2094 | 3.9748 | 3.9748 | 0 | 0% | 650.25 | 68.4 | 0 | 581.85 | 650.25 | 54.72 | 0 | 595.53 | Winter | 0 | 0 | 0 | 0 | 0 | 0 | 0 | 0 | 1 | 1
1978-11-01 | 11 | 1 | 19:00 | 6.7 | 19 | 2 | 44 |  | 11 | 6.4019 | 6.5627 | 12.9647 | 95% | 1 | 68.4 | 9.0117 | 4.9685 | 4.8476 | 0.12088 | 2.433% | 9.4444 | 0.8 | 0.8 | 0.8 | 54.72 | 7.2094 | 3.9748 | 3.9748 | 0 | 0% | 651 | 68.4 | 0 | 582.6 | 651 | 54.72 | 0 | 596.28 | Winter | 0 | 0 | 0 | 0 | 0 | 0 | 0 | 0 | 1 | 1
1978-11-01 | 11 | 1 | 20:00 | 6.1 | 20 | 2 | 43 |  | 12 | 6.9839 | 5.7752 | 12.7591 | 95% | 1 | 68.4 | 9.0117 | 4.9685 | 4.8476 | 0.12088 | 2.433% | 9.0936 | 0.8 | 0.8 | 0.8 | 54.72 | 7.2094 | 3.9748 | 3.9748 | 0 | 0% | 627 | 68.4 | 0 | 558.6 | 627 | 54.72 | 0 | 572.28 | Winter | 0 | 0 | 0 | 0 | 0 | 0 | 0 | 0 | 1 | 1
1978-11-01 | 11 | 1 | 21:00 | 5.6 | 21 | 2 | 42 |  | 13 | 7.5659 | 4.7252 | 12.2911 | 95% | 1 | 68.4 | 9.0117 | 4.9685 | 4.8476 | 0.12088 | 2.433% | 8.951 | 0.8 | 0.8 | 0.8 | 54.72 | 7.2094 | 3.9748 | 3.9748 | 0 | 0% | 617.25 | 68.4 | 0 | 548.85 | 617.25 | 54.72 | 0 | 562.53 | Winter | 0 | 0 | 0 | 0 | 0 | 0 | 0 | 0 | 1 | 1
1978-11-01 | 11 | 1 | 22:00 | 5.6 | 22 | 2 | 42 |  | 13 | 7.5659 | 4.2002 | 11.7661 | 95% | 1 | 68.4 | 9.0117 | 4.9685 | 4.8476 | 0.12088 | 2.433% | 9.3165 | 0.8 | 0.8 | 0.8 | 54.72 | 7.2094 | 3.9748 | 3.9748 | 0 | 0% | 642.25 | 68.4 | 0 | 573.85 | 642.25 | 54.72 | 0 | 587.53 | Winter | 0 | 0 | 0 | 0 | 0 | 0 | 0 | 0 | 1 | 1
1978-11-01 | 11 | 1 | 23:00 | 5.6 | 23 | 2 | 42 |  | 13 | 7.5659 | 5.2502 | 12.8161 | 95% | 1 | 68.4 | 9.0117 | 4.9685 | 4.8476 | 0.12088 | 2.433% | 9.3238 | 0.8 | 0.8 | 0.8 | 54.72 | 7.2094 | 3.9748 | 3.9748 | 0 | 0% | 642.75 | 68.4 | 0 | 574.35 | 642.75 | 54.72 | 0 | 588.03 | Winter | 0 | 0 | 0 | 0 | 0 | 0 | 0 | 0 | 1 | 1
1978-11-01 | 11 | 1 | 24:00 | 5 | 0 | 2 | 41 |  | 14 | 8.1479 | 4.2002 | 12.3481 | 95% | 1 | 68.4 | 9.0117 | 4.9685 | 4.8476 | 0.12088 | 2.433% | 8.8194 | 0.8 | 0.8 | 0.8 | 54.72 | 7.2094 | 3.9748 | 3.9748 | 0 | 0% | 608.25 | 68.4 | 0 | 539.85 | 608.25 | 54.72 | 0 | 553.53 | Winter | 0 | 0 | 0 | 0 | 0 | 0 | 0 | 0 | 1 | 1
1978-11-02 | 11 | 2 | 1:00 | 5 | 1 | 2 | 41 |  | 14 | 8.1479 | 3.9376 | 12.0856 | 95% | 1 | 68.4 | 9.0117 | 4.9685 | 4.8476 | 0.12088 | 2.433% | 8.9072 | 0.8 | 0.8 | 0.8 | 54.72 | 7.2094 | 3.9748 | 3.9748 | 0 | 0% | 614.25 | 68.4 | 0 | 545.85 | 614.25 | 54.72 | 0 | 559.53 | Winter | 0 | 0 | 0 | 0 | 0 | 0 | 0 | 0 | 1 | 1
1978-11-02 | 11 | 2 | 2:00 | 5 | 2 | 2 | 41 |  | 14 | 8.1479 | 3.1501 | 11.298 | 95% | 1 | 68.4 | 9.0117 | 4.9685 | 4.8476 | 0.12088 | 2.433% | 8.7208 | 0.8 | 0.8 | 0.8 | 54.72 | 7.2094 | 3.9748 | 3.9748 | 0 | 0% | 601.5 | 68.4 | 0 | 533.1 | 601.5 | 54.72 | 0 | 546.78 | Winter | 0 | 0 | 0 | 0 | 0 | 0 | 0 | 0 | 1 | 1
1978-11-02 | 11 | 2 | 3:00 | 5 | 3 | 2 | 41 |  | 14 | 8.1479 | 3.4126 | 11.5606 | 95% | 1 | 68.4 | 9.0117 | 4.9685 | 4.8476 | 0.12088 | 2.433% | 8.9474 | 0.8 | 0.8 | 0.8 | 54.72 | 7.2094 | 3.9748 | 3.9748 | 0 | 0% | 617 | 68.4 | 0 | 548.6 | 617 | 54.72 | 0 | 562.28 | Winter | 0 | 0 | 0 | 0 | 0 | 0 | 0 | 0 | 1 | 1
1978-11-02 | 11 | 2 | 4:00 | 5 | 4 | 2 | 41 |  | 14 | 8.1479 | 3.1501 | 11.298 | 95% | 1 | 68.4 | 9.0117 | 4.9685 | 4.8476 | 0.12088 | 2.433% | 9.0497 | 0.8 | 0.8 | 0.8 | 54.72 | 7.2094 | 3.9748 | 3.9748 | 0 | 0% | 624 | 68.4 | 0 | 555.6 | 624 | 54.72 | 0 | 569.28 | Winter | 0 | 0 | 0 | 0 | 0 | 0 | 0 | 0 | 1 | 1
1978-11-02 | 11 | 2 | 5:00 | 5.6 | 5 | 2 | 42 |  | 13 | 7.5659 | 3.1501 | 10.716 | 95% | 1 | 68.4 | 9.0117 | 4.9685 | 4.8476 | 0.12088 | 2.433% | 8.8633 | 0.8 | 0.8 | 0.8 | 54.72 | 7.2094 | 3.9748 | 3.9748 | 0 | 0% | 611.25 | 68.4 | 0 | 542.85 | 611.25 | 54.72 | 0 | 556.53 | Winter | 0 | 0 | 0 | 0 | 0 | 0 | 0 | 0 | 1 | 1
1978-11-02 | 11 | 2 | 6:00 | 5.6 | 6 | 2 | 42 |  | 13 | 7.5659 | 3.9376 | 11.5036 | 95% | 1 | 68.4 | 9.0117 | 4.9685 | 4.8476 | 0.12088 | 2.433% | 8.6586 | 0.8 | 0.8 | 0.8 | 54.72 | 7.2094 | 3.9748 | 3.9748 | 0 | 0% | 597.25 | 68.4 | 0 | 528.85 | 597.25 | 54.72 | 0 | 542.53 | Winter | 0 | 0 | 0 | 0 | 0 | 0 | 0 | 0 | 1 | 1
1978-11-02 | 11 | 2 | 7:00 | 5.6 | 7 | 2 | 42 |  | 13 | 7.5659 | 4.7252 | 12.2911 | 95% | 1 | 68.4 | 9.0117 | 4.9685 | 4.8476 | 0.12088 | 2.433% | 8.7244 | 0.8 | 0.8 | 0.8 | 54.72 | 7.2094 | 3.9748 | 3.9748 | 0 | 0% | 601.75 | 68.4 | 0 | 533.35 | 601.75 | 54.72 | 0 | 547.03 | Winter | 0 | 0 | 0 | 0 | 0 | 0 | 0 | 0 | 1 | 1
1978-11-02 | 11 | 2 | 8:00 | 7.2 | 8 | 2 | 45 |  | 10 | 5.8199 | 7.6128 | 13.4327 | 95% | 1 | 68.4 | 9.0117 | 4.9685 | 4.8476 | 0.12088 | 2.433% | 9.1118 | 0.8 | 0.8 | 0.8 | 54.72 | 7.2094 | 3.9748 | 3.9748 | 0 | 0% | 628.25 | 68.4 | 0 | 559.85 | 628.25 | 54.72 | 0 | 573.53 | Winter | 0 | 0 | 0 | 0 | 0 | 0 | 0 | 0 | 1 | 1
1978-11-02 | 11 | 2 | 9:00 | 10 | 9 | 2 | 50 |  | 5 | 2.91 | 6.5627 | 9.4727 | 95% | 1 | 68.4 | 9.0117 | 4.9685 | 4.8476 | 0.12088 | 2.433% | 9.6528 | 0.8 | 0.8 | 0.8 | 54.72 | 7.2094 | 3.9748 | 3.9748 | 0 | 0% | 665.25 | 68.4 | 0 | 596.85 | 665.25 | 54.72 | 0 | 610.53 | Winter | 0 | 0 | 0 | 0 | 0 | 0 | 0 | 0 | 1 | 1
1978-11-02 | 11 | 2 | 10:00 | 11.7 | 10 | 2 | 53 |  | 2 | 1.164 | 6.0377 | 7.2017 | 95% | 1 | 68.4 | 9.0117 | 4.9685 | 4.8476 | 0.12088 | 2.433% | 9.3604 | 0.8 | 0.8 | 0.8 | 54.72 | 7.2094 | 3.9748 | 3.9748 | 0 | 0% | 645.25 | 68.4 | 0 | 576.85 | 645.25 | 54.72 | 0 | 590.53 | Winter | 0 | 0 | 0 | 0 | 0 | 0 | 0 | 0 | 1 | 1
1978-11-02 | 11 | 2 | 11:00 | 14.4 | 11 | 2 | 58 |  | 0 | 0 | 5.2502 | 5.2502 | 95% | 0.7529 | 51.4981 | 6.7849 | 3.7408 | 3.6497 | 0.091013 | 2.433% | 9.3531 | 0.8 | 0.8 | 0.8 | 54.72 | 7.2094 | 3.9748 | 3.9376 | 0.037156 | 0.9348% | 644.75 | 51.4981 | 0 | 593.2519 | 644.75 | 54.72 | 0 | 590.03 | Winter | 0 | 0 | 0 | 0 | 0 | 0 | 0 | 1 | 0 | 1
1978-11-02 | 11 | 2 | 12:00 | 16.1 | 12 | 2 | 61 |  | 0 | 0 | 5.2502 | 5.2502 | 95% | 0.7529 | 51.4981 | 6.7849 | 3.7408 | 3.6497 | 0.091013 | 2.433% | 9.4371 | 0.8 | 0.8 | 0.8 | 54.72 | 7.2094 | 3.9748 | 3.9376 | 0.037156 | 0.9348% | 650.5 | 51.4981 | 0 | 599.0019 | 650.5 | 54.72 | 0 | 595.78 | Winter | 0 | 0 | 0 | 0 | 0 | 0 | 0 | 1 | 0 | 1
1978-11-02 | 11 | 2 | 13:00 | 16.7 | 13 | 2 | 62 |  | 0 | 0 | 4.7252 | 4.7252 | 95% | 0.67761 | 46.3483 | 6.1064 | 3.3667 | 3.2848 | 0.081911 | 2.433% | 9.5358 | 0.8 | 0.8 | 0.8 | 54.72 | 7.2094 | 3.9748 | 3.5439 | 0.43092 | 10.84% | 657.25 | 46.3483 | 0 | 610.9017 | 657.25 | 54.72 | 0 | 602.53 | Winter | 0 | 0 | 0 | 0 | 0 | 0 | 0 | 1 | 0 | 1
1978-11-02 | 11 | 2 | 14:00 | 17.8 | 14 | 2 | 64 |  | 0 | 0 | 3.9376 | 3.9376 | 95% | 0.56467 | 38.6235 | 5.0887 | 2.8056 | 2.7373 | 0.068259 | 2.433% | 9.6418 | 0.8 | 0.8 | 0.8 | 54.72 | 7.2094 | 3.9748 | 2.9532 | 1.0216 | 25.7% | 664.5 | 38.6235 | 0 | 625.8765 | 664.5 | 54.72 | 0 | 609.78 | Winter | 0 | 0 | 0 | 0 | 0 | 0 | 0 | 1 | 0 | 1
1978-11-02 | 11 | 2 | 15:00 | 17.8 | 15 | 2 | 64 |  | 0 | 0 | 3.6751 | 3.6751 | 95% | 0.52703 | 36.0486 | 4.7494 | 2.6185 | 2.5548 | 0.063709 | 2.433% | 9.8355 | 0.8 | 0.8 | 0.8 | 54.72 | 7.2094 | 3.9748 | 2.7564 | 1.2184 | 30.65% | 677.75 | 36.0486 | 0 | 641.7014 | 677.75 | 54.72 | 0 | 623.03 | Winter | 0 | 0 | 0 | 0 | 0 | 0 | 0 | 1 | 0 | 1
1978-11-02 | 11 | 2 | 16:00 | 17.8 | 16 | 2 | 64 |  | 0 | 0 | 3.6751 | 3.6751 | 95% | 0.52703 | 36.0486 | 4.7494 | 2.6185 | 2.5548 | 0.063709 | 2.433% | 10.0841 | 0.8 | 0.8 | 0.8 | 54.72 | 7.2094 | 3.9748 | 2.7564 | 1.2184 | 30.65% | 694.75 | 36.0486 | 0 | 658.7014 | 694.75 | 54.72 | 0 | 640.03 | Winter | 0 | 0 | 0 | 0 | 0 | 0 | 0 | 1 | 0 | 1
1978-11-02 | 11 | 2 | 17:00 | 16.1 | 17 | 2 | 61 |  | 0 | 0 | 4.7252 | 4.7252 | 95% | 0.67761 | 46.3483 | 6.1064 | 3.3667 | 3.2848 | 0.081911 | 2.433% | 10.0804 | 0.8 | 0.8 | 0.8 | 54.72 | 7.2094 | 3.9748 | 3.5439 | 0.43092 | 10.84% | 694.5 | 46.3483 | 0 | 648.1517 | 694.5 | 54.72 | 0 | 639.78 | Winter | 0 | 0 | 0 | 0 | 0 | 0 | 0 | 1 | 0 | 1
1978-11-02 | 11 | 2 | 18:00 | 14.4 | 18 | 2 | 58 |  | 0 | 0 | 6.0377 | 6.0377 | 95% | 0.86583 | 59.2228 | 7.8026 | 4.3019 | 4.1972 | 0.10466 | 2.433% | 9.905 | 0.8 | 0.8 | 0.8 | 54.72 | 7.2094 | 3.9748 | 3.9748 | 0 | 0% | 682.5 | 59.2228 | 0 | 623.2772 | 682.5 | 54.72 | 0 | 627.78 | Winter | 0 | 0 | 0 | 0 | 0 | 0 | 0 | 1 | 0 | 1
1978-11-02 | 11 | 2 | 19:00 | 14.4 | 19 | 2 | 58 |  | 0 | 0 | 6.5627 | 6.5627 | 95% | 0.94112 | 64.3726 | 8.4811 | 4.676 | 4.5622 | 0.11377 | 2.433% | 9.4152 | 0.8 | 0.8 | 0.8 | 54.72 | 7.2094 | 3.9748 | 3.9748 | 0 | 0% | 649 | 64.3726 | 0 | 584.6274 | 649 | 54.72 | 0 | 594.28 | Winter | 0 | 0 | 0 | 0 | 0 | 0 | 0 | 1 | 0 | 1
1978-11-02 | 11 | 2 | 20:00 | 14.4 | 20 | 2 | 58 |  | 0 | 0 | 5.7752 | 5.7752 | 95% | 0.82819 | 56.6479 | 7.4634 | 4.1148 | 4.0147 | 0.10011 | 2.433% | 9.1374 | 0.8 | 0.8 | 0.8 | 54.72 | 7.2094 | 3.9748 | 3.9748 | 0 | 0% | 630 | 56.6479 | 0 | 573.3521 | 630 | 54.72 | 0 | 575.28 | Winter | 0 | 0 | 0 | 0 | 0 | 0 | 0 | 1 | 0 | 1
1978-11-02 | 11 | 2 | 21:00 | 13.3 | 21 | 2 | 56 |  | 0 | 0 | 4.7252 | 4.7252 | 95% | 0.67761 | 46.3483 | 6.1064 | 3.3667 | 3.2848 | 0.081911 | 2.433% | 9.4627 | 0.8 | 0.8 | 0.8 | 54.72 | 7.2094 | 3.9748 | 3.5439 | 0.43092 | 10.84% | 652.25 | 46.3483 | 0 | 605.9017 | 652.25 | 54.72 | 0 | 597.53 | Winter | 0 | 0 | 0 | 0 | 0 | 0 | 0 | 1 | 0 | 1
1978-11-02 | 11 | 2 | 22:00 | 12.8 | 22 | 2 | 55 |  | 0 | 0 | 4.2002 | 4.2002 | 95% | 0.60232 | 41.1985 | 5.4279 | 2.9926 | 2.9198 | 0.07281 | 2.433% | 9.5249 | 0.8 | 0.8 | 0.8 | 54.72 | 7.2094 | 3.9748 | 3.1501 | 0.82468 | 20.75% | 656.5 | 41.1985 | 0 | 615.3015 | 656.5 | 54.72 | 0 | 601.78 | Winter | 0 | 0 | 0 | 0 | 0 | 0 | 0 | 1 | 0 | 1
1978-11-02 | 11 | 2 | 23:00 | 12.2 | 23 | 2 | 54 |  | 1 | 0.58199 | 5.2502 | 5.8322 | 95% | 0.83636 | 57.2067 | 7.537 | 4.1554 | 4.0543 | 0.1011 | 2.433% | 9.152 | 0.8 | 0.8 | 0.8 | 54.72 | 7.2094 | 3.9748 | 3.9748 | 0 | 0% | 631 | 57.2067 | 0 | 573.7933 | 631 | 54.72 | 0 | 576.28 | Winter | 0 | 0 | 0 | 0 | 0 | 0 | 0 | 1 | 0 | 1
1978-11-02 | 11 | 2 | 24:00 | 11.7 | 0 | 2 | 53 |  | 2 | 1.164 | 4.2002 | 5.3641 | 95% | 0.76924 | 52.6158 | 6.9321 | 3.822 | 3.729 | 0.092988 | 2.433% | 9.0022 | 0.8 | 0.8 | 0.8 | 54.72 | 7.2094 | 3.9748 | 3.9748 | 0 | 0% | 620.75 | 52.6158 | 0 | 568.1342 | 620.75 | 54.72 | 0 | 566.03 | Winter | 0 | 0 | 0 | 0 | 0 | 0 | 0 | 1 | 0 | 1
1978-11-03 | 11 | 3 | 1:00 | 10.6 | 1 | 1 | 51 |  | 4 | 2.328 | 3.9376 | 6.2656 | 95% | 0.89851 | 61.4582 | 8.0971 | 4.4643 | 4.3556 | 0.10862 | 2.433% | 9.1594 | 0.8 | 0.8 | 0.8 | 54.72 | 7.2094 | 3.9748 | 3.9748 | 0 | 0% | 631.5 | 61.4582 | 0 | 570.0418 | 631.5 | 54.72 | 0 | 576.78 | Winter | 0 | FALSE | 0 | 0 | 0 | 0 | 0 | 1 | 0 | 1
1978-11-03 | 11 | 3 | 2:00 | 10 | 2 | 1 | 50 |  | 5 | 2.91 | 3.1501 | 6.0601 | 95% | 0.86904 | 59.4422 | 7.8315 | 4.3178 | 4.2128 | 0.10505 | 2.433% | 9.269 | 0.8 | 0.8 | 0.8 | 54.72 | 7.2094 | 3.9748 | 3.9748 | 0 | 0% | 639 | 59.4422 | 0 | 579.5578 | 639 | 54.72 | 0 | 584.28 | Winter | 0 | FALSE | 0 | 0 | 0 | 0 | 0 | 1 | 0 | 1
1978-11-03 | 11 | 3 | 3:00 | 9.4 | 3 | 1 | 49 |  | 6 | 3.492 | 3.4126 | 6.9046 | 95% | 0.99014 | 67.7257 | 8.9229 | 4.9195 | 4.7998 | 0.11969 | 2.433% | 8.7939 | 0.8 | 0.8 | 0.8 | 54.72 | 7.2094 | 3.9748 | 3.9748 | 0 | 0% | 606.5 | 67.7257 | 0 | 538.7743 | 606.5 | 54.72 | 0 | 551.78 | Winter | 0 | FALSE | 0 | 0 | 0 | 0 | 0 | 1 | 0 | 1
1978-11-03 | 11 | 3 | 4:00 | 8.9 | 4 | 1 | 48 |  | 7 | 4.074 | 3.1501 | 7.2241 | 95% | 1 | 68.4 | 9.0117 | 4.9685 | 4.8476 | 0.12088 | 2.433% | 8.432 | 0.8 | 0.8 | 0.8 | 54.72 | 7.2094 | 3.9748 | 3.9748 | 0 | 0% | 581.75 | 68.4 | 0 | 513.35 | 581.75 | 54.72 | 0 | 527.03 | Winter | 0 | FALSE | 0 | 0 | 0 | 0 | 0 | 0 | 1 | 1
1978-11-03 | 11 | 3 | 5:00 | 6.7 | 5 | 1 | 44 |  | 11 | 6.4019 | 3.1501 | 9.5521 | 95% | 1 | 68.4 | 9.0117 | 4.9685 | 4.8476 | 0.12088 | 2.433% | 8.6586 | 0.8 | 0.8 | 0.8 | 54.72 | 7.2094 | 3.9748 | 3.9748 | 0 | 0% | 597.25 | 68.4 | 0 | 528.85 | 597.25 | 54.72 | 0 | 542.53 | Winter | 0 | FALSE | 0 | 0 | 0 | 0 | 0 | 0 | 1 | 1
1978-11-03 | 11 | 3 | 6:00 | 6.1 | 6 | 1 | 43 |  | 12 | 6.9839 | 3.9376 | 10.9216 | 95% | 1 | 68.4 | 9.0117 | 4.9685 | 4.8476 | 0.12088 | 2.433% | 9.0789 | 0.8 | 0.8 | 0.8 | 54.72 | 7.2094 | 3.9748 | 3.9748 | 0 | 0% | 626 | 68.4 | 0 | 557.6 | 626 | 54.72 | 0 | 571.28 | Winter | 0 | FALSE | 0 | 0 | 0 | 0 | 0 | 0 | 1 | 1
1978-11-03 | 11 | 3 | 7:00 | 7.2 | 7 | 1 | 45 |  | 10 | 5.8199 | 4.7252 | 10.5451 | 95% | 1 | 68.4 | 9.0117 | 4.9685 | 4.8476 | 0.12088 | 2.433% | 9.174 | 0.8 | 0.8 | 0.8 | 54.72 | 7.2094 | 3.9748 | 3.9748 | 0 | 0% | 632.5 | 68.4 | 0 | 564.1 | 632.5 | 54.72 | 0 | 577.78 | Winter | 0 | FALSE | 0 | 0 | 0 | 0 | 0 | 0 | 1 | 1
1978-11-03 | 11 | 3 | 8:00 | 8.9 | 8 | 1 | 48 |  | 7 | 4.074 | 7.6128 | 11.6867 | 95% | 1 | 68.4 | 9.0117 | 4.9685 | 4.8476 | 0.12088 | 2.433% | 10.1645 | 0.8 | 0.8 | 0.8 | 54.72 | 7.2094 | 3.9748 | 3.9748 | 0 | 0% | 700.25 | 68.4 | 0 | 631.85 | 700.25 | 54.72 | 0 | 645.53 | Winter | 0 | FALSE | 0 | 0 | 0 | 0 | 0 | 0 | 1 | 1
1978-11-03 | 11 | 3 | 9:00 | 11.7 | 9 | 1 | 53 |  | 2 | 1.164 | 6.5627 | 7.7267 | 95% | 1 | 68.4 | 9.0117 | 4.9685 | 4.8476 | 0.12088 | 2.433% | 10.8589 | 0.8 | 0.8 | 0.8 | 54.72 | 7.2094 | 3.9748 | 3.9748 | 0 | 0% | 747.75 | 68.4 | 0 | 679.35 | 747.75 | 54.72 | 0 | 693.03 | Winter | 0 | FALSE | 0 | 0 | 0 | 0 | 0 | 0 | 1 | 1
1978-11-03 | 11 | 3 | 10:00 | 13.9 | 10 | 1 | 57 |  | 0 | 0 | 6.0377 | 6.0377 | 95% | 0.86583 | 59.2228 | 7.8026 | 4.3019 | 4.1972 | 0.10466 | 2.433% | 11.8787 | 0.8 | 0.8 | 0.8 | 54.72 | 7.2094 | 3.9748 | 3.9748 | 0 | 0% | 817.5 | 59.2228 | 0 | 758.2772 | 817.5 | 54.72 | 0 | 762.78 | Winter | 0 | FALSE | 0 | 0 | 0 | 0 | 0 | 1 | 0 | 1
1978-11-03 | 11 | 3 | 11:00 | 14.4 | 11 | 1 | 58 |  | 0 | 0 | 5.2502 | 5.2502 | 95% | 0.7529 | 51.4981 | 6.7849 | 3.7408 | 3.6497 | 0.091013 | 2.433% | 11.8677 | 0.8 | 0.8 | 0.8 | 54.72 | 7.2094 | 3.9748 | 3.9376 | 0.037156 | 0.9348% | 816.75 | 51.4981 | 0 | 765.2519 | 816.75 | 54.72 | 0 | 762.03 | Winter | 0 | FALSE | 0 | 0 | 0 | 0 | 0 | 1 | 0 | 1
1978-11-03 | 11 | 3 | 12:00 | 13.9 | 12 | 1 | 57 |  | 0 | 0 | 5.2502 | 5.2502 | 95% | 0.7529 | 51.4981 | 6.7849 | 3.7408 | 3.6497 | 0.091013 | 2.433% | 11.7763 | 0.8 | 0.8 | 0.8 | 54.72 | 7.2094 | 3.9748 | 3.9376 | 0.037156 | 0.9348% | 810.5 | 51.4981 | 0 | 759.0019 | 810.5 | 54.72 | 0 | 755.78 | Winter | 0 | FALSE | 0 | 0 | 0 | 0 | 0 | 1 | 0 | 1
1978-11-03 | 11 | 3 | 13:00 | 13.9 | 13 | 1 | 57 |  | 0 | 0 | 4.7252 | 4.7252 | 95% | 0.67761 | 46.3483 | 6.1064 | 3.3667 | 3.2848 | 0.081911 | 2.433% | 12.3099 | 0.8 | 0.8 | 0.8 | 54.72 | 7.2094 | 3.9748 | 3.5439 | 0.43092 | 10.84% | 847 | 46.3483 | 0 | 800.6517 | 847 | 54.72 | 0 | 792.28 | Winter | 0 | FALSE | 0 | 0 | 0 | 0 | 0 | 1 | 0 | 1
1978-11-03 | 11 | 3 | 14:00 | 13.3 | 14 | 1 | 56 |  | 0 | 0 | 3.9376 | 3.9376 | 95% | 0.56467 | 38.6235 | 5.0887 | 2.8056 | 2.7373 | 0.068259 | 2.433% | 11.6447 | 0.8 | 0.8 | 0.8 | 54.72 | 7.2094 | 3.9748 | 2.9532 | 1.0216 | 25.7% | 801.5 | 38.6235 | 0 | 762.8765 | 801.5 | 54.72 | 0 | 746.78 | Winter | 0 | FALSE | 0 | 0 | 0 | 0 | 0 | 1 | 0 | 1
1978-11-03 | 11 | 3 | 15:00 | 13.3 | 15 | 1 | 56 |  | 0 | 0 | 3.6751 | 3.6751 | 95% | 0.52703 | 36.0486 | 4.7494 | 2.6185 | 2.5548 | 0.063709 | 2.433% | 11.7471 | 0.8 | 0.8 | 0.8 | 54.72 | 7.2094 | 3.9748 | 2.7564 | 1.2184 | 30.65% | 808.5 | 36.0486 | 0 | 772.4514 | 808.5 | 54.72 | 0 | 753.78 | Winter | 0 | FALSE | 0 | 0 | 0 | 0 | 0 | 1 | 0 | 1
1978-11-03 | 11 | 3 | 16:00 | 12.2 | 16 | 1 | 54 |  | 1 | 0.58199 | 3.6751 | 4.2571 | 95% | 0.61049 | 41.7573 | 5.5015 | 3.0332 | 2.9594 | 0.073798 | 2.433% | 14.8867 | 0.8 | 0.8 | 0.8 | 54.72 | 7.2094 | 3.9748 | 3.1928 | 0.78195 | 19.67% | 1023.25 | 41.7573 | 0 | 981.4927 | 1023.25 | 54.72 | 0 | 968.53 | Winter | 0 | FALSE | 0 | 0 | 0 | 0 | 0 | 1 | 0 | 1
1978-11-03 | 11 | 3 | 17:00 | 10 | 17 | 1 | 50 |  | 5 | 2.91 | 4.7252 | 7.6351 | 95% | 1 | 68.4 | 9.0117 | 4.9685 | 4.8476 | 0.12088 | 2.433% | 16.3048 | 0.8 | 0.8 | 0.8 | 54.72 | 7.2094 | 3.9748 | 3.9748 | 0 | 0% | 1120.25 | 68.4 | 0 | 1051.85 | 1120.25 | 54.72 | 0 | 1065.53 | Winter | 1 | FALSE | 1 | 68.4 | 54.72 | 0 | 0 | 0 | 1 | 1
1978-11-03 | 11 | 3 | 18:00 | 9.4 | 18 | 1 | 49 |  | 6 | 3.492 | 6.0377 | 9.5297 | 95% | 1 | 68.4 | 9.0117 | 4.9685 | 4.8476 | 0.12088 | 2.433% | 14.8209 | 0.8 | 0.8 | 0.8 | 54.72 | 7.2094 | 3.9748 | 3.9748 | 0 | 0% | 1018.75 | 68.4 | 0 | 950.35 | 1018.75 | 54.72 | 0 | 964.03 | Winter | 1 | FALSE | 1 | 68.4 | 54.72 | 0 | 0 | 0 | 1 | 1
1978-11-03 | 11 | 3 | 19:00 | 9.4 | 19 | 1 | 49 |  | 6 | 3.492 | 6.5627 | 10.0547 | 95% | 1 | 68.4 | 9.0117 | 4.9685 | 4.8476 | 0.12088 | 2.433% | 14.2325 | 0.8 | 0.8 | 0.8 | 54.72 | 7.2094 | 3.9748 | 3.9748 | 0 | 0% | 978.5 | 68.4 | 0 | 910.1 | 978.5 | 54.72 | 0 | 923.78 | Winter | 0 | FALSE | 0 | 0 | 0 | 0 | 0 | 0 | 1 | 1
1978-11-03 | 11 | 3 | 20:00 | 8.9 | 20 | 1 | 48 |  | 7 | 4.074 | 5.7752 | 9.8492 | 95% | 1 | 68.4 | 9.0117 | 4.9685 | 4.8476 | 0.12088 | 2.433% | 13.5599 | 0.8 | 0.8 | 0.8 | 54.72 | 7.2094 | 3.9748 | 3.9748 | 0 | 0% | 932.5 | 68.4 | 0 | 864.1 | 932.5 | 54.72 | 0 | 877.78 | Winter | 0 | FALSE | 0 | 0 | 0 | 0 | 0 | 0 | 1 | 1
1978-11-03 | 11 | 3 | 21:00 | 7.8 | 21 | 1 | 46 |  | 9 | 5.238 | 4.7252 | 9.9631 | 95% | 1 | 68.4 | 9.0117 | 4.9685 | 4.8476 | 0.12088 | 2.433% | 10.0548 | 0.8 | 0.8 | 0.8 | 54.72 | 7.2094 | 3.9748 | 3.9748 | 0 | 0% | 692.75 | 68.4 | 0 | 624.35 | 692.75 | 54.72 | 0 | 638.03 | Winter | 0 | FALSE | 0 | 0 | 0 | 0 | 0 | 0 | 1 | 1
1978-11-03 | 11 | 3 | 22:00 | 8.3 | 22 | 1 | 47 |  | 8 | 4.656 | 4.2002 | 8.8561 | 95% | 1 | 68.4 | 9.0117 | 4.9685 | 4.8476 | 0.12088 | 2.433% | 9.883 | 0.8 | 0.8 | 0.8 | 54.72 | 7.2094 | 3.9748 | 3.9748 | 0 | 0% | 681 | 68.4 | 0 | 612.6 | 681 | 54.72 | 0 | 626.28 | Winter | 0 | FALSE | 0 | 0 | 0 | 0 | 0 | 0 | 1 | 1
1978-11-03 | 11 | 3 | 23:00 | 7.2 | 23 | 1 | 45 |  | 10 | 5.8199 | 5.2502 | 11.0701 | 95% | 1 | 68.4 | 9.0117 | 4.9685 | 4.8476 | 0.12088 | 2.433% | 9.3787 | 0.8 | 0.8 | 0.8 | 54.72 | 7.2094 | 3.9748 | 3.9748 | 0 | 0% | 646.5 | 68.4 | 0 | 578.1 | 646.5 | 54.72 | 0 | 591.78 | Winter | 0 | FALSE | 0 | 0 | 0 | 0 | 0 | 0 | 1 | 1
1978-11-03 | 11 | 3 | 24:00 | 7.2 | 0 | 1 | 45 |  | 10 | 5.8199 | 4.2002 | 10.0201 | 95% | 1 | 68.4 | 9.0117 | 4.9685 | 4.8476 | 0.12088 | 2.433% | 9.5285 | 0.8 | 0.8 | 0.8 | 54.72 | 7.2094 | 3.9748 | 3.9748 | 0 | 0% | 656.75 | 68.4 | 0 | 588.35 | 656.75 | 54.72 | 0 | 602.03 | Winter | 0 | FALSE | 0 | 0 | 0 | 0 | 0 | 0 | 1 | 1
1978-11-04 | 11 | 4 | 1:00 | 6.7 | 1 | 1 | 44 |  | 11 | 6.4019 | 3.9376 | 10.3396 | 95% | 1 | 68.4 | 9.0117 | 4.9685 | 4.8476 | 0.12088 | 2.433% | 9.2288 | 0.8 | 0.8 | 0.8 | 54.72 | 7.2094 | 3.9748 | 3.9748 | 0 | 0% | 636.25 | 68.4 | 0 | 567.85 | 636.25 | 54.72 | 0 | 581.53 | Winter | 0 | FALSE | 0 | 0 | 0 | 0 | 0 | 0 | 1 | 1
1978-11-04 | 11 | 4 | 2:00 | 6.7 | 2 | 1 | 44 |  | 11 | 6.4019 | 3.1501 | 9.5521 | 95% | 1 | 68.4 | 9.0117 | 4.9685 | 4.8476 | 0.12088 | 2.433% | 9.1557 | 0.8 | 0.8 | 0.8 | 54.72 | 7.2094 | 3.9748 | 3.9748 | 0 | 0% | 631.25 | 68.4 | 0 | 562.85 | 631.25 | 54.72 | 0 | 576.53 | Winter | 0 | FALSE | 0 | 0 | 0 | 0 | 0 | 0 | 1 | 1
1978-11-04 | 11 | 4 | 3:00 | 6.1 | 3 | 1 | 43 |  | 12 | 6.9839 | 3.4126 | 10.3966 | 95% | 1 | 68.4 | 9.0117 | 4.9685 | 4.8476 | 0.12088 | 2.433% | 8.9254 | 0.8 | 0.8 | 0.8 | 54.72 | 7.2094 | 3.9748 | 3.9748 | 0 | 0% | 615.5 | 68.4 | 0 | 547.1 | 615.5 | 54.72 | 0 | 560.78 | Winter | 0 | FALSE | 0 | 0 | 0 | 0 | 0 | 0 | 1 | 1
1978-11-04 | 11 | 4 | 4:00 | 6.1 | 4 | 1 | 43 |  | 12 | 6.9839 | 3.1501 | 10.1341 | 95% | 1 | 68.4 | 9.0117 | 4.9685 | 4.8476 | 0.12088 | 2.433% | 9.1045 | 0.8 | 0.8 | 0.8 | 54.72 | 7.2094 | 3.9748 | 3.9748 | 0 | 0% | 627.75 | 68.4 | 0 | 559.35 | 627.75 | 54.72 | 0 | 573.03 | Winter | 0 | FALSE | 0 | 0 | 0 | 0 | 0 | 0 | 1 | 1
1978-11-04 | 11 | 4 | 5:00 | 5.6 | 5 | 1 | 42 |  | 13 | 7.5659 | 3.1501 | 10.716 | 95% | 1 | 68.4 | 9.0117 | 4.9685 | 4.8476 | 0.12088 | 2.433% | 9.1265 | 0.8 | 0.8 | 0.8 | 54.72 | 7.2094 | 3.9748 | 3.9748 | 0 | 0% | 629.25 | 68.4 | 0 | 560.85 | 629.25 | 54.72 | 0 | 574.53 | Winter | 0 | FALSE | 0 | 0 | 0 | 0 | 0 | 0 | 1 | 1
1978-11-04 | 11 | 4 | 6:00 | 5.6 | 6 | 1 | 42 |  | 13 | 7.5659 | 3.9376 | 11.5036 | 95% | 1 | 68.4 | 9.0117 | 4.9685 | 4.8476 | 0.12088 | 2.433% | 8.9108 | 0.8 | 0.8 | 0.8 | 54.72 | 7.2094 | 3.9748 | 3.9748 | 0 | 0% | 614.5 | 68.4 | 0 | 546.1 | 614.5 | 54.72 | 0 | 559.78 | Winter | 0 | FALSE | 0 | 0 | 0 | 0 | 0 | 0 | 1 | 1
1978-11-04 | 11 | 4 | 7:00 | 5.6 | 7 | 1 | 42 |  | 13 | 7.5659 | 4.7252 | 12.2911 | 95% | 1 | 68.4 | 9.0117 | 4.9685 | 4.8476 | 0.12088 | 2.433% | 9.2288 | 0.8 | 0.8 | 0.8 | 54.72 | 7.2094 | 3.9748 | 3.9748 | 0 | 0% | 636.25 | 68.4 | 0 | 567.85 | 636.25 | 54.72 | 0 | 581.53 | Winter | 0 | FALSE | 0 | 0 | 0 | 0 | 0 | 0 | 1 | 1
1978-11-04 | 11 | 4 | 8:00 | 6.1 | 8 | 1 | 43 |  | 12 | 6.9839 | 7.6128 | 14.5967 | 95% | 1 | 68.4 | 9.0117 | 4.9685 | 4.8476 | 0.12088 | 2.433% | 10.011 | 0.8 | 0.8 | 0.8 | 54.72 | 7.2094 | 3.9748 | 3.9748 | 0 | 0% | 689.75 | 68.4 | 0 | 621.35 | 689.75 | 54.72 | 0 | 635.03 | Winter | 0 | FALSE | 0 | 0 | 0 | 0 | 0 | 0 | 1 | 1
1978-11-04 | 11 | 4 | 9:00 | 6.1 | 9 | 1 | 43 |  | 12 | 6.9839 | 6.5627 | 13.5467 | 95% | 1 | 68.4 | 9.0117 | 4.9685 | 4.8476 | 0.12088 | 2.433% | 11.0965 | 0.8 | 0.8 | 0.8 | 54.72 | 7.2094 | 3.9748 | 3.9748 | 0 | 0% | 764 | 68.4 | 0 | 695.6 | 764 | 54.72 | 0 | 709.28 | Winter | 0 | FALSE | 0 | 0 | 0 | 0 | 0 | 0 | 1 | 1
1978-11-04 | 11 | 4 | 10:00 | 7.2 | 10 | 1 | 45 |  | 10 | 5.8199 | 6.0377 | 11.8577 | 95% | 1 | 68.4 | 9.0117 | 4.9685 | 4.8476 | 0.12088 | 2.433% | 11.3706 | 0.8 | 0.8 | 0.8 | 54.72 | 7.2094 | 3.9748 | 3.9748 | 0 | 0% | 782.75 | 68.4 | 0 | 714.35 | 782.75 | 54.72 | 0 | 728.03 | Winter | 0 | FALSE | 0 | 0 | 0 | 0 | 0 | 0 | 1 | 1
1978-11-04 | 11 | 4 | 11:00 | 8.9 | 11 | 1 | 48 |  | 7 | 4.074 | 5.2502 | 9.3242 | 95% | 1 | 68.4 | 9.0117 | 4.9685 | 4.8476 | 0.12088 | 2.433% | 15.3472 | 0.8 | 0.8 | 0.8 | 54.72 | 7.2094 | 3.9748 | 3.9748 | 0 | 0% | 1054.75 | 68.4 | 0 | 986.35 | 1054.75 | 54.72 | 0 | 1000.03 | Winter | 0 | FALSE | 0 | 0 | 0 | 0 | 0 | 0 | 1 | 1
1978-11-04 | 11 | 4 | 12:00 | 10 | 12 | 1 | 50 |  | 5 | 2.91 | 5.2502 | 8.1602 | 95% | 1 | 68.4 | 9.0117 | 4.9685 | 4.8476 | 0.12088 | 2.433% | 15.4861 | 0.8 | 0.8 | 0.8 | 54.72 | 7.2094 | 3.9748 | 3.9748 | 0 | 0% | 1064.25 | 68.4 | 0 | 995.85 | 1064.25 | 54.72 | 0 | 1009.53 | Winter | 0 | FALSE | 0 | 0 | 0 | 0 | 0 | 0 | 1 | 1
1978-11-04 | 11 | 4 | 13:00 | 10 | 13 | 1 | 50 |  | 5 | 2.91 | 4.7252 | 7.6351 | 95% | 1 | 68.4 | 9.0117 | 4.9685 | 4.8476 | 0.12088 | 2.433% | 15.9832 | 0.8 | 0.8 | 0.8 | 54.72 | 7.2094 | 3.9748 | 3.9748 | 0 | 0% | 1098.25 | 68.4 | 0 | 1029.85 | 1098.25 | 54.72 | 0 | 1043.53 | Winter | 0 | FALSE | 0 | 0 | 0 | 0 | 0 | 0 | 1 | 1
1978-11-04 | 11 | 4 | 14:00 | 9.4 | 14 | 1 | 49 |  | 6 | 3.492 | 3.9376 | 7.4296 | 95% | 1 | 68.4 | 9.0117 | 4.9685 | 4.8476 | 0.12088 | 2.433% | 16.0161 | 0.8 | 0.8 | 0.8 | 54.72 | 7.2094 | 3.9748 | 3.9748 | 0 | 0% | 1100.5 | 68.4 | 0 | 1032.1 | 1100.5 | 54.72 | 0 | 1045.78 | Winter | 0 | FALSE | 0 | 0 | 0 | 0 | 0 | 0 | 1 | 1
1978-11-04 | 11 | 4 | 15:00 | 9.4 | 15 | 1 | 49 |  | 6 | 3.492 | 3.6751 | 7.1671 | 95% | 1 | 68.4 | 9.0117 | 4.9685 | 4.8476 | 0.12088 | 2.433% | 15.8808 | 0.8 | 0.8 | 0.8 | 54.72 | 7.2094 | 3.9748 | 3.9748 | 0 | 0% | 1091.25 | 68.4 | 0 | 1022.85 | 1091.25 | 54.72 | 0 | 1036.53 | Winter | 0 | FALSE | 0 | 0 | 0 | 0 | 0 | 0 | 1 | 1
1978-11-04 | 11 | 4 | 16:00 | 9.4 | 16 | 1 | 49 |  | 6 | 3.492 | 3.6751 | 7.1671 | 95% | 1 | 68.4 | 9.0117 | 4.9685 | 4.8476 | 0.12088 | 2.433% | 16.027 | 0.8 | 0.8 | 0.8 | 54.72 | 7.2094 | 3.9748 | 3.9748 | 0 | 0% | 1101.25 | 68.4 | 0 | 1032.85 | 1101.25 | 54.72 | 0 | 1046.53 | Winter | 0 | FALSE | 0 | 0 | 0 | 0 | 0 | 0 | 1 | 1
1978-11-04 | 11 | 4 | 17:00 | 9.4 | 17 | 1 | 49 |  | 6 | 3.492 | 4.7252 | 8.2171 | 95% | 1 | 68.4 | 9.0117 | 4.9685 | 4.8476 | 0.12088 | 2.433% | 15.9466 | 0.8 | 0.8 | 0.8 | 54.72 | 7.2094 | 3.9748 | 3.9748 | 0 | 0% | 1095.75 | 68.4 | 0 | 1027.35 | 1095.75 | 54.72 | 0 | 1041.03 | Winter | 1 | FALSE | 1 | 68.4 | 54.72 | 0 | 0 | 0 | 1 | 1
1978-11-04 | 11 | 4 | 18:00 | 9.4 | 18 | 1 | 49 |  | 6 | 3.492 | 6.0377 | 9.5297 | 95% | 1 | 68.4 | 9.0117 | 4.9685 | 4.8476 | 0.12088 | 2.433% | 14.6893 | 0.8 | 0.8 | 0.8 | 54.72 | 7.2094 | 3.9748 | 3.9748 | 0 | 0% | 1009.75 | 68.4 | 0 | 941.35 | 1009.75 | 54.72 | 0 | 955.03 | Winter | 1 | FALSE | 1 | 68.4 | 54.72 | 0 | 0 | 0 | 1 | 1
1978-11-04 | 11 | 4 | 19:00 | 9.4 | 19 | 1 | 49 |  | 6 | 3.492 | 6.5627 | 10.0547 | 95% | 1 | 68.4 | 9.0117 | 4.9685 | 4.8476 | 0.12088 | 2.433% | 14.883 | 0.8 | 0.8 | 0.8 | 54.72 | 7.2094 | 3.9748 | 3.9748 | 0 | 0% | 1023 | 68.4 | 0 | 954.6 | 1023 | 54.72 | 0 | 968.28 | Winter | 0 | FALSE | 0 | 0 | 0 | 0 | 0 | 0 | 1 | 1
1978-11-04 | 11 | 4 | 20:00 | 9.4 | 20 | 1 | 49 |  | 6 | 3.492 | 5.7752 | 9.2672 | 95% | 1 | 68.4 | 9.0117 | 4.9685 | 4.8476 | 0.12088 | 2.433% | 14.6382 | 0.8 | 0.8 | 0.8 | 54.72 | 7.2094 | 3.9748 | 3.9748 | 0 | 0% | 1006.25 | 68.4 | 0 | 937.85 | 1006.25 | 54.72 | 0 | 951.53 | Winter | 0 | FALSE | 0 | 0 | 0 | 0 | 0 | 0 | 1 | 1
1978-11-04 | 11 | 4 | 21:00 | 8.9 | 21 | 1 | 48 |  | 7 | 4.074 | 4.7252 | 8.7991 | 95% | 1 | 68.4 | 9.0117 | 4.9685 | 4.8476 | 0.12088 | 2.433% | 13.3187 | 0.8 | 0.8 | 0.8 | 54.72 | 7.2094 | 3.9748 | 3.9748 | 0 | 0% | 916 | 68.4 | 0 | 847.6 | 916 | 54.72 | 0 | 861.28 | Winter | 0 | FALSE | 0 | 0 | 0 | 0 | 0 | 0 | 1 | 1
1978-11-04 | 11 | 4 | 22:00 | 8.9 | 22 | 1 | 48 |  | 7 | 4.074 | 4.2002 | 8.2741 | 95% | 1 | 68.4 | 9.0117 | 4.9685 | 4.8476 | 0.12088 | 2.433% | 12.0797 | 0.8 | 0.8 | 0.8 | 54.72 | 7.2094 | 3.9748 | 3.9748 | 0 | 0% | 831.25 | 68.4 | 0 | 762.85 | 831.25 | 54.72 | 0 | 776.53 | Winter | 0 | FALSE | 0 | 0 | 0 | 0 | 0 | 0 | 1 | 1
1978-11-04 | 11 | 4 | 23:00 | 8.9 | 23 | 1 | 48 |  | 7 | 4.074 | 5.2502 | 9.3242 | 95% | 1 | 68.4 | 9.0117 | 4.9685 | 4.8476 | 0.12088 | 2.433% | 12.3757 | 0.8 | 0.8 | 0.8 | 54.72 | 7.2094 | 3.9748 | 3.9748 | 0 | 0% | 851.5 | 68.4 | 0 | 783.1 | 851.5 | 54.72 | 0 | 796.78 | Winter | 0 | FALSE | 0 | 0 | 0 | 0 | 0 | 0 | 1 | 1
1978-11-04 | 11 | 4 | 24:00 | 8.9 | 0 | 1 | 48 |  | 7 | 4.074 | 4.2002 | 8.2741 | 95% | 1 | 68.4 | 9.0117 | 4.9685 | 4.8476 | 0.12088 | 2.433% | 12.4635 | 0.8 | 0.8 | 0.8 | 54.72 | 7.2094 | 3.9748 | 3.9748 | 0 | 0% | 857.5 | 68.4 | 0 | 789.1 | 857.5 | 54.72 | 0 | 802.78 | Winter | 0 | FALSE | 0 | 0 | 0 | 0 | 0 | 0 | 1 | 1
1978-11-05 | 11 | 5 | 1:00 | 7.8 | 1 | 1 | 46 |  | 9 | 5.238 | 3.9376 | 9.1756 | 95% | 1 | 68.4 | 9.0117 | 4.9685 | 4.8476 | 0.12088 | 2.433% | 11.7946 | 0.8 | 0.8 | 0.8 | 54.72 | 7.2094 | 3.9748 | 3.9748 | 0 | 0% | 811.75 | 68.4 | 0 | 743.35 | 811.75 | 54.72 | 0 | 757.03 | Winter | 0 | FALSE | 0 | 0 | 0 | 0 | 0 | 0 | 1 | 1
1978-11-05 | 11 | 5 | 2:00 | 7.2 | 2 | 1 | 45 |  | 10 | 5.8199 | 3.1501 | 8.9701 | 95% | 1 | 68.4 | 9.0117 | 4.9685 | 4.8476 | 0.12088 | 2.433% | 12.5329 | 0.8 | 0.8 | 0.8 | 54.72 | 7.2094 | 3.9748 | 3.9748 | 0 | 0% | 862.25 | 68.4 | 0 | 793.85 | 862.25 | 54.72 | 0 | 807.53 | Winter | 0 | FALSE | 0 | 0 | 0 | 0 | 0 | 0 | 1 | 1
1978-11-05 | 11 | 5 | 3:00 | 7.8 | 3 | 1 | 46 |  | 9 | 5.238 | 3.4126 | 8.6506 | 95% | 1 | 68.4 | 9.0117 | 4.9685 | 4.8476 | 0.12088 | 2.433% | 11.9481 | 0.8 | 0.8 | 0.8 | 54.72 | 7.2094 | 3.9748 | 3.9748 | 0 | 0% | 822.25 | 68.4 | 0 | 753.85 | 822.25 | 54.72 | 0 | 767.53 | Winter | 0 | FALSE | 0 | 0 | 0 | 0 | 0 | 0 | 1 | 1
1978-11-05 | 11 | 5 | 4:00 | 7.8 | 4 | 1 | 46 |  | 9 | 5.238 | 3.1501 | 8.3881 | 95% | 1 | 68.4 | 9.0117 | 4.9685 | 4.8476 | 0.12088 | 2.433% | 12.5694 | 0.8 | 0.8 | 0.8 | 54.72 | 7.2094 | 3.9748 | 3.9748 | 0 | 0% | 864.75 | 68.4 | 0 | 796.35 | 864.75 | 54.72 | 0 | 810.03 | Winter | 0 | FALSE | 0 | 0 | 0 | 0 | 0 | 0 | 1 | 1
1978-11-05 | 11 | 5 | 5:00 | 7.2 | 5 | 1 | 45 |  | 10 | 5.8199 | 3.1501 | 8.9701 | 95% | 1 | 68.4 | 9.0117 | 4.9685 | 4.8476 | 0.12088 | 2.433% | 12.4013 | 0.8 | 0.8 | 0.8 | 54.72 | 7.2094 | 3.9748 | 3.9748 | 0 | 0% | 853.25 | 68.4 | 0 | 784.85 | 853.25 | 54.72 | 0 | 798.53 | Winter | 0 | FALSE | 0 | 0 | 0 | 0 | 0 | 0 | 1 | 1
1978-11-05 | 11 | 5 | 6:00 | 7.2 | 6 | 1 | 45 |  | 10 | 5.8199 | 3.9376 | 9.7576 | 95% | 1 | 68.4 | 9.0117 | 4.9685 | 4.8476 | 0.12088 | 2.433% | 12.7412 | 0.8 | 0.8 | 0.8 | 54.72 | 7.2094 | 3.9748 | 3.9748 | 0 | 0% | 876.5 | 68.4 | 0 | 808.1 | 876.5 | 54.72 | 0 | 821.78 | Winter | 0 | FALSE | 0 | 0 | 0 | 0 | 0 | 0 | 1 | 1
1978-11-05 | 11 | 5 | 7:00 | 7.2 | 7 | 1 | 45 |  | 10 | 5.8199 | 4.7252 | 10.5451 | 95% | 1 | 68.4 | 9.0117 | 4.9685 | 4.8476 | 0.12088 | 2.433% | 11.5168 | 0.8 | 0.8 | 0.8 | 54.72 | 7.2094 | 3.9748 | 3.9748 | 0 | 0% | 792.75 | 68.4 | 0 | 724.35 | 792.75 | 54.72 | 0 | 738.03 | Winter | 0 | FALSE | 0 | 0 | 0 | 0 | 0 | 0 | 1 | 1
1978-11-05 | 11 | 5 | 8:00 | 7.2 | 8 | 1 | 45 |  | 10 | 5.8199 | 7.6128 | 13.4327 | 95% | 1 | 68.4 | 9.0117 | 4.9685 | 4.8476 | 0.12088 | 2.433% | 13.5709 | 0.8 | 0.8 | 0.8 | 54.72 | 7.2094 | 3.9748 | 3.9748 | 0 | 0% | 933.25 | 68.4 | 0 | 864.85 | 933.25 | 54.72 | 0 | 878.53 | Winter | 0 | FALSE | 0 | 0 | 0 | 0 | 0 | 0 | 1 | 1
1978-11-05 | 11 | 5 | 9:00 | 7.2 | 9 | 1 | 45 |  | 10 | 5.8199 | 6.5627 | 12.3827 | 95% | 1 | 68.4 | 9.0117 | 4.9685 | 4.8476 | 0.12088 | 2.433% | 14.4298 | 0.8 | 0.8 | 0.8 | 54.72 | 7.2094 | 3.9748 | 3.9748 | 0 | 0% | 992 | 68.4 | 0 | 923.6 | 992 | 54.72 | 0 | 937.28 | Winter | 0 | FALSE | 0 | 0 | 0 | 0 | 0 | 0 | 1 | 1
1978-11-05 | 11 | 5 | 10:00 | 7.2 | 10 | 1 | 45 |  | 10 | 5.8199 | 6.0377 | 11.8577 | 95% | 1 | 68.4 | 9.0117 | 4.9685 | 4.8476 | 0.12088 | 2.433% | 14.492 | 0.8 | 0.8 | 0.8 | 54.72 | 7.2094 | 3.9748 | 3.9748 | 0 | 0% | 996.25 | 68.4 | 0 | 927.85 | 996.25 | 54.72 | 0 | 941.53 | Winter | 0 | FALSE | 0 | 0 | 0 | 0 | 0 | 0 | 1 | 1
1978-11-05 | 11 | 5 | 11:00 | 7.2 | 11 | 1 | 45 |  | 10 | 5.8199 | 5.2502 | 11.0701 | 95% | 1 | 68.4 | 9.0117 | 4.9685 | 4.8476 | 0.12088 | 2.433% | 15.3472 | 0.8 | 0.8 | 0.8 | 54.72 | 7.2094 | 3.9748 | 3.9748 | 0 | 0% | 1054.75 | 68.4 | 0 | 986.35 | 1054.75 | 54.72 | 0 | 1000.03 | Winter | 0 | FALSE | 0 | 0 | 0 | 0 | 0 | 0 | 1 | 1
1978-11-05 | 11 | 5 | 12:00 | 8.3 | 12 | 1 | 47 |  | 8 | 4.656 | 5.2502 | 9.9061 | 95% | 1 | 68.4 | 9.0117 | 4.9685 | 4.8476 | 0.12088 | 2.433% | 16.0234 | 0.8 | 0.8 | 0.8 | 54.72 | 7.2094 | 3.9748 | 3.9748 | 0 | 0% | 1101 | 68.4 | 0 | 1032.6 | 1101 | 54.72 | 0 | 1046.28 | Winter | 0 | FALSE | 0 | 0 | 0 | 0 | 0 | 0 | 1 | 1
1978-11-05 | 11 | 5 | 13:00 | 9.4 | 13 | 1 | 49 |  | 6 | 3.492 | 4.7252 | 8.2171 | 95% | 1 | 68.4 | 9.0117 | 4.9685 | 4.8476 | 0.12088 | 2.433% | 16.3743 | 0.8 | 0.8 | 0.8 | 54.72 | 7.2094 | 3.9748 | 3.9748 | 0 | 0% | 1125 | 68.4 | 0 | 1056.6 | 1125 | 54.72 | 0 | 1070.28 | Winter | 0 | FALSE | 0 | 0 | 0 | 0 | 0 | 0 | 1 | 1
1978-11-05 | 11 | 5 | 14:00 | 11.1 | 14 | 1 | 52 |  | 3 | 1.746 | 3.9376 | 5.6836 | 95% | 0.81505 | 55.7495 | 7.345 | 4.0496 | 3.9511 | 0.098526 | 2.433% | 15.8516 | 0.8 | 0.8 | 0.8 | 54.72 | 7.2094 | 3.9748 | 3.9748 | 0 | 0% | 1089.25 | 55.7495 | 0 | 1033.5005 | 1089.25 | 54.72 | 0 | 1034.53 | Winter | 0 | FALSE | 0 | 0 | 0 | 0 | 0 | 1 | 0 | 1
1978-11-05 | 11 | 5 | 15:00 | 11.1 | 15 | 1 | 52 |  | 3 | 1.746 | 3.6751 | 5.4211 | 95% | 0.77741 | 53.1746 | 7.0058 | 3.8625 | 3.7686 | 0.093976 | 2.433% | 16.038 | 0.8 | 0.8 | 0.8 | 54.72 | 7.2094 | 3.9748 | 3.9748 | 0 | 0% | 1102 | 53.1746 | 0 | 1048.8254 | 1102 | 54.72 | 0 | 1047.28 | Winter | 0 | FALSE | 0 | 0 | 0 | 0 | 0 | 1 | 0 | 1
1978-11-05 | 11 | 5 | 16:00 | 10.6 | 16 | 1 | 51 |  | 4 | 2.328 | 3.6751 | 6.0031 | 95% | 0.86087 | 58.8833 | 7.7579 | 4.2772 | 4.1732 | 0.10406 | 2.433% | 15.9722 | 0.8 | 0.8 | 0.8 | 54.72 | 7.2094 | 3.9748 | 3.9748 | 0 | 0% | 1097.5 | 58.8833 | 0 | 1038.6167 | 1097.5 | 54.72 | 0 | 1042.78 | Winter | 0 | FALSE | 0 | 0 | 0 | 0 | 0 | 1 | 0 | 1
1978-11-05 | 11 | 5 | 17:00 | 9.4 | 17 | 1 | 49 |  | 6 | 3.492 | 4.7252 | 8.2171 | 95% | 1 | 68.4 | 9.0117 | 4.9685 | 4.8476 | 0.12088 | 2.433% | 16.4839 | 0.8 | 0.8 | 0.8 | 54.72 | 7.2094 | 3.9748 | 3.9748 | 0 | 0% | 1132.5 | 68.4 | 0 | 1064.1 | 1132.5 | 54.72 | 0 | 1077.78 | Winter | 1 | FALSE | 1 | 68.4 | 54.72 | 0 | 0 | 0 | 1 | 1
1978-11-05 | 11 | 5 | 18:00 | 9.4 | 18 | 1 | 49 |  | 6 | 3.492 | 6.0377 | 9.5297 | 95% | 1 | 68.4 | 9.0117 | 4.9685 | 4.8476 | 0.12088 | 2.433% | 15.3947 | 0.8 | 0.8 | 0.8 | 54.72 | 7.2094 | 3.9748 | 3.9748 | 0 | 0% | 1058 | 68.4 | 0 | 989.6 | 1058 | 54.72 | 0 | 1003.28 | Winter | 1 | FALSE | 1 | 68.4 | 54.72 | 0 | 0 | 0 | 1 | 1
1978-11-05 | 11 | 5 | 19:00 | 8.9 | 19 | 1 | 48 |  | 7 | 4.074 | 6.5627 | 10.6367 | 95% | 1 | 68.4 | 9.0117 | 4.9685 | 4.8476 | 0.12088 | 2.433% | 15.0365 | 0.8 | 0.8 | 0.8 | 54.72 | 7.2094 | 3.9748 | 3.9748 | 0 | 0% | 1033.5 | 68.4 | 0 | 965.1 | 1033.5 | 54.72 | 0 | 978.78 | Winter | 0 | FALSE | 0 | 0 | 0 | 0 | 0 | 0 | 1 | 1
1978-11-05 | 11 | 5 | 20:00 | 9.4 | 20 | 1 | 49 |  | 6 | 3.492 | 5.7752 | 9.2672 | 95% | 1 | 68.4 | 9.0117 | 4.9685 | 4.8476 | 0.12088 | 2.433% | 14.1849 | 0.8 | 0.8 | 0.8 | 54.72 | 7.2094 | 3.9748 | 3.9748 | 0 | 0% | 975.25 | 68.4 | 0 | 906.85 | 975.25 | 54.72 | 0 | 920.53 | Winter | 0 | FALSE | 0 | 0 | 0 | 0 | 0 | 0 | 1 | 1
1978-11-05 | 11 | 5 | 21:00 | 9.4 | 21 | 1 | 49 |  | 6 | 3.492 | 4.7252 | 8.2171 | 95% | 1 | 68.4 | 9.0117 | 4.9685 | 4.8476 | 0.12088 | 2.433% | 13.962 | 0.8 | 0.8 | 0.8 | 54.72 | 7.2094 | 3.9748 | 3.9748 | 0 | 0% | 960 | 68.4 | 0 | 891.6 | 960 | 54.72 | 0 | 905.28 | Winter | 0 | FALSE | 0 | 0 | 0 | 0 | 0 | 0 | 1 | 1
1978-11-05 | 11 | 5 | 22:00 | 8.9 | 22 | 1 | 48 |  | 7 | 4.074 | 4.2002 | 8.2741 | 95% | 1 | 68.4 | 9.0117 | 4.9685 | 4.8476 | 0.12088 | 2.433% | 13.5819 | 0.8 | 0.8 | 0.8 | 54.72 | 7.2094 | 3.9748 | 3.9748 | 0 | 0% | 934 | 68.4 | 0 | 865.6 | 934 | 54.72 | 0 | 879.28 | Winter | 0 | FALSE | 0 | 0 | 0 | 0 | 0 | 0 | 1 | 1
1978-11-05 | 11 | 5 | 23:00 | 8.9 | 23 | 1 | 48 |  | 7 | 4.074 | 5.2502 | 9.3242 | 95% | 1 | 68.4 | 9.0117 | 4.9685 | 4.8476 | 0.12088 | 2.433% | 12.7851 | 0.8 | 0.8 | 0.8 | 54.72 | 7.2094 | 3.9748 | 3.9748 | 0 | 0% | 879.5 | 68.4 | 0 | 811.1 | 879.5 | 54.72 | 0 | 824.78 | Winter | 0 | FALSE | 0 | 0 | 0 | 0 | 0 | 0 | 1 | 1
1978-11-05 | 11 | 5 | 24:00 | 8.9 | 0 | 1 | 48 |  | 7 | 4.074 | 4.2002 | 8.2741 | 95% | 1 | 68.4 | 9.0117 | 4.9685 | 4.8476 | 0.12088 | 2.433% | 12.7449 | 0.8 | 0.8 | 0.8 | 54.72 | 7.2094 | 3.9748 | 3.9748 | 0 | 0% | 876.75 | 68.4 | 0 | 808.35 | 876.75 | 54.72 | 0 | 822.03 | Winter | 0 | FALSE | 0 | 0 | 0 | 0 | 0 | 0 | 1 | 1
1978-11-06 | 11 | 6 | 1:00 | 8.9 | 1 | 1 | 48 |  | 7 | 4.074 | 3.9376 | 8.0116 | 95% | 1 | 68.4 | 9.0117 | 4.9685 | 4.8476 | 0.12088 | 2.433% | 11.9408 | 0.8 | 0.8 | 0.8 | 54.72 | 7.2094 | 3.9748 | 3.9748 | 0 | 0% | 821.75 | 68.4 | 0 | 753.35 | 821.75 | 54.72 | 0 | 767.03 | Winter | 0 | FALSE | 0 | 0 | 0 | 0 | 0 | 0 | 1 | 1
1978-11-06 | 11 | 6 | 2:00 | 8.9 | 2 | 1 | 48 |  | 7 | 4.074 | 3.1501 | 7.2241 | 95% | 1 | 68.4 | 9.0117 | 4.9685 | 4.8476 | 0.12088 | 2.433% | 12.5585 | 0.8 | 0.8 | 0.8 | 54.72 | 7.2094 | 3.9748 | 3.9748 | 0 | 0% | 864 | 68.4 | 0 | 795.6 | 864 | 54.72 | 0 | 809.28 | Winter | 0 | FALSE | 0 | 0 | 0 | 0 | 0 | 0 | 1 | 1
1978-11-06 | 11 | 6 | 3:00 | 8.9 | 3 | 1 | 48 |  | 7 | 4.074 | 3.4126 | 7.4866 | 95% | 1 | 68.4 | 9.0117 | 4.9685 | 4.8476 | 0.12088 | 2.433% | 12.3611 | 0.8 | 0.8 | 0.8 | 54.72 | 7.2094 | 3.9748 | 3.9748 | 0 | 0% | 850.5 | 68.4 | 0 | 782.1 | 850.5 | 54.72 | 0 | 795.78 | Winter | 0 | FALSE | 0 | 0 | 0 | 0 | 0 | 0 | 1 | 1
1978-11-06 | 11 | 6 | 4:00 | 8.9 | 4 | 1 | 48 |  | 7 | 4.074 | 3.1501 | 7.2241 | 95% | 1 | 68.4 | 9.0117 | 4.9685 | 4.8476 | 0.12088 | 2.433% | 11.557 | 0.8 | 0.8 | 0.8 | 54.72 | 7.2094 | 3.9748 | 3.9748 | 0 | 0% | 795.5 | 68.4 | 0 | 727.1 | 795.5 | 54.72 | 0 | 740.78 | Winter | 0 | FALSE | 0 | 0 | 0 | 0 | 0 | 0 | 1 | 1
1978-11-06 | 11 | 6 | 5:00 | 8.3 | 5 | 1 | 47 |  | 8 | 4.656 | 3.1501 | 7.8061 | 95% | 1 | 68.4 | 9.0117 | 4.9685 | 4.8476 | 0.12088 | 2.433% | 10.0292 | 0.8 | 0.8 | 0.8 | 54.72 | 7.2094 | 3.9748 | 3.9748 | 0 | 0% | 691 | 68.4 | 0 | 622.6 | 691 | 54.72 | 0 | 636.28 | Winter | 0 | FALSE | 0 | 0 | 0 | 0 | 0 | 0 | 1 | 1
1978-11-06 | 11 | 6 | 6:00 | 8.3 | 6 | 1 | 47 |  | 8 | 4.656 | 3.9376 | 8.5936 | 95% | 1 | 68.4 | 9.0117 | 4.9685 | 4.8476 | 0.12088 | 2.433% | 9.1447 | 0.8 | 0.8 | 0.8 | 54.72 | 7.2094 | 3.9748 | 3.9748 | 0 | 0% | 630.5 | 68.4 | 0 | 562.1 | 630.5 | 54.72 | 0 | 575.78 | Winter | 0 | FALSE | 0 | 0 | 0 | 0 | 0 | 0 | 1 | 1
1978-11-06 | 11 | 6 | 7:00 | 7.8 | 7 | 1 | 46 |  | 9 | 5.238 | 4.7252 | 9.9631 | 95% | 1 | 68.4 | 9.0117 | 4.9685 | 4.8476 | 0.12088 | 2.433% | 9.1959 | 0.8 | 0.8 | 0.8 | 54.72 | 7.2094 | 3.9748 | 3.9748 | 0 | 0% | 634 | 68.4 | 0 | 565.6 | 634 | 54.72 | 0 | 579.28 | Winter | 0 | FALSE | 0 | 0 | 0 | 0 | 0 | 0 | 1 | 1
1978-11-06 | 11 | 6 | 8:00 | 7.8 | 8 | 1 | 46 |  | 9 | 5.238 | 7.6128 | 12.8507 | 95% | 1 | 68.4 | 9.0117 | 4.9685 | 4.8476 | 0.12088 | 2.433% | 10.1462 | 0.8 | 0.8 | 0.8 | 54.72 | 7.2094 | 3.9748 | 3.9748 | 0 | 0% | 699 | 68.4 | 0 | 630.6 | 699 | 54.72 | 0 | 644.28 | Winter | 0 | FALSE | 0 | 0 | 0 | 0 | 0 | 0 | 1 | 1
1978-11-06 | 11 | 6 | 9:00 | 8.3 | 9 | 1 | 47 |  | 8 | 4.656 | 6.5627 | 11.2187 | 95% | 1 | 68.4 | 9.0117 | 4.9685 | 4.8476 | 0.12088 | 2.433% | 12.807 | 0.8 | 0.8 | 0.8 | 54.72 | 7.2094 | 3.9748 | 3.9748 | 0 | 0% | 881 | 68.4 | 0 | 812.6 | 881 | 54.72 | 0 | 826.28 | Winter | 0 | FALSE | 0 | 0 | 0 | 0 | 0 | 0 | 1 | 1
1978-11-06 | 11 | 6 | 10:00 | 9.4 | 10 | 1 | 49 |  | 6 | 3.492 | 6.0377 | 9.5297 | 95% | 1 | 68.4 | 9.0117 | 4.9685 | 4.8476 | 0.12088 | 2.433% | 14.5687 | 0.8 | 0.8 | 0.8 | 54.72 | 7.2094 | 3.9748 | 3.9748 | 0 | 0% | 1001.5 | 68.4 | 0 | 933.1 | 1001.5 | 54.72 | 0 | 946.78 | Winter | 0 | FALSE | 0 | 0 | 0 | 0 | 0 | 0 | 1 | 1
1978-11-06 | 11 | 6 | 11:00 | 11.7 | 11 | 1 | 53 |  | 2 | 1.164 | 5.2502 | 6.4142 | 95% | 0.91982 | 62.9154 | 8.2891 | 4.5701 | 4.4589 | 0.11119 | 2.433% | 15.1864 | 0.8 | 0.8 | 0.8 | 54.72 | 7.2094 | 3.9748 | 3.9748 | 0 | 0% | 1043.75 | 62.9154 | 0 | 980.8346 | 1043.75 | 54.72 | 0 | 989.03 | Winter | 0 | FALSE | 0 | 0 | 0 | 0 | 0 | 1 | 0 | 1
1978-11-06 | 11 | 6 | 12:00 | 13.3 | 12 | 1 | 56 |  | 0 | 0 | 5.2502 | 5.2502 | 95% | 0.7529 | 51.4981 | 6.7849 | 3.7408 | 3.6497 | 0.091013 | 2.433% | 15.72 | 0.8 | 0.8 | 0.8 | 54.72 | 7.2094 | 3.9748 | 3.9376 | 0.037156 | 0.9348% | 1080.25 | 51.4981 | 0 | 1028.7519 | 1080.25 | 54.72 | 0 | 1025.53 | Winter | 0 | FALSE | 0 | 0 | 0 | 0 | 0 | 1 | 0 | 1
1978-11-06 | 11 | 6 | 13:00 | 13.3 | 13 | 1 | 56 |  | 0 | 0 | 4.7252 | 4.7252 | 95% | 0.67761 | 46.3483 | 6.1064 | 3.3667 | 3.2848 | 0.081911 | 2.433% | 15.7931 | 0.8 | 0.8 | 0.8 | 54.72 | 7.2094 | 3.9748 | 3.5439 | 0.43092 | 10.84% | 1085.25 | 46.3483 | 0 | 1038.9017 | 1085.25 | 54.72 | 0 | 1030.53 | Winter | 0 | FALSE | 0 | 0 | 0 | 0 | 0 | 1 | 0 | 1
1978-11-06 | 11 | 6 | 14:00 | 12.8 | 14 | 1 | 55 |  | 0 | 0 | 3.9376 | 3.9376 | 95% | 0.56467 | 38.6235 | 5.0887 | 2.8056 | 2.7373 | 0.068259 | 2.433% | 15.0256 | 0.8 | 0.8 | 0.8 | 54.72 | 7.2094 | 3.9748 | 2.9532 | 1.0216 | 25.7% | 1032.75 | 38.6235 | 0 | 994.1265 | 1032.75 | 54.72 | 0 | 978.03 | Winter | 0 | FALSE | 0 | 0 | 0 | 0 | 0 | 1 | 0 | 1
1978-11-06 | 11 | 6 | 15:00 | 15 | 15 | 1 | 59 |  | 0 | 0 | 3.6751 | 3.6751 | 95% | 0.52703 | 36.0486 | 4.7494 | 2.6185 | 2.5548 | 0.063709 | 2.433% | 12.3063 | 0.8 | 0.8 | 0.8 | 54.72 | 7.2094 | 3.9748 | 2.7564 | 1.2184 | 30.65% | 846.75 | 36.0486 | 0 | 810.7014 | 846.75 | 54.72 | 0 | 792.03 | Winter | 0 | FALSE | 0 | 0 | 0 | 0 | 0 | 1 | 0 | 1
1978-11-06 | 11 | 6 | 16:00 | 17.2 | 16 | 1 | 63 |  | 0 | 0 | 3.6751 | 3.6751 | 95% | 0.52703 | 36.0486 | 4.7494 | 2.6185 | 2.5548 | 0.063709 | 2.433% | 11.8969 | 0.8 | 0.8 | 0.8 | 54.72 | 7.2094 | 3.9748 | 2.7564 | 1.2184 | 30.65% | 818.75 | 36.0486 | 0 | 782.7014 | 818.75 | 54.72 | 0 | 764.03 | Winter | 0 | FALSE | 0 | 0 | 0 | 0 | 0 | 1 | 0 | 1
1978-11-06 | 11 | 6 | 17:00 | 16.1 | 17 | 1 | 61 |  | 0 | 0 | 4.7252 | 4.7252 | 95% | 0.67761 | 46.3483 | 6.1064 | 3.3667 | 3.2848 | 0.081911 | 2.433% | 11.9444 | 0.8 | 0.8 | 0.8 | 54.72 | 7.2094 | 3.9748 | 3.5439 | 0.43092 | 10.84% | 822 | 46.3483 | 0 | 775.6517 | 822 | 54.72 | 0 | 767.28 | Winter | 1 | FALSE | 1 | 46.3483 | 54.72 | 0 | 0 | 1 | 0 | 1
1978-11-06 | 11 | 6 | 18:00 | 14.4 | 18 | 1 | 58 |  | 0 | 0 | 6.0377 | 6.0377 | 95% | 0.86583 | 59.2228 | 7.8026 | 4.3019 | 4.1972 | 0.10466 | 2.433% | 11.6776 | 0.8 | 0.8 | 0.8 | 54.72 | 7.2094 | 3.9748 | 3.9748 | 0 | 0% | 803.75 | 59.2228 | 0 | 744.5272 | 803.75 | 54.72 | 0 | 749.03 | Winter | 1 | FALSE | 1 | 59.2228 | 54.72 | 0 | 0 | 1 | 0 | 1
1978-11-06 | 11 | 6 | 19:00 | 15.6 | 19 | 1 | 60 |  | 0 | 0 | 6.5627 | 6.5627 | 95% | 0.94112 | 64.3726 | 8.4811 | 4.676 | 4.5622 | 0.11377 | 2.433% | 10.9978 | 0.8 | 0.8 | 0.8 | 54.72 | 7.2094 | 3.9748 | 3.9748 | 0 | 0% | 757.25 | 64.3726 | 0 | 692.8774 | 757.25 | 54.72 | 0 | 702.53 | Winter | 0 | FALSE | 0 | 0 | 0 | 0 | 0 | 1 | 0 | 1
1978-11-06 | 11 | 6 | 20:00 | 14.4 | 20 | 1 | 58 |  | 0 | 0 | 5.7752 | 5.7752 | 95% | 0.82819 | 56.6479 | 7.4634 | 4.1148 | 4.0147 | 0.10011 | 2.433% | 10.3545 | 0.8 | 0.8 | 0.8 | 54.72 | 7.2094 | 3.9748 | 3.9748 | 0 | 0% | 713.25 | 56.6479 | 0 | 656.6021 | 713.25 | 54.72 | 0 | 658.53 | Winter | 0 | FALSE | 0 | 0 | 0 | 0 | 0 | 1 | 0 | 1
1978-11-06 | 11 | 6 | 21:00 | 13.9 | 21 | 1 | 57 |  | 0 | 0 | 4.7252 | 4.7252 | 95% | 0.67761 | 46.3483 | 6.1064 | 3.3667 | 3.2848 | 0.081911 | 2.433% | 10.1974 | 0.8 | 0.8 | 0.8 | 54.72 | 7.2094 | 3.9748 | 3.5439 | 0.43092 | 10.84% | 702.5 | 46.3483 | 0 | 656.1517 | 702.5 | 54.72 | 0 | 647.78 | Winter | 0 | FALSE | 0 | 0 | 0 | 0 | 0 | 1 | 0 | 1
1978-11-06 | 11 | 6 | 22:00 | 13.3 | 22 | 1 | 56 |  | 0 | 0 | 4.2002 | 4.2002 | 95% | 0.60232 | 41.1985 | 5.4279 | 2.9926 | 2.9198 | 0.07281 | 2.433% | 10.1023 | 0.8 | 0.8 | 0.8 | 54.72 | 7.2094 | 3.9748 | 3.1501 | 0.82468 | 20.75% | 696 | 41.1985 | 0 | 654.8015 | 696 | 54.72 | 0 | 641.28 | Winter | 0 | FALSE | 0 | 0 | 0 | 0 | 0 | 1 | 0 | 1
1978-11-06 | 11 | 6 | 23:00 | 13.3 | 23 | 1 | 56 |  | 0 | 0 | 5.2502 | 5.2502 | 95% | 0.7529 | 51.4981 | 6.7849 | 3.7408 | 3.6497 | 0.091013 | 2.433% | 9.576 | 0.8 | 0.8 | 0.8 | 54.72 | 7.2094 | 3.9748 | 3.9376 | 0.037156 | 0.9348% | 660 | 51.4981 | 0 | 608.5019 | 660 | 54.72 | 0 | 605.28 | Winter | 0 | FALSE | 0 | 0 | 0 | 0 | 0 | 1 | 0 | 1
1978-11-06 | 11 | 6 | 24:00 | 13.3 | 0 | 1 | 56 |  | 0 | 0 | 4.2002 | 4.2002 | 95% | 0.60232 | 41.1985 | 5.4279 | 2.9926 | 2.9198 | 0.07281 | 2.433% | 9.2507 | 0.8 | 0.8 | 0.8 | 54.72 | 7.2094 | 3.9748 | 3.1501 | 0.82468 | 20.75% | 637.75 | 41.1985 | 0 | 596.5515 | 637.75 | 54.72 | 0 | 583.03 | Winter | 0 | FALSE | 0 | 0 | 0 | 0 | 0 | 1 | 0 | 1
1978-11-07 | 11 | 7 | 1:00 | 12.8 | 1 | 1 | 55 |  | 0 | 0 | 3.9376 | 3.9376 | 95% | 0.56467 | 38.6235 | 5.0887 | 2.8056 | 2.7373 | 0.068259 | 2.433% | 9.2069 | 0.8 | 0.8 | 0.8 | 54.72 | 7.2094 | 3.9748 | 2.9532 | 1.0216 | 25.7% | 634.75 | 38.6235 | 0 | 596.1265 | 634.75 | 54.72 | 0 | 580.03 | Winter | 0 | FALSE | 0 | 0 | 0 | 0 | 0 | 1 | 0 | 1
1978-11-07 | 11 | 7 | 2:00 | 12.8 | 2 | 1 | 55 |  | 0 | 0 | 3.1501 | 3.1501 | 95% | 0 | 0 | 0 | 0 | 0 | 0 | 2.433% | 9.2325 | 0.8 | 0.8 | 0.8 | 54.72 | 7.2094 | 3.9748 | 2.3626 | 1.6122 | 40.56% | 636.5 | 0 | 0 | 636.5 | 636.5 | 54.72 | 0 | 581.78 | Winter | 0 | FALSE | 0 | 0 | 0 | 1 | 0 | 1 | 0 | 0
1978-11-07 | 11 | 7 | 3:00 | 12.8 | 3 | 1 | 55 |  | 0 | 0 | 3.4126 | 3.4126 | 95% | 0 | 0 | 0 | 0 | 0 | 0 | 2.433% | 8.75 | 0.8 | 0.8 | 0.8 | 54.72 | 7.2094 | 3.9748 | 2.5595 | 1.4153 | 35.61% | 603.5 | 0 | 0 | 603.5 | 603.5 | 54.72 | 0 | 548.78 | Winter | 0 | FALSE | 0 | 0 | 0 | 1 | 0 | 1 | 0 | 0
1978-11-07 | 11 | 7 | 4:00 | 12.8 | 4 | 1 | 55 |  | 0 | 0 | 3.1501 | 3.1501 | 95% | 0 | 0 | 0 | 0 | 0 | 0 | 2.433% | 9.0534 | 0.8 | 0.8 | 0.8 | 54.72 | 7.2094 | 3.9748 | 2.3626 | 1.6122 | 40.56% | 624.25 | 0 | 0 | 624.25 | 624.25 | 54.72 | 0 | 569.53 | Winter | 0 | FALSE | 0 | 0 | 0 | 1 | 0 | 1 | 0 | 0
1978-11-07 | 11 | 7 | 5:00 | 12.2 | 5 | 1 | 54 |  | 1 | 0.58199 | 3.1501 | 3.7321 | 95% | 0.5352 | 36.6075 | 4.823 | 2.6591 | 2.5944 | 0.064696 | 2.433% | 8.9364 | 0.8 | 0.8 | 0.8 | 54.72 | 7.2094 | 3.9748 | 2.7991 | 1.1757 | 29.58% | 616.25 | 36.6075 | 0 | 579.6425 | 616.25 | 54.72 | 0 | 561.53 | Winter | 0 | FALSE | 0 | 0 | 0 | 0 | 0 | 1 | 0 | 1
1978-11-07 | 11 | 7 | 6:00 | 11.1 | 6 | 1 | 52 |  | 3 | 1.746 | 3.9376 | 5.6836 | 95% | 0.81505 | 55.7495 | 7.345 | 4.0496 | 3.9511 | 0.098526 | 2.433% | 8.7244 | 0.8 | 0.8 | 0.8 | 54.72 | 7.2094 | 3.9748 | 3.9748 | 0 | 0% | 601.75 | 55.7495 | 0 | 546.0005 | 601.75 | 54.72 | 0 | 547.03 | Winter | 0 | FALSE | 0 | 0 | 0 | 0 | 0 | 1 | 0 | 1
1978-11-07 | 11 | 7 | 7:00 | 11.1 | 7 | 1 | 52 |  | 3 | 1.746 | 4.7252 | 6.4712 | 95% | 0.92799 | 63.4743 | 8.3627 | 4.6107 | 4.4985 | 0.11218 | 2.433% | 9.1301 | 0.8 | 0.8 | 0.8 | 54.72 | 7.2094 | 3.9748 | 3.9748 | 0 | 0% | 629.5 | 63.4743 | 0 | 566.0257 | 629.5 | 54.72 | 0 | 574.78 | Winter | 0 | FALSE | 0 | 0 | 0 | 0 | 0 | 1 | 0 | 1
1978-11-07 | 11 | 7 | 8:00 | 12.2 | 8 | 1 | 54 |  | 1 | 0.58199 | 7.6128 | 8.1948 | 95% | 1 | 68.4 | 9.0117 | 4.9685 | 4.8476 | 0.12088 | 2.433% | 9.8977 | 0.8 | 0.8 | 0.8 | 54.72 | 7.2094 | 3.9748 | 3.9748 | 0 | 0% | 682 | 68.4 | 0 | 613.6 | 682 | 54.72 | 0 | 627.28 | Winter | 0 | FALSE | 0 | 0 | 0 | 0 | 0 | 0 | 1 | 1
1978-11-07 | 11 | 7 | 9:00 | 13.3 | 9 | 1 | 56 |  | 0 | 0 | 6.5627 | 6.5627 | 95% | 0.94112 | 64.3726 | 8.4811 | 4.676 | 4.5622 | 0.11377 | 2.433% | 10.7164 | 0.8 | 0.8 | 0.8 | 54.72 | 7.2094 | 3.9748 | 3.9748 | 0 | 0% | 738 | 64.3726 | 0 | 673.6274 | 738 | 54.72 | 0 | 683.28 | Winter | 0 | FALSE | 0 | 0 | 0 | 0 | 0 | 1 | 0 | 1
1978-11-07 | 11 | 7 | 10:00 | 14.4 | 10 | 1 | 58 |  | 0 | 0 | 6.0377 | 6.0377 | 95% | 0.86583 | 59.2228 | 7.8026 | 4.3019 | 4.1972 | 0.10466 | 2.433% | 10.8297 | 0.8 | 0.8 | 0.8 | 54.72 | 7.2094 | 3.9748 | 3.9748 | 0 | 0% | 745.75 | 59.2228 | 0 | 686.5272 | 745.75 | 54.72 | 0 | 691.03 | Winter | 0 | FALSE | 0 | 0 | 0 | 0 | 0 | 1 | 0 | 1
1978-11-07 | 11 | 7 | 11:00 | 15 | 11 | 1 | 59 |  | 0 | 0 | 5.2502 | 5.2502 | 95% | 0.7529 | 51.4981 | 6.7849 | 3.7408 | 3.6497 | 0.091013 | 2.433% | 11.5278 | 0.8 | 0.8 | 0.8 | 54.72 | 7.2094 | 3.9748 | 3.9376 | 0.037156 | 0.9348% | 793.5 | 51.4981 | 0 | 742.0019 | 793.5 | 54.72 | 0 | 738.78 | Winter | 0 | FALSE | 0 | 0 | 0 | 0 | 0 | 1 | 0 | 1
1978-11-07 | 11 | 7 | 12:00 | 13.9 | 12 | 1 | 57 |  | 0 | 0 | 5.2502 | 5.2502 | 95% | 0.7529 | 51.4981 | 6.7849 | 3.7408 | 3.6497 | 0.091013 | 2.433% | 11.7909 | 0.8 | 0.8 | 0.8 | 54.72 | 7.2094 | 3.9748 | 3.9376 | 0.037156 | 0.9348% | 811.5 | 51.4981 | 0 | 760.0019 | 811.5 | 54.72 | 0 | 756.78 | Winter | 0 | FALSE | 0 | 0 | 0 | 0 | 0 | 1 | 0 | 1
1978-11-07 | 11 | 7 | 13:00 | 13.3 | 13 | 1 | 56 |  | 0 | 0 | 4.7252 | 4.7252 | 95% | 0.67761 | 46.3483 | 6.1064 | 3.3667 | 3.2848 | 0.081911 | 2.433% | 12.2368 | 0.8 | 0.8 | 0.8 | 54.72 | 7.2094 | 3.9748 | 3.5439 | 0.43092 | 10.84% | 842 | 46.3483 | 0 | 795.6517 | 842 | 54.72 | 0 | 787.28 | Winter | 0 | FALSE | 0 | 0 | 0 | 0 | 0 | 1 | 0 | 1
1978-11-07 | 11 | 7 | 14:00 | 13.3 | 14 | 1 | 56 |  | 0 | 0 | 3.9376 | 3.9376 | 95% | 0.56467 | 38.6235 | 5.0887 | 2.8056 | 2.7373 | 0.068259 | 2.433% | 11.4108 | 0.8 | 0.8 | 0.8 | 54.72 | 7.2094 | 3.9748 | 2.9532 | 1.0216 | 25.7% | 785.5 | 38.6235 | 0 | 746.8765 | 785.5 | 54.72 | 0 | 730.78 | Winter | 0 | FALSE | 0 | 0 | 0 | 0 | 0 | 1 | 0 | 1
1978-11-07 | 11 | 7 | 15:00 | 12.2 | 15 | 1 | 54 |  | 1 | 0.58199 | 3.6751 | 4.2571 | 95% | 0.61049 | 41.7573 | 5.5015 | 3.0332 | 2.9594 | 0.073798 | 2.433% | 11.4912 | 0.8 | 0.8 | 0.8 | 54.72 | 7.2094 | 3.9748 | 3.1928 | 0.78195 | 19.67% | 791 | 41.7573 | 0 | 749.2427 | 791 | 54.72 | 0 | 736.28 | Winter | 0 | FALSE | 0 | 0 | 0 | 0 | 0 | 1 | 0 | 1
1978-11-07 | 11 | 7 | 16:00 | 11.7 | 16 | 1 | 53 |  | 2 | 1.164 | 3.6751 | 4.8391 | 95% | 0.69395 | 47.466 | 6.2536 | 3.4479 | 3.364 | 0.083887 | 2.433% | 10.9832 | 0.8 | 0.8 | 0.8 | 54.72 | 7.2094 | 3.9748 | 3.6293 | 0.34546 | 8.691% | 756.25 | 47.466 | 0 | 708.784 | 756.25 | 54.72 | 0 | 701.53 | Winter | 0 | FALSE | 0 | 0 | 0 | 0 | 0 | 1 | 0 | 1
1978-11-07 | 11 | 7 | 17:00 | 11.1 | 17 | 1 | 52 |  | 3 | 1.746 | 4.7252 | 6.4712 | 95% | 0.92799 | 63.4743 | 8.3627 | 4.6107 | 4.4985 | 0.11218 | 2.433% | 11.2683 | 0.8 | 0.8 | 0.8 | 54.72 | 7.2094 | 3.9748 | 3.9748 | 0 | 0% | 775.75 | 63.4743 | 0 | 712.2757 | 775.75 | 54.72 | 0 | 721.03 | Winter | 1 | FALSE | 1 | 63.4743 | 54.72 | 0 | 0 | 1 | 0 | 1
1978-11-07 | 11 | 7 | 18:00 | 11.1 | 18 | 1 | 52 |  | 3 | 1.746 | 6.0377 | 7.7837 | 95% | 1 | 68.4 | 9.0117 | 4.9685 | 4.8476 | 0.12088 | 2.433% | 11.356 | 0.8 | 0.8 | 0.8 | 54.72 | 7.2094 | 3.9748 | 3.9748 | 0 | 0% | 781.75 | 68.4 | 0 | 713.35 | 781.75 | 54.72 | 0 | 727.03 | Winter | 1 | FALSE | 1 | 68.4 | 54.72 | 0 | 0 | 0 | 1 | 1
1978-11-07 | 11 | 7 | 19:00 | 11.1 | 19 | 1 | 52 |  | 3 | 1.746 | 6.5627 | 8.3087 | 95% | 1 | 68.4 | 9.0117 | 4.9685 | 4.8476 | 0.12088 | 2.433% | 11.1586 | 0.8 | 0.8 | 0.8 | 54.72 | 7.2094 | 3.9748 | 3.9748 | 0 | 0% | 768.25 | 68.4 | 0 | 699.85 | 768.25 | 54.72 | 0 | 713.53 | Winter | 0 | FALSE | 0 | 0 | 0 | 0 | 0 | 0 | 1 | 1
1978-11-07 | 11 | 7 | 20:00 | 10 | 20 | 1 | 50 |  | 5 | 2.91 | 5.7752 | 8.6852 | 95% | 1 | 68.4 | 9.0117 | 4.9685 | 4.8476 | 0.12088 | 2.433% | 10.223 | 0.8 | 0.8 | 0.8 | 54.72 | 7.2094 | 3.9748 | 3.9748 | 0 | 0% | 704.25 | 68.4 | 0 | 635.85 | 704.25 | 54.72 | 0 | 649.53 | Winter | 0 | FALSE | 0 | 0 | 0 | 0 | 0 | 0 | 1 | 1
1978-11-07 | 11 | 7 | 21:00 | 9.4 | 21 | 1 | 49 |  | 6 | 3.492 | 4.7252 | 8.2171 | 95% | 1 | 68.4 | 9.0117 | 4.9685 | 4.8476 | 0.12088 | 2.433% | 9.8136 | 0.8 | 0.8 | 0.8 | 54.72 | 7.2094 | 3.9748 | 3.9748 | 0 | 0% | 676.25 | 68.4 | 0 | 607.85 | 676.25 | 54.72 | 0 | 621.53 | Winter | 0 | FALSE | 0 | 0 | 0 | 0 | 0 | 0 | 1 | 1
1978-11-07 | 11 | 7 | 22:00 | 8.9 | 22 | 1 | 48 |  | 7 | 4.074 | 4.2002 | 8.2741 | 95% | 1 | 68.4 | 9.0117 | 4.9685 | 4.8476 | 0.12088 | 2.433% | 9.4042 | 0.8 | 0.8 | 0.8 | 54.72 | 7.2094 | 3.9748 | 3.9748 | 0 | 0% | 648.25 | 68.4 | 0 | 579.85 | 648.25 | 54.72 | 0 | 593.53 | Winter | 0 | FALSE | 0 | 0 | 0 | 0 | 0 | 0 | 1 | 1
1978-11-07 | 11 | 7 | 23:00 | 8.9 | 23 | 1 | 48 |  | 7 | 4.074 | 5.2502 | 9.3242 | 95% | 1 | 68.4 | 9.0117 | 4.9685 | 4.8476 | 0.12088 | 2.433% | 8.8743 | 0.8 | 0.8 | 0.8 | 54.72 | 7.2094 | 3.9748 | 3.9748 | 0 | 0% | 612 | 68.4 | 0 | 543.6 | 612 | 54.72 | 0 | 557.28 | Winter | 0 | FALSE | 0 | 0 | 0 | 0 | 0 | 0 | 1 | 1
1978-11-07 | 11 | 7 | 24:00 | 8.9 | 0 | 1 | 48 |  | 7 | 4.074 | 4.2002 | 8.2741 | 95% | 1 | 68.4 | 9.0117 | 4.9685 | 4.8476 | 0.12088 | 2.433% | 8.8487 | 0.8 | 0.8 | 0.8 | 54.72 | 7.2094 | 3.9748 | 3.9748 | 0 | 0% | 610.25 | 68.4 | 0 | 541.85 | 610.25 | 54.72 | 0 | 555.53 | Winter | 0 | FALSE | 0 | 0 | 0 | 0 | 0 | 0 | 1 | 1
1978-11-08 | 11 | 8 | 1:00 | 8.9 | 1 | 2 | 48 |  | 7 | 4.074 | 3.9376 | 8.0116 | 95% | 1 | 68.4 | 9.0117 | 4.9685 | 4.8476 | 0.12088 | 2.433% | 8.8925 | 0.8 | 0.8 | 0.8 | 54.72 | 7.2094 | 3.9748 | 3.9748 | 0 | 0% | 613.25 | 68.4 | 0 | 544.85 | 613.25 | 54.72 | 0 | 558.53 | Winter | 0 | 0 | 0 | 0 | 0 | 0 | 0 | 0 | 1 | 1
1978-11-08 | 11 | 8 | 2:00 | 8.3 | 2 | 2 | 47 |  | 8 | 4.656 | 3.1501 | 7.8061 | 95% | 1 | 68.4 | 9.0117 | 4.9685 | 4.8476 | 0.12088 | 2.433% | 8.8706 | 0.8 | 0.8 | 0.8 | 54.72 | 7.2094 | 3.9748 | 3.9748 | 0 | 0% | 611.75 | 68.4 | 0 | 543.35 | 611.75 | 54.72 | 0 | 557.03 | Winter | 0 | 0 | 0 | 0 | 0 | 0 | 0 | 0 | 1 | 1
1978-11-08 | 11 | 8 | 3:00 | 8.3 | 3 | 2 | 47 |  | 8 | 4.656 | 3.4126 | 8.0686 | 95% | 1 | 68.4 | 9.0117 | 4.9685 | 4.8476 | 0.12088 | 2.433% | 8.7061 | 0.8 | 0.8 | 0.8 | 54.72 | 7.2094 | 3.9748 | 3.9748 | 0 | 0% | 600.5 | 68.4 | 0 | 532.1 | 600.5 | 54.72 | 0 | 545.78 | Winter | 0 | 0 | 0 | 0 | 0 | 0 | 0 | 0 | 1 | 1
1978-11-08 | 11 | 8 | 4:00 | 8.3 | 4 | 2 | 47 |  | 8 | 4.656 | 3.1501 | 7.8061 | 95% | 1 | 68.4 | 9.0117 | 4.9685 | 4.8476 | 0.12088 | 2.433% | 8.7975 | 0.8 | 0.8 | 0.8 | 54.72 | 7.2094 | 3.9748 | 3.9748 | 0 | 0% | 606.75 | 68.4 | 0 | 538.35 | 606.75 | 54.72 | 0 | 552.03 | Winter | 0 | 0 | 0 | 0 | 0 | 0 | 0 | 0 | 1 | 1
1978-11-08 | 11 | 8 | 5:00 | 7.2 | 5 | 2 | 45 |  | 10 | 5.8199 | 3.1501 | 8.9701 | 95% | 1 | 68.4 | 9.0117 | 4.9685 | 4.8476 | 0.12088 | 2.433% | 8.5599 | 0.8 | 0.8 | 0.8 | 54.72 | 7.2094 | 3.9748 | 3.9748 | 0 | 0% | 590.5 | 68.4 | 0 | 522.1 | 590.5 | 54.72 | 0 | 535.78 | Winter | 0 | 0 | 0 | 0 | 0 | 0 | 0 | 0 | 1 | 1
1978-11-08 | 11 | 8 | 6:00 | 6.7 | 6 | 2 | 44 |  | 11 | 6.4019 | 3.9376 | 10.3396 | 95% | 1 | 68.4 | 9.0117 | 4.9685 | 4.8476 | 0.12088 | 2.433% | 8.739 | 0.8 | 0.8 | 0.8 | 54.72 | 7.2094 | 3.9748 | 3.9748 | 0 | 0% | 602.75 | 68.4 | 0 | 534.35 | 602.75 | 54.72 | 0 | 548.03 | Winter | 0 | 0 | 0 | 0 | 0 | 0 | 0 | 0 | 1 | 1
1978-11-08 | 11 | 8 | 7:00 | 6.7 | 7 | 2 | 44 |  | 11 | 6.4019 | 4.7252 | 11.1271 | 95% | 1 | 68.4 | 9.0117 | 4.9685 | 4.8476 | 0.12088 | 2.433% | 8.8231 | 0.8 | 0.8 | 0.8 | 54.72 | 7.2094 | 3.9748 | 3.9748 | 0 | 0% | 608.5 | 68.4 | 0 | 540.1 | 608.5 | 54.72 | 0 | 553.78 | Winter | 0 | 0 | 0 | 0 | 0 | 0 | 0 | 0 | 1 | 1
1978-11-08 | 11 | 8 | 8:00 | 6.7 | 8 | 2 | 44 |  | 11 | 6.4019 | 7.6128 | 14.0147 | 95% | 1 | 68.4 | 9.0117 | 4.9685 | 4.8476 | 0.12088 | 2.433% | 9.1118 | 0.8 | 0.8 | 0.8 | 54.72 | 7.2094 | 3.9748 | 3.9748 | 0 | 0% | 628.25 | 68.4 | 0 | 559.85 | 628.25 | 54.72 | 0 | 573.53 | Winter | 0 | 0 | 0 | 0 | 0 | 0 | 0 | 0 | 1 | 1
1978-11-08 | 11 | 8 | 9:00 | 7.2 | 9 | 2 | 45 |  | 10 | 5.8199 | 6.5627 | 12.3827 | 95% | 1 | 68.4 | 9.0117 | 4.9685 | 4.8476 | 0.12088 | 2.433% | 9.481 | 0.8 | 0.8 | 0.8 | 54.72 | 7.2094 | 3.9748 | 3.9748 | 0 | 0% | 653.5 | 68.4 | 0 | 585.1 | 653.5 | 54.72 | 0 | 598.78 | Winter | 0 | 0 | 0 | 0 | 0 | 0 | 0 | 0 | 1 | 1
1978-11-08 | 11 | 8 | 10:00 | 7.2 | 10 | 2 | 45 |  | 10 | 5.8199 | 6.0377 | 11.8577 | 95% | 1 | 68.4 | 9.0117 | 4.9685 | 4.8476 | 0.12088 | 2.433% | 9.8575 | 0.8 | 0.8 | 0.8 | 54.72 | 7.2094 | 3.9748 | 3.9748 | 0 | 0% | 679.25 | 68.4 | 0 | 610.85 | 679.25 | 54.72 | 0 | 624.53 | Winter | 0 | 0 | 0 | 0 | 0 | 0 | 0 | 0 | 1 | 1
1978-11-08 | 11 | 8 | 11:00 | 7.2 | 11 | 2 | 45 |  | 10 | 5.8199 | 5.2502 | 11.0701 | 95% | 1 | 68.4 | 9.0117 | 4.9685 | 4.8476 | 0.12088 | 2.433% | 10.4751 | 0.8 | 0.8 | 0.8 | 54.72 | 7.2094 | 3.9748 | 3.9748 | 0 | 0% | 721.5 | 68.4 | 0 | 653.1 | 721.5 | 54.72 | 0 | 666.78 | Winter | 0 | 0 | 0 | 0 | 0 | 0 | 0 | 0 | 1 | 1
1978-11-08 | 11 | 8 | 12:00 | 7.2 | 12 | 2 | 45 |  | 10 | 5.8199 | 5.2502 | 11.0701 | 95% | 1 | 68.4 | 9.0117 | 4.9685 | 4.8476 | 0.12088 | 2.433% | 10.4276 | 0.8 | 0.8 | 0.8 | 54.72 | 7.2094 | 3.9748 | 3.9748 | 0 | 0% | 718.25 | 68.4 | 0 | 649.85 | 718.25 | 54.72 | 0 | 663.53 | Winter | 0 | 0 | 0 | 0 | 0 | 0 | 0 | 0 | 1 | 1
1978-11-08 | 11 | 8 | 13:00 | 7.8 | 13 | 2 | 46 |  | 9 | 5.238 | 4.7252 | 9.9631 | 95% | 1 | 68.4 | 9.0117 | 4.9685 | 4.8476 | 0.12088 | 2.433% | 10.1937 | 0.8 | 0.8 | 0.8 | 54.72 | 7.2094 | 3.9748 | 3.9748 | 0 | 0% | 702.25 | 68.4 | 0 | 633.85 | 702.25 | 54.72 | 0 | 647.53 | Winter | 0 | 0 | 0 | 0 | 0 | 0 | 0 | 0 | 1 | 1
1978-11-08 | 11 | 8 | 14:00 | 7.8 | 14 | 2 | 46 |  | 9 | 5.238 | 3.9376 | 9.1756 | 95% | 1 | 68.4 | 9.0117 | 4.9685 | 4.8476 | 0.12088 | 2.433% | 10.1425 | 0.8 | 0.8 | 0.8 | 54.72 | 7.2094 | 3.9748 | 3.9748 | 0 | 0% | 698.75 | 68.4 | 0 | 630.35 | 698.75 | 54.72 | 0 | 644.03 | Winter | 0 | 0 | 0 | 0 | 0 | 0 | 0 | 0 | 1 | 1
1978-11-08 | 11 | 8 | 15:00 | 8.3 | 15 | 2 | 47 |  | 8 | 4.656 | 3.6751 | 8.3311 | 95% | 1 | 68.4 | 9.0117 | 4.9685 | 4.8476 | 0.12088 | 2.433% | 9.989 | 0.8 | 0.8 | 0.8 | 54.72 | 7.2094 | 3.9748 | 3.9748 | 0 | 0% | 688.25 | 68.4 | 0 | 619.85 | 688.25 | 54.72 | 0 | 633.53 | Winter | 0 | 0 | 0 | 0 | 0 | 0 | 0 | 0 | 1 | 1
1978-11-08 | 11 | 8 | 16:00 | 8.3 | 16 | 2 | 47 |  | 8 | 4.656 | 3.6751 | 8.3311 | 95% | 1 | 68.4 | 9.0117 | 4.9685 | 4.8476 | 0.12088 | 2.433% | 10.1023 | 0.8 | 0.8 | 0.8 | 54.72 | 7.2094 | 3.9748 | 3.9748 | 0 | 0% | 696 | 68.4 | 0 | 627.6 | 696 | 54.72 | 0 | 641.28 | Winter | 0 | 0 | 0 | 0 | 0 | 0 | 0 | 0 | 1 | 1
1978-11-08 | 11 | 8 | 17:00 | 8.3 | 17 | 2 | 47 |  | 8 | 4.656 | 4.7252 | 9.3811 | 95% | 1 | 68.4 | 9.0117 | 4.9685 | 4.8476 | 0.12088 | 2.433% | 9.8209 | 0.8 | 0.8 | 0.8 | 54.72 | 7.2094 | 3.9748 | 3.9748 | 0 | 0% | 676.75 | 68.4 | 0 | 608.35 | 676.75 | 54.72 | 0 | 622.03 | Winter | 0 | 0 | 0 | 0 | 0 | 0 | 0 | 0 | 1 | 1
1978-11-08 | 11 | 8 | 18:00 | 8.3 | 18 | 2 | 47 |  | 8 | 4.656 | 6.0377 | 10.6937 | 95% | 1 | 68.4 | 9.0117 | 4.9685 | 4.8476 | 0.12088 | 2.433% | 9.9671 | 0.8 | 0.8 | 0.8 | 54.72 | 7.2094 | 3.9748 | 3.9748 | 0 | 0% | 686.75 | 68.4 | 0 | 618.35 | 686.75 | 54.72 | 0 | 632.03 | Winter | 0 | 0 | 0 | 0 | 0 | 0 | 0 | 0 | 1 | 1
1978-11-08 | 11 | 8 | 19:00 | 7.8 | 19 | 2 | 46 |  | 9 | 5.238 | 6.5627 | 11.8007 | 95% | 1 | 68.4 | 9.0117 | 4.9685 | 4.8476 | 0.12088 | 2.433% | 9.2434 | 0.8 | 0.8 | 0.8 | 54.72 | 7.2094 | 3.9748 | 3.9748 | 0 | 0% | 637.25 | 68.4 | 0 | 568.85 | 637.25 | 54.72 | 0 | 582.53 | Winter | 0 | 0 | 0 | 0 | 0 | 0 | 0 | 0 | 1 | 1
1978-11-08 | 11 | 8 | 20:00 | 7.8 | 20 | 2 | 46 |  | 9 | 5.238 | 5.7752 | 11.0132 | 95% | 1 | 68.4 | 9.0117 | 4.9685 | 4.8476 | 0.12088 | 2.433% | 9.1338 | 0.8 | 0.8 | 0.8 | 54.72 | 7.2094 | 3.9748 | 3.9748 | 0 | 0% | 629.75 | 68.4 | 0 | 561.35 | 629.75 | 54.72 | 0 | 575.03 | Winter | 0 | 0 | 0 | 0 | 0 | 0 | 0 | 0 | 1 | 1
1978-11-08 | 11 | 8 | 21:00 | 7.8 | 21 | 2 | 46 |  | 9 | 5.238 | 4.7252 | 9.9631 | 95% | 1 | 68.4 | 9.0117 | 4.9685 | 4.8476 | 0.12088 | 2.433% | 9.0022 | 0.8 | 0.8 | 0.8 | 54.72 | 7.2094 | 3.9748 | 3.9748 | 0 | 0% | 620.75 | 68.4 | 0 | 552.35 | 620.75 | 54.72 | 0 | 566.03 | Winter | 0 | 0 | 0 | 0 | 0 | 0 | 0 | 0 | 1 | 1
1978-11-08 | 11 | 8 | 22:00 | 7.2 | 22 | 2 | 45 |  | 10 | 5.8199 | 4.2002 | 10.0201 | 95% | 1 | 68.4 | 9.0117 | 4.9685 | 4.8476 | 0.12088 | 2.433% | 9.4371 | 0.8 | 0.8 | 0.8 | 54.72 | 7.2094 | 3.9748 | 3.9748 | 0 | 0% | 650.5 | 68.4 | 0 | 582.1 | 650.5 | 54.72 | 0 | 595.78 | Winter | 0 | 0 | 0 | 0 | 0 | 0 | 0 | 0 | 1 | 1
1978-11-08 | 11 | 8 | 23:00 | 7.8 | 23 | 2 | 46 |  | 9 | 5.238 | 5.2502 | 10.4881 | 95% | 1 | 68.4 | 9.0117 | 4.9685 | 4.8476 | 0.12088 | 2.433% | 9.3604 | 0.8 | 0.8 | 0.8 | 54.72 | 7.2094 | 3.9748 | 3.9748 | 0 | 0% | 645.25 | 68.4 | 0 | 576.85 | 645.25 | 54.72 | 0 | 590.53 | Winter | 0 | 0 | 0 | 0 | 0 | 0 | 0 | 0 | 1 | 1
1978-11-08 | 11 | 8 | 24:00 | 7.2 | 0 | 2 | 45 |  | 10 | 5.8199 | 4.2002 | 10.0201 | 95% | 1 | 68.4 | 9.0117 | 4.9685 | 4.8476 | 0.12088 | 2.433% | 8.9985 | 0.8 | 0.8 | 0.8 | 54.72 | 7.2094 | 3.9748 | 3.9748 | 0 | 0% | 620.5 | 68.4 | 0 | 552.1 | 620.5 | 54.72 | 0 | 565.78 | Winter | 0 | 0 | 0 | 0 | 0 | 0 | 0 | 0 | 1 | 1
1978-11-09 | 11 | 9 | 1:00 | 7.2 | 1 | 2 | 45 |  | 10 | 5.8199 | 3.9376 | 9.7576 | 95% | 1 | 68.4 | 9.0117 | 4.9685 | 4.8476 | 0.12088 | 2.433% | 8.9547 | 0.8 | 0.8 | 0.8 | 54.72 | 7.2094 | 3.9748 | 3.9748 | 0 | 0% | 617.5 | 68.4 | 0 | 549.1 | 617.5 | 54.72 | 0 | 562.78 | Winter | 0 | 0 | 0 | 0 | 0 | 0 | 0 | 0 | 1 | 1
1978-11-09 | 11 | 9 | 2:00 | 7.2 | 2 | 2 | 45 |  | 10 | 5.8199 | 3.1501 | 8.9701 | 95% | 1 | 68.4 | 9.0117 | 4.9685 | 4.8476 | 0.12088 | 2.433% | 8.9072 | 0.8 | 0.8 | 0.8 | 54.72 | 7.2094 | 3.9748 | 3.9748 | 0 | 0% | 614.25 | 68.4 | 0 | 545.85 | 614.25 | 54.72 | 0 | 559.53 | Winter | 0 | 0 | 0 | 0 | 0 | 0 | 0 | 0 | 1 | 1
1978-11-09 | 11 | 9 | 3:00 | 6.7 | 3 | 2 | 44 |  | 11 | 6.4019 | 3.4126 | 9.8146 | 95% | 1 | 68.4 | 9.0117 | 4.9685 | 4.8476 | 0.12088 | 2.433% | 9.4298 | 0.8 | 0.8 | 0.8 | 54.72 | 7.2094 | 3.9748 | 3.9748 | 0 | 0% | 650 | 68.4 | 0 | 581.6 | 650 | 54.72 | 0 | 595.28 | Winter | 0 | 0 | 0 | 0 | 0 | 0 | 0 | 0 | 1 | 1
1978-11-09 | 11 | 9 | 4:00 | 5.6 | 4 | 2 | 42 |  | 13 | 7.5659 | 3.1501 | 10.716 | 95% | 1 | 68.4 | 9.0117 | 4.9685 | 4.8476 | 0.12088 | 2.433% | 8.8962 | 0.8 | 0.8 | 0.8 | 54.72 | 7.2094 | 3.9748 | 3.9748 | 0 | 0% | 613.5 | 68.4 | 0 | 545.1 | 613.5 | 54.72 | 0 | 558.78 | Winter | 0 | 0 | 0 | 0 | 0 | 0 | 0 | 0 | 1 | 1
1978-11-09 | 11 | 9 | 5:00 | 6.1 | 5 | 2 | 43 |  | 12 | 6.9839 | 3.1501 | 10.1341 | 95% | 1 | 68.4 | 9.0117 | 4.9685 | 4.8476 | 0.12088 | 2.433% | 8.5819 | 0.8 | 0.8 | 0.8 | 54.72 | 7.2094 | 3.9748 | 3.9748 | 0 | 0% | 592 | 68.4 | 0 | 523.6 | 592 | 54.72 | 0 | 537.28 | Winter | 0 | 0 | 0 | 0 | 0 | 0 | 0 | 0 | 1 | 1
1978-11-09 | 11 | 9 | 6:00 | 5.6 | 6 | 2 | 42 |  | 13 | 7.5659 | 3.9376 | 11.5036 | 95% | 1 | 68.4 | 9.0117 | 4.9685 | 4.8476 | 0.12088 | 2.433% | 8.6915 | 0.8 | 0.8 | 0.8 | 54.72 | 7.2094 | 3.9748 | 3.9748 | 0 | 0% | 599.5 | 68.4 | 0 | 531.1 | 599.5 | 54.72 | 0 | 544.78 | Winter | 0 | 0 | 0 | 0 | 0 | 0 | 0 | 0 | 1 | 1
1978-11-09 | 11 | 9 | 7:00 | 5.6 | 7 | 2 | 42 |  | 13 | 7.5659 | 4.7252 | 12.2911 | 95% | 1 | 68.4 | 9.0117 | 4.9685 | 4.8476 | 0.12088 | 2.433% | 8.962 | 0.8 | 0.8 | 0.8 | 54.72 | 7.2094 | 3.9748 | 3.9748 | 0 | 0% | 618 | 68.4 | 0 | 549.6 | 618 | 54.72 | 0 | 563.28 | Winter | 0 | 0 | 0 | 0 | 0 | 0 | 0 | 0 | 1 | 1
1978-11-09 | 11 | 9 | 8:00 | 6.1 | 8 | 2 | 43 |  | 12 | 6.9839 | 7.6128 | 14.5967 | 95% | 1 | 68.4 | 9.0117 | 4.9685 | 4.8476 | 0.12088 | 2.433% | 8.9985 | 0.8 | 0.8 | 0.8 | 54.72 | 7.2094 | 3.9748 | 3.9748 | 0 | 0% | 620.5 | 68.4 | 0 | 552.1 | 620.5 | 54.72 | 0 | 565.78 | Winter | 0 | 0 | 0 | 0 | 0 | 0 | 0 | 0 | 1 | 1
1978-11-09 | 11 | 9 | 9:00 | 7.8 | 9 | 2 | 46 |  | 9 | 5.238 | 6.5627 | 11.8007 | 95% | 1 | 68.4 | 9.0117 | 4.9685 | 4.8476 | 0.12088 | 2.433% | 9.0022 | 0.8 | 0.8 | 0.8 | 54.72 | 7.2094 | 3.9748 | 3.9748 | 0 | 0% | 620.75 | 68.4 | 0 | 552.35 | 620.75 | 54.72 | 0 | 566.03 | Winter | 0 | 0 | 0 | 0 | 0 | 0 | 0 | 0 | 1 | 1
1978-11-09 | 11 | 9 | 10:00 | 9.4 | 10 | 2 | 49 |  | 6 | 3.492 | 6.0377 | 9.5297 | 95% | 1 | 68.4 | 9.0117 | 4.9685 | 4.8476 | 0.12088 | 2.433% | 8.962 | 0.8 | 0.8 | 0.8 | 54.72 | 7.2094 | 3.9748 | 3.9748 | 0 | 0% | 618 | 68.4 | 0 | 549.6 | 618 | 54.72 | 0 | 563.28 | Winter | 0 | 0 | 0 | 0 | 0 | 0 | 0 | 0 | 1 | 1
1978-11-09 | 11 | 9 | 11:00 | 12.2 | 11 | 2 | 54 |  | 1 | 0.58199 | 5.2502 | 5.8322 | 95% | 0.83636 | 57.2067 | 7.537 | 4.1554 | 4.0543 | 0.1011 | 2.433% | 9.6053 | 0.8 | 0.8 | 0.8 | 54.72 | 7.2094 | 3.9748 | 3.9748 | 0 | 0% | 662 | 57.2067 | 0 | 604.7933 | 662 | 54.72 | 0 | 607.28 | Winter | 0 | 0 | 0 | 0 | 0 | 0 | 0 | 1 | 0 | 1
1978-11-09 | 11 | 9 | 12:00 | 13.9 | 12 | 2 | 57 |  | 0 | 0 | 5.2502 | 5.2502 | 95% | 0.7529 | 51.4981 | 6.7849 | 3.7408 | 3.6497 | 0.091013 | 2.433% | 10.6689 | 0.8 | 0.8 | 0.8 | 54.72 | 7.2094 | 3.9748 | 3.9376 | 0.037156 | 0.9348% | 734.75 | 51.4981 | 0 | 683.2519 | 734.75 | 54.72 | 0 | 680.03 | Winter | 0 | 0 | 0 | 0 | 0 | 0 | 0 | 1 | 0 | 1
1978-11-09 | 11 | 9 | 13:00 | 15.6 | 13 | 2 | 60 |  | 0 | 0 | 4.7252 | 4.7252 | 95% | 0.67761 | 46.3483 | 6.1064 | 3.3667 | 3.2848 | 0.081911 | 2.433% | 13.1615 | 0.8 | 0.8 | 0.8 | 54.72 | 7.2094 | 3.9748 | 3.5439 | 0.43092 | 10.84% | 905.25 | 46.3483 | 0 | 858.9017 | 905.25 | 54.72 | 0 | 850.53 | Winter | 0 | 0 | 0 | 0 | 0 | 0 | 0 | 1 | 0 | 1
1978-11-09 | 11 | 9 | 14:00 | 16.7 | 14 | 2 | 62 |  | 0 | 0 | 3.9376 | 3.9376 | 95% | 0.56467 | 38.6235 | 5.0887 | 2.8056 | 2.7373 | 0.068259 | 2.433% | 13.2346 | 0.8 | 0.8 | 0.8 | 54.72 | 7.2094 | 3.9748 | 2.9532 | 1.0216 | 25.7% | 910.25 | 38.6235 | 0 | 871.6265 | 910.25 | 54.72 | 0 | 855.53 | Winter | 0 | 0 | 0 | 0 | 0 | 0 | 0 | 1 | 0 | 1
1978-11-09 | 11 | 9 | 15:00 | 17.2 | 15 | 2 | 63 |  | 0 | 0 | 3.6751 | 3.6751 | 95% | 0.52703 | 36.0486 | 4.7494 | 2.6185 | 2.5548 | 0.063709 | 2.433% | 13.2858 | 0.8 | 0.8 | 0.8 | 54.72 | 7.2094 | 3.9748 | 2.7564 | 1.2184 | 30.65% | 913.75 | 36.0486 | 0 | 877.7014 | 913.75 | 54.72 | 0 | 859.03 | Winter | 0 | 0 | 0 | 0 | 0 | 0 | 0 | 1 | 0 | 1
1978-11-09 | 11 | 9 | 16:00 | 16.7 | 16 | 2 | 62 |  | 0 | 0 | 3.6751 | 3.6751 | 95% | 0.52703 | 36.0486 | 4.7494 | 2.6185 | 2.5548 | 0.063709 | 2.433% | 13.1104 | 0.8 | 0.8 | 0.8 | 54.72 | 7.2094 | 3.9748 | 2.7564 | 1.2184 | 30.65% | 901.75 | 36.0486 | 0 | 865.7014 | 901.75 | 54.72 | 0 | 847.03 | Winter | 0 | 0 | 0 | 0 | 0 | 0 | 0 | 1 | 0 | 1
1978-11-09 | 11 | 9 | 17:00 | 15 | 17 | 2 | 59 |  | 0 | 0 | 4.7252 | 4.7252 | 95% | 0.67761 | 46.3483 | 6.1064 | 3.3667 | 3.2848 | 0.081911 | 2.433% | 13.0227 | 0.8 | 0.8 | 0.8 | 54.72 | 7.2094 | 3.9748 | 3.5439 | 0.43092 | 10.84% | 895.75 | 46.3483 | 0 | 849.4017 | 895.75 | 54.72 | 0 | 841.03 | Winter | 0 | 0 | 0 | 0 | 0 | 0 | 0 | 1 | 0 | 1
1978-11-09 | 11 | 9 | 18:00 | 13.3 | 18 | 2 | 56 |  | 0 | 0 | 6.0377 | 6.0377 | 95% | 0.86583 | 59.2228 | 7.8026 | 4.3019 | 4.1972 | 0.10466 | 2.433% | 13.1579 | 0.8 | 0.8 | 0.8 | 54.72 | 7.2094 | 3.9748 | 3.9748 | 0 | 0% | 905 | 59.2228 | 0 | 845.7772 | 905 | 54.72 | 0 | 850.28 | Winter | 0 | 0 | 0 | 0 | 0 | 0 | 0 | 1 | 0 | 1
1978-11-09 | 11 | 9 | 19:00 | 13.3 | 19 | 2 | 56 |  | 0 | 0 | 6.5627 | 6.5627 | 95% | 0.94112 | 64.3726 | 8.4811 | 4.676 | 4.5622 | 0.11377 | 2.433% | 12.8728 | 0.8 | 0.8 | 0.8 | 54.72 | 7.2094 | 3.9748 | 3.9748 | 0 | 0% | 885.5 | 64.3726 | 0 | 821.1274 | 885.5 | 54.72 | 0 | 830.78 | Winter | 0 | 0 | 0 | 0 | 0 | 0 | 0 | 1 | 0 | 1
1978-11-09 | 11 | 9 | 20:00 | 13.3 | 20 | 2 | 56 |  | 0 | 0 | 5.7752 | 5.7752 | 95% | 0.82819 | 56.6479 | 7.4634 | 4.1148 | 4.0147 | 0.10011 | 2.433% | 12.1491 | 0.8 | 0.8 | 0.8 | 54.72 | 7.2094 | 3.9748 | 3.9748 | 0 | 0% | 836 | 56.6479 | 0 | 779.3521 | 836 | 54.72 | 0 | 781.28 | Winter | 0 | 0 | 0 | 0 | 0 | 0 | 0 | 1 | 0 | 1
1978-11-09 | 11 | 9 | 21:00 | 13.3 | 21 | 2 | 56 |  | 0 | 0 | 4.7252 | 4.7252 | 95% | 0.67761 | 46.3483 | 6.1064 | 3.3667 | 3.2848 | 0.081911 | 2.433% | 11.0819 | 0.8 | 0.8 | 0.8 | 54.72 | 7.2094 | 3.9748 | 3.5439 | 0.43092 | 10.84% | 763 | 46.3483 | 0 | 716.6517 | 763 | 54.72 | 0 | 708.28 | Winter | 0 | 0 | 0 | 0 | 0 | 0 | 0 | 1 | 0 | 1
1978-11-09 | 11 | 9 | 22:00 | 12.2 | 22 | 2 | 54 |  | 1 | 0.58199 | 4.2002 | 4.7821 | 95% | 0.68578 | 46.9071 | 6.18 | 3.4073 | 3.3244 | 0.082899 | 2.433% | 9.2654 | 0.8 | 0.8 | 0.8 | 54.72 | 7.2094 | 3.9748 | 3.5866 | 0.38819 | 9.766% | 638.75 | 46.9071 | 0 | 591.8429 | 638.75 | 54.72 | 0 | 584.03 | Winter | 0 | 0 | 0 | 0 | 0 | 0 | 0 | 1 | 0 | 1
1978-11-09 | 11 | 9 | 23:00 | 12.2 | 23 | 2 | 54 |  | 1 | 0.58199 | 5.2502 | 5.8322 | 95% | 0.83636 | 57.2067 | 7.537 | 4.1554 | 4.0543 | 0.1011 | 2.433% | 8.8743 | 0.8 | 0.8 | 0.8 | 54.72 | 7.2094 | 3.9748 | 3.9748 | 0 | 0% | 612 | 57.2067 | 0 | 554.7933 | 612 | 54.72 | 0 | 557.28 | Winter | 0 | 0 | 0 | 0 | 0 | 0 | 0 | 1 | 0 | 1
1978-11-09 | 11 | 9 | 24:00 | 10 | 0 | 2 | 50 |  | 5 | 2.91 | 4.2002 | 7.1101 | 95% | 1 | 68.4 | 9.0117 | 4.9685 | 4.8476 | 0.12088 | 2.433% | 8.8158 | 0.8 | 0.8 | 0.8 | 54.72 | 7.2094 | 3.9748 | 3.9748 | 0 | 0% | 608 | 68.4 | 0 | 539.6 | 608 | 54.72 | 0 | 553.28 | Winter | 0 | 0 | 0 | 0 | 0 | 0 | 0 | 0 | 1 | 1
1978-11-10 | 11 | 10 | 1:00 | 10.6 | 1 | 1 | 51 |  | 4 | 2.328 | 3.9376 | 6.2656 | 95% | 0.89851 | 61.4582 | 8.0971 | 4.4643 | 4.3556 | 0.10862 | 2.433% | 8.9327 | 0.8 | 0.8 | 0.8 | 54.72 | 7.2094 | 3.9748 | 3.9748 | 0 | 0% | 616 | 61.4582 | 0 | 554.5418 | 616 | 54.72 | 0 | 561.28 | Winter | 0 | FALSE | 0 | 0 | 0 | 0 | 0 | 1 | 0 | 1
1978-11-10 | 11 | 10 | 2:00 | 9.4 | 2 | 1 | 49 |  | 6 | 3.492 | 3.1501 | 6.6421 | 95% | 0.9525 | 65.1508 | 8.5836 | 4.7325 | 4.6173 | 0.11514 | 2.433% | 8.9474 | 0.8 | 0.8 | 0.8 | 54.72 | 7.2094 | 3.9748 | 3.9748 | 0 | 0% | 617 | 65.1508 | 0 | 551.8492 | 617 | 54.72 | 0 | 562.28 | Winter | 0 | FALSE | 0 | 0 | 0 | 0 | 0 | 1 | 0 | 1
1978-11-10 | 11 | 10 | 3:00 | 9.4 | 3 | 1 | 49 |  | 6 | 3.492 | 3.4126 | 6.9046 | 95% | 0.99014 | 67.7257 | 8.9229 | 4.9195 | 4.7998 | 0.11969 | 2.433% | 8.8268 | 0.8 | 0.8 | 0.8 | 54.72 | 7.2094 | 3.9748 | 3.9748 | 0 | 0% | 608.75 | 67.7257 | 0 | 541.0243 | 608.75 | 54.72 | 0 | 554.03 | Winter | 0 | FALSE | 0 | 0 | 0 | 0 | 0 | 1 | 0 | 1
1978-11-10 | 11 | 10 | 4:00 | 8.3 | 4 | 1 | 47 |  | 8 | 4.656 | 3.1501 | 7.8061 | 95% | 1 | 68.4 | 9.0117 | 4.9685 | 4.8476 | 0.12088 | 2.433% | 8.962 | 0.8 | 0.8 | 0.8 | 54.72 | 7.2094 | 3.9748 | 3.9748 | 0 | 0% | 618 | 68.4 | 0 | 549.6 | 618 | 54.72 | 0 | 563.28 | Winter | 0 | FALSE | 0 | 0 | 0 | 0 | 0 | 0 | 1 | 1
1978-11-10 | 11 | 10 | 5:00 | 8.3 | 5 | 1 | 47 |  | 8 | 4.656 | 3.1501 | 7.8061 | 95% | 1 | 68.4 | 9.0117 | 4.9685 | 4.8476 | 0.12088 | 2.433% | 9.2032 | 0.8 | 0.8 | 0.8 | 54.72 | 7.2094 | 3.9748 | 3.9748 | 0 | 0% | 634.5 | 68.4 | 0 | 566.1 | 634.5 | 54.72 | 0 | 579.78 | Winter | 0 | FALSE | 0 | 0 | 0 | 0 | 0 | 0 | 1 | 1
1978-11-10 | 11 | 10 | 6:00 | 8.3 | 6 | 1 | 47 |  | 8 | 4.656 | 3.9376 | 8.5936 | 95% | 1 | 68.4 | 9.0117 | 4.9685 | 4.8476 | 0.12088 | 2.433% | 8.8085 | 0.8 | 0.8 | 0.8 | 54.72 | 7.2094 | 3.9748 | 3.9748 | 0 | 0% | 607.5 | 68.4 | 0 | 539.1 | 607.5 | 54.72 | 0 | 552.78 | Winter | 0 | FALSE | 0 | 0 | 0 | 0 | 0 | 0 | 1 | 1
1978-11-10 | 11 | 10 | 7:00 | 8.3 | 7 | 1 | 47 |  | 8 | 4.656 | 4.7252 | 9.3811 | 95% | 1 | 68.4 | 9.0117 | 4.9685 | 4.8476 | 0.12088 | 2.433% | 9.1813 | 0.8 | 0.8 | 0.8 | 54.72 | 7.2094 | 3.9748 | 3.9748 | 0 | 0% | 633 | 68.4 | 0 | 564.6 | 633 | 54.72 | 0 | 578.28 | Winter | 0 | FALSE | 0 | 0 | 0 | 0 | 0 | 0 | 1 | 1
1978-11-10 | 11 | 10 | 8:00 | 10 | 8 | 1 | 50 |  | 5 | 2.91 | 7.6128 | 10.5228 | 95% | 1 | 68.4 | 9.0117 | 4.9685 | 4.8476 | 0.12088 | 2.433% | 10.3874 | 0.8 | 0.8 | 0.8 | 54.72 | 7.2094 | 3.9748 | 3.9748 | 0 | 0% | 715.5 | 68.4 | 0 | 647.1 | 715.5 | 54.72 | 0 | 660.78 | Winter | 0 | FALSE | 0 | 0 | 0 | 0 | 0 | 0 | 1 | 1
1978-11-10 | 11 | 10 | 9:00 | 11.7 | 9 | 1 | 53 |  | 2 | 1.164 | 6.5627 | 7.7267 | 95% | 1 | 68.4 | 9.0117 | 4.9685 | 4.8476 | 0.12088 | 2.433% | 10.8772 | 0.8 | 0.8 | 0.8 | 54.72 | 7.2094 | 3.9748 | 3.9748 | 0 | 0% | 749 | 68.4 | 0 | 680.6 | 749 | 54.72 | 0 | 694.28 | Winter | 0 | FALSE | 0 | 0 | 0 | 0 | 0 | 0 | 1 | 1
1978-11-10 | 11 | 10 | 10:00 | 12.8 | 10 | 1 | 55 |  | 0 | 0 | 6.0377 | 6.0377 | 95% | 0.86583 | 59.2228 | 7.8026 | 4.3019 | 4.1972 | 0.10466 | 2.433% | 11.3816 | 0.8 | 0.8 | 0.8 | 54.72 | 7.2094 | 3.9748 | 3.9748 | 0 | 0% | 783.5 | 59.2228 | 0 | 724.2772 | 783.5 | 54.72 | 0 | 728.78 | Winter | 0 | FALSE | 0 | 0 | 0 | 0 | 0 | 1 | 0 | 1
1978-11-10 | 11 | 10 | 11:00 | 13.3 | 11 | 1 | 56 |  | 0 | 0 | 5.2502 | 5.2502 | 95% | 0.7529 | 51.4981 | 6.7849 | 3.7408 | 3.6497 | 0.091013 | 2.433% | 13.6806 | 0.8 | 0.8 | 0.8 | 54.72 | 7.2094 | 3.9748 | 3.9376 | 0.037156 | 0.9348% | 940.75 | 51.4981 | 0 | 889.2519 | 940.75 | 54.72 | 0 | 886.03 | Winter | 0 | FALSE | 0 | 0 | 0 | 0 | 0 | 1 | 0 | 1
1978-11-10 | 11 | 10 | 12:00 | 13.3 | 12 | 1 | 56 |  | 0 | 0 | 5.2502 | 5.2502 | 95% | 0.7529 | 51.4981 | 6.7849 | 3.7408 | 3.6497 | 0.091013 | 2.433% | 15.9393 | 0.8 | 0.8 | 0.8 | 54.72 | 7.2094 | 3.9748 | 3.9376 | 0.037156 | 0.9348% | 1095.25 | 51.4981 | 0 | 1043.7519 | 1095.25 | 54.72 | 0 | 1040.53 | Winter | 0 | FALSE | 0 | 0 | 0 | 0 | 0 | 1 | 0 | 1
1978-11-10 | 11 | 10 | 13:00 | 13.3 | 13 | 1 | 56 |  | 0 | 0 | 4.7252 | 4.7252 | 95% | 0.67761 | 46.3483 | 6.1064 | 3.3667 | 3.2848 | 0.081911 | 2.433% | 15.6981 | 0.8 | 0.8 | 0.8 | 54.72 | 7.2094 | 3.9748 | 3.5439 | 0.43092 | 10.84% | 1078.75 | 46.3483 | 0 | 1032.4017 | 1078.75 | 54.72 | 0 | 1024.03 | Winter | 0 | FALSE | 0 | 0 | 0 | 0 | 0 | 1 | 0 | 1
1978-11-10 | 11 | 10 | 14:00 | 13.3 | 14 | 1 | 56 |  | 0 | 0 | 3.9376 | 3.9376 | 95% | 0.56467 | 38.6235 | 5.0887 | 2.8056 | 2.7373 | 0.068259 | 2.433% | 16.2281 | 0.8 | 0.8 | 0.8 | 54.72 | 7.2094 | 3.9748 | 2.9532 | 1.0216 | 25.7% | 1115 | 38.6235 | 0 | 1076.3765 | 1115 | 54.72 | 0 | 1060.28 | Winter | 0 | FALSE | 0 | 0 | 0 | 0 | 0 | 1 | 0 | 1
1978-11-10 | 11 | 10 | 15:00 | 12.8 | 15 | 1 | 55 |  | 0 | 0 | 3.6751 | 3.6751 | 95% | 0.52703 | 36.0486 | 4.7494 | 2.6185 | 2.5548 | 0.063709 | 2.433% | 15.4678 | 0.8 | 0.8 | 0.8 | 54.72 | 7.2094 | 3.9748 | 2.7564 | 1.2184 | 30.65% | 1063 | 36.0486 | 0 | 1026.9514 | 1063 | 54.72 | 0 | 1008.28 | Winter | 0 | FALSE | 0 | 0 | 0 | 0 | 0 | 1 | 0 | 1
1978-11-10 | 11 | 10 | 16:00 | 11.7 | 16 | 1 | 53 |  | 2 | 1.164 | 3.6751 | 4.8391 | 95% | 0.69395 | 47.466 | 6.2536 | 3.4479 | 3.364 | 0.083887 | 2.433% | 15.7749 | 0.8 | 0.8 | 0.8 | 54.72 | 7.2094 | 3.9748 | 3.6293 | 0.34546 | 8.691% | 1084 | 47.466 | 0 | 1036.534 | 1084 | 54.72 | 0 | 1029.28 | Winter | 0 | FALSE | 0 | 0 | 0 | 0 | 0 | 1 | 0 | 1
1978-11-10 | 11 | 10 | 17:00 | 10.6 | 17 | 1 | 51 |  | 4 | 2.328 | 4.7252 | 7.0532 | 95% | 1 | 68.4 | 9.0117 | 4.9685 | 4.8476 | 0.12088 | 2.433% | 15.2887 | 0.8 | 0.8 | 0.8 | 54.72 | 7.2094 | 3.9748 | 3.9748 | 0 | 0% | 1050.75 | 68.4 | 0 | 982.35 | 1050.75 | 54.72 | 0 | 996.03 | Winter | 1 | FALSE | 1 | 68.4 | 54.72 | 0 | 0 | 0 | 1 | 1
1978-11-10 | 11 | 10 | 18:00 | 10 | 18 | 1 | 50 |  | 5 | 2.91 | 6.0377 | 8.9477 | 95% | 1 | 68.4 | 9.0117 | 4.9685 | 4.8476 | 0.12088 | 2.433% | 15.0512 | 0.8 | 0.8 | 0.8 | 54.72 | 7.2094 | 3.9748 | 3.9748 | 0 | 0% | 1034.5 | 68.4 | 0 | 966.1 | 1034.5 | 54.72 | 0 | 979.78 | Winter | 1 | FALSE | 1 | 68.4 | 54.72 | 0 | 0 | 0 | 1 | 1
1978-11-10 | 11 | 10 | 19:00 | 10 | 19 | 1 | 50 |  | 5 | 2.91 | 6.5627 | 9.4727 | 95% | 1 | 68.4 | 9.0117 | 4.9685 | 4.8476 | 0.12088 | 2.433% | 14.1118 | 0.8 | 0.8 | 0.8 | 54.72 | 7.2094 | 3.9748 | 3.9748 | 0 | 0% | 970.25 | 68.4 | 0 | 901.85 | 970.25 | 54.72 | 0 | 915.53 | Winter | 0 | FALSE | 0 | 0 | 0 | 0 | 0 | 0 | 1 | 1
1978-11-10 | 11 | 10 | 20:00 | 10 | 20 | 1 | 50 |  | 5 | 2.91 | 5.7752 | 8.6852 | 95% | 1 | 68.4 | 9.0117 | 4.9685 | 4.8476 | 0.12088 | 2.433% | 13.7135 | 0.8 | 0.8 | 0.8 | 54.72 | 7.2094 | 3.9748 | 3.9748 | 0 | 0% | 943 | 68.4 | 0 | 874.6 | 943 | 54.72 | 0 | 888.28 | Winter | 0 | FALSE | 0 | 0 | 0 | 0 | 0 | 0 | 1 | 1
1978-11-10 | 11 | 10 | 21:00 | 10 | 21 | 1 | 50 |  | 5 | 2.91 | 4.7252 | 7.6351 | 95% | 1 | 68.4 | 9.0117 | 4.9685 | 4.8476 | 0.12088 | 2.433% | 13.0446 | 0.8 | 0.8 | 0.8 | 54.72 | 7.2094 | 3.9748 | 3.9748 | 0 | 0% | 897.25 | 68.4 | 0 | 828.85 | 897.25 | 54.72 | 0 | 842.53 | Winter | 0 | FALSE | 0 | 0 | 0 | 0 | 0 | 0 | 1 | 1
1978-11-10 | 11 | 10 | 22:00 | 9.4 | 22 | 1 | 49 |  | 6 | 3.492 | 4.2002 | 7.6921 | 95% | 1 | 68.4 | 9.0117 | 4.9685 | 4.8476 | 0.12088 | 2.433% | 12.9605 | 0.8 | 0.8 | 0.8 | 54.72 | 7.2094 | 3.9748 | 3.9748 | 0 | 0% | 891.5 | 68.4 | 0 | 823.1 | 891.5 | 54.72 | 0 | 836.78 | Winter | 0 | FALSE | 0 | 0 | 0 | 0 | 0 | 0 | 1 | 1
1978-11-10 | 11 | 10 | 23:00 | 9.4 | 23 | 1 | 49 |  | 6 | 3.492 | 5.2502 | 8.7422 | 95% | 1 | 68.4 | 9.0117 | 4.9685 | 4.8476 | 0.12088 | 2.433% | 11.2208 | 0.8 | 0.8 | 0.8 | 54.72 | 7.2094 | 3.9748 | 3.9748 | 0 | 0% | 772.5 | 68.4 | 0 | 704.1 | 772.5 | 54.72 | 0 | 717.78 | Winter | 0 | FALSE | 0 | 0 | 0 | 0 | 0 | 0 | 1 | 1
1978-11-10 | 11 | 10 | 24:00 | 10 | 0 | 1 | 50 |  | 5 | 2.91 | 4.2002 | 7.1101 | 95% | 1 | 68.4 | 9.0117 | 4.9685 | 4.8476 | 0.12088 | 2.433% | 9.2836 | 0.8 | 0.8 | 0.8 | 54.72 | 7.2094 | 3.9748 | 3.9748 | 0 | 0% | 640 | 68.4 | 0 | 571.6 | 640 | 54.72 | 0 | 585.28 | Winter | 0 | FALSE | 0 | 0 | 0 | 0 | 0 | 0 | 1 | 1
1978-11-11 | 11 | 11 | 1:00 | 10 | 1 | 3 | 50 |  | 5 | 2.91 | 3.9376 | 6.8476 | 95% | 0.98197 | 67.1669 | 8.8492 | 4.8789 | 4.7602 | 0.1187 | 2.433% | 9.1776 | 0.8 | 0.8 | 0.8 | 54.72 | 7.2094 | 3.9748 | 3.9748 | 0 | 0% | 632.75 | 67.1669 | 0 | 565.5831 | 632.75 | 54.72 | 0 | 578.03 | Winter | 0 | 0 | 0 | 0 | 0 | 0 | 0 | 1 | 0 | 1
1978-11-11 | 11 | 11 | 2:00 | 10 | 2 | 3 | 50 |  | 5 | 2.91 | 3.1501 | 6.0601 | 95% | 0.86904 | 59.4422 | 7.8315 | 4.3178 | 4.2128 | 0.10505 | 2.433% | 9.4737 | 0.8 | 0.8 | 0.8 | 54.72 | 7.2094 | 3.9748 | 3.9748 | 0 | 0% | 653 | 59.4422 | 0 | 593.5578 | 653 | 54.72 | 0 | 598.28 | Winter | 0 | 0 | 0 | 0 | 0 | 0 | 0 | 1 | 0 | 1
1978-11-11 | 11 | 11 | 3:00 | 10 | 3 | 3 | 50 |  | 5 | 2.91 | 3.4126 | 6.3226 | 95% | 0.90668 | 62.0171 | 8.1707 | 4.5049 | 4.3952 | 0.1096 | 2.433% | 9.3019 | 0.8 | 0.8 | 0.8 | 54.72 | 7.2094 | 3.9748 | 3.9748 | 0 | 0% | 641.25 | 62.0171 | 0 | 579.2329 | 641.25 | 54.72 | 0 | 586.53 | Winter | 0 | 0 | 0 | 0 | 0 | 0 | 0 | 1 | 0 | 1
1978-11-11 | 11 | 11 | 4:00 | 10 | 4 | 3 | 50 |  | 5 | 2.91 | 3.1501 | 6.0601 | 95% | 0.86904 | 59.4422 | 7.8315 | 4.3178 | 4.2128 | 0.10505 | 2.433% | 9.0278 | 0.8 | 0.8 | 0.8 | 54.72 | 7.2094 | 3.9748 | 3.9748 | 0 | 0% | 622.5 | 59.4422 | 0 | 563.0578 | 622.5 | 54.72 | 0 | 567.78 | Winter | 0 | 0 | 0 | 0 | 0 | 0 | 0 | 1 | 0 | 1
1978-11-11 | 11 | 11 | 5:00 | 9.4 | 5 | 3 | 49 |  | 6 | 3.492 | 3.1501 | 6.6421 | 95% | 0.9525 | 65.1508 | 8.5836 | 4.7325 | 4.6173 | 0.11514 | 2.433% | 9.4993 | 0.8 | 0.8 | 0.8 | 54.72 | 7.2094 | 3.9748 | 3.9748 | 0 | 0% | 654.75 | 65.1508 | 0 | 589.5992 | 654.75 | 54.72 | 0 | 600.03 | Winter | 0 | 0 | 0 | 0 | 0 | 0 | 0 | 1 | 0 | 1
1978-11-11 | 11 | 11 | 6:00 | 8.9 | 6 | 3 | 48 |  | 7 | 4.074 | 3.9376 | 8.0116 | 95% | 1 | 68.4 | 9.0117 | 4.9685 | 4.8476 | 0.12088 | 2.433% | 9.4846 | 0.8 | 0.8 | 0.8 | 54.72 | 7.2094 | 3.9748 | 3.9748 | 0 | 0% | 653.75 | 68.4 | 0 | 585.35 | 653.75 | 54.72 | 0 | 599.03 | Winter | 0 | 0 | 0 | 0 | 0 | 0 | 0 | 0 | 1 | 1
1978-11-11 | 11 | 11 | 7:00 | 9.4 | 7 | 3 | 49 |  | 6 | 3.492 | 4.7252 | 8.2171 | 95% | 1 | 68.4 | 9.0117 | 4.9685 | 4.8476 | 0.12088 | 2.433% | 9.3385 | 0.8 | 0.8 | 0.8 | 54.72 | 7.2094 | 3.9748 | 3.9748 | 0 | 0% | 643.75 | 68.4 | 0 | 575.35 | 643.75 | 54.72 | 0 | 589.03 | Winter | 0 | 0 | 0 | 0 | 0 | 0 | 0 | 0 | 1 | 1
1978-11-11 | 11 | 11 | 8:00 | 10 | 8 | 3 | 50 |  | 5 | 2.91 | 7.6128 | 10.5228 | 95% | 1 | 68.4 | 9.0117 | 4.9685 | 4.8476 | 0.12088 | 2.433% | 10.0183 | 0.8 | 0.8 | 0.8 | 54.72 | 7.2094 | 3.9748 | 3.9748 | 0 | 0% | 690.25 | 68.4 | 0 | 621.85 | 690.25 | 54.72 | 0 | 635.53 | Winter | 0 | 0 | 0 | 0 | 0 | 0 | 0 | 0 | 1 | 1
1978-11-11 | 11 | 11 | 9:00 | 10 | 9 | 3 | 50 |  | 5 | 2.91 | 6.5627 | 9.4727 | 95% | 1 | 68.4 | 9.0117 | 4.9685 | 4.8476 | 0.12088 | 2.433% | 10.508 | 0.8 | 0.8 | 0.8 | 54.72 | 7.2094 | 3.9748 | 3.9748 | 0 | 0% | 723.75 | 68.4 | 0 | 655.35 | 723.75 | 54.72 | 0 | 669.03 | Winter | 0 | 0 | 0 | 0 | 0 | 0 | 0 | 0 | 1 | 1
1978-11-11 | 11 | 11 | 10:00 | 11.1 | 10 | 3 | 52 |  | 3 | 1.746 | 6.0377 | 7.7837 | 95% | 1 | 68.4 | 9.0117 | 4.9685 | 4.8476 | 0.12088 | 2.433% | 12.1455 | 0.8 | 0.8 | 0.8 | 54.72 | 7.2094 | 3.9748 | 3.9748 | 0 | 0% | 835.75 | 68.4 | 0 | 767.35 | 835.75 | 54.72 | 0 | 781.03 | Winter | 0 | 0 | 0 | 0 | 0 | 0 | 0 | 0 | 1 | 1
1978-11-11 | 11 | 11 | 11:00 | 11.1 | 11 | 3 | 52 |  | 3 | 1.746 | 5.2502 | 6.9962 | 95% | 1 | 68.4 | 9.0117 | 4.9685 | 4.8476 | 0.12088 | 2.433% | 14.3311 | 0.8 | 0.8 | 0.8 | 54.72 | 7.2094 | 3.9748 | 3.9748 | 0 | 0% | 985.25 | 68.4 | 0 | 916.85 | 985.25 | 54.72 | 0 | 930.53 | Winter | 0 | 0 | 0 | 0 | 0 | 0 | 0 | 0 | 1 | 1
1978-11-11 | 11 | 11 | 12:00 | 12.2 | 12 | 3 | 54 |  | 1 | 0.58199 | 5.2502 | 5.8322 | 95% | 0.83636 | 57.2067 | 7.537 | 4.1554 | 4.0543 | 0.1011 | 2.433% | 15.3399 | 0.8 | 0.8 | 0.8 | 54.72 | 7.2094 | 3.9748 | 3.9748 | 0 | 0% | 1054.25 | 57.2067 | 0 | 997.0433 | 1054.25 | 54.72 | 0 | 999.53 | Winter | 0 | 0 | 0 | 0 | 0 | 0 | 0 | 1 | 0 | 1
1978-11-11 | 11 | 11 | 13:00 | 12.2 | 13 | 3 | 54 |  | 1 | 0.58199 | 4.7252 | 5.3072 | 95% | 0.76107 | 52.0569 | 6.8585 | 3.7814 | 3.6894 | 0.092 | 2.433% | 15.5117 | 0.8 | 0.8 | 0.8 | 54.72 | 7.2094 | 3.9748 | 3.9748 | 0 | 0% | 1066 | 52.0569 | 0 | 1013.9431 | 1066 | 54.72 | 0 | 1011.28 | Winter | 0 | 0 | 0 | 0 | 0 | 0 | 0 | 1 | 0 | 1
1978-11-11 | 11 | 11 | 14:00 | 12.2 | 14 | 3 | 54 |  | 1 | 0.58199 | 3.9376 | 4.5196 | 95% | 0.64813 | 44.3322 | 5.8408 | 3.2202 | 3.1419 | 0.078348 | 2.433% | 15.6579 | 0.8 | 0.8 | 0.8 | 54.72 | 7.2094 | 3.9748 | 3.3897 | 0.58507 | 14.72% | 1076 | 44.3322 | 0 | 1031.6678 | 1076 | 54.72 | 0 | 1021.28 | Winter | 0 | 0 | 0 | 0 | 0 | 0 | 0 | 1 | 0 | 1
1978-11-11 | 11 | 11 | 15:00 | 12.2 | 15 | 3 | 54 |  | 1 | 0.58199 | 3.6751 | 4.2571 | 95% | 0.61049 | 41.7573 | 5.5015 | 3.0332 | 2.9594 | 0.073798 | 2.433% | 15.5263 | 0.8 | 0.8 | 0.8 | 54.72 | 7.2094 | 3.9748 | 3.1928 | 0.78195 | 19.67% | 1067 | 41.7573 | 0 | 1025.2427 | 1067 | 54.72 | 0 | 1012.28 | Winter | 0 | 0 | 0 | 0 | 0 | 0 | 0 | 1 | 0 | 1
1978-11-11 | 11 | 11 | 16:00 | 11.7 | 16 | 3 | 53 |  | 2 | 1.164 | 3.6751 | 4.8391 | 95% | 0.69395 | 47.466 | 6.2536 | 3.4479 | 3.364 | 0.083887 | 2.433% | 15.9503 | 0.8 | 0.8 | 0.8 | 54.72 | 7.2094 | 3.9748 | 3.6293 | 0.34546 | 8.691% | 1096 | 47.466 | 0 | 1048.534 | 1096 | 54.72 | 0 | 1041.28 | Winter | 0 | 0 | 0 | 0 | 0 | 0 | 0 | 1 | 0 | 1
1978-11-11 | 11 | 11 | 17:00 | 10 | 17 | 3 | 50 |  | 5 | 2.91 | 4.7252 | 7.6351 | 95% | 1 | 68.4 | 9.0117 | 4.9685 | 4.8476 | 0.12088 | 2.433% | 15.5958 | 0.8 | 0.8 | 0.8 | 54.72 | 7.2094 | 3.9748 | 3.9748 | 0 | 0% | 1071.75 | 68.4 | 0 | 1003.35 | 1071.75 | 54.72 | 0 | 1017.03 | Winter | 0 | 0 | 0 | 0 | 0 | 0 | 0 | 0 | 1 | 1
1978-11-11 | 11 | 11 | 18:00 | 9.4 | 18 | 3 | 49 |  | 6 | 3.492 | 6.0377 | 9.5297 | 95% | 1 | 68.4 | 9.0117 | 4.9685 | 4.8476 | 0.12088 | 2.433% | 15.614 | 0.8 | 0.8 | 0.8 | 54.72 | 7.2094 | 3.9748 | 3.9748 | 0 | 0% | 1073 | 68.4 | 0 | 1004.6 | 1073 | 54.72 | 0 | 1018.28 | Winter | 0 | 0 | 0 | 0 | 0 | 0 | 0 | 0 | 1 | 1
1978-11-11 | 11 | 11 | 19:00 | 9.4 | 19 | 3 | 49 |  | 6 | 3.492 | 6.5627 | 10.0547 | 95% | 1 | 68.4 | 9.0117 | 4.9685 | 4.8476 | 0.12088 | 2.433% | 14.174 | 0.8 | 0.8 | 0.8 | 54.72 | 7.2094 | 3.9748 | 3.9748 | 0 | 0% | 974.5 | 68.4 | 0 | 906.1 | 974.5 | 54.72 | 0 | 919.78 | Winter | 0 | 0 | 0 | 0 | 0 | 0 | 0 | 0 | 1 | 1
1978-11-11 | 11 | 11 | 20:00 | 9.4 | 20 | 3 | 49 |  | 6 | 3.492 | 5.7752 | 9.2672 | 95% | 1 | 68.4 | 9.0117 | 4.9685 | 4.8476 | 0.12088 | 2.433% | 14.0351 | 0.8 | 0.8 | 0.8 | 54.72 | 7.2094 | 3.9748 | 3.9748 | 0 | 0% | 965 | 68.4 | 0 | 896.6 | 965 | 54.72 | 0 | 910.28 | Winter | 0 | 0 | 0 | 0 | 0 | 0 | 0 | 0 | 1 | 1
1978-11-11 | 11 | 11 | 21:00 | 10 | 21 | 3 | 50 |  | 5 | 2.91 | 4.7252 | 7.6351 | 95% | 1 | 68.4 | 9.0117 | 4.9685 | 4.8476 | 0.12088 | 2.433% | 13.5819 | 0.8 | 0.8 | 0.8 | 54.72 | 7.2094 | 3.9748 | 3.9748 | 0 | 0% | 934 | 68.4 | 0 | 865.6 | 934 | 54.72 | 0 | 879.28 | Winter | 0 | 0 | 0 | 0 | 0 | 0 | 0 | 0 | 1 | 1
1978-11-11 | 11 | 11 | 22:00 | 10.6 | 22 | 3 | 51 |  | 4 | 2.328 | 4.2002 | 6.5281 | 95% | 0.93616 | 64.0331 | 8.4364 | 4.6513 | 4.5381 | 0.11317 | 2.433% | 13.2529 | 0.8 | 0.8 | 0.8 | 54.72 | 7.2094 | 3.9748 | 3.9748 | 0 | 0% | 911.5 | 64.0331 | 0 | 847.4669 | 911.5 | 54.72 | 0 | 856.78 | Winter | 0 | 0 | 0 | 0 | 0 | 0 | 0 | 1 | 0 | 1
1978-11-11 | 11 | 11 | 23:00 | 11.1 | 23 | 3 | 52 |  | 3 | 1.746 | 5.2502 | 6.9962 | 95% | 1 | 68.4 | 9.0117 | 4.9685 | 4.8476 | 0.12088 | 2.433% | 13.0007 | 0.8 | 0.8 | 0.8 | 54.72 | 7.2094 | 3.9748 | 3.9748 | 0 | 0% | 894.25 | 68.4 | 0 | 825.85 | 894.25 | 54.72 | 0 | 839.53 | Winter | 0 | 0 | 0 | 0 | 0 | 0 | 0 | 0 | 1 | 1
1978-11-11 | 11 | 11 | 24:00 | 10.6 | 0 | 3 | 51 |  | 4 | 2.328 | 4.2002 | 6.5281 | 95% | 0.93616 | 64.0331 | 8.4364 | 4.6513 | 4.5381 | 0.11317 | 2.433% | 12.7668 | 0.8 | 0.8 | 0.8 | 54.72 | 7.2094 | 3.9748 | 3.9748 | 0 | 0% | 878.25 | 64.0331 | 0 | 814.2169 | 878.25 | 54.72 | 0 | 823.53 | Winter | 0 | 0 | 0 | 0 | 0 | 0 | 0 | 1 | 0 | 1
1978-11-12 | 11 | 12 | 1:00 | 10.6 | 1 | 1 | 51 |  | 4 | 2.328 | 3.9376 | 6.2656 | 95% | 0.89851 | 61.4582 | 8.0971 | 4.4643 | 4.3556 | 0.10862 | 2.433% | 12.7851 | 0.8 | 0.8 | 0.8 | 54.72 | 7.2094 | 3.9748 | 3.9748 | 0 | 0% | 879.5 | 61.4582 | 0 | 818.0418 | 879.5 | 54.72 | 0 | 824.78 | Winter | 0 | FALSE | 0 | 0 | 0 | 0 | 0 | 1 | 0 | 1
1978-11-12 | 11 | 12 | 2:00 | 10.6 | 2 | 1 | 51 |  | 4 | 2.328 | 3.1501 | 5.4781 | 95% | 0.78558 | 53.7335 | 7.0794 | 3.9031 | 3.8082 | 0.094963 | 2.433% | 12.2149 | 0.8 | 0.8 | 0.8 | 54.72 | 7.2094 | 3.9748 | 3.9748 | 0 | 0% | 840.5 | 53.7335 | 0 | 786.7665 | 840.5 | 54.72 | 0 | 785.78 | Winter | 0 | FALSE | 0 | 0 | 0 | 0 | 0 | 1 | 0 | 1
1978-11-12 | 11 | 12 | 3:00 | 10.6 | 3 | 1 | 51 |  | 4 | 2.328 | 3.4126 | 5.7406 | 95% | 0.82322 | 56.3084 | 7.4186 | 4.0902 | 3.9907 | 0.099514 | 2.433% | 12.4306 | 0.8 | 0.8 | 0.8 | 54.72 | 7.2094 | 3.9748 | 3.9748 | 0 | 0% | 855.25 | 56.3084 | 0 | 798.9416 | 855.25 | 54.72 | 0 | 800.53 | Winter | 0 | FALSE | 0 | 0 | 0 | 0 | 0 | 1 | 0 | 1
1978-11-12 | 11 | 12 | 4:00 | 10.6 | 4 | 1 | 51 |  | 4 | 2.328 | 3.1501 | 5.4781 | 95% | 0.78558 | 53.7335 | 7.0794 | 3.9031 | 3.8082 | 0.094963 | 2.433% | 12.4306 | 0.8 | 0.8 | 0.8 | 54.72 | 7.2094 | 3.9748 | 3.9748 | 0 | 0% | 855.25 | 53.7335 | 0 | 801.5165 | 855.25 | 54.72 | 0 | 800.53 | Winter | 0 | FALSE | 0 | 0 | 0 | 0 | 0 | 1 | 0 | 1
1978-11-12 | 11 | 12 | 5:00 | 10 | 5 | 1 | 50 |  | 5 | 2.91 | 3.1501 | 6.0601 | 95% | 0.86904 | 59.4422 | 7.8315 | 4.3178 | 4.2128 | 0.10505 | 2.433% | 12.4671 | 0.8 | 0.8 | 0.8 | 54.72 | 7.2094 | 3.9748 | 3.9748 | 0 | 0% | 857.75 | 59.4422 | 0 | 798.3078 | 857.75 | 54.72 | 0 | 803.03 | Winter | 0 | FALSE | 0 | 0 | 0 | 0 | 0 | 1 | 0 | 1
1978-11-12 | 11 | 12 | 6:00 | 9.4 | 6 | 1 | 49 |  | 6 | 3.492 | 3.9376 | 7.4296 | 95% | 1 | 68.4 | 9.0117 | 4.9685 | 4.8476 | 0.12088 | 2.433% | 12.3392 | 0.8 | 0.8 | 0.8 | 54.72 | 7.2094 | 3.9748 | 3.9748 | 0 | 0% | 849 | 68.4 | 0 | 780.6 | 849 | 54.72 | 0 | 794.28 | Winter | 0 | FALSE | 0 | 0 | 0 | 0 | 0 | 0 | 1 | 1
1978-11-12 | 11 | 12 | 7:00 | 8.3 | 7 | 1 | 47 |  | 8 | 4.656 | 4.7252 | 9.3811 | 95% | 1 | 68.4 | 9.0117 | 4.9685 | 4.8476 | 0.12088 | 2.433% | 12.5183 | 0.8 | 0.8 | 0.8 | 54.72 | 7.2094 | 3.9748 | 3.9748 | 0 | 0% | 861.25 | 68.4 | 0 | 792.85 | 861.25 | 54.72 | 0 | 806.53 | Winter | 0 | FALSE | 0 | 0 | 0 | 0 | 0 | 0 | 1 | 1
1978-11-12 | 11 | 12 | 8:00 | 8.3 | 8 | 1 | 47 |  | 8 | 4.656 | 7.6128 | 12.2687 | 95% | 1 | 68.4 | 9.0117 | 4.9685 | 4.8476 | 0.12088 | 2.433% | 13.1067 | 0.8 | 0.8 | 0.8 | 54.72 | 7.2094 | 3.9748 | 3.9748 | 0 | 0% | 901.5 | 68.4 | 0 | 833.1 | 901.5 | 54.72 | 0 | 846.78 | Winter | 0 | FALSE | 0 | 0 | 0 | 0 | 0 | 0 | 1 | 1
1978-11-12 | 11 | 12 | 9:00 | 7.8 | 9 | 1 | 46 |  | 9 | 5.238 | 6.5627 | 11.8007 | 95% | 1 | 68.4 | 9.0117 | 4.9685 | 4.8476 | 0.12088 | 2.433% | 14.258 | 0.8 | 0.8 | 0.8 | 54.72 | 7.2094 | 3.9748 | 3.9748 | 0 | 0% | 980.25 | 68.4 | 0 | 911.85 | 980.25 | 54.72 | 0 | 925.53 | Winter | 0 | FALSE | 0 | 0 | 0 | 0 | 0 | 0 | 1 | 1
1978-11-12 | 11 | 12 | 10:00 | 7.2 | 10 | 1 | 45 |  | 10 | 5.8199 | 6.0377 | 11.8577 | 95% | 1 | 68.4 | 9.0117 | 4.9685 | 4.8476 | 0.12088 | 2.433% | 15.2668 | 0.8 | 0.8 | 0.8 | 54.72 | 7.2094 | 3.9748 | 3.9748 | 0 | 0% | 1049.25 | 68.4 | 0 | 980.85 | 1049.25 | 54.72 | 0 | 994.53 | Winter | 0 | FALSE | 0 | 0 | 0 | 0 | 0 | 0 | 1 | 1
1978-11-12 | 11 | 12 | 11:00 | 7.2 | 11 | 1 | 45 |  | 10 | 5.8199 | 5.2502 | 11.0701 | 95% | 1 | 68.4 | 9.0117 | 4.9685 | 4.8476 | 0.12088 | 2.433% | 15.8077 | 0.8 | 0.8 | 0.8 | 54.72 | 7.2094 | 3.9748 | 3.9748 | 0 | 0% | 1086.25 | 68.4 | 0 | 1017.85 | 1086.25 | 54.72 | 0 | 1031.53 | Winter | 0 | FALSE | 0 | 0 | 0 | 0 | 0 | 0 | 1 | 1
1978-11-12 | 11 | 12 | 12:00 | 6.1 | 12 | 1 | 43 |  | 12 | 6.9839 | 5.2502 | 12.2341 | 95% | 1 | 68.4 | 9.0117 | 4.9685 | 4.8476 | 0.12088 | 2.433% | 16.2939 | 0.8 | 0.8 | 0.8 | 54.72 | 7.2094 | 3.9748 | 3.9748 | 0 | 0% | 1119.5 | 68.4 | 0 | 1051.1 | 1119.5 | 54.72 | 0 | 1064.78 | Winter | 0 | FALSE | 0 | 0 | 0 | 0 | 0 | 0 | 1 | 1
1978-11-12 | 11 | 12 | 13:00 | 6.1 | 13 | 1 | 43 |  | 12 | 6.9839 | 4.7252 | 11.7091 | 95% | 1 | 68.4 | 9.0117 | 4.9685 | 4.8476 | 0.12088 | 2.433% | 16.4656 | 0.8 | 0.8 | 0.8 | 54.72 | 7.2094 | 3.9748 | 3.9748 | 0 | 0% | 1131.25 | 68.4 | 0 | 1062.85 | 1131.25 | 54.72 | 0 | 1076.53 | Winter | 0 | FALSE | 0 | 0 | 0 | 0 | 0 | 0 | 1 | 1
1978-11-12 | 11 | 12 | 14:00 | 6.1 | 14 | 1 | 43 |  | 12 | 6.9839 | 3.9376 | 10.9216 | 95% | 1 | 68.4 | 9.0117 | 4.9685 | 4.8476 | 0.12088 | 2.433% | 15.636 | 0.8 | 0.8 | 0.8 | 54.72 | 7.2094 | 3.9748 | 3.9748 | 0 | 0% | 1074.5 | 68.4 | 0 | 1006.1 | 1074.5 | 54.72 | 0 | 1019.78 | Winter | 0 | FALSE | 0 | 0 | 0 | 0 | 0 | 0 | 1 | 1
1978-11-12 | 11 | 12 | 15:00 | 5.6 | 15 | 1 | 42 |  | 13 | 7.5659 | 3.6751 | 11.2411 | 95% | 1 | 68.4 | 9.0117 | 4.9685 | 4.8476 | 0.12088 | 2.433% | 15.7822 | 0.8 | 0.8 | 0.8 | 54.72 | 7.2094 | 3.9748 | 3.9748 | 0 | 0% | 1084.5 | 68.4 | 0 | 1016.1 | 1084.5 | 54.72 | 0 | 1029.78 | Winter | 0 | FALSE | 0 | 0 | 0 | 0 | 0 | 0 | 1 | 1
1978-11-12 | 11 | 12 | 16:00 | 5.6 | 16 | 1 | 42 |  | 13 | 7.5659 | 3.6751 | 11.2411 | 95% | 1 | 68.4 | 9.0117 | 4.9685 | 4.8476 | 0.12088 | 2.433% | 16.6447 | 0.8 | 0.8 | 0.8 | 54.72 | 7.2094 | 3.9748 | 3.9748 | 0 | 0% | 1143.5 | 68.4 | 0 | 1075.1 | 1143.5 | 54.72 | 0 | 1088.78 | Winter | 0 | FALSE | 0 | 0 | 0 | 0 | 0 | 0 | 1 | 1
1978-11-12 | 11 | 12 | 17:00 | 5 | 17 | 1 | 41 |  | 14 | 8.1479 | 4.7252 | 12.8731 | 95% | 1 | 68.4 | 9.0117 | 4.9685 | 4.8476 | 0.12088 | 2.433% | 16.3268 | 0.8 | 0.8 | 0.8 | 54.72 | 7.2094 | 3.9748 | 3.9748 | 0 | 0% | 1121.75 | 68.4 | 0 | 1053.35 | 1121.75 | 54.72 | 0 | 1067.03 | Winter | 1 | FALSE | 1 | 68.4 | 54.72 | 0 | 0 | 0 | 1 | 1
1978-11-12 | 11 | 12 | 18:00 | 4.4 | 18 | 1 | 40 |  | 15 | 8.7299 | 6.0377 | 14.7676 | 95% | 1 | 68.4 | 9.0117 | 4.9685 | 4.8476 | 0.12088 | 2.433% | 15.8589 | 0.8 | 0.8 | 0.8 | 54.72 | 7.2094 | 3.9748 | 3.9748 | 0 | 0% | 1089.75 | 68.4 | 0 | 1021.35 | 1089.75 | 54.72 | 0 | 1035.03 | Winter | 1 | FALSE | 1 | 68.4 | 54.72 | 0 | 0 | 0 | 1 | 1
1978-11-12 | 11 | 12 | 19:00 | 4.4 | 19 | 1 | 40 |  | 15 | 8.7299 | 6.5627 | 15.2927 | 95% | 1 | 68.4 | 9.0117 | 4.9685 | 4.8476 | 0.12088 | 2.433% | 15.0621 | 0.8 | 0.8 | 0.8 | 54.72 | 7.2094 | 3.9748 | 3.9748 | 0 | 0% | 1035.25 | 68.4 | 0 | 966.85 | 1035.25 | 54.72 | 0 | 980.53 | Winter | 0 | FALSE | 0 | 0 | 0 | 0 | 0 | 0 | 1 | 1
1978-11-12 | 11 | 12 | 20:00 | 4.4 | 20 | 1 | 40 |  | 15 | 8.7299 | 5.7752 | 14.5051 | 95% | 1 | 68.4 | 9.0117 | 4.9685 | 4.8476 | 0.12088 | 2.433% | 14.3129 | 0.8 | 0.8 | 0.8 | 54.72 | 7.2094 | 3.9748 | 3.9748 | 0 | 0% | 984 | 68.4 | 0 | 915.6 | 984 | 54.72 | 0 | 929.28 | Winter | 0 | FALSE | 0 | 0 | 0 | 0 | 0 | 0 | 1 | 1
1978-11-12 | 11 | 12 | 21:00 | 4.4 | 21 | 1 | 40 |  | 15 | 8.7299 | 4.7252 | 13.4551 | 95% | 1 | 68.4 | 9.0117 | 4.9685 | 4.8476 | 0.12088 | 2.433% | 13.7354 | 0.8 | 0.8 | 0.8 | 54.72 | 7.2094 | 3.9748 | 3.9748 | 0 | 0% | 944.5 | 68.4 | 0 | 876.1 | 944.5 | 54.72 | 0 | 889.78 | Winter | 0 | FALSE | 0 | 0 | 0 | 0 | 0 | 0 | 1 | 1
1978-11-12 | 11 | 12 | 22:00 | 4.4 | 22 | 1 | 40 |  | 15 | 8.7299 | 4.2002 | 12.9301 | 95% | 1 | 68.4 | 9.0117 | 4.9685 | 4.8476 | 0.12088 | 2.433% | 12.1455 | 0.8 | 0.8 | 0.8 | 54.72 | 7.2094 | 3.9748 | 3.9748 | 0 | 0% | 835.75 | 68.4 | 0 | 767.35 | 835.75 | 54.72 | 0 | 781.03 | Winter | 0 | FALSE | 0 | 0 | 0 | 0 | 0 | 0 | 1 | 1
1978-11-12 | 11 | 12 | 23:00 | 2.8 | 23 | 1 | 37 |  | 18 | 10.4759 | 5.2502 | 15.7261 | 95% | 1 | 68.4 | 9.0117 | 4.9685 | 4.8476 | 0.12088 | 2.433% | 11.7982 | 0.8 | 0.8 | 0.8 | 54.72 | 7.2094 | 3.9748 | 3.9748 | 0 | 0% | 812 | 68.4 | 0 | 743.6 | 812 | 54.72 | 0 | 757.28 | Winter | 0 | FALSE | 0 | 0 | 0 | 0 | 0 | 0 | 1 | 1
1978-11-12 | 11 | 12 | 24:00 | 2.2 | 0 | 1 | 36 |  | 19 | 11.0579 | 4.2002 | 15.2581 | 95% | 1 | 68.4 | 9.0117 | 4.9685 | 4.8476 | 0.12088 | 2.433% | 10.7712 | 0.8 | 0.8 | 0.8 | 54.72 | 7.2094 | 3.9748 | 3.9748 | 0 | 0% | 741.75 | 68.4 | 0 | 673.35 | 741.75 | 54.72 | 0 | 687.03 | Winter | 0 | FALSE | 0 | 0 | 0 | 0 | 0 | 0 | 1 | 1
1978-11-13 | 11 | 13 | 1:00 | 1.1 | 1 | 1 | 34 |  | 21 | 12.2219 | 3.9376 | 16.1595 | 95% | 1 | 68.4 | 9.0117 | 4.9685 | 4.8476 | 0.12088 | 2.433% | 9.1447 | 0.8 | 0.8 | 0.8 | 54.72 | 7.2094 | 3.9748 | 3.9748 | 0 | 0% | 630.5 | 68.4 | 0 | 562.1 | 630.5 | 54.72 | 0 | 575.78 | Winter | 0 | FALSE | 0 | 0 | 0 | 0 | 0 | 0 | 1 | 1
1978-11-13 | 11 | 13 | 2:00 | 1.1 | 2 | 1 | 34 |  | 21 | 12.2219 | 3.1501 | 15.372 | 95% | 1 | 68.4 | 9.0117 | 4.9685 | 4.8476 | 0.12088 | 2.433% | 9.0972 | 0.8 | 0.8 | 0.8 | 54.72 | 7.2094 | 3.9748 | 3.9748 | 0 | 0% | 627.25 | 68.4 | 0 | 558.85 | 627.25 | 54.72 | 0 | 572.53 | Winter | 0 | FALSE | 0 | 0 | 0 | 0 | 0 | 0 | 1 | 1
1978-11-13 | 11 | 13 | 3:00 | 0 | 3 | 1 | 32 |  | 23 | 13.3859 | 3.4126 | 16.7985 | 95% | 1 | 68.4 | 9.0117 | 4.9685 | 4.8476 | 0.12088 | 2.433% | 9.2288 | 0.8 | 0.8 | 0.8 | 54.72 | 7.2094 | 3.9748 | 3.9748 | 0 | 0% | 636.25 | 68.4 | 0 | 567.85 | 636.25 | 54.72 | 0 | 581.53 | Winter | 0 | FALSE | 0 | 0 | 0 | 0 | 0 | 0 | 1 | 1
1978-11-13 | 11 | 13 | 4:00 | 0 | 4 | 1 | 32 |  | 23 | 13.3859 | 3.1501 | 16.536 | 95% | 1 | 68.4 | 9.0117 | 4.9685 | 4.8476 | 0.12088 | 2.433% | 9.7588 | 0.8 | 0.8 | 0.8 | 54.72 | 7.2094 | 3.9748 | 3.9748 | 0 | 0% | 672.5 | 68.4 | 0 | 604.1 | 672.5 | 54.72 | 0 | 617.78 | Winter | 0 | FALSE | 0 | 0 | 0 | 0 | 0 | 0 | 1 | 1
1978-11-13 | 11 | 13 | 5:00 | 0 | 5 | 1 | 32 |  | 23 | 13.3859 | 3.1501 | 16.536 | 95% | 1 | 68.4 | 9.0117 | 4.9685 | 4.8476 | 0.12088 | 2.433% | 9.7478 | 0.8 | 0.8 | 0.8 | 54.72 | 7.2094 | 3.9748 | 3.9748 | 0 | 0% | 671.75 | 68.4 | 0 | 603.35 | 671.75 | 54.72 | 0 | 617.03 | Winter | 0 | FALSE | 0 | 0 | 0 | 0 | 0 | 0 | 1 | 1
1978-11-13 | 11 | 13 | 6:00 | 0 | 6 | 1 | 32 |  | 23 | 13.3859 | 3.9376 | 17.3235 | 95% | 1 | 68.4 | 9.0117 | 4.9685 | 4.8476 | 0.12088 | 2.433% | 9.8136 | 0.8 | 0.8 | 0.8 | 54.72 | 7.2094 | 3.9748 | 3.9748 | 0 | 0% | 676.25 | 68.4 | 0 | 607.85 | 676.25 | 54.72 | 0 | 621.53 | Winter | 0 | FALSE | 0 | 0 | 0 | 0 | 0 | 0 | 1 | 1
1978-11-13 | 11 | 13 | 7:00 | 0 | 7 | 1 | 32 |  | 23 | 13.3859 | 4.7252 | 18.1111 | 95% | 1 | 68.4 | 9.0117 | 4.9685 | 4.8476 | 0.12088 | 2.433% | 10.1681 | 0.8 | 0.8 | 0.8 | 54.72 | 7.2094 | 3.9748 | 3.9748 | 0 | 0% | 700.5 | 68.4 | 0 | 632.1 | 700.5 | 54.72 | 0 | 645.78 | Winter | 0 | FALSE | 0 | 0 | 0 | 0 | 0 | 0 | 1 | 1
1978-11-13 | 11 | 13 | 8:00 | 0.6 | 8 | 1 | 33 |  | 22 | 12.8039 | 7.6128 | 20.4167 | 95% | 1 | 68.4 | 9.0117 | 4.9685 | 4.8476 | 0.12088 | 2.433% | 10.848 | 0.8 | 0.8 | 0.8 | 54.72 | 7.2094 | 3.9748 | 3.9748 | 0 | 0% | 747 | 68.4 | 0 | 678.6 | 747 | 54.72 | 0 | 692.28 | Winter | 0 | FALSE | 0 | 0 | 0 | 0 | 0 | 0 | 1 | 1
1978-11-13 | 11 | 13 | 9:00 | 1.1 | 9 | 1 | 34 |  | 21 | 12.2219 | 6.5627 | 18.7846 | 95% | 1 | 68.4 | 9.0117 | 4.9685 | 4.8476 | 0.12088 | 2.433% | 10.7456 | 0.8 | 0.8 | 0.8 | 54.72 | 7.2094 | 3.9748 | 3.9748 | 0 | 0% | 740 | 68.4 | 0 | 671.6 | 740 | 54.72 | 0 | 685.28 | Winter | 0 | FALSE | 0 | 0 | 0 | 0 | 0 | 0 | 1 | 1
1978-11-13 | 11 | 13 | 10:00 | 3.9 | 10 | 1 | 39 |  | 16 | 9.3119 | 6.0377 | 15.3496 | 95% | 1 | 68.4 | 9.0117 | 4.9685 | 4.8476 | 0.12088 | 2.433% | 11.3852 | 0.8 | 0.8 | 0.8 | 54.72 | 7.2094 | 3.9748 | 3.9748 | 0 | 0% | 783.75 | 68.4 | 0 | 715.35 | 783.75 | 54.72 | 0 | 729.03 | Winter | 0 | FALSE | 0 | 0 | 0 | 0 | 0 | 0 | 1 | 1
1978-11-13 | 11 | 13 | 11:00 | 5.6 | 11 | 1 | 42 |  | 13 | 7.5659 | 5.2502 | 12.8161 | 95% | 1 | 68.4 | 9.0117 | 4.9685 | 4.8476 | 0.12088 | 2.433% | 11.2683 | 0.8 | 0.8 | 0.8 | 54.72 | 7.2094 | 3.9748 | 3.9748 | 0 | 0% | 775.75 | 68.4 | 0 | 707.35 | 775.75 | 54.72 | 0 | 721.03 | Winter | 0 | FALSE | 0 | 0 | 0 | 0 | 0 | 0 | 1 | 1
1978-11-13 | 11 | 13 | 12:00 | 5.6 | 12 | 1 | 42 |  | 13 | 7.5659 | 5.2502 | 12.8161 | 95% | 1 | 68.4 | 9.0117 | 4.9685 | 4.8476 | 0.12088 | 2.433% | 11.5461 | 0.8 | 0.8 | 0.8 | 54.72 | 7.2094 | 3.9748 | 3.9748 | 0 | 0% | 794.75 | 68.4 | 0 | 726.35 | 794.75 | 54.72 | 0 | 740.03 | Winter | 0 | FALSE | 0 | 0 | 0 | 0 | 0 | 0 | 1 | 1
1978-11-13 | 11 | 13 | 13:00 | 5.6 | 13 | 1 | 42 |  | 13 | 7.5659 | 4.7252 | 12.2911 | 95% | 1 | 68.4 | 9.0117 | 4.9685 | 4.8476 | 0.12088 | 2.433% | 12.0102 | 0.8 | 0.8 | 0.8 | 54.72 | 7.2094 | 3.9748 | 3.9748 | 0 | 0% | 826.5 | 68.4 | 0 | 758.1 | 826.5 | 54.72 | 0 | 771.78 | Winter | 0 | FALSE | 0 | 0 | 0 | 0 | 0 | 0 | 1 | 1
1978-11-13 | 11 | 13 | 14:00 | 5.6 | 14 | 1 | 42 |  | 13 | 7.5659 | 3.9376 | 11.5036 | 95% | 1 | 68.4 | 9.0117 | 4.9685 | 4.8476 | 0.12088 | 2.433% | 12.3757 | 0.8 | 0.8 | 0.8 | 54.72 | 7.2094 | 3.9748 | 3.9748 | 0 | 0% | 851.5 | 68.4 | 0 | 783.1 | 851.5 | 54.72 | 0 | 796.78 | Winter | 0 | FALSE | 0 | 0 | 0 | 0 | 0 | 0 | 1 | 1
1978-11-13 | 11 | 13 | 15:00 | 5.6 | 15 | 1 | 42 |  | 13 | 7.5659 | 3.6751 | 11.2411 | 95% | 1 | 68.4 | 9.0117 | 4.9685 | 4.8476 | 0.12088 | 2.433% | 11.8677 | 0.8 | 0.8 | 0.8 | 54.72 | 7.2094 | 3.9748 | 3.9748 | 0 | 0% | 816.75 | 68.4 | 0 | 748.35 | 816.75 | 54.72 | 0 | 762.03 | Winter | 0 | FALSE | 0 | 0 | 0 | 0 | 0 | 0 | 1 | 1
1978-11-13 | 11 | 13 | 16:00 | 5.6 | 16 | 1 | 42 |  | 13 | 7.5659 | 3.6751 | 11.2411 | 95% | 1 | 68.4 | 9.0117 | 4.9685 | 4.8476 | 0.12088 | 2.433% | 11.9993 | 0.8 | 0.8 | 0.8 | 54.72 | 7.2094 | 3.9748 | 3.9748 | 0 | 0% | 825.75 | 68.4 | 0 | 757.35 | 825.75 | 54.72 | 0 | 771.03 | Winter | 0 | FALSE | 0 | 0 | 0 | 0 | 0 | 0 | 1 | 1
1978-11-13 | 11 | 13 | 17:00 | 4.4 | 17 | 1 | 40 |  | 15 | 8.7299 | 4.7252 | 13.4551 | 95% | 1 | 68.4 | 9.0117 | 4.9685 | 4.8476 | 0.12088 | 2.433% | 11.8823 | 0.8 | 0.8 | 0.8 | 54.72 | 7.2094 | 3.9748 | 3.9748 | 0 | 0% | 817.75 | 68.4 | 0 | 749.35 | 817.75 | 54.72 | 0 | 763.03 | Winter | 1 | FALSE | 1 | 68.4 | 54.72 | 0 | 0 | 0 | 1 | 1
1978-11-13 | 11 | 13 | 18:00 | 4.4 | 18 | 1 | 40 |  | 15 | 8.7299 | 6.0377 | 14.7676 | 95% | 1 | 68.4 | 9.0117 | 4.9685 | 4.8476 | 0.12088 | 2.433% | 11.864 | 0.8 | 0.8 | 0.8 | 54.72 | 7.2094 | 3.9748 | 3.9748 | 0 | 0% | 816.5 | 68.4 | 0 | 748.1 | 816.5 | 54.72 | 0 | 761.78 | Winter | 1 | FALSE | 1 | 68.4 | 54.72 | 0 | 0 | 0 | 1 | 1
1978-11-13 | 11 | 13 | 19:00 | 4.4 | 19 | 1 | 40 |  | 15 | 8.7299 | 6.5627 | 15.2927 | 95% | 1 | 68.4 | 9.0117 | 4.9685 | 4.8476 | 0.12088 | 2.433% | 11.1257 | 0.8 | 0.8 | 0.8 | 54.72 | 7.2094 | 3.9748 | 3.9748 | 0 | 0% | 766 | 68.4 | 0 | 697.6 | 766 | 54.72 | 0 | 711.28 | Winter | 0 | FALSE | 0 | 0 | 0 | 0 | 0 | 0 | 1 | 1
1978-11-13 | 11 | 13 | 20:00 | 4.4 | 20 | 1 | 40 |  | 15 | 8.7299 | 5.7752 | 14.5051 | 95% | 1 | 68.4 | 9.0117 | 4.9685 | 4.8476 | 0.12088 | 2.433% | 10.8772 | 0.8 | 0.8 | 0.8 | 54.72 | 7.2094 | 3.9748 | 3.9748 | 0 | 0% | 749 | 68.4 | 0 | 680.6 | 749 | 54.72 | 0 | 694.28 | Winter | 0 | FALSE | 0 | 0 | 0 | 0 | 0 | 0 | 1 | 1
1978-11-13 | 11 | 13 | 21:00 | 4.4 | 21 | 1 | 40 |  | 15 | 8.7299 | 4.7252 | 13.4551 | 95% | 1 | 68.4 | 9.0117 | 4.9685 | 4.8476 | 0.12088 | 2.433% | 10.1645 | 0.8 | 0.8 | 0.8 | 54.72 | 7.2094 | 3.9748 | 3.9748 | 0 | 0% | 700.25 | 68.4 | 0 | 631.85 | 700.25 | 54.72 | 0 | 645.53 | Winter | 0 | FALSE | 0 | 0 | 0 | 0 | 0 | 0 | 1 | 1
1978-11-13 | 11 | 13 | 22:00 | 5 | 22 | 1 | 41 |  | 14 | 8.1479 | 4.2002 | 12.3481 | 95% | 1 | 68.4 | 9.0117 | 4.9685 | 4.8476 | 0.12088 | 2.433% | 10.3216 | 0.8 | 0.8 | 0.8 | 54.72 | 7.2094 | 3.9748 | 3.9748 | 0 | 0% | 711 | 68.4 | 0 | 642.6 | 711 | 54.72 | 0 | 656.28 | Winter | 0 | FALSE | 0 | 0 | 0 | 0 | 0 | 0 | 1 | 1
1978-11-13 | 11 | 13 | 23:00 | 5.6 | 23 | 1 | 42 |  | 13 | 7.5659 | 5.2502 | 12.8161 | 95% | 1 | 68.4 | 9.0117 | 4.9685 | 4.8476 | 0.12088 | 2.433% | 10.0731 | 0.8 | 0.8 | 0.8 | 54.72 | 7.2094 | 3.9748 | 3.9748 | 0 | 0% | 694 | 68.4 | 0 | 625.6 | 694 | 54.72 | 0 | 639.28 | Winter | 0 | FALSE | 0 | 0 | 0 | 0 | 0 | 0 | 1 | 1
1978-11-13 | 11 | 13 | 24:00 | 5.6 | 0 | 1 | 42 |  | 13 | 7.5659 | 4.2002 | 11.7661 | 95% | 1 | 68.4 | 9.0117 | 4.9685 | 4.8476 | 0.12088 | 2.433% | 9.6637 | 0.8 | 0.8 | 0.8 | 54.72 | 7.2094 | 3.9748 | 3.9748 | 0 | 0% | 666 | 68.4 | 0 | 597.6 | 666 | 54.72 | 0 | 611.28 | Winter | 0 | FALSE | 0 | 0 | 0 | 0 | 0 | 0 | 1 | 1
1978-11-14 | 11 | 14 | 1:00 | 5.6 | 1 | 1 | 42 |  | 13 | 7.5659 | 3.9376 | 11.5036 | 95% | 1 | 68.4 | 9.0117 | 4.9685 | 4.8476 | 0.12088 | 2.433% | 9.6455 | 0.8 | 0.8 | 0.8 | 54.72 | 7.2094 | 3.9748 | 3.9748 | 0 | 0% | 664.75 | 68.4 | 0 | 596.35 | 664.75 | 54.72 | 0 | 610.03 | Winter | 0 | FALSE | 0 | 0 | 0 | 0 | 0 | 0 | 1 | 1
1978-11-14 | 11 | 14 | 2:00 | 5.6 | 2 | 1 | 42 |  | 13 | 7.5659 | 3.1501 | 10.716 | 95% | 1 | 68.4 | 9.0117 | 4.9685 | 4.8476 | 0.12088 | 2.433% | 9.5029 | 0.8 | 0.8 | 0.8 | 54.72 | 7.2094 | 3.9748 | 3.9748 | 0 | 0% | 655 | 68.4 | 0 | 586.6 | 655 | 54.72 | 0 | 600.28 | Winter | 0 | FALSE | 0 | 0 | 0 | 0 | 0 | 0 | 1 | 1
1978-11-14 | 11 | 14 | 3:00 | 6.1 | 3 | 1 | 43 |  | 12 | 6.9839 | 3.4126 | 10.3966 | 95% | 1 | 68.4 | 9.0117 | 4.9685 | 4.8476 | 0.12088 | 2.433% | 9.5431 | 0.8 | 0.8 | 0.8 | 54.72 | 7.2094 | 3.9748 | 3.9748 | 0 | 0% | 657.75 | 68.4 | 0 | 589.35 | 657.75 | 54.72 | 0 | 603.03 | Winter | 0 | FALSE | 0 | 0 | 0 | 0 | 0 | 0 | 1 | 1
1978-11-14 | 11 | 14 | 4:00 | 6.7 | 4 | 1 | 44 |  | 11 | 6.4019 | 3.1501 | 9.5521 | 95% | 1 | 68.4 | 9.0117 | 4.9685 | 4.8476 | 0.12088 | 2.433% | 9.2909 | 0.8 | 0.8 | 0.8 | 54.72 | 7.2094 | 3.9748 | 3.9748 | 0 | 0% | 640.5 | 68.4 | 0 | 572.1 | 640.5 | 54.72 | 0 | 585.78 | Winter | 0 | FALSE | 0 | 0 | 0 | 0 | 0 | 0 | 1 | 1
1978-11-14 | 11 | 14 | 5:00 | 6.7 | 5 | 1 | 44 |  | 11 | 6.4019 | 3.1501 | 9.5521 | 95% | 1 | 68.4 | 9.0117 | 4.9685 | 4.8476 | 0.12088 | 2.433% | 9.5285 | 0.8 | 0.8 | 0.8 | 54.72 | 7.2094 | 3.9748 | 3.9748 | 0 | 0% | 656.75 | 68.4 | 0 | 588.35 | 656.75 | 54.72 | 0 | 602.03 | Winter | 0 | FALSE | 0 | 0 | 0 | 0 | 0 | 0 | 1 | 1
1978-11-14 | 11 | 14 | 6:00 | 7.2 | 6 | 1 | 45 |  | 10 | 5.8199 | 3.9376 | 9.7576 | 95% | 1 | 68.4 | 9.0117 | 4.9685 | 4.8476 | 0.12088 | 2.433% | 9.9708 | 0.8 | 0.8 | 0.8 | 54.72 | 7.2094 | 3.9748 | 3.9748 | 0 | 0% | 687 | 68.4 | 0 | 618.6 | 687 | 54.72 | 0 | 632.28 | Winter | 0 | FALSE | 0 | 0 | 0 | 0 | 0 | 0 | 1 | 1
1978-11-14 | 11 | 14 | 7:00 | 7.8 | 7 | 1 | 46 |  | 9 | 5.238 | 4.7252 | 9.9631 | 95% | 1 | 68.4 | 9.0117 | 4.9685 | 4.8476 | 0.12088 | 2.433% | 9.7917 | 0.8 | 0.8 | 0.8 | 54.72 | 7.2094 | 3.9748 | 3.9748 | 0 | 0% | 674.75 | 68.4 | 0 | 606.35 | 674.75 | 54.72 | 0 | 620.03 | Winter | 0 | FALSE | 0 | 0 | 0 | 0 | 0 | 0 | 1 | 1
1978-11-14 | 11 | 14 | 8:00 | 8.9 | 8 | 1 | 48 |  | 7 | 4.074 | 7.6128 | 11.6867 | 95% | 1 | 68.4 | 9.0117 | 4.9685 | 4.8476 | 0.12088 | 2.433% | 10.5592 | 0.8 | 0.8 | 0.8 | 54.72 | 7.2094 | 3.9748 | 3.9748 | 0 | 0% | 727.25 | 68.4 | 0 | 658.85 | 727.25 | 54.72 | 0 | 672.53 | Winter | 0 | FALSE | 0 | 0 | 0 | 0 | 0 | 0 | 1 | 1
1978-11-14 | 11 | 14 | 9:00 | 11.7 | 9 | 1 | 53 |  | 2 | 1.164 | 6.5627 | 7.7267 | 95% | 1 | 68.4 | 9.0117 | 4.9685 | 4.8476 | 0.12088 | 2.433% | 11.2756 | 0.8 | 0.8 | 0.8 | 54.72 | 7.2094 | 3.9748 | 3.9748 | 0 | 0% | 776.25 | 68.4 | 0 | 707.85 | 776.25 | 54.72 | 0 | 721.53 | Winter | 0 | FALSE | 0 | 0 | 0 | 0 | 0 | 0 | 1 | 1
1978-11-14 | 11 | 14 | 10:00 | 13.9 | 10 | 1 | 57 |  | 0 | 0 | 6.0377 | 6.0377 | 95% | 0.86583 | 59.2228 | 7.8026 | 4.3019 | 4.1972 | 0.10466 | 2.433% | 11.7982 | 0.8 | 0.8 | 0.8 | 54.72 | 7.2094 | 3.9748 | 3.9748 | 0 | 0% | 812 | 59.2228 | 0 | 752.7772 | 812 | 54.72 | 0 | 757.28 | Winter | 0 | FALSE | 0 | 0 | 0 | 0 | 0 | 1 | 0 | 1
1978-11-14 | 11 | 14 | 11:00 | 15.6 | 11 | 1 | 60 |  | 0 | 0 | 5.2502 | 5.2502 | 95% | 0.7529 | 51.4981 | 6.7849 | 3.7408 | 3.6497 | 0.091013 | 2.433% | 11.9518 | 0.8 | 0.8 | 0.8 | 54.72 | 7.2094 | 3.9748 | 3.9376 | 0.037156 | 0.9348% | 822.5 | 51.4981 | 0 | 771.0019 | 822.5 | 54.72 | 0 | 767.78 | Winter | 0 | FALSE | 0 | 0 | 0 | 0 | 0 | 1 | 0 | 1
1978-11-14 | 11 | 14 | 12:00 | 16.7 | 12 | 1 | 62 |  | 0 | 0 | 5.2502 | 5.2502 | 95% | 0.7529 | 51.4981 | 6.7849 | 3.7408 | 3.6497 | 0.091013 | 2.433% | 12.8107 | 0.8 | 0.8 | 0.8 | 54.72 | 7.2094 | 3.9748 | 3.9376 | 0.037156 | 0.9348% | 881.25 | 51.4981 | 0 | 829.7519 | 881.25 | 54.72 | 0 | 826.53 | Winter | 0 | FALSE | 0 | 0 | 0 | 0 | 0 | 1 | 0 | 1
1978-11-14 | 11 | 14 | 13:00 | 17.8 | 13 | 1 | 64 |  | 0 | 0 | 4.7252 | 4.7252 | 95% | 0.67761 | 46.3483 | 6.1064 | 3.3667 | 3.2848 | 0.081911 | 2.433% | 12.4269 | 0.8 | 0.8 | 0.8 | 54.72 | 7.2094 | 3.9748 | 3.5439 | 0.43092 | 10.84% | 855 | 46.3483 | 0 | 808.6517 | 855 | 54.72 | 0 | 800.28 | Winter | 0 | FALSE | 0 | 0 | 0 | 0 | 0 | 1 | 0 | 1
1978-11-14 | 11 | 14 | 14:00 | 18.3 | 14 | 1 | 65 |  | 0 | 0 | 3.9376 | 3.9376 | 95% | 0.56467 | 38.6235 | 5.0887 | 2.8056 | 2.7373 | 0.068259 | 2.433% | 12.0577 | 0.8 | 0.8 | 0.8 | 54.72 | 7.2094 | 3.9748 | 2.9532 | 1.0216 | 25.7% | 829.75 | 38.6235 | 0 | 791.1265 | 829.75 | 54.72 | 0 | 775.03 | Winter | 0 | FALSE | 0 | 0 | 0 | 0 | 0 | 1 | 0 | 1
1978-11-14 | 11 | 14 | 15:00 | 17.8 | 15 | 1 | 64 |  | 0 | 0 | 3.6751 | 3.6751 | 95% | 0.52703 | 36.0486 | 4.7494 | 2.6185 | 2.5548 | 0.063709 | 2.433% | 12.1053 | 0.8 | 0.8 | 0.8 | 54.72 | 7.2094 | 3.9748 | 2.7564 | 1.2184 | 30.65% | 833 | 36.0486 | 0 | 796.9514 | 833 | 54.72 | 0 | 778.28 | Winter | 0 | FALSE | 0 | 0 | 0 | 0 | 0 | 1 | 0 | 1
1978-11-14 | 11 | 14 | 16:00 | 16.7 | 16 | 1 | 62 |  | 0 | 0 | 3.6751 | 3.6751 | 95% | 0.52703 | 36.0486 | 4.7494 | 2.6185 | 2.5548 | 0.063709 | 2.433% | 12.1966 | 0.8 | 0.8 | 0.8 | 54.72 | 7.2094 | 3.9748 | 2.7564 | 1.2184 | 30.65% | 839.25 | 36.0486 | 0 | 803.2014 | 839.25 | 54.72 | 0 | 784.53 | Winter | 0 | FALSE | 0 | 0 | 0 | 0 | 0 | 1 | 0 | 1
1978-11-14 | 11 | 14 | 17:00 | 16.1 | 17 | 1 | 61 |  | 0 | 0 | 4.7252 | 4.7252 | 95% | 0.67761 | 46.3483 | 6.1064 | 3.3667 | 3.2848 | 0.081911 | 2.433% | 12.4269 | 0.8 | 0.8 | 0.8 | 54.72 | 7.2094 | 3.9748 | 3.5439 | 0.43092 | 10.84% | 855 | 46.3483 | 0 | 808.6517 | 855 | 54.72 | 0 | 800.28 | Winter | 1 | FALSE | 1 | 46.3483 | 54.72 | 0 | 0 | 1 | 0 | 1
1978-11-14 | 11 | 14 | 18:00 | 15.6 | 18 | 1 | 60 |  | 0 | 0 | 6.0377 | 6.0377 | 95% | 0.86583 | 59.2228 | 7.8026 | 4.3019 | 4.1972 | 0.10466 | 2.433% | 12.1235 | 0.8 | 0.8 | 0.8 | 54.72 | 7.2094 | 3.9748 | 3.9748 | 0 | 0% | 834.25 | 59.2228 | 0 | 775.0272 | 834.25 | 54.72 | 0 | 779.53 | Winter | 1 | FALSE | 1 | 59.2228 | 54.72 | 0 | 0 | 1 | 0 | 1
1978-11-14 | 11 | 14 | 19:00 | 13.9 | 19 | 1 | 57 |  | 0 | 0 | 6.5627 | 6.5627 | 95% | 0.94112 | 64.3726 | 8.4811 | 4.676 | 4.5622 | 0.11377 | 2.433% | 11.356 | 0.8 | 0.8 | 0.8 | 54.72 | 7.2094 | 3.9748 | 3.9748 | 0 | 0% | 781.75 | 64.3726 | 0 | 717.3774 | 781.75 | 54.72 | 0 | 727.03 | Winter | 0 | FALSE | 0 | 0 | 0 | 0 | 0 | 1 | 0 | 1
1978-11-14 | 11 | 14 | 20:00 | 15 | 20 | 1 | 59 |  | 0 | 0 | 5.7752 | 5.7752 | 95% | 0.82819 | 56.6479 | 7.4634 | 4.1148 | 4.0147 | 0.10011 | 2.433% | 10.7383 | 0.8 | 0.8 | 0.8 | 54.72 | 7.2094 | 3.9748 | 3.9748 | 0 | 0% | 739.5 | 56.6479 | 0 | 682.8521 | 739.5 | 54.72 | 0 | 684.78 | Winter | 0 | FALSE | 0 | 0 | 0 | 0 | 0 | 1 | 0 | 1
1978-11-14 | 11 | 14 | 21:00 | 15.6 | 21 | 1 | 60 |  | 0 | 0 | 4.7252 | 4.7252 | 95% | 0.67761 | 46.3483 | 6.1064 | 3.3667 | 3.2848 | 0.081911 | 2.433% | 10.8297 | 0.8 | 0.8 | 0.8 | 54.72 | 7.2094 | 3.9748 | 3.5439 | 0.43092 | 10.84% | 745.75 | 46.3483 | 0 | 699.4017 | 745.75 | 54.72 | 0 | 691.03 | Winter | 0 | FALSE | 0 | 0 | 0 | 0 | 0 | 1 | 0 | 1
1978-11-14 | 11 | 14 | 22:00 | 15.6 | 22 | 1 | 60 |  | 0 | 0 | 4.2002 | 4.2002 | 95% | 0.60232 | 41.1985 | 5.4279 | 2.9926 | 2.9198 | 0.07281 | 2.433% | 10.5775 | 0.8 | 0.8 | 0.8 | 54.72 | 7.2094 | 3.9748 | 3.1501 | 0.82468 | 20.75% | 728.5 | 41.1985 | 0 | 687.3015 | 728.5 | 54.72 | 0 | 673.78 | Winter | 0 | FALSE | 0 | 0 | 0 | 0 | 0 | 1 | 0 | 1
1978-11-14 | 11 | 14 | 23:00 | 15.6 | 23 | 1 | 60 |  | 0 | 0 | 5.2502 | 5.2502 | 95% | 0.7529 | 51.4981 | 6.7849 | 3.7408 | 3.6497 | 0.091013 | 2.433% | 9.6564 | 0.8 | 0.8 | 0.8 | 54.72 | 7.2094 | 3.9748 | 3.9376 | 0.037156 | 0.9348% | 665.5 | 51.4981 | 0 | 614.0019 | 665.5 | 54.72 | 0 | 610.78 | Winter | 0 | FALSE | 0 | 0 | 0 | 0 | 0 | 1 | 0 | 1
1978-11-14 | 11 | 14 | 24:00 | 15.6 | 0 | 1 | 60 |  | 0 | 0 | 4.2002 | 4.2002 | 95% | 0.60232 | 41.1985 | 5.4279 | 2.9926 | 2.9198 | 0.07281 | 2.433% | 9.4773 | 0.8 | 0.8 | 0.8 | 54.72 | 7.2094 | 3.9748 | 3.1501 | 0.82468 | 20.75% | 653.25 | 41.1985 | 0 | 612.0515 | 653.25 | 54.72 | 0 | 598.53 | Winter | 0 | FALSE | 0 | 0 | 0 | 0 | 0 | 1 | 0 | 1
1978-11-15 | 11 | 15 | 1:00 | 15.6 | 1 | 2 | 60 |  | 0 | 0 | 3.9376 | 3.9376 | 95% | 0.56467 | 38.6235 | 5.0887 | 2.8056 | 2.7373 | 0.068259 | 2.433% | 9.5431 | 0.8 | 0.8 | 0.8 | 54.72 | 7.2094 | 3.9748 | 2.9532 | 1.0216 | 25.7% | 657.75 | 38.6235 | 0 | 619.1265 | 657.75 | 54.72 | 0 | 603.03 | Winter | 0 | 0 | 0 | 0 | 0 | 0 | 0 | 1 | 0 | 1
1978-11-15 | 11 | 15 | 2:00 | 15.6 | 2 | 2 | 60 |  | 0 | 0 | 3.1501 | 3.1501 | 95% | 0 | 0 | 0 | 0 | 0 | 0 | 2.433% | 9.7807 | 0.8 | 0.8 | 0.8 | 54.72 | 7.2094 | 3.9748 | 2.3626 | 1.6122 | 40.56% | 674 | 0 | 0 | 674 | 674 | 54.72 | 0 | 619.28 | Winter | 0 | 0 | 0 | 0 | 0 | 1 | 0 | 1 | 0 | 0
1978-11-15 | 11 | 15 | 3:00 | 13.9 | 3 | 2 | 57 |  | 0 | 0 | 3.4126 | 3.4126 | 95% | 0 | 0 | 0 | 0 | 0 | 0 | 2.433% | 10.0475 | 0.8 | 0.8 | 0.8 | 54.72 | 7.2094 | 3.9748 | 2.5595 | 1.4153 | 35.61% | 692.25 | 0 | 0 | 692.25 | 692.25 | 54.72 | 0 | 637.53 | Winter | 0 | 0 | 0 | 0 | 0 | 1 | 0 | 1 | 0 | 0
1978-11-15 | 11 | 15 | 4:00 | 12.8 | 4 | 2 | 55 |  | 0 | 0 | 3.1501 | 3.1501 | 95% | 0 | 0 | 0 | 0 | 0 | 0 | 2.433% | 9.4079 | 0.8 | 0.8 | 0.8 | 54.72 | 7.2094 | 3.9748 | 2.3626 | 1.6122 | 40.56% | 648.5 | 0 | 0 | 648.5 | 648.5 | 54.72 | 0 | 593.78 | Winter | 0 | 0 | 0 | 0 | 0 | 1 | 0 | 1 | 0 | 0
1978-11-15 | 11 | 15 | 5:00 | 11.7 | 5 | 2 | 53 |  | 2 | 1.164 | 3.1501 | 4.3141 | 95% | 0.61866 | 42.3162 | 5.5752 | 3.0738 | 2.999 | 0.074785 | 2.433% | 9.2763 | 0.8 | 0.8 | 0.8 | 54.72 | 7.2094 | 3.9748 | 3.2356 | 0.73922 | 18.6% | 639.5 | 42.3162 | 0 | 597.1838 | 639.5 | 54.72 | 0 | 584.78 | Winter | 0 | 0 | 0 | 0 | 0 | 0 | 0 | 1 | 0 | 1
1978-11-15 | 11 | 15 | 6:00 | 10.6 | 6 | 2 | 51 |  | 4 | 2.328 | 3.9376 | 6.2656 | 95% | 0.89851 | 61.4582 | 8.0971 | 4.4643 | 4.3556 | 0.10862 | 2.433% | 9.2909 | 0.8 | 0.8 | 0.8 | 54.72 | 7.2094 | 3.9748 | 3.9748 | 0 | 0% | 640.5 | 61.4582 | 0 | 579.0418 | 640.5 | 54.72 | 0 | 585.78 | Winter | 0 | 0 | 0 | 0 | 0 | 0 | 0 | 1 | 0 | 1
1978-11-15 | 11 | 15 | 7:00 | 8.9 | 7 | 2 | 48 |  | 7 | 4.074 | 4.7252 | 8.7991 | 95% | 1 | 68.4 | 9.0117 | 4.9685 | 4.8476 | 0.12088 | 2.433% | 9.8867 | 0.8 | 0.8 | 0.8 | 54.72 | 7.2094 | 3.9748 | 3.9748 | 0 | 0% | 681.25 | 68.4 | 0 | 612.85 | 681.25 | 54.72 | 0 | 626.53 | Winter | 0 | 0 | 0 | 0 | 0 | 0 | 0 | 0 | 1 | 1
1978-11-15 | 11 | 15 | 8:00 | 8.9 | 8 | 2 | 48 |  | 7 | 4.074 | 7.6128 | 11.6867 | 95% | 1 | 68.4 | 9.0117 | 4.9685 | 4.8476 | 0.12088 | 2.433% | 9.9561 | 0.8 | 0.8 | 0.8 | 54.72 | 7.2094 | 3.9748 | 3.9748 | 0 | 0% | 686 | 68.4 | 0 | 617.6 | 686 | 54.72 | 0 | 631.28 | Winter | 0 | 0 | 0 | 0 | 0 | 0 | 0 | 0 | 1 | 1
1978-11-15 | 11 | 15 | 9:00 | 10 | 9 | 2 | 50 |  | 5 | 2.91 | 6.5627 | 9.4727 | 95% | 1 | 68.4 | 9.0117 | 4.9685 | 4.8476 | 0.12088 | 2.433% | 10.1718 | 0.8 | 0.8 | 0.8 | 54.72 | 7.2094 | 3.9748 | 3.9748 | 0 | 0% | 700.75 | 68.4 | 0 | 632.35 | 700.75 | 54.72 | 0 | 646.03 | Winter | 0 | 0 | 0 | 0 | 0 | 0 | 0 | 0 | 1 | 1
1978-11-15 | 11 | 15 | 10:00 | 10.6 | 10 | 2 | 51 |  | 4 | 2.328 | 6.0377 | 8.3657 | 95% | 1 | 68.4 | 9.0117 | 4.9685 | 4.8476 | 0.12088 | 2.433% | 10.8041 | 0.8 | 0.8 | 0.8 | 54.72 | 7.2094 | 3.9748 | 3.9748 | 0 | 0% | 744 | 68.4 | 0 | 675.6 | 744 | 54.72 | 0 | 689.28 | Winter | 0 | 0 | 0 | 0 | 0 | 0 | 0 | 0 | 1 | 1
1978-11-15 | 11 | 15 | 11:00 | 10.6 | 11 | 2 | 51 |  | 4 | 2.328 | 5.2502 | 7.5782 | 95% | 1 | 68.4 | 9.0117 | 4.9685 | 4.8476 | 0.12088 | 2.433% | 11.0307 | 0.8 | 0.8 | 0.8 | 54.72 | 7.2094 | 3.9748 | 3.9748 | 0 | 0% | 759.5 | 68.4 | 0 | 691.1 | 759.5 | 54.72 | 0 | 704.78 | Winter | 0 | 0 | 0 | 0 | 0 | 0 | 0 | 0 | 1 | 1
1978-11-15 | 11 | 15 | 12:00 | 11.7 | 12 | 2 | 53 |  | 2 | 1.164 | 5.2502 | 6.4142 | 95% | 0.91982 | 62.9154 | 8.2891 | 4.5701 | 4.4589 | 0.11119 | 2.433% | 10.7054 | 0.8 | 0.8 | 0.8 | 54.72 | 7.2094 | 3.9748 | 3.9748 | 0 | 0% | 737.25 | 62.9154 | 0 | 674.3346 | 737.25 | 54.72 | 0 | 682.53 | Winter | 0 | 0 | 0 | 0 | 0 | 0 | 0 | 1 | 0 | 1
1978-11-15 | 11 | 15 | 13:00 | 12.2 | 13 | 2 | 54 |  | 1 | 0.58199 | 4.7252 | 5.3072 | 95% | 0.76107 | 52.0569 | 6.8585 | 3.7814 | 3.6894 | 0.092 | 2.433% | 10.5117 | 0.8 | 0.8 | 0.8 | 54.72 | 7.2094 | 3.9748 | 3.9748 | 0 | 0% | 724 | 52.0569 | 0 | 671.9431 | 724 | 54.72 | 0 | 669.28 | Winter | 0 | 0 | 0 | 0 | 0 | 0 | 0 | 1 | 0 | 1
1978-11-15 | 11 | 15 | 14:00 | 12.8 | 14 | 2 | 55 |  | 0 | 0 | 3.9376 | 3.9376 | 95% | 0.56467 | 38.6235 | 5.0887 | 2.8056 | 2.7373 | 0.068259 | 2.433% | 11.1477 | 0.8 | 0.8 | 0.8 | 54.72 | 7.2094 | 3.9748 | 2.9532 | 1.0216 | 25.7% | 767.5 | 38.6235 | 0 | 728.8765 | 767.5 | 54.72 | 0 | 712.78 | Winter | 0 | 0 | 0 | 0 | 0 | 0 | 0 | 1 | 0 | 1
1978-11-15 | 11 | 15 | 15:00 | 12.8 | 15 | 2 | 55 |  | 0 | 0 | 3.6751 | 3.6751 | 95% | 0.52703 | 36.0486 | 4.7494 | 2.6185 | 2.5548 | 0.063709 | 2.433% | 10.8333 | 0.8 | 0.8 | 0.8 | 54.72 | 7.2094 | 3.9748 | 2.7564 | 1.2184 | 30.65% | 746 | 36.0486 | 0 | 709.9514 | 746 | 54.72 | 0 | 691.28 | Winter | 0 | 0 | 0 | 0 | 0 | 0 | 0 | 1 | 0 | 1
1978-11-15 | 11 | 15 | 16:00 | 11.1 | 16 | 2 | 52 |  | 3 | 1.746 | 3.6751 | 5.4211 | 95% | 0.77741 | 53.1746 | 7.0058 | 3.8625 | 3.7686 | 0.093976 | 2.433% | 10.5446 | 0.8 | 0.8 | 0.8 | 54.72 | 7.2094 | 3.9748 | 3.9748 | 0 | 0% | 726.25 | 53.1746 | 0 | 673.0754 | 726.25 | 54.72 | 0 | 671.53 | Winter | 0 | 0 | 0 | 0 | 0 | 0 | 0 | 1 | 0 | 1
1978-11-15 | 11 | 15 | 17:00 | 10.6 | 17 | 2 | 51 |  | 4 | 2.328 | 4.7252 | 7.0532 | 95% | 1 | 68.4 | 9.0117 | 4.9685 | 4.8476 | 0.12088 | 2.433% | 10.4057 | 0.8 | 0.8 | 0.8 | 54.72 | 7.2094 | 3.9748 | 3.9748 | 0 | 0% | 716.75 | 68.4 | 0 | 648.35 | 716.75 | 54.72 | 0 | 662.03 | Winter | 0 | 0 | 0 | 0 | 0 | 0 | 0 | 0 | 1 | 1
1978-11-15 | 11 | 15 | 18:00 | 10 | 18 | 2 | 50 |  | 5 | 2.91 | 6.0377 | 8.9477 | 95% | 1 | 68.4 | 9.0117 | 4.9685 | 4.8476 | 0.12088 | 2.433% | 10.7785 | 0.8 | 0.8 | 0.8 | 54.72 | 7.2094 | 3.9748 | 3.9748 | 0 | 0% | 742.25 | 68.4 | 0 | 673.85 | 742.25 | 54.72 | 0 | 687.53 | Winter | 0 | 0 | 0 | 0 | 0 | 0 | 0 | 0 | 1 | 1
1978-11-15 | 11 | 15 | 19:00 | 8.9 | 19 | 2 | 48 |  | 7 | 4.074 | 6.5627 | 10.6367 | 95% | 1 | 68.4 | 9.0117 | 4.9685 | 4.8476 | 0.12088 | 2.433% | 10.1974 | 0.8 | 0.8 | 0.8 | 54.72 | 7.2094 | 3.9748 | 3.9748 | 0 | 0% | 702.5 | 68.4 | 0 | 634.1 | 702.5 | 54.72 | 0 | 647.78 | Winter | 0 | 0 | 0 | 0 | 0 | 0 | 0 | 0 | 1 | 1
1978-11-15 | 11 | 15 | 20:00 | 8.3 | 20 | 2 | 47 |  | 8 | 4.656 | 5.7752 | 10.4312 | 95% | 1 | 68.4 | 9.0117 | 4.9685 | 4.8476 | 0.12088 | 2.433% | 10.1608 | 0.8 | 0.8 | 0.8 | 54.72 | 7.2094 | 3.9748 | 3.9748 | 0 | 0% | 700 | 68.4 | 0 | 631.6 | 700 | 54.72 | 0 | 645.28 | Winter | 0 | 0 | 0 | 0 | 0 | 0 | 0 | 0 | 1 | 1
1978-11-15 | 11 | 15 | 21:00 | 8.3 | 21 | 2 | 47 |  | 8 | 4.656 | 4.7252 | 9.3811 | 95% | 1 | 68.4 | 9.0117 | 4.9685 | 4.8476 | 0.12088 | 2.433% | 10.0841 | 0.8 | 0.8 | 0.8 | 54.72 | 7.2094 | 3.9748 | 3.9748 | 0 | 0% | 694.75 | 68.4 | 0 | 626.35 | 694.75 | 54.72 | 0 | 640.03 | Winter | 0 | 0 | 0 | 0 | 0 | 0 | 0 | 0 | 1 | 1
1978-11-15 | 11 | 15 | 22:00 | 7.8 | 22 | 2 | 46 |  | 9 | 5.238 | 4.2002 | 9.4381 | 95% | 1 | 68.4 | 9.0117 | 4.9685 | 4.8476 | 0.12088 | 2.433% | 10.0073 | 0.8 | 0.8 | 0.8 | 54.72 | 7.2094 | 3.9748 | 3.9748 | 0 | 0% | 689.5 | 68.4 | 0 | 621.1 | 689.5 | 54.72 | 0 | 634.78 | Winter | 0 | 0 | 0 | 0 | 0 | 0 | 0 | 0 | 1 | 1
1978-11-15 | 11 | 15 | 23:00 | 7.2 | 23 | 2 | 45 |  | 10 | 5.8199 | 5.2502 | 11.0701 | 95% | 1 | 68.4 | 9.0117 | 4.9685 | 4.8476 | 0.12088 | 2.433% | 9.6711 | 0.8 | 0.8 | 0.8 | 54.72 | 7.2094 | 3.9748 | 3.9748 | 0 | 0% | 666.5 | 68.4 | 0 | 598.1 | 666.5 | 54.72 | 0 | 611.78 | Winter | 0 | 0 | 0 | 0 | 0 | 0 | 0 | 0 | 1 | 1
1978-11-15 | 11 | 15 | 24:00 | 7.2 | 0 | 2 | 45 |  | 10 | 5.8199 | 4.2002 | 10.0201 | 95% | 1 | 68.4 | 9.0117 | 4.9685 | 4.8476 | 0.12088 | 2.433% | 9.9306 | 0.8 | 0.8 | 0.8 | 54.72 | 7.2094 | 3.9748 | 3.9748 | 0 | 0% | 684.25 | 68.4 | 0 | 615.85 | 684.25 | 54.72 | 0 | 629.53 | Winter | 0 | 0 | 0 | 0 | 0 | 0 | 0 | 0 | 1 | 1
1978-11-16 | 11 | 16 | 1:00 | 6.7 | 1 | 2 | 44 |  | 11 | 6.4019 | 3.9376 | 10.3396 | 95% | 1 | 68.4 | 9.0117 | 4.9685 | 4.8476 | 0.12088 | 2.433% | 9.9488 | 0.8 | 0.8 | 0.8 | 54.72 | 7.2094 | 3.9748 | 3.9748 | 0 | 0% | 685.5 | 68.4 | 0 | 617.1 | 685.5 | 54.72 | 0 | 630.78 | Winter | 0 | 0 | 0 | 0 | 0 | 0 | 0 | 0 | 1 | 1
1978-11-16 | 11 | 16 | 2:00 | 5.6 | 2 | 2 | 42 |  | 13 | 7.5659 | 3.1501 | 10.716 | 95% | 1 | 68.4 | 9.0117 | 4.9685 | 4.8476 | 0.12088 | 2.433% | 9.682 | 0.8 | 0.8 | 0.8 | 54.72 | 7.2094 | 3.9748 | 3.9748 | 0 | 0% | 667.25 | 68.4 | 0 | 598.85 | 667.25 | 54.72 | 0 | 612.53 | Winter | 0 | 0 | 0 | 0 | 0 | 0 | 0 | 0 | 1 | 1
1978-11-16 | 11 | 16 | 3:00 | 5.6 | 3 | 2 | 42 |  | 13 | 7.5659 | 3.4126 | 10.9786 | 95% | 1 | 68.4 | 9.0117 | 4.9685 | 4.8476 | 0.12088 | 2.433% | 9.3421 | 0.8 | 0.8 | 0.8 | 54.72 | 7.2094 | 3.9748 | 3.9748 | 0 | 0% | 644 | 68.4 | 0 | 575.6 | 644 | 54.72 | 0 | 589.28 | Winter | 0 | 0 | 0 | 0 | 0 | 0 | 0 | 0 | 1 | 1
1978-11-16 | 11 | 16 | 4:00 | 5 | 4 | 2 | 41 |  | 14 | 8.1479 | 3.1501 | 11.298 | 95% | 1 | 68.4 | 9.0117 | 4.9685 | 4.8476 | 0.12088 | 2.433% | 9.6199 | 0.8 | 0.8 | 0.8 | 54.72 | 7.2094 | 3.9748 | 3.9748 | 0 | 0% | 663 | 68.4 | 0 | 594.6 | 663 | 54.72 | 0 | 608.28 | Winter | 0 | 0 | 0 | 0 | 0 | 0 | 0 | 0 | 1 | 1
1978-11-16 | 11 | 16 | 5:00 | 5 | 5 | 2 | 41 |  | 14 | 8.1479 | 3.1501 | 11.298 | 95% | 1 | 68.4 | 9.0117 | 4.9685 | 4.8476 | 0.12088 | 2.433% | 9.4115 | 0.8 | 0.8 | 0.8 | 54.72 | 7.2094 | 3.9748 | 3.9748 | 0 | 0% | 648.75 | 68.4 | 0 | 580.35 | 648.75 | 54.72 | 0 | 594.03 | Winter | 0 | 0 | 0 | 0 | 0 | 0 | 0 | 0 | 1 | 1
1978-11-16 | 11 | 16 | 6:00 | 5.6 | 6 | 2 | 42 |  | 13 | 7.5659 | 3.9376 | 11.5036 | 95% | 1 | 68.4 | 9.0117 | 4.9685 | 4.8476 | 0.12088 | 2.433% | 9.1996 | 0.8 | 0.8 | 0.8 | 54.72 | 7.2094 | 3.9748 | 3.9748 | 0 | 0% | 634.25 | 68.4 | 0 | 565.85 | 634.25 | 54.72 | 0 | 579.53 | Winter | 0 | 0 | 0 | 0 | 0 | 0 | 0 | 0 | 1 | 1
1978-11-16 | 11 | 16 | 7:00 | 5.6 | 7 | 2 | 42 |  | 13 | 7.5659 | 4.7252 | 12.2911 | 95% | 1 | 68.4 | 9.0117 | 4.9685 | 4.8476 | 0.12088 | 2.433% | 9.4042 | 0.8 | 0.8 | 0.8 | 54.72 | 7.2094 | 3.9748 | 3.9748 | 0 | 0% | 648.25 | 68.4 | 0 | 579.85 | 648.25 | 54.72 | 0 | 593.53 | Winter | 0 | 0 | 0 | 0 | 0 | 0 | 0 | 0 | 1 | 1
1978-11-16 | 11 | 16 | 8:00 | 5.6 | 8 | 2 | 42 |  | 13 | 7.5659 | 7.6128 | 15.1787 | 95% | 1 | 68.4 | 9.0117 | 4.9685 | 4.8476 | 0.12088 | 2.433% | 9.8611 | 0.8 | 0.8 | 0.8 | 54.72 | 7.2094 | 3.9748 | 3.9748 | 0 | 0% | 679.5 | 68.4 | 0 | 611.1 | 679.5 | 54.72 | 0 | 624.78 | Winter | 0 | 0 | 0 | 0 | 0 | 0 | 0 | 0 | 1 | 1
1978-11-16 | 11 | 16 | 9:00 | 6.1 | 9 | 2 | 43 |  | 12 | 6.9839 | 6.5627 | 13.5467 | 95% | 1 | 68.4 | 9.0117 | 4.9685 | 4.8476 | 0.12088 | 2.433% | 9.576 | 0.8 | 0.8 | 0.8 | 54.72 | 7.2094 | 3.9748 | 3.9748 | 0 | 0% | 660 | 68.4 | 0 | 591.6 | 660 | 54.72 | 0 | 605.28 | Winter | 0 | 0 | 0 | 0 | 0 | 0 | 0 | 0 | 1 | 1
1978-11-16 | 11 | 16 | 10:00 | 6.7 | 10 | 2 | 44 |  | 11 | 6.4019 | 6.0377 | 12.4397 | 95% | 1 | 68.4 | 9.0117 | 4.9685 | 4.8476 | 0.12088 | 2.433% | 9.6784 | 0.8 | 0.8 | 0.8 | 54.72 | 7.2094 | 3.9748 | 3.9748 | 0 | 0% | 667 | 68.4 | 0 | 598.6 | 667 | 54.72 | 0 | 612.28 | Winter | 0 | 0 | 0 | 0 | 0 | 0 | 0 | 0 | 1 | 1
1978-11-16 | 11 | 16 | 11:00 | 7.8 | 11 | 2 | 46 |  | 9 | 5.238 | 5.2502 | 10.4881 | 95% | 1 | 68.4 | 9.0117 | 4.9685 | 4.8476 | 0.12088 | 2.433% | 10.3253 | 0.8 | 0.8 | 0.8 | 54.72 | 7.2094 | 3.9748 | 3.9748 | 0 | 0% | 711.25 | 68.4 | 0 | 642.85 | 711.25 | 54.72 | 0 | 656.53 | Winter | 0 | 0 | 0 | 0 | 0 | 0 | 0 | 0 | 1 | 1
1978-11-16 | 11 | 16 | 12:00 | 8.3 | 12 | 2 | 47 |  | 8 | 4.656 | 5.2502 | 9.9061 | 95% | 1 | 68.4 | 9.0117 | 4.9685 | 4.8476 | 0.12088 | 2.433% | 10.0439 | 0.8 | 0.8 | 0.8 | 54.72 | 7.2094 | 3.9748 | 3.9748 | 0 | 0% | 692 | 68.4 | 0 | 623.6 | 692 | 54.72 | 0 | 637.28 | Winter | 0 | 0 | 0 | 0 | 0 | 0 | 0 | 0 | 1 | 1
1978-11-16 | 11 | 16 | 13:00 | 8.9 | 13 | 2 | 48 |  | 7 | 4.074 | 4.7252 | 8.7991 | 95% | 1 | 68.4 | 9.0117 | 4.9685 | 4.8476 | 0.12088 | 2.433% | 10.3034 | 0.8 | 0.8 | 0.8 | 54.72 | 7.2094 | 3.9748 | 3.9748 | 0 | 0% | 709.75 | 68.4 | 0 | 641.35 | 709.75 | 54.72 | 0 | 655.03 | Winter | 0 | 0 | 0 | 0 | 0 | 0 | 0 | 0 | 1 | 1
1978-11-16 | 11 | 16 | 14:00 | 9.4 | 14 | 2 | 49 |  | 6 | 3.492 | 3.9376 | 7.4296 | 95% | 1 | 68.4 | 9.0117 | 4.9685 | 4.8476 | 0.12088 | 2.433% | 10.212 | 0.8 | 0.8 | 0.8 | 54.72 | 7.2094 | 3.9748 | 3.9748 | 0 | 0% | 703.5 | 68.4 | 0 | 635.1 | 703.5 | 54.72 | 0 | 648.78 | Winter | 0 | 0 | 0 | 0 | 0 | 0 | 0 | 0 | 1 | 1
1978-11-16 | 11 | 16 | 15:00 | 8.9 | 15 | 2 | 48 |  | 7 | 4.074 | 3.6751 | 7.7491 | 95% | 1 | 68.4 | 9.0117 | 4.9685 | 4.8476 | 0.12088 | 2.433% | 10.1791 | 0.8 | 0.8 | 0.8 | 54.72 | 7.2094 | 3.9748 | 3.9748 | 0 | 0% | 701.25 | 68.4 | 0 | 632.85 | 701.25 | 54.72 | 0 | 646.53 | Winter | 0 | 0 | 0 | 0 | 0 | 0 | 0 | 0 | 1 | 1
1978-11-16 | 11 | 16 | 16:00 | 7.8 | 16 | 2 | 46 |  | 9 | 5.238 | 3.6751 | 8.9131 | 95% | 1 | 68.4 | 9.0117 | 4.9685 | 4.8476 | 0.12088 | 2.433% | 10.2558 | 0.8 | 0.8 | 0.8 | 54.72 | 7.2094 | 3.9748 | 3.9748 | 0 | 0% | 706.5 | 68.4 | 0 | 638.1 | 706.5 | 54.72 | 0 | 651.78 | Winter | 0 | 0 | 0 | 0 | 0 | 0 | 0 | 0 | 1 | 1
1978-11-16 | 11 | 16 | 17:00 | 6.7 | 17 | 2 | 44 |  | 11 | 6.4019 | 4.7252 | 11.1271 | 95% | 1 | 68.4 | 9.0117 | 4.9685 | 4.8476 | 0.12088 | 2.433% | 10.1499 | 0.8 | 0.8 | 0.8 | 54.72 | 7.2094 | 3.9748 | 3.9748 | 0 | 0% | 699.25 | 68.4 | 0 | 630.85 | 699.25 | 54.72 | 0 | 644.53 | Winter | 0 | 0 | 0 | 0 | 0 | 0 | 0 | 0 | 1 | 1
1978-11-16 | 11 | 16 | 18:00 | 6.1 | 18 | 2 | 43 |  | 12 | 6.9839 | 6.0377 | 13.0217 | 95% | 1 | 68.4 | 9.0117 | 4.9685 | 4.8476 | 0.12088 | 2.433% | 10.1718 | 0.8 | 0.8 | 0.8 | 54.72 | 7.2094 | 3.9748 | 3.9748 | 0 | 0% | 700.75 | 68.4 | 0 | 632.35 | 700.75 | 54.72 | 0 | 646.03 | Winter | 0 | 0 | 0 | 0 | 0 | 0 | 0 | 0 | 1 | 1
1978-11-16 | 11 | 16 | 19:00 | 6.1 | 19 | 2 | 43 |  | 12 | 6.9839 | 6.5627 | 13.5467 | 95% | 1 | 68.4 | 9.0117 | 4.9685 | 4.8476 | 0.12088 | 2.433% | 10.0987 | 0.8 | 0.8 | 0.8 | 54.72 | 7.2094 | 3.9748 | 3.9748 | 0 | 0% | 695.75 | 68.4 | 0 | 627.35 | 695.75 | 54.72 | 0 | 641.03 | Winter | 0 | 0 | 0 | 0 | 0 | 0 | 0 | 0 | 1 | 1
1978-11-16 | 11 | 16 | 20:00 | 5 | 20 | 2 | 41 |  | 14 | 8.1479 | 5.7752 | 13.9231 | 95% | 1 | 68.4 | 9.0117 | 4.9685 | 4.8476 | 0.12088 | 2.433% | 9.8136 | 0.8 | 0.8 | 0.8 | 54.72 | 7.2094 | 3.9748 | 3.9748 | 0 | 0% | 676.25 | 68.4 | 0 | 607.85 | 676.25 | 54.72 | 0 | 621.53 | Winter | 0 | 0 | 0 | 0 | 0 | 0 | 0 | 0 | 1 | 1
1978-11-16 | 11 | 16 | 21:00 | 4.4 | 21 | 2 | 40 |  | 15 | 8.7299 | 4.7252 | 13.4551 | 95% | 1 | 68.4 | 9.0117 | 4.9685 | 4.8476 | 0.12088 | 2.433% | 9.4006 | 0.8 | 0.8 | 0.8 | 54.72 | 7.2094 | 3.9748 | 3.9748 | 0 | 0% | 648 | 68.4 | 0 | 579.6 | 648 | 54.72 | 0 | 593.28 | Winter | 0 | 0 | 0 | 0 | 0 | 0 | 0 | 0 | 1 | 1
1978-11-16 | 11 | 16 | 22:00 | 3.3 | 22 | 2 | 38 |  | 17 | 9.8939 | 4.2002 | 14.0941 | 95% | 1 | 68.4 | 9.0117 | 4.9685 | 4.8476 | 0.12088 | 2.433% | 9.5431 | 0.8 | 0.8 | 0.8 | 54.72 | 7.2094 | 3.9748 | 3.9748 | 0 | 0% | 657.75 | 68.4 | 0 | 589.35 | 657.75 | 54.72 | 0 | 603.03 | Winter | 0 | 0 | 0 | 0 | 0 | 0 | 0 | 0 | 1 | 1
1978-11-16 | 11 | 16 | 23:00 | 2.8 | 23 | 2 | 37 |  | 18 | 10.4759 | 5.2502 | 15.7261 | 95% | 1 | 68.4 | 9.0117 | 4.9685 | 4.8476 | 0.12088 | 2.433% | 9.4591 | 0.8 | 0.8 | 0.8 | 54.72 | 7.2094 | 3.9748 | 3.9748 | 0 | 0% | 652 | 68.4 | 0 | 583.6 | 652 | 54.72 | 0 | 597.28 | Winter | 0 | 0 | 0 | 0 | 0 | 0 | 0 | 0 | 1 | 1
1978-11-16 | 11 | 16 | 24:00 | 2.2 | 0 | 2 | 36 |  | 19 | 11.0579 | 4.2002 | 15.2581 | 95% | 1 | 68.4 | 9.0117 | 4.9685 | 4.8476 | 0.12088 | 2.433% | 9.6711 | 0.8 | 0.8 | 0.8 | 54.72 | 7.2094 | 3.9748 | 3.9748 | 0 | 0% | 666.5 | 68.4 | 0 | 598.1 | 666.5 | 54.72 | 0 | 611.78 | Winter | 0 | 0 | 0 | 0 | 0 | 0 | 0 | 0 | 1 | 1
1978-11-17 | 11 | 17 | 1:00 | 2.8 | 1 | 1 | 37 |  | 18 | 10.4759 | 3.9376 | 14.4135 | 95% | 1 | 68.4 | 9.0117 | 4.9685 | 4.8476 | 0.12088 | 2.433% | 9.2178 | 0.8 | 0.8 | 0.8 | 54.72 | 7.2094 | 3.9748 | 3.9748 | 0 | 0% | 635.5 | 68.4 | 0 | 567.1 | 635.5 | 54.72 | 0 | 580.78 | Winter | 0 | FALSE | 0 | 0 | 0 | 0 | 0 | 0 | 1 | 1
1978-11-17 | 11 | 17 | 2:00 | 2.8 | 2 | 1 | 37 |  | 18 | 10.4759 | 3.1501 | 13.626 | 95% | 1 | 68.4 | 9.0117 | 4.9685 | 4.8476 | 0.12088 | 2.433% | 9.3604 | 0.8 | 0.8 | 0.8 | 54.72 | 7.2094 | 3.9748 | 3.9748 | 0 | 0% | 645.25 | 68.4 | 0 | 576.85 | 645.25 | 54.72 | 0 | 590.53 | Winter | 0 | FALSE | 0 | 0 | 0 | 0 | 0 | 0 | 1 | 1
1978-11-17 | 11 | 17 | 3:00 | 2.8 | 3 | 1 | 37 |  | 18 | 10.4759 | 3.4126 | 13.8885 | 95% | 1 | 68.4 | 9.0117 | 4.9685 | 4.8476 | 0.12088 | 2.433% | 9.3202 | 0.8 | 0.8 | 0.8 | 54.72 | 7.2094 | 3.9748 | 3.9748 | 0 | 0% | 642.5 | 68.4 | 0 | 574.1 | 642.5 | 54.72 | 0 | 587.78 | Winter | 0 | FALSE | 0 | 0 | 0 | 0 | 0 | 0 | 1 | 1
1978-11-17 | 11 | 17 | 4:00 | 2.2 | 4 | 1 | 36 |  | 19 | 11.0579 | 3.1501 | 14.208 | 95% | 1 | 68.4 | 9.0117 | 4.9685 | 4.8476 | 0.12088 | 2.433% | 9.2288 | 0.8 | 0.8 | 0.8 | 54.72 | 7.2094 | 3.9748 | 3.9748 | 0 | 0% | 636.25 | 68.4 | 0 | 567.85 | 636.25 | 54.72 | 0 | 581.53 | Winter | 0 | FALSE | 0 | 0 | 0 | 0 | 0 | 0 | 1 | 1
1978-11-17 | 11 | 17 | 5:00 | 1.7 | 5 | 1 | 35 |  | 20 | 11.6399 | 3.1501 | 14.79 | 95% | 1 | 68.4 | 9.0117 | 4.9685 | 4.8476 | 0.12088 | 2.433% | 9.5102 | 0.8 | 0.8 | 0.8 | 54.72 | 7.2094 | 3.9748 | 3.9748 | 0 | 0% | 655.5 | 68.4 | 0 | 587.1 | 655.5 | 54.72 | 0 | 600.78 | Winter | 0 | FALSE | 0 | 0 | 0 | 0 | 0 | 0 | 1 | 1
1978-11-17 | 11 | 17 | 6:00 | 1.7 | 6 | 1 | 35 |  | 20 | 11.6399 | 3.9376 | 15.5775 | 95% | 1 | 68.4 | 9.0117 | 4.9685 | 4.8476 | 0.12088 | 2.433% | 9.3531 | 0.8 | 0.8 | 0.8 | 54.72 | 7.2094 | 3.9748 | 3.9748 | 0 | 0% | 644.75 | 68.4 | 0 | 576.35 | 644.75 | 54.72 | 0 | 590.03 | Winter | 0 | FALSE | 0 | 0 | 0 | 0 | 0 | 0 | 1 | 1
1978-11-17 | 11 | 17 | 7:00 | 1.7 | 7 | 1 | 35 |  | 20 | 11.6399 | 4.7252 | 16.3651 | 95% | 1 | 68.4 | 9.0117 | 4.9685 | 4.8476 | 0.12088 | 2.433% | 9.4883 | 0.8 | 0.8 | 0.8 | 54.72 | 7.2094 | 3.9748 | 3.9748 | 0 | 0% | 654 | 68.4 | 0 | 585.6 | 654 | 54.72 | 0 | 599.28 | Winter | 0 | FALSE | 0 | 0 | 0 | 0 | 0 | 0 | 1 | 1
1978-11-17 | 11 | 17 | 8:00 | 5 | 8 | 1 | 41 |  | 14 | 8.1479 | 7.6128 | 15.7607 | 95% | 1 | 68.4 | 9.0117 | 4.9685 | 4.8476 | 0.12088 | 2.433% | 11.1769 | 0.8 | 0.8 | 0.8 | 54.72 | 7.2094 | 3.9748 | 3.9748 | 0 | 0% | 769.5 | 68.4 | 0 | 701.1 | 769.5 | 54.72 | 0 | 714.78 | Winter | 0 | FALSE | 0 | 0 | 0 | 0 | 0 | 0 | 1 | 1
1978-11-17 | 11 | 17 | 9:00 | 6.7 | 9 | 1 | 44 |  | 11 | 6.4019 | 6.5627 | 12.9647 | 95% | 1 | 68.4 | 9.0117 | 4.9685 | 4.8476 | 0.12088 | 2.433% | 10.9101 | 0.8 | 0.8 | 0.8 | 54.72 | 7.2094 | 3.9748 | 3.9748 | 0 | 0% | 751.25 | 68.4 | 0 | 682.85 | 751.25 | 54.72 | 0 | 696.53 | Winter | 0 | FALSE | 0 | 0 | 0 | 0 | 0 | 0 | 1 | 1
1978-11-17 | 11 | 17 | 10:00 | 7.2 | 10 | 1 | 45 |  | 10 | 5.8199 | 6.0377 | 11.8577 | 95% | 1 | 68.4 | 9.0117 | 4.9685 | 4.8476 | 0.12088 | 2.433% | 11.4547 | 0.8 | 0.8 | 0.8 | 54.72 | 7.2094 | 3.9748 | 3.9748 | 0 | 0% | 788.5 | 68.4 | 0 | 720.1 | 788.5 | 54.72 | 0 | 733.78 | Winter | 0 | FALSE | 0 | 0 | 0 | 0 | 0 | 0 | 1 | 1
1978-11-17 | 11 | 17 | 11:00 | 7.2 | 11 | 1 | 45 |  | 10 | 5.8199 | 5.2502 | 11.0701 | 95% | 1 | 68.4 | 9.0117 | 4.9685 | 4.8476 | 0.12088 | 2.433% | 11.9042 | 0.8 | 0.8 | 0.8 | 54.72 | 7.2094 | 3.9748 | 3.9748 | 0 | 0% | 819.25 | 68.4 | 0 | 750.85 | 819.25 | 54.72 | 0 | 764.53 | Winter | 0 | FALSE | 0 | 0 | 0 | 0 | 0 | 0 | 1 | 1
1978-11-17 | 11 | 17 | 12:00 | 7.8 | 12 | 1 | 46 |  | 9 | 5.238 | 5.2502 | 10.4881 | 95% | 1 | 68.4 | 9.0117 | 4.9685 | 4.8476 | 0.12088 | 2.433% | 11.9444 | 0.8 | 0.8 | 0.8 | 54.72 | 7.2094 | 3.9748 | 3.9748 | 0 | 0% | 822 | 68.4 | 0 | 753.6 | 822 | 54.72 | 0 | 767.28 | Winter | 0 | FALSE | 0 | 0 | 0 | 0 | 0 | 0 | 1 | 1
1978-11-17 | 11 | 17 | 13:00 | 7.8 | 13 | 1 | 46 |  | 9 | 5.238 | 4.7252 | 9.9631 | 95% | 1 | 68.4 | 9.0117 | 4.9685 | 4.8476 | 0.12088 | 2.433% | 12.3136 | 0.8 | 0.8 | 0.8 | 54.72 | 7.2094 | 3.9748 | 3.9748 | 0 | 0% | 847.25 | 68.4 | 0 | 778.85 | 847.25 | 54.72 | 0 | 792.53 | Winter | 0 | FALSE | 0 | 0 | 0 | 0 | 0 | 0 | 1 | 1
1978-11-17 | 11 | 17 | 14:00 | 8.3 | 14 | 1 | 47 |  | 8 | 4.656 | 3.9376 | 8.5936 | 95% | 1 | 68.4 | 9.0117 | 4.9685 | 4.8476 | 0.12088 | 2.433% | 11.9737 | 0.8 | 0.8 | 0.8 | 54.72 | 7.2094 | 3.9748 | 3.9748 | 0 | 0% | 824 | 68.4 | 0 | 755.6 | 824 | 54.72 | 0 | 769.28 | Winter | 0 | FALSE | 0 | 0 | 0 | 0 | 0 | 0 | 1 | 1
1978-11-17 | 11 | 17 | 15:00 | 8.3 | 15 | 1 | 47 |  | 8 | 4.656 | 3.6751 | 8.3311 | 95% | 1 | 68.4 | 9.0117 | 4.9685 | 4.8476 | 0.12088 | 2.433% | 11.8677 | 0.8 | 0.8 | 0.8 | 54.72 | 7.2094 | 3.9748 | 3.9748 | 0 | 0% | 816.75 | 68.4 | 0 | 748.35 | 816.75 | 54.72 | 0 | 762.03 | Winter | 0 | FALSE | 0 | 0 | 0 | 0 | 0 | 0 | 1 | 1
1978-11-17 | 11 | 17 | 16:00 | 8.3 | 16 | 1 | 47 |  | 8 | 4.656 | 3.6751 | 8.3311 | 95% | 1 | 68.4 | 9.0117 | 4.9685 | 4.8476 | 0.12088 | 2.433% | 11.8823 | 0.8 | 0.8 | 0.8 | 54.72 | 7.2094 | 3.9748 | 3.9748 | 0 | 0% | 817.75 | 68.4 | 0 | 749.35 | 817.75 | 54.72 | 0 | 763.03 | Winter | 0 | FALSE | 0 | 0 | 0 | 0 | 0 | 0 | 1 | 1
1978-11-17 | 11 | 17 | 17:00 | 8.3 | 17 | 1 | 47 |  | 8 | 4.656 | 4.7252 | 9.3811 | 95% | 1 | 68.4 | 9.0117 | 4.9685 | 4.8476 | 0.12088 | 2.433% | 11.7105 | 0.8 | 0.8 | 0.8 | 54.72 | 7.2094 | 3.9748 | 3.9748 | 0 | 0% | 806 | 68.4 | 0 | 737.6 | 806 | 54.72 | 0 | 751.28 | Winter | 1 | FALSE | 1 | 68.4 | 54.72 | 0 | 0 | 0 | 1 | 1
1978-11-17 | 11 | 17 | 18:00 | 7.8 | 18 | 1 | 46 |  | 9 | 5.238 | 6.0377 | 11.2757 | 95% | 1 | 68.4 | 9.0117 | 4.9685 | 4.8476 | 0.12088 | 2.433% | 12.2844 | 0.8 | 0.8 | 0.8 | 54.72 | 7.2094 | 3.9748 | 3.9748 | 0 | 0% | 845.25 | 68.4 | 0 | 776.85 | 845.25 | 54.72 | 0 | 790.53 | Winter | 1 | FALSE | 1 | 68.4 | 54.72 | 0 | 0 | 0 | 1 | 1
1978-11-17 | 11 | 17 | 19:00 | 7.8 | 19 | 1 | 46 |  | 9 | 5.238 | 6.5627 | 11.8007 | 95% | 1 | 68.4 | 9.0117 | 4.9685 | 4.8476 | 0.12088 | 2.433% | 11.3085 | 0.8 | 0.8 | 0.8 | 54.72 | 7.2094 | 3.9748 | 3.9748 | 0 | 0% | 778.5 | 68.4 | 0 | 710.1 | 778.5 | 54.72 | 0 | 723.78 | Winter | 0 | FALSE | 0 | 0 | 0 | 0 | 0 | 0 | 1 | 1
1978-11-17 | 11 | 17 | 20:00 | 7.8 | 20 | 1 | 46 |  | 9 | 5.238 | 5.7752 | 11.0132 | 95% | 1 | 68.4 | 9.0117 | 4.9685 | 4.8476 | 0.12088 | 2.433% | 10.9613 | 0.8 | 0.8 | 0.8 | 54.72 | 7.2094 | 3.9748 | 3.9748 | 0 | 0% | 754.75 | 68.4 | 0 | 686.35 | 754.75 | 54.72 | 0 | 700.03 | Winter | 0 | FALSE | 0 | 0 | 0 | 0 | 0 | 0 | 1 | 1
1978-11-17 | 11 | 17 | 21:00 | 8.3 | 21 | 1 | 47 |  | 8 | 4.656 | 4.7252 | 9.3811 | 95% | 1 | 68.4 | 9.0117 | 4.9685 | 4.8476 | 0.12088 | 2.433% | 10.5775 | 0.8 | 0.8 | 0.8 | 54.72 | 7.2094 | 3.9748 | 3.9748 | 0 | 0% | 728.5 | 68.4 | 0 | 660.1 | 728.5 | 54.72 | 0 | 673.78 | Winter | 0 | FALSE | 0 | 0 | 0 | 0 | 0 | 0 | 1 | 1
1978-11-17 | 11 | 17 | 22:00 | 10 | 22 | 1 | 50 |  | 5 | 2.91 | 4.2002 | 7.1101 | 95% | 1 | 68.4 | 9.0117 | 4.9685 | 4.8476 | 0.12088 | 2.433% | 10.212 | 0.8 | 0.8 | 0.8 | 54.72 | 7.2094 | 3.9748 | 3.9748 | 0 | 0% | 703.5 | 68.4 | 0 | 635.1 | 703.5 | 54.72 | 0 | 648.78 | Winter | 0 | FALSE | 0 | 0 | 0 | 0 | 0 | 0 | 1 | 1
1978-11-17 | 11 | 17 | 23:00 | 10.6 | 23 | 1 | 51 |  | 4 | 2.328 | 5.2502 | 7.5782 | 95% | 1 | 68.4 | 9.0117 | 4.9685 | 4.8476 | 0.12088 | 2.433% | 10.1535 | 0.8 | 0.8 | 0.8 | 54.72 | 7.2094 | 3.9748 | 3.9748 | 0 | 0% | 699.5 | 68.4 | 0 | 631.1 | 699.5 | 54.72 | 0 | 644.78 | Winter | 0 | FALSE | 0 | 0 | 0 | 0 | 0 | 0 | 1 | 1
1978-11-17 | 11 | 17 | 24:00 | 12.2 | 0 | 1 | 54 |  | 1 | 0.58199 | 4.2002 | 4.7821 | 95% | 0.68578 | 46.9071 | 6.18 | 3.4073 | 3.3244 | 0.082899 | 2.433% | 9.6455 | 0.8 | 0.8 | 0.8 | 54.72 | 7.2094 | 3.9748 | 3.5866 | 0.38819 | 9.766% | 664.75 | 46.9071 | 0 | 617.8429 | 664.75 | 54.72 | 0 | 610.03 | Winter | 0 | FALSE | 0 | 0 | 0 | 0 | 0 | 1 | 0 | 1
1978-11-18 | 11 | 18 | 1:00 | 13.3 | 1 | 1 | 56 |  | 0 | 0 | 3.9376 | 3.9376 | 95% | 0.56467 | 38.6235 | 5.0887 | 2.8056 | 2.7373 | 0.068259 | 2.433% | 10.0512 | 0.8 | 0.8 | 0.8 | 54.72 | 7.2094 | 3.9748 | 2.9532 | 1.0216 | 25.7% | 692.5 | 38.6235 | 0 | 653.8765 | 692.5 | 54.72 | 0 | 637.78 | Winter | 0 | FALSE | 0 | 0 | 0 | 0 | 0 | 1 | 0 | 1
1978-11-18 | 11 | 18 | 2:00 | 15 | 2 | 1 | 59 |  | 0 | 0 | 3.1501 | 3.1501 | 95% | 0 | 0 | 0 | 0 | 0 | 0 | 2.433% | 9.3969 | 0.8 | 0.8 | 0.8 | 54.72 | 7.2094 | 3.9748 | 2.3626 | 1.6122 | 40.56% | 647.75 | 0 | 0 | 647.75 | 647.75 | 54.72 | 0 | 593.03 | Winter | 0 | FALSE | 0 | 0 | 0 | 1 | 0 | 1 | 0 | 0
1978-11-18 | 11 | 18 | 3:00 | 16.7 | 3 | 1 | 62 |  | 0 | 0 | 3.4126 | 3.4126 | 95% | 0 | 0 | 0 | 0 | 0 | 0 | 2.433% | 9.4115 | 0.8 | 0.8 | 0.8 | 54.72 | 7.2094 | 3.9748 | 2.5595 | 1.4153 | 35.61% | 648.75 | 0 | 0 | 648.75 | 648.75 | 54.72 | 0 | 594.03 | Winter | 0 | FALSE | 0 | 0 | 0 | 1 | 0 | 1 | 0 | 0
1978-11-18 | 11 | 18 | 4:00 | 16.7 | 4 | 1 | 62 |  | 0 | 0 | 3.1501 | 3.1501 | 95% | 0 | 0 | 0 | 0 | 0 | 0 | 2.433% | 9.47 | 0.8 | 0.8 | 0.8 | 54.72 | 7.2094 | 3.9748 | 2.3626 | 1.6122 | 40.56% | 652.75 | 0 | 0 | 652.75 | 652.75 | 54.72 | 0 | 598.03 | Winter | 0 | FALSE | 0 | 0 | 0 | 1 | 0 | 1 | 0 | 0
1978-11-18 | 11 | 18 | 5:00 | 16.7 | 5 | 1 | 62 |  | 0 | 0 | 3.1501 | 3.1501 | 95% | 0 | 0 | 0 | 0 | 0 | 0 | 2.433% | 9.3275 | 0.8 | 0.8 | 0.8 | 54.72 | 7.2094 | 3.9748 | 2.3626 | 1.6122 | 40.56% | 643 | 0 | 0 | 643 | 643 | 54.72 | 0 | 588.28 | Winter | 0 | FALSE | 0 | 0 | 0 | 1 | 0 | 1 | 0 | 0
1978-11-18 | 11 | 18 | 6:00 | 16.7 | 6 | 1 | 62 |  | 0 | 0 | 3.9376 | 3.9376 | 95% | 0.56467 | 38.6235 | 5.0887 | 2.8056 | 2.7373 | 0.068259 | 2.433% | 9.7222 | 0.8 | 0.8 | 0.8 | 54.72 | 7.2094 | 3.9748 | 2.9532 | 1.0216 | 25.7% | 670 | 38.6235 | 0 | 631.3765 | 670 | 54.72 | 0 | 615.28 | Winter | 0 | FALSE | 0 | 0 | 0 | 0 | 0 | 1 | 0 | 1
1978-11-18 | 11 | 18 | 7:00 | 16.7 | 7 | 1 | 62 |  | 0 | 0 | 4.7252 | 4.7252 | 95% | 0.67761 | 46.3483 | 6.1064 | 3.3667 | 3.2848 | 0.081911 | 2.433% | 9.6637 | 0.8 | 0.8 | 0.8 | 54.72 | 7.2094 | 3.9748 | 3.5439 | 0.43092 | 10.84% | 666 | 46.3483 | 0 | 619.6517 | 666 | 54.72 | 0 | 611.28 | Winter | 0 | FALSE | 0 | 0 | 0 | 0 | 0 | 1 | 0 | 1
1978-11-18 | 11 | 18 | 8:00 | 17.2 | 8 | 1 | 63 |  | 0 | 0 | 7.6128 | 7.6128 | 95% | 1 | 68.4 | 9.0117 | 4.9685 | 4.8476 | 0.12088 | 2.433% | 10.7895 | 0.8 | 0.8 | 0.8 | 54.72 | 7.2094 | 3.9748 | 3.9748 | 0 | 0% | 743 | 68.4 | 0 | 674.6 | 743 | 54.72 | 0 | 688.28 | Winter | 0 | FALSE | 0 | 0 | 0 | 0 | 0 | 0 | 1 | 1
1978-11-18 | 11 | 18 | 9:00 | 17.8 | 9 | 1 | 64 |  | 0 | 0 | 6.5627 | 6.5627 | 95% | 0.94112 | 64.3726 | 8.4811 | 4.676 | 4.5622 | 0.11377 | 2.433% | 11.3304 | 0.8 | 0.8 | 0.8 | 54.72 | 7.2094 | 3.9748 | 3.9748 | 0 | 0% | 780 | 64.3726 | 0 | 715.6274 | 780 | 54.72 | 0 | 725.28 | Winter | 0 | FALSE | 0 | 0 | 0 | 0 | 0 | 1 | 0 | 1
1978-11-18 | 11 | 18 | 10:00 | 19.4 | 10 | 1 | 67 |  | 0 | 0 | 6.0377 | 6.0377 | 95% | 0.86583 | 59.2228 | 7.8026 | 4.3019 | 4.1972 | 0.10466 | 2.433% | 11.9298 | 0.8 | 0.8 | 0.8 | 54.72 | 7.2094 | 3.9748 | 3.9748 | 0 | 0% | 821 | 59.2228 | 0 | 761.7772 | 821 | 54.72 | 0 | 766.28 | Winter | 0 | FALSE | 0 | 0 | 0 | 0 | 0 | 1 | 0 | 1
1978-11-18 | 11 | 18 | 11:00 | 20 | 11 | 1 | 68 |  | 0 | 0 | 5.2502 | 5.2502 | 95% | 0.7529 | 51.4981 | 6.7849 | 3.7408 | 3.6497 | 0.091013 | 2.433% | 12.3392 | 0.8 | 0.8 | 0.8 | 54.72 | 7.2094 | 3.9748 | 3.9376 | 0.037156 | 0.9348% | 849 | 51.4981 | 0 | 797.5019 | 849 | 54.72 | 0 | 794.28 | Winter | 0 | FALSE | 0 | 0 | 0 | 0 | 0 | 1 | 0 | 1
1978-11-18 | 11 | 18 | 12:00 | 20.6 | 12 | 1 | 69 |  | 0 | 0 | 5.2502 | 5.2502 | 95% | 0.7529 | 51.4981 | 6.7849 | 3.7408 | 3.6497 | 0.091013 | 2.433% | 12.2953 | 0.8 | 0.8 | 0.8 | 54.72 | 7.2094 | 3.9748 | 3.9376 | 0.037156 | 0.9348% | 846 | 51.4981 | 0 | 794.5019 | 846 | 54.72 | 0 | 791.28 | Winter | 0 | FALSE | 0 | 0 | 0 | 0 | 0 | 1 | 0 | 1
1978-11-18 | 11 | 18 | 13:00 | 20 | 13 | 1 | 68 |  | 0 | 0 | 4.7252 | 4.7252 | 95% | 0.67761 | 46.3483 | 6.1064 | 3.3667 | 3.2848 | 0.081911 | 2.433% | 13.0154 | 0.8 | 0.8 | 0.8 | 54.72 | 7.2094 | 3.9748 | 3.5439 | 0.43092 | 10.84% | 895.25 | 46.3483 | 0 | 848.9017 | 895.25 | 54.72 | 0 | 840.53 | Winter | 0 | FALSE | 0 | 0 | 0 | 0 | 0 | 1 | 0 | 1
1978-11-18 | 11 | 18 | 14:00 | 18.9 | 14 | 1 | 66 |  | 0 | 0 | 3.9376 | 3.9376 | 95% | 0.56467 | 38.6235 | 5.0887 | 2.8056 | 2.7373 | 0.068259 | 2.433% | 12.4561 | 0.8 | 0.8 | 0.8 | 54.72 | 7.2094 | 3.9748 | 2.9532 | 1.0216 | 25.7% | 857 | 38.6235 | 0 | 818.3765 | 857 | 54.72 | 0 | 802.28 | Winter | 0 | FALSE | 0 | 0 | 0 | 0 | 0 | 1 | 0 | 1
1978-11-18 | 11 | 18 | 15:00 | 16.7 | 15 | 1 | 62 |  | 0 | 0 | 3.6751 | 3.6751 | 95% | 0.52703 | 36.0486 | 4.7494 | 2.6185 | 2.5548 | 0.063709 | 2.433% | 12.1601 | 0.8 | 0.8 | 0.8 | 54.72 | 7.2094 | 3.9748 | 2.7564 | 1.2184 | 30.65% | 836.75 | 36.0486 | 0 | 800.7014 | 836.75 | 54.72 | 0 | 782.03 | Winter | 0 | FALSE | 0 | 0 | 0 | 0 | 0 | 1 | 0 | 1
1978-11-18 | 11 | 18 | 16:00 | 14.4 | 16 | 1 | 58 |  | 0 | 0 | 3.6751 | 3.6751 | 95% | 0.52703 | 36.0486 | 4.7494 | 2.6185 | 2.5548 | 0.063709 | 2.433% | 12.8984 | 0.8 | 0.8 | 0.8 | 54.72 | 7.2094 | 3.9748 | 2.7564 | 1.2184 | 30.65% | 887.25 | 36.0486 | 0 | 851.2014 | 887.25 | 54.72 | 0 | 832.53 | Winter | 0 | FALSE | 0 | 0 | 0 | 0 | 0 | 1 | 0 | 1
1978-11-18 | 11 | 18 | 17:00 | 11.7 | 17 | 1 | 53 |  | 2 | 1.164 | 4.7252 | 5.8892 | 95% | 0.84453 | 57.7656 | 7.6106 | 4.196 | 4.0939 | 0.10209 | 2.433% | 12.5256 | 0.8 | 0.8 | 0.8 | 54.72 | 7.2094 | 3.9748 | 3.9748 | 0 | 0% | 861.75 | 57.7656 | 0 | 803.9844 | 861.75 | 54.72 | 0 | 807.03 | Winter | 1 | FALSE | 1 | 57.7656 | 54.72 | 0 | 0 | 1 | 0 | 1
1978-11-18 | 11 | 18 | 18:00 | 11.1 | 18 | 1 | 52 |  | 3 | 1.746 | 6.0377 | 7.7837 | 95% | 1 | 68.4 | 9.0117 | 4.9685 | 4.8476 | 0.12088 | 2.433% | 11.8567 | 0.8 | 0.8 | 0.8 | 54.72 | 7.2094 | 3.9748 | 3.9748 | 0 | 0% | 816 | 68.4 | 0 | 747.6 | 816 | 54.72 | 0 | 761.28 | Winter | 1 | FALSE | 1 | 68.4 | 54.72 | 0 | 0 | 0 | 1 | 1
1978-11-18 | 11 | 18 | 19:00 | 10.6 | 19 | 1 | 51 |  | 4 | 2.328 | 6.5627 | 8.8907 | 95% | 1 | 68.4 | 9.0117 | 4.9685 | 4.8476 | 0.12088 | 2.433% | 11.6557 | 0.8 | 0.8 | 0.8 | 54.72 | 7.2094 | 3.9748 | 3.9748 | 0 | 0% | 802.25 | 68.4 | 0 | 733.85 | 802.25 | 54.72 | 0 | 747.53 | Winter | 0 | FALSE | 0 | 0 | 0 | 0 | 0 | 0 | 1 | 1
1978-11-18 | 11 | 18 | 20:00 | 10 | 20 | 1 | 50 |  | 5 | 2.91 | 5.7752 | 8.6852 | 95% | 1 | 68.4 | 9.0117 | 4.9685 | 4.8476 | 0.12088 | 2.433% | 11.3158 | 0.8 | 0.8 | 0.8 | 54.72 | 7.2094 | 3.9748 | 3.9748 | 0 | 0% | 779 | 68.4 | 0 | 710.6 | 779 | 54.72 | 0 | 724.28 | Winter | 0 | FALSE | 0 | 0 | 0 | 0 | 0 | 0 | 1 | 1
1978-11-18 | 11 | 18 | 21:00 | 9.4 | 21 | 1 | 49 |  | 6 | 3.492 | 4.7252 | 8.2171 | 95% | 1 | 68.4 | 9.0117 | 4.9685 | 4.8476 | 0.12088 | 2.433% | 10.6433 | 0.8 | 0.8 | 0.8 | 54.72 | 7.2094 | 3.9748 | 3.9748 | 0 | 0% | 733 | 68.4 | 0 | 664.6 | 733 | 54.72 | 0 | 678.28 | Winter | 0 | FALSE | 0 | 0 | 0 | 0 | 0 | 0 | 1 | 1
1978-11-18 | 11 | 18 | 22:00 | 8.9 | 22 | 1 | 48 |  | 7 | 4.074 | 4.2002 | 8.2741 | 95% | 1 | 68.4 | 9.0117 | 4.9685 | 4.8476 | 0.12088 | 2.433% | 10.2741 | 0.8 | 0.8 | 0.8 | 54.72 | 7.2094 | 3.9748 | 3.9748 | 0 | 0% | 707.75 | 68.4 | 0 | 639.35 | 707.75 | 54.72 | 0 | 653.03 | Winter | 0 | FALSE | 0 | 0 | 0 | 0 | 0 | 0 | 1 | 1
1978-11-18 | 11 | 18 | 23:00 | 8.3 | 23 | 1 | 47 |  | 8 | 4.656 | 5.2502 | 9.9061 | 95% | 1 | 68.4 | 9.0117 | 4.9685 | 4.8476 | 0.12088 | 2.433% | 10.201 | 0.8 | 0.8 | 0.8 | 54.72 | 7.2094 | 3.9748 | 3.9748 | 0 | 0% | 702.75 | 68.4 | 0 | 634.35 | 702.75 | 54.72 | 0 | 648.03 | Winter | 0 | FALSE | 0 | 0 | 0 | 0 | 0 | 0 | 1 | 1
1978-11-18 | 11 | 18 | 24:00 | 8.3 | 0 | 1 | 47 |  | 8 | 4.656 | 4.2002 | 8.8561 | 95% | 1 | 68.4 | 9.0117 | 4.9685 | 4.8476 | 0.12088 | 2.433% | 9.9817 | 0.8 | 0.8 | 0.8 | 54.72 | 7.2094 | 3.9748 | 3.9748 | 0 | 0% | 687.75 | 68.4 | 0 | 619.35 | 687.75 | 54.72 | 0 | 633.03 | Winter | 0 | FALSE | 0 | 0 | 0 | 0 | 0 | 0 | 1 | 1
1978-11-19 | 11 | 19 | 1:00 | 7.8 | 1 | 1 | 46 |  | 9 | 5.238 | 3.9376 | 9.1756 | 95% | 1 | 68.4 | 9.0117 | 4.9685 | 4.8476 | 0.12088 | 2.433% | 9.5066 | 0.8 | 0.8 | 0.8 | 54.72 | 7.2094 | 3.9748 | 3.9748 | 0 | 0% | 655.25 | 68.4 | 0 | 586.85 | 655.25 | 54.72 | 0 | 600.53 | Winter | 0 | FALSE | 0 | 0 | 0 | 0 | 0 | 0 | 1 | 1
1978-11-19 | 11 | 19 | 2:00 | 7.2 | 2 | 1 | 45 |  | 10 | 5.8199 | 3.1501 | 8.9701 | 95% | 1 | 68.4 | 9.0117 | 4.9685 | 4.8476 | 0.12088 | 2.433% | 9.2507 | 0.8 | 0.8 | 0.8 | 54.72 | 7.2094 | 3.9748 | 3.9748 | 0 | 0% | 637.75 | 68.4 | 0 | 569.35 | 637.75 | 54.72 | 0 | 583.03 | Winter | 0 | FALSE | 0 | 0 | 0 | 0 | 0 | 0 | 1 | 1
1978-11-19 | 11 | 19 | 3:00 | 6.7 | 3 | 1 | 44 |  | 11 | 6.4019 | 3.4126 | 9.8146 | 95% | 1 | 68.4 | 9.0117 | 4.9685 | 4.8476 | 0.12088 | 2.433% | 9.2032 | 0.8 | 0.8 | 0.8 | 54.72 | 7.2094 | 3.9748 | 3.9748 | 0 | 0% | 634.5 | 68.4 | 0 | 566.1 | 634.5 | 54.72 | 0 | 579.78 | Winter | 0 | FALSE | 0 | 0 | 0 | 0 | 0 | 0 | 1 | 1
1978-11-19 | 11 | 19 | 4:00 | 6.7 | 4 | 1 | 44 |  | 11 | 6.4019 | 3.1501 | 9.5521 | 95% | 1 | 68.4 | 9.0117 | 4.9685 | 4.8476 | 0.12088 | 2.433% | 9.2434 | 0.8 | 0.8 | 0.8 | 54.72 | 7.2094 | 3.9748 | 3.9748 | 0 | 0% | 637.25 | 68.4 | 0 | 568.85 | 637.25 | 54.72 | 0 | 582.53 | Winter | 0 | FALSE | 0 | 0 | 0 | 0 | 0 | 0 | 1 | 1
1978-11-19 | 11 | 19 | 5:00 | 6.7 | 5 | 1 | 44 |  | 11 | 6.4019 | 3.1501 | 9.5521 | 95% | 1 | 68.4 | 9.0117 | 4.9685 | 4.8476 | 0.12088 | 2.433% | 9.2507 | 0.8 | 0.8 | 0.8 | 54.72 | 7.2094 | 3.9748 | 3.9748 | 0 | 0% | 637.75 | 68.4 | 0 | 569.35 | 637.75 | 54.72 | 0 | 583.03 | Winter | 0 | FALSE | 0 | 0 | 0 | 0 | 0 | 0 | 1 | 1
1978-11-19 | 11 | 19 | 6:00 | 6.1 | 6 | 1 | 43 |  | 12 | 6.9839 | 3.9376 | 10.9216 | 95% | 1 | 68.4 | 9.0117 | 4.9685 | 4.8476 | 0.12088 | 2.433% | 9.5431 | 0.8 | 0.8 | 0.8 | 54.72 | 7.2094 | 3.9748 | 3.9748 | 0 | 0% | 657.75 | 68.4 | 0 | 589.35 | 657.75 | 54.72 | 0 | 603.03 | Winter | 0 | FALSE | 0 | 0 | 0 | 0 | 0 | 0 | 1 | 1
1978-11-19 | 11 | 19 | 7:00 | 6.1 | 7 | 1 | 43 |  | 12 | 6.9839 | 4.7252 | 11.7091 | 95% | 1 | 68.4 | 9.0117 | 4.9685 | 4.8476 | 0.12088 | 2.433% | 9.9854 | 0.8 | 0.8 | 0.8 | 54.72 | 7.2094 | 3.9748 | 3.9748 | 0 | 0% | 688 | 68.4 | 0 | 619.6 | 688 | 54.72 | 0 | 633.28 | Winter | 0 | FALSE | 0 | 0 | 0 | 0 | 0 | 0 | 1 | 1
1978-11-19 | 11 | 19 | 8:00 | 6.1 | 8 | 1 | 43 |  | 12 | 6.9839 | 7.6128 | 14.5967 | 95% | 1 | 68.4 | 9.0117 | 4.9685 | 4.8476 | 0.12088 | 2.433% | 10.6689 | 0.8 | 0.8 | 0.8 | 54.72 | 7.2094 | 3.9748 | 3.9748 | 0 | 0% | 734.75 | 68.4 | 0 | 666.35 | 734.75 | 54.72 | 0 | 680.03 | Winter | 0 | FALSE | 0 | 0 | 0 | 0 | 0 | 0 | 1 | 1
1978-11-19 | 11 | 19 | 9:00 | 7.2 | 9 | 1 | 45 |  | 10 | 5.8199 | 6.5627 | 12.3827 | 95% | 1 | 68.4 | 9.0117 | 4.9685 | 4.8476 | 0.12088 | 2.433% | 11.0673 | 0.8 | 0.8 | 0.8 | 54.72 | 7.2094 | 3.9748 | 3.9748 | 0 | 0% | 762 | 68.4 | 0 | 693.6 | 762 | 54.72 | 0 | 707.28 | Winter | 0 | FALSE | 0 | 0 | 0 | 0 | 0 | 0 | 1 | 1
1978-11-19 | 11 | 19 | 10:00 | 8.3 | 10 | 1 | 47 |  | 8 | 4.656 | 6.0377 | 10.6937 | 95% | 1 | 68.4 | 9.0117 | 4.9685 | 4.8476 | 0.12088 | 2.433% | 12.2697 | 0.8 | 0.8 | 0.8 | 54.72 | 7.2094 | 3.9748 | 3.9748 | 0 | 0% | 844.25 | 68.4 | 0 | 775.85 | 844.25 | 54.72 | 0 | 789.53 | Winter | 0 | FALSE | 0 | 0 | 0 | 0 | 0 | 0 | 1 | 1
1978-11-19 | 11 | 19 | 11:00 | 9.4 | 11 | 1 | 49 |  | 6 | 3.492 | 5.2502 | 8.7422 | 95% | 1 | 68.4 | 9.0117 | 4.9685 | 4.8476 | 0.12088 | 2.433% | 12.913 | 0.8 | 0.8 | 0.8 | 54.72 | 7.2094 | 3.9748 | 3.9748 | 0 | 0% | 888.25 | 68.4 | 0 | 819.85 | 888.25 | 54.72 | 0 | 833.53 | Winter | 0 | FALSE | 0 | 0 | 0 | 0 | 0 | 0 | 1 | 1
1978-11-19 | 11 | 19 | 12:00 | 10.6 | 12 | 1 | 51 |  | 4 | 2.328 | 5.2502 | 7.5782 | 95% | 1 | 68.4 | 9.0117 | 4.9685 | 4.8476 | 0.12088 | 2.433% | 12.6023 | 0.8 | 0.8 | 0.8 | 54.72 | 7.2094 | 3.9748 | 3.9748 | 0 | 0% | 867 | 68.4 | 0 | 798.6 | 867 | 54.72 | 0 | 812.28 | Winter | 0 | FALSE | 0 | 0 | 0 | 0 | 0 | 0 | 1 | 1
1978-11-19 | 11 | 19 | 13:00 | 11.1 | 13 | 1 | 52 |  | 3 | 1.746 | 4.7252 | 6.4712 | 95% | 0.92799 | 63.4743 | 8.3627 | 4.6107 | 4.4985 | 0.11218 | 2.433% | 12.5292 | 0.8 | 0.8 | 0.8 | 54.72 | 7.2094 | 3.9748 | 3.9748 | 0 | 0% | 862 | 63.4743 | 0 | 798.5257 | 862 | 54.72 | 0 | 807.28 | Winter | 0 | FALSE | 0 | 0 | 0 | 0 | 0 | 1 | 0 | 1
1978-11-19 | 11 | 19 | 14:00 | 11.1 | 14 | 1 | 52 |  | 3 | 1.746 | 3.9376 | 5.6836 | 95% | 0.81505 | 55.7495 | 7.345 | 4.0496 | 3.9511 | 0.098526 | 2.433% | 12.394 | 0.8 | 0.8 | 0.8 | 54.72 | 7.2094 | 3.9748 | 3.9748 | 0 | 0% | 852.75 | 55.7495 | 0 | 797.0005 | 852.75 | 54.72 | 0 | 798.03 | Winter | 0 | FALSE | 0 | 0 | 0 | 0 | 0 | 1 | 0 | 1
1978-11-19 | 11 | 19 | 15:00 | 11.1 | 15 | 1 | 52 |  | 3 | 1.746 | 3.6751 | 5.4211 | 95% | 0.77741 | 53.1746 | 7.0058 | 3.8625 | 3.7686 | 0.093976 | 2.433% | 12.3648 | 0.8 | 0.8 | 0.8 | 54.72 | 7.2094 | 3.9748 | 3.9748 | 0 | 0% | 850.75 | 53.1746 | 0 | 797.5754 | 850.75 | 54.72 | 0 | 796.03 | Winter | 0 | FALSE | 0 | 0 | 0 | 0 | 0 | 1 | 0 | 1
1978-11-19 | 11 | 19 | 16:00 | 11.1 | 16 | 1 | 52 |  | 3 | 1.746 | 3.6751 | 5.4211 | 95% | 0.77741 | 53.1746 | 7.0058 | 3.8625 | 3.7686 | 0.093976 | 2.433% | 12.0541 | 0.8 | 0.8 | 0.8 | 54.72 | 7.2094 | 3.9748 | 3.9748 | 0 | 0% | 829.5 | 53.1746 | 0 | 776.3254 | 829.5 | 54.72 | 0 | 774.78 | Winter | 0 | FALSE | 0 | 0 | 0 | 0 | 0 | 1 | 0 | 1
1978-11-19 | 11 | 19 | 17:00 | 10 | 17 | 1 | 50 |  | 5 | 2.91 | 4.7252 | 7.6351 | 95% | 1 | 68.4 | 9.0117 | 4.9685 | 4.8476 | 0.12088 | 2.433% | 12.4598 | 0.8 | 0.8 | 0.8 | 54.72 | 7.2094 | 3.9748 | 3.9748 | 0 | 0% | 857.25 | 68.4 | 0 | 788.85 | 857.25 | 54.72 | 0 | 802.53 | Winter | 1 | FALSE | 1 | 68.4 | 54.72 | 0 | 0 | 0 | 1 | 1
1978-11-19 | 11 | 19 | 18:00 | 8.9 | 18 | 1 | 48 |  | 7 | 4.074 | 6.0377 | 10.1117 | 95% | 1 | 68.4 | 9.0117 | 4.9685 | 4.8476 | 0.12088 | 2.433% | 11.8567 | 0.8 | 0.8 | 0.8 | 54.72 | 7.2094 | 3.9748 | 3.9748 | 0 | 0% | 816 | 68.4 | 0 | 747.6 | 816 | 54.72 | 0 | 761.28 | Winter | 1 | FALSE | 1 | 68.4 | 54.72 | 0 | 0 | 0 | 1 | 1
1978-11-19 | 11 | 19 | 19:00 | 8.3 | 19 | 1 | 47 |  | 8 | 4.656 | 6.5627 | 11.2187 | 95% | 1 | 68.4 | 9.0117 | 4.9685 | 4.8476 | 0.12088 | 2.433% | 11.1659 | 0.8 | 0.8 | 0.8 | 54.72 | 7.2094 | 3.9748 | 3.9748 | 0 | 0% | 768.75 | 68.4 | 0 | 700.35 | 768.75 | 54.72 | 0 | 714.03 | Winter | 0 | FALSE | 0 | 0 | 0 | 0 | 0 | 0 | 1 | 1
1978-11-19 | 11 | 19 | 20:00 | 7.8 | 20 | 1 | 46 |  | 9 | 5.238 | 5.7752 | 11.0132 | 95% | 1 | 68.4 | 9.0117 | 4.9685 | 4.8476 | 0.12088 | 2.433% | 11.0124 | 0.8 | 0.8 | 0.8 | 54.72 | 7.2094 | 3.9748 | 3.9748 | 0 | 0% | 758.25 | 68.4 | 0 | 689.85 | 758.25 | 54.72 | 0 | 703.53 | Winter | 0 | FALSE | 0 | 0 | 0 | 0 | 0 | 0 | 1 | 1
1978-11-19 | 11 | 19 | 21:00 | 7.8 | 21 | 1 | 46 |  | 9 | 5.238 | 4.7252 | 9.9631 | 95% | 1 | 68.4 | 9.0117 | 4.9685 | 4.8476 | 0.12088 | 2.433% | 10.519 | 0.8 | 0.8 | 0.8 | 54.72 | 7.2094 | 3.9748 | 3.9748 | 0 | 0% | 724.5 | 68.4 | 0 | 656.1 | 724.5 | 54.72 | 0 | 669.78 | Winter | 0 | FALSE | 0 | 0 | 0 | 0 | 0 | 0 | 1 | 1
1978-11-19 | 11 | 19 | 22:00 | 7.8 | 22 | 1 | 46 |  | 9 | 5.238 | 4.2002 | 9.4381 | 95% | 1 | 68.4 | 9.0117 | 4.9685 | 4.8476 | 0.12088 | 2.433% | 10.2339 | 0.8 | 0.8 | 0.8 | 54.72 | 7.2094 | 3.9748 | 3.9748 | 0 | 0% | 705 | 68.4 | 0 | 636.6 | 705 | 54.72 | 0 | 650.28 | Winter | 0 | FALSE | 0 | 0 | 0 | 0 | 0 | 0 | 1 | 1
1978-11-19 | 11 | 19 | 23:00 | 7.2 | 23 | 1 | 45 |  | 10 | 5.8199 | 5.2502 | 11.0701 | 95% | 1 | 68.4 | 9.0117 | 4.9685 | 4.8476 | 0.12088 | 2.433% | 10.0146 | 0.8 | 0.8 | 0.8 | 54.72 | 7.2094 | 3.9748 | 3.9748 | 0 | 0% | 690 | 68.4 | 0 | 621.6 | 690 | 54.72 | 0 | 635.28 | Winter | 0 | FALSE | 0 | 0 | 0 | 0 | 0 | 0 | 1 | 1
1978-11-19 | 11 | 19 | 24:00 | 6.1 | 0 | 1 | 43 |  | 12 | 6.9839 | 4.2002 | 11.1841 | 95% | 1 | 68.4 | 9.0117 | 4.9685 | 4.8476 | 0.12088 | 2.433% | 9.9159 | 0.8 | 0.8 | 0.8 | 54.72 | 7.2094 | 3.9748 | 3.9748 | 0 | 0% | 683.25 | 68.4 | 0 | 614.85 | 683.25 | 54.72 | 0 | 628.53 | Winter | 0 | FALSE | 0 | 0 | 0 | 0 | 0 | 0 | 1 | 1
1978-11-20 | 11 | 20 | 1:00 | 6.1 | 1 | 1 | 43 |  | 12 | 6.9839 | 3.9376 | 10.9216 | 95% | 1 | 68.4 | 9.0117 | 4.9685 | 4.8476 | 0.12088 | 2.433% | 9.7332 | 0.8 | 0.8 | 0.8 | 54.72 | 7.2094 | 3.9748 | 3.9748 | 0 | 0% | 670.75 | 68.4 | 0 | 602.35 | 670.75 | 54.72 | 0 | 616.03 | Winter | 0 | FALSE | 0 | 0 | 0 | 0 | 0 | 0 | 1 | 1
1978-11-20 | 11 | 20 | 2:00 | 5.6 | 2 | 1 | 42 |  | 13 | 7.5659 | 3.1501 | 10.716 | 95% | 1 | 68.4 | 9.0117 | 4.9685 | 4.8476 | 0.12088 | 2.433% | 9.6747 | 0.8 | 0.8 | 0.8 | 54.72 | 7.2094 | 3.9748 | 3.9748 | 0 | 0% | 666.75 | 68.4 | 0 | 598.35 | 666.75 | 54.72 | 0 | 612.03 | Winter | 0 | FALSE | 0 | 0 | 0 | 0 | 0 | 0 | 1 | 1
1978-11-20 | 11 | 20 | 3:00 | 5 | 3 | 1 | 41 |  | 14 | 8.1479 | 3.4126 | 11.5606 | 95% | 1 | 68.4 | 9.0117 | 4.9685 | 4.8476 | 0.12088 | 2.433% | 10.117 | 0.8 | 0.8 | 0.8 | 54.72 | 7.2094 | 3.9748 | 3.9748 | 0 | 0% | 697 | 68.4 | 0 | 628.6 | 697 | 54.72 | 0 | 642.28 | Winter | 0 | FALSE | 0 | 0 | 0 | 0 | 0 | 0 | 1 | 1
1978-11-20 | 11 | 20 | 4:00 | 4.4 | 4 | 1 | 40 |  | 15 | 8.7299 | 3.1501 | 11.88 | 95% | 1 | 68.4 | 9.0117 | 4.9685 | 4.8476 | 0.12088 | 2.433% | 10.1096 | 0.8 | 0.8 | 0.8 | 54.72 | 7.2094 | 3.9748 | 3.9748 | 0 | 0% | 696.5 | 68.4 | 0 | 628.1 | 696.5 | 54.72 | 0 | 641.78 | Winter | 0 | FALSE | 0 | 0 | 0 | 0 | 0 | 0 | 1 | 1
1978-11-20 | 11 | 20 | 5:00 | 3.9 | 5 | 1 | 39 |  | 16 | 9.3119 | 3.1501 | 12.462 | 95% | 1 | 68.4 | 9.0117 | 4.9685 | 4.8476 | 0.12088 | 2.433% | 9.7368 | 0.8 | 0.8 | 0.8 | 54.72 | 7.2094 | 3.9748 | 3.9748 | 0 | 0% | 671 | 68.4 | 0 | 602.6 | 671 | 54.72 | 0 | 616.28 | Winter | 0 | FALSE | 0 | 0 | 0 | 0 | 0 | 0 | 1 | 1
1978-11-20 | 11 | 20 | 6:00 | 3.9 | 6 | 1 | 39 |  | 16 | 9.3119 | 3.9376 | 13.2496 | 95% | 1 | 68.4 | 9.0117 | 4.9685 | 4.8476 | 0.12088 | 2.433% | 9.4773 | 0.8 | 0.8 | 0.8 | 54.72 | 7.2094 | 3.9748 | 3.9748 | 0 | 0% | 653.25 | 68.4 | 0 | 584.85 | 653.25 | 54.72 | 0 | 598.53 | Winter | 0 | FALSE | 0 | 0 | 0 | 0 | 0 | 0 | 1 | 1
1978-11-20 | 11 | 20 | 7:00 | 2.8 | 7 | 1 | 37 |  | 18 | 10.4759 | 4.7252 | 15.2011 | 95% | 1 | 68.4 | 9.0117 | 4.9685 | 4.8476 | 0.12088 | 2.433% | 9.7624 | 0.8 | 0.8 | 0.8 | 54.72 | 7.2094 | 3.9748 | 3.9748 | 0 | 0% | 672.75 | 68.4 | 0 | 604.35 | 672.75 | 54.72 | 0 | 618.03 | Winter | 0 | FALSE | 0 | 0 | 0 | 0 | 0 | 0 | 1 | 1
1978-11-20 | 11 | 20 | 8:00 | 2.8 | 8 | 1 | 37 |  | 18 | 10.4759 | 7.6128 | 18.0887 | 95% | 1 | 68.4 | 9.0117 | 4.9685 | 4.8476 | 0.12088 | 2.433% | 10.9211 | 0.8 | 0.8 | 0.8 | 54.72 | 7.2094 | 3.9748 | 3.9748 | 0 | 0% | 752 | 68.4 | 0 | 683.6 | 752 | 54.72 | 0 | 697.28 | Winter | 0 | FALSE | 0 | 0 | 0 | 0 | 0 | 0 | 1 | 1
1978-11-20 | 11 | 20 | 9:00 | 3.3 | 9 | 1 | 38 |  | 17 | 9.8939 | 6.5627 | 16.4566 | 95% | 1 | 68.4 | 9.0117 | 4.9685 | 4.8476 | 0.12088 | 2.433% | 11.5863 | 0.8 | 0.8 | 0.8 | 54.72 | 7.2094 | 3.9748 | 3.9748 | 0 | 0% | 797.5 | 68.4 | 0 | 729.1 | 797.5 | 54.72 | 0 | 742.78 | Winter | 0 | FALSE | 0 | 0 | 0 | 0 | 0 | 0 | 1 | 1
1978-11-20 | 11 | 20 | 10:00 | 4.4 | 10 | 1 | 40 |  | 15 | 8.7299 | 6.0377 | 14.7676 | 95% | 1 | 68.4 | 9.0117 | 4.9685 | 4.8476 | 0.12088 | 2.433% | 12.2186 | 0.8 | 0.8 | 0.8 | 54.72 | 7.2094 | 3.9748 | 3.9748 | 0 | 0% | 840.75 | 68.4 | 0 | 772.35 | 840.75 | 54.72 | 0 | 786.03 | Winter | 0 | FALSE | 0 | 0 | 0 | 0 | 0 | 0 | 1 | 1
1978-11-20 | 11 | 20 | 11:00 | 5 | 11 | 1 | 41 |  | 14 | 8.1479 | 5.2502 | 13.3981 | 95% | 1 | 68.4 | 9.0117 | 4.9685 | 4.8476 | 0.12088 | 2.433% | 12.3209 | 0.8 | 0.8 | 0.8 | 54.72 | 7.2094 | 3.9748 | 3.9748 | 0 | 0% | 847.75 | 68.4 | 0 | 779.35 | 847.75 | 54.72 | 0 | 793.03 | Winter | 0 | FALSE | 0 | 0 | 0 | 0 | 0 | 0 | 1 | 1
1978-11-20 | 11 | 20 | 12:00 | 5.6 | 12 | 1 | 42 |  | 13 | 7.5659 | 5.2502 | 12.8161 | 95% | 1 | 68.4 | 9.0117 | 4.9685 | 4.8476 | 0.12088 | 2.433% | 12.2442 | 0.8 | 0.8 | 0.8 | 54.72 | 7.2094 | 3.9748 | 3.9748 | 0 | 0% | 842.5 | 68.4 | 0 | 774.1 | 842.5 | 54.72 | 0 | 787.78 | Winter | 0 | FALSE | 0 | 0 | 0 | 0 | 0 | 0 | 1 | 1
1978-11-20 | 11 | 20 | 13:00 | 6.1 | 13 | 1 | 43 |  | 12 | 6.9839 | 4.7252 | 11.7091 | 95% | 1 | 68.4 | 9.0117 | 4.9685 | 4.8476 | 0.12088 | 2.433% | 12.3611 | 0.8 | 0.8 | 0.8 | 54.72 | 7.2094 | 3.9748 | 3.9748 | 0 | 0% | 850.5 | 68.4 | 0 | 782.1 | 850.5 | 54.72 | 0 | 795.78 | Winter | 0 | FALSE | 0 | 0 | 0 | 0 | 0 | 0 | 1 | 1
1978-11-20 | 11 | 20 | 14:00 | 6.1 | 14 | 1 | 43 |  | 12 | 6.9839 | 3.9376 | 10.9216 | 95% | 1 | 68.4 | 9.0117 | 4.9685 | 4.8476 | 0.12088 | 2.433% | 12.3099 | 0.8 | 0.8 | 0.8 | 54.72 | 7.2094 | 3.9748 | 3.9748 | 0 | 0% | 847 | 68.4 | 0 | 778.6 | 847 | 54.72 | 0 | 792.28 | Winter | 0 | FALSE | 0 | 0 | 0 | 0 | 0 | 0 | 1 | 1
1978-11-20 | 11 | 20 | 15:00 | 6.1 | 15 | 1 | 43 |  | 12 | 6.9839 | 3.6751 | 10.6591 | 95% | 1 | 68.4 | 9.0117 | 4.9685 | 4.8476 | 0.12088 | 2.433% | 12.0724 | 0.8 | 0.8 | 0.8 | 54.72 | 7.2094 | 3.9748 | 3.9748 | 0 | 0% | 830.75 | 68.4 | 0 | 762.35 | 830.75 | 54.72 | 0 | 776.03 | Winter | 0 | FALSE | 0 | 0 | 0 | 0 | 0 | 0 | 1 | 1
1978-11-20 | 11 | 20 | 16:00 | 5.6 | 16 | 1 | 42 |  | 13 | 7.5659 | 3.6751 | 11.2411 | 95% | 1 | 68.4 | 9.0117 | 4.9685 | 4.8476 | 0.12088 | 2.433% | 12.3721 | 0.8 | 0.8 | 0.8 | 54.72 | 7.2094 | 3.9748 | 3.9748 | 0 | 0% | 851.25 | 68.4 | 0 | 782.85 | 851.25 | 54.72 | 0 | 796.53 | Winter | 0 | FALSE | 0 | 0 | 0 | 0 | 0 | 0 | 1 | 1
1978-11-20 | 11 | 20 | 17:00 | 4.4 | 17 | 1 | 40 |  | 15 | 8.7299 | 4.7252 | 13.4551 | 95% | 1 | 68.4 | 9.0117 | 4.9685 | 4.8476 | 0.12088 | 2.433% | 12.2624 | 0.8 | 0.8 | 0.8 | 54.72 | 7.2094 | 3.9748 | 3.9748 | 0 | 0% | 843.75 | 68.4 | 0 | 775.35 | 843.75 | 54.72 | 0 | 789.03 | Winter | 1 | FALSE | 1 | 68.4 | 54.72 | 0 | 0 | 0 | 1 | 1
1978-11-20 | 11 | 20 | 18:00 | 3.9 | 18 | 1 | 39 |  | 16 | 9.3119 | 6.0377 | 15.3496 | 95% | 1 | 68.4 | 9.0117 | 4.9685 | 4.8476 | 0.12088 | 2.433% | 11.7836 | 0.8 | 0.8 | 0.8 | 54.72 | 7.2094 | 3.9748 | 3.9748 | 0 | 0% | 811 | 68.4 | 0 | 742.6 | 811 | 54.72 | 0 | 756.28 | Winter | 1 | FALSE | 1 | 68.4 | 54.72 | 0 | 0 | 0 | 1 | 1
1978-11-20 | 11 | 20 | 19:00 | 3.3 | 19 | 1 | 38 |  | 17 | 9.8939 | 6.5627 | 16.4566 | 95% | 1 | 68.4 | 9.0117 | 4.9685 | 4.8476 | 0.12088 | 2.433% | 11.1842 | 0.8 | 0.8 | 0.8 | 54.72 | 7.2094 | 3.9748 | 3.9748 | 0 | 0% | 770 | 68.4 | 0 | 701.6 | 770 | 54.72 | 0 | 715.28 | Winter | 0 | FALSE | 0 | 0 | 0 | 0 | 0 | 0 | 1 | 1
1978-11-20 | 11 | 20 | 20:00 | 2.2 | 20 | 1 | 36 |  | 19 | 11.0579 | 5.7752 | 16.8331 | 95% | 1 | 68.4 | 9.0117 | 4.9685 | 4.8476 | 0.12088 | 2.433% | 11.0197 | 0.8 | 0.8 | 0.8 | 54.72 | 7.2094 | 3.9748 | 3.9748 | 0 | 0% | 758.75 | 68.4 | 0 | 690.35 | 758.75 | 54.72 | 0 | 704.03 | Winter | 0 | FALSE | 0 | 0 | 0 | 0 | 0 | 0 | 1 | 1
1978-11-20 | 11 | 20 | 21:00 | 2.2 | 21 | 1 | 36 |  | 19 | 11.0579 | 4.7252 | 15.7831 | 95% | 1 | 68.4 | 9.0117 | 4.9685 | 4.8476 | 0.12088 | 2.433% | 10.5665 | 0.8 | 0.8 | 0.8 | 54.72 | 7.2094 | 3.9748 | 3.9748 | 0 | 0% | 727.75 | 68.4 | 0 | 659.35 | 727.75 | 54.72 | 0 | 673.03 | Winter | 0 | FALSE | 0 | 0 | 0 | 0 | 0 | 0 | 1 | 1
1978-11-20 | 11 | 20 | 22:00 | 2.2 | 22 | 1 | 36 |  | 19 | 11.0579 | 4.2002 | 15.2581 | 95% | 1 | 68.4 | 9.0117 | 4.9685 | 4.8476 | 0.12088 | 2.433% | 10.0731 | 0.8 | 0.8 | 0.8 | 54.72 | 7.2094 | 3.9748 | 3.9748 | 0 | 0% | 694 | 68.4 | 0 | 625.6 | 694 | 54.72 | 0 | 639.28 | Winter | 0 | FALSE | 0 | 0 | 0 | 0 | 0 | 0 | 1 | 1
1978-11-20 | 11 | 20 | 23:00 | 2.2 | 23 | 1 | 36 |  | 19 | 11.0579 | 5.2502 | 16.3081 | 95% | 1 | 68.4 | 9.0117 | 4.9685 | 4.8476 | 0.12088 | 2.433% | 10.0037 | 0.8 | 0.8 | 0.8 | 54.72 | 7.2094 | 3.9748 | 3.9748 | 0 | 0% | 689.25 | 68.4 | 0 | 620.85 | 689.25 | 54.72 | 0 | 634.53 | Winter | 0 | FALSE | 0 | 0 | 0 | 0 | 0 | 0 | 1 | 1
1978-11-20 | 11 | 20 | 24:00 | 1.7 | 0 | 1 | 35 |  | 20 | 11.6399 | 4.2002 | 15.84 | 95% | 1 | 68.4 | 9.0117 | 4.9685 | 4.8476 | 0.12088 | 2.433% | 9.8099 | 0.8 | 0.8 | 0.8 | 54.72 | 7.2094 | 3.9748 | 3.9748 | 0 | 0% | 676 | 68.4 | 0 | 607.6 | 676 | 54.72 | 0 | 621.28 | Winter | 0 | FALSE | 0 | 0 | 0 | 0 | 0 | 0 | 1 | 1
1978-11-21 | 11 | 21 | 1:00 | 1.1 | 1 | 1 | 34 |  | 21 | 12.2219 | 3.9376 | 16.1595 | 95% | 1 | 68.4 | 9.0117 | 4.9685 | 4.8476 | 0.12088 | 2.433% | 9.7697 | 0.8 | 0.8 | 0.8 | 54.72 | 7.2094 | 3.9748 | 3.9748 | 0 | 0% | 673.25 | 68.4 | 0 | 604.85 | 673.25 | 54.72 | 0 | 618.53 | Winter | 0 | FALSE | 0 | 0 | 0 | 0 | 0 | 0 | 1 | 1
1978-11-21 | 11 | 21 | 2:00 | 1.1 | 2 | 1 | 34 |  | 21 | 12.2219 | 3.1501 | 15.372 | 95% | 1 | 68.4 | 9.0117 | 4.9685 | 4.8476 | 0.12088 | 2.433% | 9.7844 | 0.8 | 0.8 | 0.8 | 54.72 | 7.2094 | 3.9748 | 3.9748 | 0 | 0% | 674.25 | 68.4 | 0 | 605.85 | 674.25 | 54.72 | 0 | 619.53 | Winter | 0 | FALSE | 0 | 0 | 0 | 0 | 0 | 0 | 1 | 1
1978-11-21 | 11 | 21 | 3:00 | 0 | 3 | 1 | 32 |  | 23 | 13.3859 | 3.4126 | 16.7985 | 95% | 1 | 68.4 | 9.0117 | 4.9685 | 4.8476 | 0.12088 | 2.433% | 9.3275 | 0.8 | 0.8 | 0.8 | 54.72 | 7.2094 | 3.9748 | 3.9748 | 0 | 0% | 643 | 68.4 | 0 | 574.6 | 643 | 54.72 | 0 | 588.28 | Winter | 0 | FALSE | 0 | 0 | 0 | 0 | 0 | 0 | 1 | 1
1978-11-21 | 11 | 21 | 4:00 | -1.1 | 4 | 1 | 30 |  | 25 | 14.5499 | 3.1501 | 17.7 | 95% | 1 | 68.4 | 9.0117 | 4.9685 | 4.8476 | 0.12088 | 2.433% | 9.7076 | 0.8 | 0.8 | 0.8 | 54.72 | 7.2094 | 3.9748 | 3.9748 | 0 | 0% | 669 | 68.4 | 0 | 600.6 | 669 | 54.72 | 0 | 614.28 | Winter | 0 | FALSE | 0 | 0 | 0 | 0 | 0 | 0 | 1 | 1
1978-11-21 | 11 | 21 | 5:00 | -1.7 | 5 | 1 | 29 |  | 26 | 15.1319 | 3.1501 | 18.282 | 95% | 1 | 68.4 | 9.0117 | 4.9685 | 4.8476 | 0.12088 | 2.433% | 9.2069 | 0.8 | 0.8 | 0.8 | 54.72 | 7.2094 | 3.9748 | 3.9748 | 0 | 0% | 634.75 | 68.4 | 0 | 566.35 | 634.75 | 54.72 | 0 | 580.03 | Winter | 0 | FALSE | 0 | 0 | 0 | 0 | 0 | 0 | 1 | 1
1978-11-21 | 11 | 21 | 6:00 | -1.7 | 6 | 1 | 29 |  | 26 | 15.1319 | 3.9376 | 19.0695 | 95% | 1 | 68.4 | 9.0117 | 4.9685 | 4.8476 | 0.12088 | 2.433% | 9.2215 | 0.8 | 0.8 | 0.8 | 54.72 | 7.2094 | 3.9748 | 3.9748 | 0 | 0% | 635.75 | 68.4 | 0 | 567.35 | 635.75 | 54.72 | 0 | 581.03 | Winter | 0 | FALSE | 0 | 0 | 0 | 0 | 0 | 0 | 1 | 1
1978-11-21 | 11 | 21 | 7:00 | -1.7 | 7 | 1 | 29 |  | 26 | 15.1319 | 4.7252 | 19.857 | 95% | 1 | 68.4 | 9.0117 | 4.9685 | 4.8476 | 0.12088 | 2.433% | 9.8538 | 0.8 | 0.8 | 0.8 | 54.72 | 7.2094 | 3.9748 | 3.9748 | 0 | 0% | 679 | 68.4 | 0 | 610.6 | 679 | 54.72 | 0 | 624.28 | Winter | 0 | FALSE | 0 | 0 | 0 | 0 | 0 | 0 | 1 | 1
1978-11-21 | 11 | 21 | 8:00 | -1.7 | 8 | 1 | 29 |  | 26 | 15.1319 | 7.6128 | 22.7446 | 95% | 1 | 68.4 | 9.0117 | 4.9685 | 4.8476 | 0.12088 | 2.433% | 10.8772 | 0.8 | 0.8 | 0.8 | 54.72 | 7.2094 | 3.9748 | 3.9748 | 0 | 0% | 749 | 68.4 | 0 | 680.6 | 749 | 54.72 | 0 | 694.28 | Winter | 0 | FALSE | 0 | 0 | 0 | 0 | 0 | 0 | 1 | 1
1978-11-21 | 11 | 21 | 9:00 | -1.7 | 9 | 1 | 29 |  | 26 | 15.1319 | 6.5627 | 21.6946 | 95% | 1 | 68.4 | 9.0117 | 4.9685 | 4.8476 | 0.12088 | 2.433% | 11.2317 | 0.8 | 0.8 | 0.8 | 54.72 | 7.2094 | 3.9748 | 3.9748 | 0 | 0% | 773.25 | 68.4 | 0 | 704.85 | 773.25 | 54.72 | 0 | 718.53 | Winter | 0 | FALSE | 0 | 0 | 0 | 0 | 0 | 0 | 1 | 1
1978-11-21 | 11 | 21 | 10:00 | -1.7 | 10 | 1 | 29 |  | 26 | 15.1319 | 6.0377 | 21.1696 | 95% | 1 | 68.4 | 9.0117 | 4.9685 | 4.8476 | 0.12088 | 2.433% | 11.6667 | 0.8 | 0.8 | 0.8 | 54.72 | 7.2094 | 3.9748 | 3.9748 | 0 | 0% | 803 | 68.4 | 0 | 734.6 | 803 | 54.72 | 0 | 748.28 | Winter | 0 | FALSE | 0 | 0 | 0 | 0 | 0 | 0 | 1 | 1
1978-11-21 | 11 | 21 | 11:00 | -1.7 | 11 | 1 | 29 |  | 26 | 15.1319 | 5.2502 | 20.3821 | 95% | 1 | 68.4 | 9.0117 | 4.9685 | 4.8476 | 0.12088 | 2.433% | 12.3867 | 0.8 | 0.8 | 0.8 | 54.72 | 7.2094 | 3.9748 | 3.9748 | 0 | 0% | 852.25 | 68.4 | 0 | 783.85 | 852.25 | 54.72 | 0 | 797.53 | Winter | 0 | FALSE | 0 | 0 | 0 | 0 | 0 | 0 | 1 | 1
1978-11-21 | 11 | 21 | 12:00 | -1.1 | 12 | 1 | 30 |  | 25 | 14.5499 | 5.2502 | 19.8001 | 95% | 1 | 68.4 | 9.0117 | 4.9685 | 4.8476 | 0.12088 | 2.433% | 12.3501 | 0.8 | 0.8 | 0.8 | 54.72 | 7.2094 | 3.9748 | 3.9748 | 0 | 0% | 849.75 | 68.4 | 0 | 781.35 | 849.75 | 54.72 | 0 | 795.03 | Winter | 0 | FALSE | 0 | 0 | 0 | 0 | 0 | 0 | 1 | 1
1978-11-21 | 11 | 21 | 13:00 | -0.6 | 13 | 1 | 31 |  | 24 | 13.9679 | 4.7252 | 18.693 | 95% | 1 | 68.4 | 9.0117 | 4.9685 | 4.8476 | 0.12088 | 2.433% | 12.3538 | 0.8 | 0.8 | 0.8 | 54.72 | 7.2094 | 3.9748 | 3.9748 | 0 | 0% | 850 | 68.4 | 0 | 781.6 | 850 | 54.72 | 0 | 795.28 | Winter | 0 | FALSE | 0 | 0 | 0 | 0 | 0 | 0 | 1 | 1
1978-11-21 | 11 | 21 | 14:00 | -0.6 | 14 | 1 | 31 |  | 24 | 13.9679 | 3.9376 | 17.9055 | 95% | 1 | 68.4 | 9.0117 | 4.9685 | 4.8476 | 0.12088 | 2.433% | 12.1308 | 0.8 | 0.8 | 0.8 | 54.72 | 7.2094 | 3.9748 | 3.9748 | 0 | 0% | 834.75 | 68.4 | 0 | 766.35 | 834.75 | 54.72 | 0 | 780.03 | Winter | 0 | FALSE | 0 | 0 | 0 | 0 | 0 | 0 | 1 | 1
1978-11-21 | 11 | 21 | 15:00 | -1.1 | 15 | 1 | 30 |  | 25 | 14.5499 | 3.6751 | 18.225 | 95% | 1 | 68.4 | 9.0117 | 4.9685 | 4.8476 | 0.12088 | 2.433% | 12.7522 | 0.8 | 0.8 | 0.8 | 54.72 | 7.2094 | 3.9748 | 3.9748 | 0 | 0% | 877.25 | 68.4 | 0 | 808.85 | 877.25 | 54.72 | 0 | 822.53 | Winter | 0 | FALSE | 0 | 0 | 0 | 0 | 0 | 0 | 1 | 1
1978-11-21 | 11 | 21 | 16:00 | -1.1 | 16 | 1 | 30 |  | 25 | 14.5499 | 3.6751 | 18.225 | 95% | 1 | 68.4 | 9.0117 | 4.9685 | 4.8476 | 0.12088 | 2.433% | 12.2624 | 0.8 | 0.8 | 0.8 | 54.72 | 7.2094 | 3.9748 | 3.9748 | 0 | 0% | 843.75 | 68.4 | 0 | 775.35 | 843.75 | 54.72 | 0 | 789.03 | Winter | 0 | FALSE | 0 | 0 | 0 | 0 | 0 | 0 | 1 | 1
1978-11-21 | 11 | 21 | 17:00 | -1.1 | 17 | 1 | 30 |  | 25 | 14.5499 | 4.7252 | 19.275 | 95% | 1 | 68.4 | 9.0117 | 4.9685 | 4.8476 | 0.12088 | 2.433% | 12.0468 | 0.8 | 0.8 | 0.8 | 54.72 | 7.2094 | 3.9748 | 3.9748 | 0 | 0% | 829 | 68.4 | 0 | 760.6 | 829 | 54.72 | 0 | 774.28 | Winter | 1 | FALSE | 1 | 68.4 | 54.72 | 0 | 0 | 0 | 1 | 1
1978-11-21 | 11 | 21 | 18:00 | -1.1 | 18 | 1 | 30 |  | 25 | 14.5499 | 6.0377 | 20.5876 | 95% | 1 | 68.4 | 9.0117 | 4.9685 | 4.8476 | 0.12088 | 2.433% | 11.5643 | 0.8 | 0.8 | 0.8 | 54.72 | 7.2094 | 3.9748 | 3.9748 | 0 | 0% | 796 | 68.4 | 0 | 727.6 | 796 | 54.72 | 0 | 741.28 | Winter | 1 | FALSE | 1 | 68.4 | 54.72 | 0 | 0 | 0 | 1 | 1
1978-11-21 | 11 | 21 | 19:00 | -1.7 | 19 | 1 | 29 |  | 26 | 15.1319 | 6.5627 | 21.6946 | 95% | 1 | 68.4 | 9.0117 | 4.9685 | 4.8476 | 0.12088 | 2.433% | 11.1732 | 0.8 | 0.8 | 0.8 | 54.72 | 7.2094 | 3.9748 | 3.9748 | 0 | 0% | 769.25 | 68.4 | 0 | 700.85 | 769.25 | 54.72 | 0 | 714.53 | Winter | 0 | FALSE | 0 | 0 | 0 | 0 | 0 | 0 | 1 | 1
1978-11-21 | 11 | 21 | 20:00 | -1.7 | 20 | 1 | 29 |  | 26 | 15.1319 | 5.7752 | 20.9071 | 95% | 1 | 68.4 | 9.0117 | 4.9685 | 4.8476 | 0.12088 | 2.433% | 10.7566 | 0.8 | 0.8 | 0.8 | 54.72 | 7.2094 | 3.9748 | 3.9748 | 0 | 0% | 740.75 | 68.4 | 0 | 672.35 | 740.75 | 54.72 | 0 | 686.03 | Winter | 0 | FALSE | 0 | 0 | 0 | 0 | 0 | 0 | 1 | 1
1978-11-21 | 11 | 21 | 21:00 | -1.7 | 21 | 1 | 29 |  | 26 | 15.1319 | 4.7252 | 19.857 | 95% | 1 | 68.4 | 9.0117 | 4.9685 | 4.8476 | 0.12088 | 2.433% | 10.2193 | 0.8 | 0.8 | 0.8 | 54.72 | 7.2094 | 3.9748 | 3.9748 | 0 | 0% | 704 | 68.4 | 0 | 635.6 | 704 | 54.72 | 0 | 649.28 | Winter | 0 | FALSE | 0 | 0 | 0 | 0 | 0 | 0 | 1 | 1
1978-11-21 | 11 | 21 | 22:00 | -1.7 | 22 | 1 | 29 |  | 26 | 15.1319 | 4.2002 | 19.332 | 95% | 1 | 68.4 | 9.0117 | 4.9685 | 4.8476 | 0.12088 | 2.433% | 10.4094 | 0.8 | 0.8 | 0.8 | 54.72 | 7.2094 | 3.9748 | 3.9748 | 0 | 0% | 717 | 68.4 | 0 | 648.6 | 717 | 54.72 | 0 | 662.28 | Winter | 0 | FALSE | 0 | 0 | 0 | 0 | 0 | 0 | 1 | 1
1978-11-21 | 11 | 21 | 23:00 | -1.7 | 23 | 1 | 29 |  | 26 | 15.1319 | 5.2502 | 20.3821 | 95% | 1 | 68.4 | 9.0117 | 4.9685 | 4.8476 | 0.12088 | 2.433% | 10.2449 | 0.8 | 0.8 | 0.8 | 54.72 | 7.2094 | 3.9748 | 3.9748 | 0 | 0% | 705.75 | 68.4 | 0 | 637.35 | 705.75 | 54.72 | 0 | 651.03 | Winter | 0 | FALSE | 0 | 0 | 0 | 0 | 0 | 0 | 1 | 1
1978-11-21 | 11 | 21 | 24:00 | -1.7 | 0 | 1 | 29 |  | 26 | 15.1319 | 4.2002 | 19.332 | 95% | 1 | 68.4 | 9.0117 | 4.9685 | 4.8476 | 0.12088 | 2.433% | 9.9525 | 0.8 | 0.8 | 0.8 | 54.72 | 7.2094 | 3.9748 | 3.9748 | 0 | 0% | 685.75 | 68.4 | 0 | 617.35 | 685.75 | 54.72 | 0 | 631.03 | Winter | 0 | FALSE | 0 | 0 | 0 | 0 | 0 | 0 | 1 | 1
1978-11-22 | 11 | 22 | 1:00 | -1.1 | 1 | 2 | 30 |  | 25 | 14.5499 | 3.9376 | 18.4875 | 95% | 1 | 68.4 | 9.0117 | 4.9685 | 4.8476 | 0.12088 | 2.433% | 9.8575 | 0.8 | 0.8 | 0.8 | 54.72 | 7.2094 | 3.9748 | 3.9748 | 0 | 0% | 679.25 | 68.4 | 0 | 610.85 | 679.25 | 54.72 | 0 | 624.53 | Winter | 0 | 0 | 0 | 0 | 0 | 0 | 0 | 0 | 1 | 1
1978-11-22 | 11 | 22 | 2:00 | -1.7 | 2 | 2 | 29 |  | 26 | 15.1319 | 3.1501 | 18.282 | 95% | 1 | 68.4 | 9.0117 | 4.9685 | 4.8476 | 0.12088 | 2.433% | 9.799 | 0.8 | 0.8 | 0.8 | 54.72 | 7.2094 | 3.9748 | 3.9748 | 0 | 0% | 675.25 | 68.4 | 0 | 606.85 | 675.25 | 54.72 | 0 | 620.53 | Winter | 0 | 0 | 0 | 0 | 0 | 0 | 0 | 0 | 1 | 1
1978-11-22 | 11 | 22 | 3:00 | -1.7 | 3 | 2 | 29 |  | 26 | 15.1319 | 3.4126 | 18.5445 | 95% | 1 | 68.4 | 9.0117 | 4.9685 | 4.8476 | 0.12088 | 2.433% | 9.8867 | 0.8 | 0.8 | 0.8 | 54.72 | 7.2094 | 3.9748 | 3.9748 | 0 | 0% | 681.25 | 68.4 | 0 | 612.85 | 681.25 | 54.72 | 0 | 626.53 | Winter | 0 | 0 | 0 | 0 | 0 | 0 | 0 | 0 | 1 | 1
1978-11-22 | 11 | 22 | 4:00 | -1.7 | 4 | 2 | 29 |  | 26 | 15.1319 | 3.1501 | 18.282 | 95% | 1 | 68.4 | 9.0117 | 4.9685 | 4.8476 | 0.12088 | 2.433% | 10.0841 | 0.8 | 0.8 | 0.8 | 54.72 | 7.2094 | 3.9748 | 3.9748 | 0 | 0% | 694.75 | 68.4 | 0 | 626.35 | 694.75 | 54.72 | 0 | 640.03 | Winter | 0 | 0 | 0 | 0 | 0 | 0 | 0 | 0 | 1 | 1
1978-11-22 | 11 | 22 | 5:00 | -1.1 | 5 | 2 | 30 |  | 25 | 14.5499 | 3.1501 | 17.7 | 95% | 1 | 68.4 | 9.0117 | 4.9685 | 4.8476 | 0.12088 | 2.433% | 9.6637 | 0.8 | 0.8 | 0.8 | 54.72 | 7.2094 | 3.9748 | 3.9748 | 0 | 0% | 666 | 68.4 | 0 | 597.6 | 666 | 54.72 | 0 | 611.28 | Winter | 0 | 0 | 0 | 0 | 0 | 0 | 0 | 0 | 1 | 1
1978-11-22 | 11 | 22 | 6:00 | -1.1 | 6 | 2 | 30 |  | 25 | 14.5499 | 3.9376 | 18.4875 | 95% | 1 | 68.4 | 9.0117 | 4.9685 | 4.8476 | 0.12088 | 2.433% | 9.5541 | 0.8 | 0.8 | 0.8 | 54.72 | 7.2094 | 3.9748 | 3.9748 | 0 | 0% | 658.5 | 68.4 | 0 | 590.1 | 658.5 | 54.72 | 0 | 603.78 | Winter | 0 | 0 | 0 | 0 | 0 | 0 | 0 | 0 | 1 | 1
1978-11-22 | 11 | 22 | 7:00 | -1.1 | 7 | 2 | 30 |  | 25 | 14.5499 | 4.7252 | 19.275 | 95% | 1 | 68.4 | 9.0117 | 4.9685 | 4.8476 | 0.12088 | 2.433% | 9.6053 | 0.8 | 0.8 | 0.8 | 54.72 | 7.2094 | 3.9748 | 3.9748 | 0 | 0% | 662 | 68.4 | 0 | 593.6 | 662 | 54.72 | 0 | 607.28 | Winter | 0 | 0 | 0 | 0 | 0 | 0 | 0 | 0 | 1 | 1
1978-11-22 | 11 | 22 | 8:00 | -1.1 | 8 | 2 | 30 |  | 25 | 14.5499 | 7.6128 | 22.1626 | 95% | 1 | 68.4 | 9.0117 | 4.9685 | 4.8476 | 0.12088 | 2.433% | 10.2412 | 0.8 | 0.8 | 0.8 | 54.72 | 7.2094 | 3.9748 | 3.9748 | 0 | 0% | 705.5 | 68.4 | 0 | 637.1 | 705.5 | 54.72 | 0 | 650.78 | Winter | 0 | 0 | 0 | 0 | 0 | 0 | 0 | 0 | 1 | 1
1978-11-22 | 11 | 22 | 9:00 | -1.7 | 9 | 2 | 29 |  | 26 | 15.1319 | 6.5627 | 21.6946 | 95% | 1 | 68.4 | 9.0117 | 4.9685 | 4.8476 | 0.12088 | 2.433% | 10.3326 | 0.8 | 0.8 | 0.8 | 54.72 | 7.2094 | 3.9748 | 3.9748 | 0 | 0% | 711.75 | 68.4 | 0 | 643.35 | 711.75 | 54.72 | 0 | 657.03 | Winter | 0 | 0 | 0 | 0 | 0 | 0 | 0 | 0 | 1 | 1
1978-11-22 | 11 | 22 | 10:00 | -1.7 | 10 | 2 | 29 |  | 26 | 15.1319 | 6.0377 | 21.1696 | 95% | 1 | 68.4 | 9.0117 | 4.9685 | 4.8476 | 0.12088 | 2.433% | 10.3911 | 0.8 | 0.8 | 0.8 | 54.72 | 7.2094 | 3.9748 | 3.9748 | 0 | 0% | 715.75 | 68.4 | 0 | 647.35 | 715.75 | 54.72 | 0 | 661.03 | Winter | 0 | 0 | 0 | 0 | 0 | 0 | 0 | 0 | 1 | 1
1978-11-22 | 11 | 22 | 11:00 | -1.7 | 11 | 2 | 29 |  | 26 | 15.1319 | 5.2502 | 20.3821 | 95% | 1 | 68.4 | 9.0117 | 4.9685 | 4.8476 | 0.12088 | 2.433% | 11.0855 | 0.8 | 0.8 | 0.8 | 54.72 | 7.2094 | 3.9748 | 3.9748 | 0 | 0% | 763.25 | 68.4 | 0 | 694.85 | 763.25 | 54.72 | 0 | 708.53 | Winter | 0 | 0 | 0 | 0 | 0 | 0 | 0 | 0 | 1 | 1
1978-11-22 | 11 | 22 | 12:00 | -1.1 | 12 | 2 | 30 |  | 25 | 14.5499 | 5.2502 | 19.8001 | 95% | 1 | 68.4 | 9.0117 | 4.9685 | 4.8476 | 0.12088 | 2.433% | 11.0344 | 0.8 | 0.8 | 0.8 | 54.72 | 7.2094 | 3.9748 | 3.9748 | 0 | 0% | 759.75 | 68.4 | 0 | 691.35 | 759.75 | 54.72 | 0 | 705.03 | Winter | 0 | 0 | 0 | 0 | 0 | 0 | 0 | 0 | 1 | 1
1978-11-22 | 11 | 22 | 13:00 | -1.1 | 13 | 2 | 30 |  | 25 | 14.5499 | 4.7252 | 19.275 | 95% | 1 | 68.4 | 9.0117 | 4.9685 | 4.8476 | 0.12088 | 2.433% | 10.9539 | 0.8 | 0.8 | 0.8 | 54.72 | 7.2094 | 3.9748 | 3.9748 | 0 | 0% | 754.25 | 68.4 | 0 | 685.85 | 754.25 | 54.72 | 0 | 699.53 | Winter | 0 | 0 | 0 | 0 | 0 | 0 | 0 | 0 | 1 | 1
1978-11-22 | 11 | 22 | 14:00 | -1.1 | 14 | 2 | 30 |  | 25 | 14.5499 | 3.9376 | 18.4875 | 95% | 1 | 68.4 | 9.0117 | 4.9685 | 4.8476 | 0.12088 | 2.433% | 11.2939 | 0.8 | 0.8 | 0.8 | 54.72 | 7.2094 | 3.9748 | 3.9748 | 0 | 0% | 777.5 | 68.4 | 0 | 709.1 | 777.5 | 54.72 | 0 | 722.78 | Winter | 0 | 0 | 0 | 0 | 0 | 0 | 0 | 0 | 1 | 1
1978-11-22 | 11 | 22 | 15:00 | -1.1 | 15 | 2 | 30 |  | 25 | 14.5499 | 3.6751 | 18.225 | 95% | 1 | 68.4 | 9.0117 | 4.9685 | 4.8476 | 0.12088 | 2.433% | 11.0088 | 0.8 | 0.8 | 0.8 | 54.72 | 7.2094 | 3.9748 | 3.9748 | 0 | 0% | 758 | 68.4 | 0 | 689.6 | 758 | 54.72 | 0 | 703.28 | Winter | 0 | 0 | 0 | 0 | 0 | 0 | 0 | 0 | 1 | 1
1978-11-22 | 11 | 22 | 16:00 | -1.1 | 16 | 2 | 30 |  | 25 | 14.5499 | 3.6751 | 18.225 | 95% | 1 | 68.4 | 9.0117 | 4.9685 | 4.8476 | 0.12088 | 2.433% | 10.6287 | 0.8 | 0.8 | 0.8 | 54.72 | 7.2094 | 3.9748 | 3.9748 | 0 | 0% | 732 | 68.4 | 0 | 663.6 | 732 | 54.72 | 0 | 677.28 | Winter | 0 | 0 | 0 | 0 | 0 | 0 | 0 | 0 | 1 | 1
1978-11-22 | 11 | 22 | 17:00 | -0.6 | 17 | 2 | 31 |  | 24 | 13.9679 | 4.7252 | 18.693 | 95% | 1 | 68.4 | 9.0117 | 4.9685 | 4.8476 | 0.12088 | 2.433% | 10.0841 | 0.8 | 0.8 | 0.8 | 54.72 | 7.2094 | 3.9748 | 3.9748 | 0 | 0% | 694.75 | 68.4 | 0 | 626.35 | 694.75 | 54.72 | 0 | 640.03 | Winter | 0 | 0 | 0 | 0 | 0 | 0 | 0 | 0 | 1 | 1
1978-11-22 | 11 | 22 | 18:00 | -0.6 | 18 | 2 | 31 |  | 24 | 13.9679 | 6.0377 | 20.0056 | 95% | 1 | 68.4 | 9.0117 | 4.9685 | 4.8476 | 0.12088 | 2.433% | 10.3692 | 0.8 | 0.8 | 0.8 | 54.72 | 7.2094 | 3.9748 | 3.9748 | 0 | 0% | 714.25 | 68.4 | 0 | 645.85 | 714.25 | 54.72 | 0 | 659.53 | Winter | 0 | 0 | 0 | 0 | 0 | 0 | 0 | 0 | 1 | 1
1978-11-22 | 11 | 22 | 19:00 | -0.6 | 19 | 2 | 31 |  | 24 | 13.9679 | 6.5627 | 20.5306 | 95% | 1 | 68.4 | 9.0117 | 4.9685 | 4.8476 | 0.12088 | 2.433% | 10.1133 | 0.8 | 0.8 | 0.8 | 54.72 | 7.2094 | 3.9748 | 3.9748 | 0 | 0% | 696.75 | 68.4 | 0 | 628.35 | 696.75 | 54.72 | 0 | 642.03 | Winter | 0 | 0 | 0 | 0 | 0 | 0 | 0 | 0 | 1 | 1
1978-11-22 | 11 | 22 | 20:00 | -0.6 | 20 | 2 | 31 |  | 24 | 13.9679 | 5.7752 | 19.7431 | 95% | 1 | 68.4 | 9.0117 | 4.9685 | 4.8476 | 0.12088 | 2.433% | 9.8428 | 0.8 | 0.8 | 0.8 | 54.72 | 7.2094 | 3.9748 | 3.9748 | 0 | 0% | 678.25 | 68.4 | 0 | 609.85 | 678.25 | 54.72 | 0 | 623.53 | Winter | 0 | 0 | 0 | 0 | 0 | 0 | 0 | 0 | 1 | 1
1978-11-22 | 11 | 22 | 21:00 | -0.6 | 21 | 2 | 31 |  | 24 | 13.9679 | 4.7252 | 18.693 | 95% | 1 | 68.4 | 9.0117 | 4.9685 | 4.8476 | 0.12088 | 2.433% | 9.8794 | 0.8 | 0.8 | 0.8 | 54.72 | 7.2094 | 3.9748 | 3.9748 | 0 | 0% | 680.75 | 68.4 | 0 | 612.35 | 680.75 | 54.72 | 0 | 626.03 | Winter | 0 | 0 | 0 | 0 | 0 | 0 | 0 | 0 | 1 | 1
1978-11-22 | 11 | 22 | 22:00 | -0.6 | 22 | 2 | 31 |  | 24 | 13.9679 | 4.2002 | 18.168 | 95% | 1 | 68.4 | 9.0117 | 4.9685 | 4.8476 | 0.12088 | 2.433% | 9.5029 | 0.8 | 0.8 | 0.8 | 54.72 | 7.2094 | 3.9748 | 3.9748 | 0 | 0% | 655 | 68.4 | 0 | 586.6 | 655 | 54.72 | 0 | 600.28 | Winter | 0 | 0 | 0 | 0 | 0 | 0 | 0 | 0 | 1 | 1
1978-11-22 | 11 | 22 | 23:00 | -0.6 | 23 | 2 | 31 |  | 24 | 13.9679 | 5.2502 | 19.2181 | 95% | 1 | 68.4 | 9.0117 | 4.9685 | 4.8476 | 0.12088 | 2.433% | 9.788 | 0.8 | 0.8 | 0.8 | 54.72 | 7.2094 | 3.9748 | 3.9748 | 0 | 0% | 674.5 | 68.4 | 0 | 606.1 | 674.5 | 54.72 | 0 | 619.78 | Winter | 0 | 0 | 0 | 0 | 0 | 0 | 0 | 0 | 1 | 1
1978-11-22 | 11 | 22 | 24:00 | -0.6 | 0 | 2 | 31 |  | 24 | 13.9679 | 4.2002 | 18.168 | 95% | 1 | 68.4 | 9.0117 | 4.9685 | 4.8476 | 0.12088 | 2.433% | 9.8684 | 0.8 | 0.8 | 0.8 | 54.72 | 7.2094 | 3.9748 | 3.9748 | 0 | 0% | 680 | 68.4 | 0 | 611.6 | 680 | 54.72 | 0 | 625.28 | Winter | 0 | 0 | 0 | 0 | 0 | 0 | 0 | 0 | 1 | 1
1978-11-23 | 11 | 23 | 1:00 | -1.1 | 1 | 2 | 30 |  | 25 | 14.5499 | 3.9376 | 18.4875 | 95% | 1 | 68.4 | 9.0117 | 4.9685 | 4.8476 | 0.12088 | 2.433% | 9.3056 | 0.8 | 0.8 | 0.8 | 54.72 | 7.2094 | 3.9748 | 3.9748 | 0 | 0% | 641.5 | 68.4 | 0 | 573.1 | 641.5 | 54.72 | 0 | 586.78 | Winter | 0 | 0 | 0 | 0 | 0 | 0 | 0 | 0 | 1 | 1
1978-11-23 | 11 | 23 | 2:00 | -1.1 | 2 | 2 | 30 |  | 25 | 14.5499 | 3.1501 | 17.7 | 95% | 1 | 68.4 | 9.0117 | 4.9685 | 4.8476 | 0.12088 | 2.433% | 9.8428 | 0.8 | 0.8 | 0.8 | 54.72 | 7.2094 | 3.9748 | 3.9748 | 0 | 0% | 678.25 | 68.4 | 0 | 609.85 | 678.25 | 54.72 | 0 | 623.53 | Winter | 0 | 0 | 0 | 0 | 0 | 0 | 0 | 0 | 1 | 1
1978-11-23 | 11 | 23 | 3:00 | -1.1 | 3 | 2 | 30 |  | 25 | 14.5499 | 3.4126 | 17.9625 | 95% | 1 | 68.4 | 9.0117 | 4.9685 | 4.8476 | 0.12088 | 2.433% | 9.1776 | 0.8 | 0.8 | 0.8 | 54.72 | 7.2094 | 3.9748 | 3.9748 | 0 | 0% | 632.75 | 68.4 | 0 | 564.35 | 632.75 | 54.72 | 0 | 578.03 | Winter | 0 | 0 | 0 | 0 | 0 | 0 | 0 | 0 | 1 | 1
1978-11-23 | 11 | 23 | 4:00 | -1.1 | 4 | 2 | 30 |  | 25 | 14.5499 | 3.1501 | 17.7 | 95% | 1 | 68.4 | 9.0117 | 4.9685 | 4.8476 | 0.12088 | 2.433% | 9.0863 | 0.8 | 0.8 | 0.8 | 54.72 | 7.2094 | 3.9748 | 3.9748 | 0 | 0% | 626.5 | 68.4 | 0 | 558.1 | 626.5 | 54.72 | 0 | 571.78 | Winter | 0 | 0 | 0 | 0 | 0 | 0 | 0 | 0 | 1 | 1
1978-11-23 | 11 | 23 | 5:00 | -1.1 | 5 | 2 | 30 |  | 25 | 14.5499 | 3.1501 | 17.7 | 95% | 1 | 68.4 | 9.0117 | 4.9685 | 4.8476 | 0.12088 | 2.433% | 9.3348 | 0.8 | 0.8 | 0.8 | 54.72 | 7.2094 | 3.9748 | 3.9748 | 0 | 0% | 643.5 | 68.4 | 0 | 575.1 | 643.5 | 54.72 | 0 | 588.78 | Winter | 0 | 0 | 0 | 0 | 0 | 0 | 0 | 0 | 1 | 1
1978-11-23 | 11 | 23 | 6:00 | -1.1 | 6 | 2 | 30 |  | 25 | 14.5499 | 3.9376 | 18.4875 | 95% | 1 | 68.4 | 9.0117 | 4.9685 | 4.8476 | 0.12088 | 2.433% | 9.1118 | 0.8 | 0.8 | 0.8 | 54.72 | 7.2094 | 3.9748 | 3.9748 | 0 | 0% | 628.25 | 68.4 | 0 | 559.85 | 628.25 | 54.72 | 0 | 573.53 | Winter | 0 | 0 | 0 | 0 | 0 | 0 | 0 | 0 | 1 | 1
1978-11-23 | 11 | 23 | 7:00 | -1.1 | 7 | 2 | 30 |  | 25 | 14.5499 | 4.7252 | 19.275 | 95% | 1 | 68.4 | 9.0117 | 4.9685 | 4.8476 | 0.12088 | 2.433% | 9.5577 | 0.8 | 0.8 | 0.8 | 54.72 | 7.2094 | 3.9748 | 3.9748 | 0 | 0% | 658.75 | 68.4 | 0 | 590.35 | 658.75 | 54.72 | 0 | 604.03 | Winter | 0 | 0 | 0 | 0 | 0 | 0 | 0 | 0 | 1 | 1
1978-11-23 | 11 | 23 | 8:00 | -1.1 | 8 | 2 | 30 |  | 25 | 14.5499 | 7.6128 | 22.1626 | 95% | 1 | 68.4 | 9.0117 | 4.9685 | 4.8476 | 0.12088 | 2.433% | 9.5212 | 0.8 | 0.8 | 0.8 | 54.72 | 7.2094 | 3.9748 | 3.9748 | 0 | 0% | 656.25 | 68.4 | 0 | 587.85 | 656.25 | 54.72 | 0 | 601.53 | Winter | 0 | 0 | 0 | 0 | 0 | 0 | 0 | 0 | 1 | 1
1978-11-23 | 11 | 23 | 9:00 | -1.1 | 9 | 2 | 30 |  | 25 | 14.5499 | 6.5627 | 21.1126 | 95% | 1 | 68.4 | 9.0117 | 4.9685 | 4.8476 | 0.12088 | 2.433% | 9.492 | 0.8 | 0.8 | 0.8 | 54.72 | 7.2094 | 3.9748 | 3.9748 | 0 | 0% | 654.25 | 68.4 | 0 | 585.85 | 654.25 | 54.72 | 0 | 599.53 | Winter | 0 | 0 | 0 | 0 | 0 | 0 | 0 | 0 | 1 | 1
1978-11-23 | 11 | 23 | 10:00 | 0 | 10 | 2 | 32 |  | 23 | 13.3859 | 6.0377 | 19.4236 | 95% | 1 | 68.4 | 9.0117 | 4.9685 | 4.8476 | 0.12088 | 2.433% | 9.7039 | 0.8 | 0.8 | 0.8 | 54.72 | 7.2094 | 3.9748 | 3.9748 | 0 | 0% | 668.75 | 68.4 | 0 | 600.35 | 668.75 | 54.72 | 0 | 614.03 | Winter | 0 | 0 | 0 | 0 | 0 | 0 | 0 | 0 | 1 | 1
1978-11-23 | 11 | 23 | 11:00 | 0 | 11 | 2 | 32 |  | 23 | 13.3859 | 5.2502 | 18.6361 | 95% | 1 | 68.4 | 9.0117 | 4.9685 | 4.8476 | 0.12088 | 2.433% | 9.6966 | 0.8 | 0.8 | 0.8 | 54.72 | 7.2094 | 3.9748 | 3.9748 | 0 | 0% | 668.25 | 68.4 | 0 | 599.85 | 668.25 | 54.72 | 0 | 613.53 | Winter | 0 | 0 | 0 | 0 | 0 | 0 | 0 | 0 | 1 | 1
1978-11-23 | 11 | 23 | 12:00 | 0.6 | 12 | 2 | 33 |  | 22 | 12.8039 | 5.2502 | 18.0541 | 95% | 1 | 68.4 | 9.0117 | 4.9685 | 4.8476 | 0.12088 | 2.433% | 11.7178 | 0.8 | 0.8 | 0.8 | 54.72 | 7.2094 | 3.9748 | 3.9748 | 0 | 0% | 806.5 | 68.4 | 0 | 738.1 | 806.5 | 54.72 | 0 | 751.78 | Winter | 0 | 0 | 0 | 0 | 0 | 0 | 0 | 0 | 1 | 1
1978-11-23 | 11 | 23 | 13:00 | 1.7 | 13 | 2 | 35 |  | 20 | 11.6399 | 4.7252 | 16.3651 | 95% | 1 | 68.4 | 9.0117 | 4.9685 | 4.8476 | 0.12088 | 2.433% | 13.8523 | 0.8 | 0.8 | 0.8 | 54.72 | 7.2094 | 3.9748 | 3.9748 | 0 | 0% | 952.5 | 68.4 | 0 | 884.1 | 952.5 | 54.72 | 0 | 897.78 | Winter | 0 | 0 | 0 | 0 | 0 | 0 | 0 | 0 | 1 | 1
1978-11-23 | 11 | 23 | 14:00 | 1.7 | 14 | 2 | 35 |  | 20 | 11.6399 | 3.9376 | 15.5775 | 95% | 1 | 68.4 | 9.0117 | 4.9685 | 4.8476 | 0.12088 | 2.433% | 13.8414 | 0.8 | 0.8 | 0.8 | 54.72 | 7.2094 | 3.9748 | 3.9748 | 0 | 0% | 951.75 | 68.4 | 0 | 883.35 | 951.75 | 54.72 | 0 | 897.03 | Winter | 0 | 0 | 0 | 0 | 0 | 0 | 0 | 0 | 1 | 1
1978-11-23 | 11 | 23 | 15:00 | 1.7 | 15 | 2 | 35 |  | 20 | 11.6399 | 3.6751 | 15.315 | 95% | 1 | 68.4 | 9.0117 | 4.9685 | 4.8476 | 0.12088 | 2.433% | 13.4466 | 0.8 | 0.8 | 0.8 | 54.72 | 7.2094 | 3.9748 | 3.9748 | 0 | 0% | 924.75 | 68.4 | 0 | 856.35 | 924.75 | 54.72 | 0 | 870.03 | Winter | 0 | 0 | 0 | 0 | 0 | 0 | 0 | 0 | 1 | 1
1978-11-23 | 11 | 23 | 16:00 | 1.7 | 16 | 2 | 35 |  | 20 | 11.6399 | 3.6751 | 15.315 | 95% | 1 | 68.4 | 9.0117 | 4.9685 | 4.8476 | 0.12088 | 2.433% | 14.0387 | 0.8 | 0.8 | 0.8 | 54.72 | 7.2094 | 3.9748 | 3.9748 | 0 | 0% | 965.25 | 68.4 | 0 | 896.85 | 965.25 | 54.72 | 0 | 910.53 | Winter | 0 | 0 | 0 | 0 | 0 | 0 | 0 | 0 | 1 | 1
1978-11-23 | 11 | 23 | 17:00 | 1.7 | 17 | 2 | 35 |  | 20 | 11.6399 | 4.7252 | 16.3651 | 95% | 1 | 68.4 | 9.0117 | 4.9685 | 4.8476 | 0.12088 | 2.433% | 14.4883 | 0.8 | 0.8 | 0.8 | 54.72 | 7.2094 | 3.9748 | 3.9748 | 0 | 0% | 996 | 68.4 | 0 | 927.6 | 996 | 54.72 | 0 | 941.28 | Winter | 0 | 0 | 0 | 0 | 0 | 0 | 0 | 0 | 1 | 1
1978-11-23 | 11 | 23 | 18:00 | 1.7 | 18 | 2 | 35 |  | 20 | 11.6399 | 6.0377 | 17.6776 | 95% | 1 | 68.4 | 9.0117 | 4.9685 | 4.8476 | 0.12088 | 2.433% | 14.2946 | 0.8 | 0.8 | 0.8 | 54.72 | 7.2094 | 3.9748 | 3.9748 | 0 | 0% | 982.75 | 68.4 | 0 | 914.35 | 982.75 | 54.72 | 0 | 928.03 | Winter | 0 | 0 | 0 | 0 | 0 | 0 | 0 | 0 | 1 | 1
1978-11-23 | 11 | 23 | 19:00 | 1.7 | 19 | 2 | 35 |  | 20 | 11.6399 | 6.5627 | 18.2026 | 95% | 1 | 68.4 | 9.0117 | 4.9685 | 4.8476 | 0.12088 | 2.433% | 13.7573 | 0.8 | 0.8 | 0.8 | 54.72 | 7.2094 | 3.9748 | 3.9748 | 0 | 0% | 946 | 68.4 | 0 | 877.6 | 946 | 54.72 | 0 | 891.28 | Winter | 0 | 0 | 0 | 0 | 0 | 0 | 0 | 0 | 1 | 1
1978-11-23 | 11 | 23 | 20:00 | 1.7 | 20 | 2 | 35 |  | 20 | 11.6399 | 5.7752 | 17.4151 | 95% | 1 | 68.4 | 9.0117 | 4.9685 | 4.8476 | 0.12088 | 2.433% | 13.7427 | 0.8 | 0.8 | 0.8 | 54.72 | 7.2094 | 3.9748 | 3.9748 | 0 | 0% | 945 | 68.4 | 0 | 876.6 | 945 | 54.72 | 0 | 890.28 | Winter | 0 | 0 | 0 | 0 | 0 | 0 | 0 | 0 | 1 | 1
1978-11-23 | 11 | 23 | 21:00 | 2.2 | 21 | 2 | 36 |  | 19 | 11.0579 | 4.7252 | 15.7831 | 95% | 1 | 68.4 | 9.0117 | 4.9685 | 4.8476 | 0.12088 | 2.433% | 13.6367 | 0.8 | 0.8 | 0.8 | 54.72 | 7.2094 | 3.9748 | 3.9748 | 0 | 0% | 937.75 | 68.4 | 0 | 869.35 | 937.75 | 54.72 | 0 | 883.03 | Winter | 0 | 0 | 0 | 0 | 0 | 0 | 0 | 0 | 1 | 1
1978-11-23 | 11 | 23 | 22:00 | 2.8 | 22 | 2 | 37 |  | 18 | 10.4759 | 4.2002 | 14.6761 | 95% | 1 | 68.4 | 9.0117 | 4.9685 | 4.8476 | 0.12088 | 2.433% | 11.769 | 0.8 | 0.8 | 0.8 | 54.72 | 7.2094 | 3.9748 | 3.9748 | 0 | 0% | 810 | 68.4 | 0 | 741.6 | 810 | 54.72 | 0 | 755.28 | Winter | 0 | 0 | 0 | 0 | 0 | 0 | 0 | 0 | 1 | 1
1978-11-23 | 11 | 23 | 23:00 | 2.8 | 23 | 2 | 37 |  | 18 | 10.4759 | 5.2502 | 15.7261 | 95% | 1 | 68.4 | 9.0117 | 4.9685 | 4.8476 | 0.12088 | 2.433% | 9.4115 | 0.8 | 0.8 | 0.8 | 54.72 | 7.2094 | 3.9748 | 3.9748 | 0 | 0% | 648.75 | 68.4 | 0 | 580.35 | 648.75 | 54.72 | 0 | 594.03 | Winter | 0 | 0 | 0 | 0 | 0 | 0 | 0 | 0 | 1 | 1
1978-11-23 | 11 | 23 | 24:00 | 2.8 | 0 | 2 | 37 |  | 18 | 10.4759 | 4.2002 | 14.6761 | 95% | 1 | 68.4 | 9.0117 | 4.9685 | 4.8476 | 0.12088 | 2.433% | 9.3969 | 0.8 | 0.8 | 0.8 | 54.72 | 7.2094 | 3.9748 | 3.9748 | 0 | 0% | 647.75 | 68.4 | 0 | 579.35 | 647.75 | 54.72 | 0 | 593.03 | Winter | 0 | 0 | 0 | 0 | 0 | 0 | 0 | 0 | 1 | 1
1978-11-24 | 11 | 24 | 1:00 | 2.8 | 1 | 1 | 37 |  | 18 | 10.4759 | 3.9376 | 14.4135 | 95% | 1 | 68.4 | 9.0117 | 4.9685 | 4.8476 | 0.12088 | 2.433% | 9.6016 | 0.8 | 0.8 | 0.8 | 54.72 | 7.2094 | 3.9748 | 3.9748 | 0 | 0% | 661.75 | 68.4 | 0 | 593.35 | 661.75 | 54.72 | 0 | 607.03 | Winter | 0 | FALSE | 0 | 0 | 0 | 0 | 0 | 0 | 1 | 1
1978-11-24 | 11 | 24 | 2:00 | 2.8 | 2 | 1 | 37 |  | 18 | 10.4759 | 3.1501 | 13.626 | 95% | 1 | 68.4 | 9.0117 | 4.9685 | 4.8476 | 0.12088 | 2.433% | 9.1849 | 0.8 | 0.8 | 0.8 | 54.72 | 7.2094 | 3.9748 | 3.9748 | 0 | 0% | 633.25 | 68.4 | 0 | 564.85 | 633.25 | 54.72 | 0 | 578.53 | Winter | 0 | FALSE | 0 | 0 | 0 | 0 | 0 | 0 | 1 | 1
1978-11-24 | 11 | 24 | 3:00 | 4.4 | 3 | 1 | 40 |  | 15 | 8.7299 | 3.4126 | 12.1425 | 95% | 1 | 68.4 | 9.0117 | 4.9685 | 4.8476 | 0.12088 | 2.433% | 9.3531 | 0.8 | 0.8 | 0.8 | 54.72 | 7.2094 | 3.9748 | 3.9748 | 0 | 0% | 644.75 | 68.4 | 0 | 576.35 | 644.75 | 54.72 | 0 | 590.03 | Winter | 0 | FALSE | 0 | 0 | 0 | 0 | 0 | 0 | 1 | 1
1978-11-24 | 11 | 24 | 4:00 | 5 | 4 | 1 | 41 |  | 14 | 8.1479 | 3.1501 | 11.298 | 95% | 1 | 68.4 | 9.0117 | 4.9685 | 4.8476 | 0.12088 | 2.433% | 9.2398 | 0.8 | 0.8 | 0.8 | 54.72 | 7.2094 | 3.9748 | 3.9748 | 0 | 0% | 637 | 68.4 | 0 | 568.6 | 637 | 54.72 | 0 | 582.28 | Winter | 0 | FALSE | 0 | 0 | 0 | 0 | 0 | 0 | 1 | 1
1978-11-24 | 11 | 24 | 5:00 | 5.6 | 5 | 1 | 42 |  | 13 | 7.5659 | 3.1501 | 10.716 | 95% | 1 | 68.4 | 9.0117 | 4.9685 | 4.8476 | 0.12088 | 2.433% | 9.3202 | 0.8 | 0.8 | 0.8 | 54.72 | 7.2094 | 3.9748 | 3.9748 | 0 | 0% | 642.5 | 68.4 | 0 | 574.1 | 642.5 | 54.72 | 0 | 587.78 | Winter | 0 | FALSE | 0 | 0 | 0 | 0 | 0 | 0 | 1 | 1
1978-11-24 | 11 | 24 | 6:00 | 5.6 | 6 | 1 | 42 |  | 13 | 7.5659 | 3.9376 | 11.5036 | 95% | 1 | 68.4 | 9.0117 | 4.9685 | 4.8476 | 0.12088 | 2.433% | 9.2836 | 0.8 | 0.8 | 0.8 | 54.72 | 7.2094 | 3.9748 | 3.9748 | 0 | 0% | 640 | 68.4 | 0 | 571.6 | 640 | 54.72 | 0 | 585.28 | Winter | 0 | FALSE | 0 | 0 | 0 | 0 | 0 | 0 | 1 | 1
1978-11-24 | 11 | 24 | 7:00 | 6.1 | 7 | 1 | 43 |  | 12 | 6.9839 | 4.7252 | 11.7091 | 95% | 1 | 68.4 | 9.0117 | 4.9685 | 4.8476 | 0.12088 | 2.433% | 12.1053 | 0.8 | 0.8 | 0.8 | 54.72 | 7.2094 | 3.9748 | 3.9748 | 0 | 0% | 833 | 68.4 | 0 | 764.6 | 833 | 54.72 | 0 | 778.28 | Winter | 0 | FALSE | 0 | 0 | 0 | 0 | 0 | 0 | 1 | 1
1978-11-24 | 11 | 24 | 8:00 | 6.1 | 8 | 1 | 43 |  | 12 | 6.9839 | 7.6128 | 14.5967 | 95% | 1 | 68.4 | 9.0117 | 4.9685 | 4.8476 | 0.12088 | 2.433% | 14.1082 | 0.8 | 0.8 | 0.8 | 54.72 | 7.2094 | 3.9748 | 3.9748 | 0 | 0% | 970 | 68.4 | 0 | 901.6 | 970 | 54.72 | 0 | 915.28 | Winter | 0 | FALSE | 0 | 0 | 0 | 0 | 0 | 0 | 1 | 1
1978-11-24 | 11 | 24 | 9:00 | 6.7 | 9 | 1 | 44 |  | 11 | 6.4019 | 6.5627 | 12.9647 | 95% | 1 | 68.4 | 9.0117 | 4.9685 | 4.8476 | 0.12088 | 2.433% | 15.4094 | 0.8 | 0.8 | 0.8 | 54.72 | 7.2094 | 3.9748 | 3.9748 | 0 | 0% | 1059 | 68.4 | 0 | 990.6 | 1059 | 54.72 | 0 | 1004.28 | Winter | 0 | FALSE | 0 | 0 | 0 | 0 | 0 | 0 | 1 | 1
1978-11-24 | 11 | 24 | 10:00 | 7.2 | 10 | 1 | 45 |  | 10 | 5.8199 | 6.0377 | 11.8577 | 95% | 1 | 68.4 | 9.0117 | 4.9685 | 4.8476 | 0.12088 | 2.433% | 16.0599 | 0.8 | 0.8 | 0.8 | 54.72 | 7.2094 | 3.9748 | 3.9748 | 0 | 0% | 1103.5 | 68.4 | 0 | 1035.1 | 1103.5 | 54.72 | 0 | 1048.78 | Winter | 0 | FALSE | 0 | 0 | 0 | 0 | 0 | 0 | 1 | 1
1978-11-24 | 11 | 24 | 11:00 | 7.2 | 11 | 1 | 45 |  | 10 | 5.8199 | 5.2502 | 11.0701 | 95% | 1 | 68.4 | 9.0117 | 4.9685 | 4.8476 | 0.12088 | 2.433% | 16.2939 | 0.8 | 0.8 | 0.8 | 54.72 | 7.2094 | 3.9748 | 3.9748 | 0 | 0% | 1119.5 | 68.4 | 0 | 1051.1 | 1119.5 | 54.72 | 0 | 1064.78 | Winter | 0 | FALSE | 0 | 0 | 0 | 0 | 0 | 0 | 1 | 1
1978-11-24 | 11 | 24 | 12:00 | 7.8 | 12 | 1 | 46 |  | 9 | 5.238 | 5.2502 | 10.4881 | 95% | 1 | 68.4 | 9.0117 | 4.9685 | 4.8476 | 0.12088 | 2.433% | 17.4488 | 0.8 | 0.8 | 0.8 | 54.72 | 7.2094 | 3.9748 | 3.9748 | 0 | 0% | 1198.5 | 68.4 | 0 | 1130.1 | 1198.5 | 54.72 | 0 | 1143.78 | Winter | 0 | FALSE | 0 | 0 | 0 | 0 | 0 | 0 | 1 | 1
1978-11-24 | 11 | 24 | 13:00 | 8.3 | 13 | 1 | 47 |  | 8 | 4.656 | 4.7252 | 9.3811 | 95% | 1 | 68.4 | 9.0117 | 4.9685 | 4.8476 | 0.12088 | 2.433% | 17.5877 | 0.8 | 0.8 | 0.8 | 54.72 | 7.2094 | 3.9748 | 3.9748 | 0 | 0% | 1208 | 68.4 | 0 | 1139.6 | 1208 | 54.72 | 0 | 1153.28 | Winter | 0 | FALSE | 0 | 0 | 0 | 0 | 0 | 0 | 1 | 1
1978-11-24 | 11 | 24 | 14:00 | 5 | 14 | 1 | 41 |  | 14 | 8.1479 | 3.9376 | 12.0856 | 95% | 1 | 68.4 | 9.0117 | 4.9685 | 4.8476 | 0.12088 | 2.433% | 17.9971 | 0.8 | 0.8 | 0.8 | 54.72 | 7.2094 | 3.9748 | 3.9748 | 0 | 0% | 1236 | 68.4 | 0 | 1167.6 | 1236 | 54.72 | 0 | 1181.28 | Winter | 0 | FALSE | 0 | 0 | 0 | 0 | 0 | 0 | 1 | 1
1978-11-24 | 11 | 24 | 15:00 | 3.9 | 15 | 1 | 39 |  | 16 | 9.3119 | 3.6751 | 12.987 | 95% | 1 | 68.4 | 9.0117 | 4.9685 | 4.8476 | 0.12088 | 2.433% | 18.0154 | 0.8 | 0.8 | 0.8 | 54.72 | 7.2094 | 3.9748 | 3.9748 | 0 | 0% | 1237.25 | 68.4 | 0 | 1168.85 | 1237.25 | 54.72 | 0 | 1182.53 | Winter | 0 | FALSE | 0 | 0 | 0 | 0 | 0 | 0 | 1 | 1
1978-11-24 | 11 | 24 | 16:00 | 5 | 16 | 1 | 41 |  | 14 | 8.1479 | 3.6751 | 11.8231 | 95% | 1 | 68.4 | 9.0117 | 4.9685 | 4.8476 | 0.12088 | 2.433% | 17.7266 | 0.8 | 0.8 | 0.8 | 54.72 | 7.2094 | 3.9748 | 3.9748 | 0 | 0% | 1217.5 | 68.4 | 0 | 1149.1 | 1217.5 | 54.72 | 0 | 1162.78 | Winter | 0 | FALSE | 0 | 0 | 0 | 0 | 0 | 0 | 1 | 1
1978-11-24 | 11 | 24 | 17:00 | 5 | 17 | 1 | 41 |  | 14 | 8.1479 | 4.7252 | 12.8731 | 95% | 1 | 68.4 | 9.0117 | 4.9685 | 4.8476 | 0.12088 | 2.433% | 17.9751 | 0.8 | 0.8 | 0.8 | 54.72 | 7.2094 | 3.9748 | 3.9748 | 0 | 0% | 1234.5 | 68.4 | 0 | 1166.1 | 1234.5 | 54.72 | 0 | 1179.78 | Winter | 1 | FALSE | 1 | 68.4 | 54.72 | 0 | 0 | 0 | 1 | 1
1978-11-24 | 11 | 24 | 18:00 | 5 | 18 | 1 | 41 |  | 14 | 8.1479 | 6.0377 | 14.1856 | 95% | 1 | 68.4 | 9.0117 | 4.9685 | 4.8476 | 0.12088 | 2.433% | 16.8165 | 0.8 | 0.8 | 0.8 | 54.72 | 7.2094 | 3.9748 | 3.9748 | 0 | 0% | 1155.25 | 68.4 | 0 | 1086.85 | 1155.25 | 54.72 | 0 | 1100.53 | Winter | 1 | FALSE | 1 | 68.4 | 54.72 | 0 | 0 | 0 | 1 | 1
1978-11-24 | 11 | 24 | 19:00 | 5 | 19 | 1 | 41 |  | 14 | 8.1479 | 6.5627 | 14.7107 | 95% | 1 | 68.4 | 9.0117 | 4.9685 | 4.8476 | 0.12088 | 2.433% | 16.0088 | 0.8 | 0.8 | 0.8 | 54.72 | 7.2094 | 3.9748 | 3.9748 | 0 | 0% | 1100 | 68.4 | 0 | 1031.6 | 1100 | 54.72 | 0 | 1045.28 | Winter | 0 | FALSE | 0 | 0 | 0 | 0 | 0 | 0 | 1 | 1
1978-11-24 | 11 | 24 | 20:00 | 5 | 20 | 1 | 41 |  | 14 | 8.1479 | 5.7752 | 13.9231 | 95% | 1 | 68.4 | 9.0117 | 4.9685 | 4.8476 | 0.12088 | 2.433% | 15.0694 | 0.8 | 0.8 | 0.8 | 54.72 | 7.2094 | 3.9748 | 3.9748 | 0 | 0% | 1035.75 | 68.4 | 0 | 967.35 | 1035.75 | 54.72 | 0 | 981.03 | Winter | 0 | FALSE | 0 | 0 | 0 | 0 | 0 | 0 | 1 | 1
1978-11-24 | 11 | 24 | 21:00 | 5 | 21 | 1 | 41 |  | 14 | 8.1479 | 4.7252 | 12.8731 | 95% | 1 | 68.4 | 9.0117 | 4.9685 | 4.8476 | 0.12088 | 2.433% | 14.682 | 0.8 | 0.8 | 0.8 | 54.72 | 7.2094 | 3.9748 | 3.9748 | 0 | 0% | 1009.25 | 68.4 | 0 | 940.85 | 1009.25 | 54.72 | 0 | 954.53 | Winter | 0 | FALSE | 0 | 0 | 0 | 0 | 0 | 0 | 1 | 1
1978-11-24 | 11 | 24 | 22:00 | 5 | 22 | 1 | 41 |  | 14 | 8.1479 | 4.2002 | 12.3481 | 95% | 1 | 68.4 | 9.0117 | 4.9685 | 4.8476 | 0.12088 | 2.433% | 14.1849 | 0.8 | 0.8 | 0.8 | 54.72 | 7.2094 | 3.9748 | 3.9748 | 0 | 0% | 975.25 | 68.4 | 0 | 906.85 | 975.25 | 54.72 | 0 | 920.53 | Winter | 0 | FALSE | 0 | 0 | 0 | 0 | 0 | 0 | 1 | 1
1978-11-24 | 11 | 24 | 23:00 | 5 | 23 | 1 | 41 |  | 14 | 8.1479 | 5.2502 | 13.3981 | 95% | 1 | 68.4 | 9.0117 | 4.9685 | 4.8476 | 0.12088 | 2.433% | 13.5563 | 0.8 | 0.8 | 0.8 | 54.72 | 7.2094 | 3.9748 | 3.9748 | 0 | 0% | 932.25 | 68.4 | 0 | 863.85 | 932.25 | 54.72 | 0 | 877.53 | Winter | 0 | FALSE | 0 | 0 | 0 | 0 | 0 | 0 | 1 | 1
1978-11-24 | 11 | 24 | 24:00 | 5 | 0 | 1 | 41 |  | 14 | 8.1479 | 4.2002 | 12.3481 | 95% | 1 | 68.4 | 9.0117 | 4.9685 | 4.8476 | 0.12088 | 2.433% | 13.326 | 0.8 | 0.8 | 0.8 | 54.72 | 7.2094 | 3.9748 | 3.9748 | 0 | 0% | 916.5 | 68.4 | 0 | 848.1 | 916.5 | 54.72 | 0 | 861.78 | Winter | 0 | FALSE | 0 | 0 | 0 | 0 | 0 | 0 | 1 | 1
1978-11-25 | 11 | 25 | 1:00 | 4.4 | 1 | 1 | 40 |  | 15 | 8.7299 | 3.9376 | 12.6676 | 95% | 1 | 68.4 | 9.0117 | 4.9685 | 4.8476 | 0.12088 | 2.433% | 13.2054 | 0.8 | 0.8 | 0.8 | 54.72 | 7.2094 | 3.9748 | 3.9748 | 0 | 0% | 908.25 | 68.4 | 0 | 839.85 | 908.25 | 54.72 | 0 | 853.53 | Winter | 0 | FALSE | 0 | 0 | 0 | 0 | 0 | 0 | 1 | 1
1978-11-25 | 11 | 25 | 2:00 | 4.4 | 2 | 1 | 40 |  | 15 | 8.7299 | 3.1501 | 11.88 | 95% | 1 | 68.4 | 9.0117 | 4.9685 | 4.8476 | 0.12088 | 2.433% | 13.1213 | 0.8 | 0.8 | 0.8 | 54.72 | 7.2094 | 3.9748 | 3.9748 | 0 | 0% | 902.5 | 68.4 | 0 | 834.1 | 902.5 | 54.72 | 0 | 847.78 | Winter | 0 | FALSE | 0 | 0 | 0 | 0 | 0 | 0 | 1 | 1
1978-11-25 | 11 | 25 | 3:00 | 4.4 | 3 | 1 | 40 |  | 15 | 8.7299 | 3.4126 | 12.1425 | 95% | 1 | 68.4 | 9.0117 | 4.9685 | 4.8476 | 0.12088 | 2.433% | 12.3867 | 0.8 | 0.8 | 0.8 | 54.72 | 7.2094 | 3.9748 | 3.9748 | 0 | 0% | 852.25 | 68.4 | 0 | 783.85 | 852.25 | 54.72 | 0 | 797.53 | Winter | 0 | FALSE | 0 | 0 | 0 | 0 | 0 | 0 | 1 | 1
1978-11-25 | 11 | 25 | 4:00 | 3.3 | 4 | 1 | 38 |  | 17 | 9.8939 | 3.1501 | 13.044 | 95% | 1 | 68.4 | 9.0117 | 4.9685 | 4.8476 | 0.12088 | 2.433% | 12.489 | 0.8 | 0.8 | 0.8 | 54.72 | 7.2094 | 3.9748 | 3.9748 | 0 | 0% | 859.25 | 68.4 | 0 | 790.85 | 859.25 | 54.72 | 0 | 804.53 | Winter | 0 | FALSE | 0 | 0 | 0 | 0 | 0 | 0 | 1 | 1
1978-11-25 | 11 | 25 | 5:00 | 3.3 | 5 | 1 | 38 |  | 17 | 9.8939 | 3.1501 | 13.044 | 95% | 1 | 68.4 | 9.0117 | 4.9685 | 4.8476 | 0.12088 | 2.433% | 12.9642 | 0.8 | 0.8 | 0.8 | 54.72 | 7.2094 | 3.9748 | 3.9748 | 0 | 0% | 891.75 | 68.4 | 0 | 823.35 | 891.75 | 54.72 | 0 | 837.03 | Winter | 0 | FALSE | 0 | 0 | 0 | 0 | 0 | 0 | 1 | 1
1978-11-25 | 11 | 25 | 6:00 | 2.8 | 6 | 1 | 37 |  | 18 | 10.4759 | 3.9376 | 14.4135 | 95% | 1 | 68.4 | 9.0117 | 4.9685 | 4.8476 | 0.12088 | 2.433% | 13.0446 | 0.8 | 0.8 | 0.8 | 54.72 | 7.2094 | 3.9748 | 3.9748 | 0 | 0% | 897.25 | 68.4 | 0 | 828.85 | 897.25 | 54.72 | 0 | 842.53 | Winter | 0 | FALSE | 0 | 0 | 0 | 0 | 0 | 0 | 1 | 1
1978-11-25 | 11 | 25 | 7:00 | 1.7 | 7 | 1 | 35 |  | 20 | 11.6399 | 4.7252 | 16.3651 | 95% | 1 | 68.4 | 9.0117 | 4.9685 | 4.8476 | 0.12088 | 2.433% | 12.6645 | 0.8 | 0.8 | 0.8 | 54.72 | 7.2094 | 3.9748 | 3.9748 | 0 | 0% | 871.25 | 68.4 | 0 | 802.85 | 871.25 | 54.72 | 0 | 816.53 | Winter | 0 | FALSE | 0 | 0 | 0 | 0 | 0 | 0 | 1 | 1
1978-11-25 | 11 | 25 | 8:00 | 1.7 | 8 | 1 | 35 |  | 20 | 11.6399 | 7.6128 | 19.2527 | 95% | 1 | 68.4 | 9.0117 | 4.9685 | 4.8476 | 0.12088 | 2.433% | 14.5943 | 0.8 | 0.8 | 0.8 | 54.72 | 7.2094 | 3.9748 | 3.9748 | 0 | 0% | 1003.25 | 68.4 | 0 | 934.85 | 1003.25 | 54.72 | 0 | 948.53 | Winter | 0 | FALSE | 0 | 0 | 0 | 0 | 0 | 0 | 1 | 1
1978-11-25 | 11 | 25 | 9:00 | 1.7 | 9 | 1 | 35 |  | 20 | 11.6399 | 6.5627 | 18.2026 | 95% | 1 | 68.4 | 9.0117 | 4.9685 | 4.8476 | 0.12088 | 2.433% | 14.682 | 0.8 | 0.8 | 0.8 | 54.72 | 7.2094 | 3.9748 | 3.9748 | 0 | 0% | 1009.25 | 68.4 | 0 | 940.85 | 1009.25 | 54.72 | 0 | 954.53 | Winter | 0 | FALSE | 0 | 0 | 0 | 0 | 0 | 0 | 1 | 1
1978-11-25 | 11 | 25 | 10:00 | 1.7 | 10 | 1 | 35 |  | 20 | 11.6399 | 6.0377 | 17.6776 | 95% | 1 | 68.4 | 9.0117 | 4.9685 | 4.8476 | 0.12088 | 2.433% | 15.212 | 0.8 | 0.8 | 0.8 | 54.72 | 7.2094 | 3.9748 | 3.9748 | 0 | 0% | 1045.5 | 68.4 | 0 | 977.1 | 1045.5 | 54.72 | 0 | 990.78 | Winter | 0 | FALSE | 0 | 0 | 0 | 0 | 0 | 0 | 1 | 1
1978-11-25 | 11 | 25 | 11:00 | 2.2 | 11 | 1 | 36 |  | 19 | 11.0579 | 5.2502 | 16.3081 | 95% | 1 | 68.4 | 9.0117 | 4.9685 | 4.8476 | 0.12088 | 2.433% | 15.4605 | 0.8 | 0.8 | 0.8 | 54.72 | 7.2094 | 3.9748 | 3.9748 | 0 | 0% | 1062.5 | 68.4 | 0 | 994.1 | 1062.5 | 54.72 | 0 | 1007.78 | Winter | 0 | FALSE | 0 | 0 | 0 | 0 | 0 | 0 | 1 | 1
1978-11-25 | 11 | 25 | 12:00 | 2.2 | 12 | 1 | 36 |  | 19 | 11.0579 | 5.2502 | 16.3081 | 95% | 1 | 68.4 | 9.0117 | 4.9685 | 4.8476 | 0.12088 | 2.433% | 15.8589 | 0.8 | 0.8 | 0.8 | 54.72 | 7.2094 | 3.9748 | 3.9748 | 0 | 0% | 1089.75 | 68.4 | 0 | 1021.35 | 1089.75 | 54.72 | 0 | 1035.03 | Winter | 0 | FALSE | 0 | 0 | 0 | 0 | 0 | 0 | 1 | 1
1978-11-25 | 11 | 25 | 13:00 | 2.2 | 13 | 1 | 36 |  | 19 | 11.0579 | 4.7252 | 15.7831 | 95% | 1 | 68.4 | 9.0117 | 4.9685 | 4.8476 | 0.12088 | 2.433% | 15.6396 | 0.8 | 0.8 | 0.8 | 54.72 | 7.2094 | 3.9748 | 3.9748 | 0 | 0% | 1074.75 | 68.4 | 0 | 1006.35 | 1074.75 | 54.72 | 0 | 1020.03 | Winter | 0 | FALSE | 0 | 0 | 0 | 0 | 0 | 0 | 1 | 1
1978-11-25 | 11 | 25 | 14:00 | 2.2 | 14 | 1 | 36 |  | 19 | 11.0579 | 3.9376 | 14.9955 | 95% | 1 | 68.4 | 9.0117 | 4.9685 | 4.8476 | 0.12088 | 2.433% | 15.5592 | 0.8 | 0.8 | 0.8 | 54.72 | 7.2094 | 3.9748 | 3.9748 | 0 | 0% | 1069.25 | 68.4 | 0 | 1000.85 | 1069.25 | 54.72 | 0 | 1014.53 | Winter | 0 | FALSE | 0 | 0 | 0 | 0 | 0 | 0 | 1 | 1
1978-11-25 | 11 | 25 | 15:00 | 2.2 | 15 | 1 | 36 |  | 19 | 11.0579 | 3.6751 | 14.733 | 95% | 1 | 68.4 | 9.0117 | 4.9685 | 4.8476 | 0.12088 | 2.433% | 15.9357 | 0.8 | 0.8 | 0.8 | 54.72 | 7.2094 | 3.9748 | 3.9748 | 0 | 0% | 1095 | 68.4 | 0 | 1026.6 | 1095 | 54.72 | 0 | 1040.28 | Winter | 0 | FALSE | 0 | 0 | 0 | 0 | 0 | 0 | 1 | 1
1978-11-25 | 11 | 25 | 16:00 | 2.2 | 16 | 1 | 36 |  | 19 | 11.0579 | 3.6751 | 14.733 | 95% | 1 | 68.4 | 9.0117 | 4.9685 | 4.8476 | 0.12088 | 2.433% | 15.9064 | 0.8 | 0.8 | 0.8 | 54.72 | 7.2094 | 3.9748 | 3.9748 | 0 | 0% | 1093 | 68.4 | 0 | 1024.6 | 1093 | 54.72 | 0 | 1038.28 | Winter | 0 | FALSE | 0 | 0 | 0 | 0 | 0 | 0 | 1 | 1
1978-11-25 | 11 | 25 | 17:00 | 1.7 | 17 | 1 | 35 |  | 20 | 11.6399 | 4.7252 | 16.3651 | 95% | 1 | 68.4 | 9.0117 | 4.9685 | 4.8476 | 0.12088 | 2.433% | 15.4788 | 0.8 | 0.8 | 0.8 | 54.72 | 7.2094 | 3.9748 | 3.9748 | 0 | 0% | 1063.75 | 68.4 | 0 | 995.35 | 1063.75 | 54.72 | 0 | 1009.03 | Winter | 1 | FALSE | 1 | 68.4 | 54.72 | 0 | 0 | 0 | 1 | 1
1978-11-25 | 11 | 25 | 18:00 | 1.1 | 18 | 1 | 34 |  | 21 | 12.2219 | 6.0377 | 18.2596 | 95% | 1 | 68.4 | 9.0117 | 4.9685 | 4.8476 | 0.12088 | 2.433% | 14.375 | 0.8 | 0.8 | 0.8 | 54.72 | 7.2094 | 3.9748 | 3.9748 | 0 | 0% | 988.25 | 68.4 | 0 | 919.85 | 988.25 | 54.72 | 0 | 933.53 | Winter | 1 | FALSE | 1 | 68.4 | 54.72 | 0 | 0 | 0 | 1 | 1
1978-11-25 | 11 | 25 | 19:00 | 0.6 | 19 | 1 | 33 |  | 22 | 12.8039 | 6.5627 | 19.3666 | 95% | 1 | 68.4 | 9.0117 | 4.9685 | 4.8476 | 0.12088 | 2.433% | 13.8012 | 0.8 | 0.8 | 0.8 | 54.72 | 7.2094 | 3.9748 | 3.9748 | 0 | 0% | 949 | 68.4 | 0 | 880.6 | 949 | 54.72 | 0 | 894.28 | Winter | 0 | FALSE | 0 | 0 | 0 | 0 | 0 | 0 | 1 | 1
1978-11-25 | 11 | 25 | 20:00 | -0.6 | 20 | 1 | 31 |  | 24 | 13.9679 | 5.7752 | 19.7431 | 95% | 1 | 68.4 | 9.0117 | 4.9685 | 4.8476 | 0.12088 | 2.433% | 12.7522 | 0.8 | 0.8 | 0.8 | 54.72 | 7.2094 | 3.9748 | 3.9748 | 0 | 0% | 877.25 | 68.4 | 0 | 808.85 | 877.25 | 54.72 | 0 | 822.53 | Winter | 0 | FALSE | 0 | 0 | 0 | 0 | 0 | 0 | 1 | 1
1978-11-25 | 11 | 25 | 21:00 | -1.1 | 21 | 1 | 30 |  | 25 | 14.5499 | 4.7252 | 19.275 | 95% | 1 | 68.4 | 9.0117 | 4.9685 | 4.8476 | 0.12088 | 2.433% | 12.7193 | 0.8 | 0.8 | 0.8 | 54.72 | 7.2094 | 3.9748 | 3.9748 | 0 | 0% | 875 | 68.4 | 0 | 806.6 | 875 | 54.72 | 0 | 820.28 | Winter | 0 | FALSE | 0 | 0 | 0 | 0 | 0 | 0 | 1 | 1
1978-11-25 | 11 | 25 | 22:00 | -1.7 | 22 | 1 | 29 |  | 26 | 15.1319 | 4.2002 | 19.332 | 95% | 1 | 68.4 | 9.0117 | 4.9685 | 4.8476 | 0.12088 | 2.433% | 11.4035 | 0.8 | 0.8 | 0.8 | 54.72 | 7.2094 | 3.9748 | 3.9748 | 0 | 0% | 785 | 68.4 | 0 | 716.6 | 785 | 54.72 | 0 | 730.28 | Winter | 0 | FALSE | 0 | 0 | 0 | 0 | 0 | 0 | 1 | 1
1978-11-25 | 11 | 25 | 23:00 | -2.8 | 23 | 1 | 27 |  | 28 | 16.2959 | 5.2502 | 21.546 | 95% | 1 | 68.4 | 9.0117 | 4.9685 | 4.8476 | 0.12088 | 2.433% | 11.6849 | 0.8 | 0.8 | 0.8 | 54.72 | 7.2094 | 3.9748 | 3.9748 | 0 | 0% | 804.25 | 68.4 | 0 | 735.85 | 804.25 | 54.72 | 0 | 749.53 | Winter | 0 | FALSE | 0 | 0 | 0 | 0 | 0 | 0 | 1 | 1
1978-11-25 | 11 | 25 | 24:00 | -3.3 | 0 | 1 | 26 |  | 29 | 16.8778 | 4.2002 | 21.078 | 95% | 1 | 68.4 | 9.0117 | 4.9685 | 4.8476 | 0.12088 | 2.433% | 9.28 | 0.8 | 0.8 | 0.8 | 54.72 | 7.2094 | 3.9748 | 3.9748 | 0 | 0% | 639.75 | 68.4 | 0 | 571.35 | 639.75 | 54.72 | 0 | 585.03 | Winter | 0 | FALSE | 0 | 0 | 0 | 0 | 0 | 0 | 1 | 1
1978-11-26 | 11 | 26 | 1:00 | -3.9 | 1 | 1 | 25 |  | 30 | 17.4598 | 3.9376 | 21.3975 | 95% | 1 | 68.4 | 9.0117 | 4.9685 | 4.8476 | 0.12088 | 2.433% | 8.9949 | 0.8 | 0.8 | 0.8 | 54.72 | 7.2094 | 3.9748 | 3.9748 | 0 | 0% | 620.25 | 68.4 | 0 | 551.85 | 620.25 | 54.72 | 0 | 565.53 | Winter | 0 | FALSE | 0 | 0 | 0 | 0 | 0 | 0 | 1 | 1
1978-11-26 | 11 | 26 | 2:00 | -4.4 | 2 | 1 | 24 |  | 31 | 18.0418 | 3.1501 | 21.1919 | 95% | 1 | 68.4 | 9.0117 | 4.9685 | 4.8476 | 0.12088 | 2.433% | 8.9254 | 0.8 | 0.8 | 0.8 | 54.72 | 7.2094 | 3.9748 | 3.9748 | 0 | 0% | 615.5 | 68.4 | 0 | 547.1 | 615.5 | 54.72 | 0 | 560.78 | Winter | 0 | FALSE | 0 | 0 | 0 | 0 | 0 | 0 | 1 | 1
1978-11-26 | 11 | 26 | 3:00 | -4.4 | 3 | 1 | 24 |  | 31 | 18.0418 | 3.4126 | 21.4545 | 95% | 1 | 68.4 | 9.0117 | 4.9685 | 4.8476 | 0.12088 | 2.433% | 8.9035 | 0.8 | 0.8 | 0.8 | 54.72 | 7.2094 | 3.9748 | 3.9748 | 0 | 0% | 614 | 68.4 | 0 | 545.6 | 614 | 54.72 | 0 | 559.28 | Winter | 0 | FALSE | 0 | 0 | 0 | 0 | 0 | 0 | 1 | 1
1978-11-26 | 11 | 26 | 4:00 | -5.6 | 4 | 1 | 22 |  | 33 | 19.2058 | 3.1501 | 22.3559 | 95% | 1 | 68.4 | 9.0117 | 4.9685 | 4.8476 | 0.12088 | 2.433% | 8.7829 | 0.8 | 0.8 | 0.8 | 54.72 | 7.2094 | 3.9748 | 3.9748 | 0 | 0% | 605.75 | 68.4 | 0 | 537.35 | 605.75 | 54.72 | 0 | 551.03 | Winter | 0 | FALSE | 0 | 0 | 0 | 0 | 0 | 0 | 1 | 1
1978-11-26 | 11 | 26 | 5:00 | -6.1 | 5 | 1 | 21 |  | 34 | 19.7878 | 3.1501 | 22.9379 | 95% | 1 | 68.4 | 9.0117 | 4.9685 | 4.8476 | 0.12088 | 2.433% | 8.845 | 0.8 | 0.8 | 0.8 | 54.72 | 7.2094 | 3.9748 | 3.9748 | 0 | 0% | 610 | 68.4 | 0 | 541.6 | 610 | 54.72 | 0 | 555.28 | Winter | 0 | FALSE | 0 | 0 | 0 | 0 | 0 | 0 | 1 | 1
1978-11-26 | 11 | 26 | 6:00 | -6.7 | 6 | 1 | 20 |  | 35 | 20.3698 | 3.9376 | 24.3075 | 95% | 1 | 68.4 | 9.0117 | 4.9685 | 4.8476 | 0.12088 | 2.433% | 8.7135 | 0.8 | 0.8 | 0.8 | 54.72 | 7.2094 | 3.9748 | 3.9748 | 0 | 0% | 601 | 68.4 | 0 | 532.6 | 601 | 54.72 | 0 | 546.28 | Winter | 0 | FALSE | 0 | 0 | 0 | 0 | 0 | 0 | 1 | 1
1978-11-26 | 11 | 26 | 7:00 | -6.7 | 7 | 1 | 20 |  | 35 | 20.3698 | 4.7252 | 25.095 | 95% | 1 | 68.4 | 9.0117 | 4.9685 | 4.8476 | 0.12088 | 2.433% | 9.5614 | 0.8 | 0.8 | 0.8 | 54.72 | 7.2094 | 3.9748 | 3.9748 | 0 | 0% | 659 | 68.4 | 0 | 590.6 | 659 | 54.72 | 0 | 604.28 | Winter | 0 | FALSE | 0 | 0 | 0 | 0 | 0 | 0 | 1 | 1
1978-11-26 | 11 | 26 | 8:00 | -6.1 | 8 | 1 | 21 |  | 34 | 19.7878 | 7.6128 | 27.4006 | 95% | 1 | 68.4 | 9.0117 | 4.9685 | 4.8476 | 0.12088 | 2.433% | 9.7624 | 0.8 | 0.8 | 0.8 | 54.72 | 7.2094 | 3.9748 | 3.9748 | 0 | 0% | 672.75 | 68.4 | 0 | 604.35 | 672.75 | 54.72 | 0 | 618.03 | Winter | 0 | FALSE | 0 | 0 | 0 | 0 | 0 | 0 | 1 | 1
1978-11-26 | 11 | 26 | 9:00 | -5.6 | 9 | 1 | 22 |  | 33 | 19.2058 | 6.5627 | 25.7686 | 95% | 1 | 68.4 | 9.0117 | 4.9685 | 4.8476 | 0.12088 | 2.433% | 9.8465 | 0.8 | 0.8 | 0.8 | 54.72 | 7.2094 | 3.9748 | 3.9748 | 0 | 0% | 678.5 | 68.4 | 0 | 610.1 | 678.5 | 54.72 | 0 | 623.78 | Winter | 0 | FALSE | 0 | 0 | 0 | 0 | 0 | 0 | 1 | 1
1978-11-26 | 11 | 26 | 10:00 | -4.4 | 10 | 1 | 24 |  | 31 | 18.0418 | 6.0377 | 24.0796 | 95% | 1 | 68.4 | 9.0117 | 4.9685 | 4.8476 | 0.12088 | 2.433% | 10.2924 | 0.8 | 0.8 | 0.8 | 54.72 | 7.2094 | 3.9748 | 3.9748 | 0 | 0% | 709 | 68.4 | 0 | 640.6 | 709 | 54.72 | 0 | 654.28 | Winter | 0 | FALSE | 0 | 0 | 0 | 0 | 0 | 0 | 1 | 1
1978-11-26 | 11 | 26 | 11:00 | -3.9 | 11 | 1 | 25 |  | 30 | 17.4598 | 5.2502 | 22.71 | 95% | 1 | 68.4 | 9.0117 | 4.9685 | 4.8476 | 0.12088 | 2.433% | 11.1732 | 0.8 | 0.8 | 0.8 | 54.72 | 7.2094 | 3.9748 | 3.9748 | 0 | 0% | 769.25 | 68.4 | 0 | 700.85 | 769.25 | 54.72 | 0 | 714.53 | Winter | 0 | FALSE | 0 | 0 | 0 | 0 | 0 | 0 | 1 | 1
1978-11-26 | 11 | 26 | 12:00 | -3.3 | 12 | 1 | 26 |  | 29 | 16.8778 | 5.2502 | 22.128 | 95% | 1 | 68.4 | 9.0117 | 4.9685 | 4.8476 | 0.12088 | 2.433% | 11.2171 | 0.8 | 0.8 | 0.8 | 54.72 | 7.2094 | 3.9748 | 3.9748 | 0 | 0% | 772.25 | 68.4 | 0 | 703.85 | 772.25 | 54.72 | 0 | 717.53 | Winter | 0 | FALSE | 0 | 0 | 0 | 0 | 0 | 0 | 1 | 1
1978-11-26 | 11 | 26 | 13:00 | -2.8 | 13 | 1 | 27 |  | 28 | 16.2959 | 4.7252 | 21.021 | 95% | 1 | 68.4 | 9.0117 | 4.9685 | 4.8476 | 0.12088 | 2.433% | 10.7091 | 0.8 | 0.8 | 0.8 | 54.72 | 7.2094 | 3.9748 | 3.9748 | 0 | 0% | 737.5 | 68.4 | 0 | 669.1 | 737.5 | 54.72 | 0 | 682.78 | Winter | 0 | FALSE | 0 | 0 | 0 | 0 | 0 | 0 | 1 | 1
1978-11-26 | 11 | 26 | 14:00 | -2.2 | 14 | 1 | 28 |  | 27 | 15.7139 | 3.9376 | 19.6515 | 95% | 1 | 68.4 | 9.0117 | 4.9685 | 4.8476 | 0.12088 | 2.433% | 10.6323 | 0.8 | 0.8 | 0.8 | 54.72 | 7.2094 | 3.9748 | 3.9748 | 0 | 0% | 732.25 | 68.4 | 0 | 663.85 | 732.25 | 54.72 | 0 | 677.53 | Winter | 0 | FALSE | 0 | 0 | 0 | 0 | 0 | 0 | 1 | 1
1978-11-26 | 11 | 26 | 15:00 | -1.7 | 15 | 1 | 29 |  | 26 | 15.1319 | 3.6751 | 18.807 | 95% | 1 | 68.4 | 9.0117 | 4.9685 | 4.8476 | 0.12088 | 2.433% | 10.6177 | 0.8 | 0.8 | 0.8 | 54.72 | 7.2094 | 3.9748 | 3.9748 | 0 | 0% | 731.25 | 68.4 | 0 | 662.85 | 731.25 | 54.72 | 0 | 676.53 | Winter | 0 | FALSE | 0 | 0 | 0 | 0 | 0 | 0 | 1 | 1
1978-11-26 | 11 | 26 | 16:00 | -1.7 | 16 | 1 | 29 |  | 26 | 15.1319 | 3.6751 | 18.807 | 95% | 1 | 68.4 | 9.0117 | 4.9685 | 4.8476 | 0.12088 | 2.433% | 10.9942 | 0.8 | 0.8 | 0.8 | 54.72 | 7.2094 | 3.9748 | 3.9748 | 0 | 0% | 757 | 68.4 | 0 | 688.6 | 757 | 54.72 | 0 | 702.28 | Winter | 0 | FALSE | 0 | 0 | 0 | 0 | 0 | 0 | 1 | 1
1978-11-26 | 11 | 26 | 17:00 | -2.2 | 17 | 1 | 28 |  | 27 | 15.7139 | 4.7252 | 20.439 | 95% | 1 | 68.4 | 9.0117 | 4.9685 | 4.8476 | 0.12088 | 2.433% | 10.7566 | 0.8 | 0.8 | 0.8 | 54.72 | 7.2094 | 3.9748 | 3.9748 | 0 | 0% | 740.75 | 68.4 | 0 | 672.35 | 740.75 | 54.72 | 0 | 686.03 | Winter | 1 | FALSE | 1 | 68.4 | 54.72 | 0 | 0 | 0 | 1 | 1
1978-11-26 | 11 | 26 | 18:00 | -2.8 | 18 | 1 | 27 |  | 28 | 16.2959 | 6.0377 | 22.3336 | 95% | 1 | 68.4 | 9.0117 | 4.9685 | 4.8476 | 0.12088 | 2.433% | 10.4788 | 0.8 | 0.8 | 0.8 | 54.72 | 7.2094 | 3.9748 | 3.9748 | 0 | 0% | 721.75 | 68.4 | 0 | 653.35 | 721.75 | 54.72 | 0 | 667.03 | Winter | 1 | FALSE | 1 | 68.4 | 54.72 | 0 | 0 | 0 | 1 | 1
1978-11-26 | 11 | 26 | 19:00 | -3.9 | 19 | 1 | 25 |  | 30 | 17.4598 | 6.5627 | 24.0226 | 95% | 1 | 68.4 | 9.0117 | 4.9685 | 4.8476 | 0.12088 | 2.433% | 10.1791 | 0.8 | 0.8 | 0.8 | 54.72 | 7.2094 | 3.9748 | 3.9748 | 0 | 0% | 701.25 | 68.4 | 0 | 632.85 | 701.25 | 54.72 | 0 | 646.53 | Winter | 0 | FALSE | 0 | 0 | 0 | 0 | 0 | 0 | 1 | 1
1978-11-26 | 11 | 26 | 20:00 | -5 | 20 | 1 | 23 |  | 32 | 18.6238 | 5.7752 | 24.399 | 95% | 1 | 68.4 | 9.0117 | 4.9685 | 4.8476 | 0.12088 | 2.433% | 9.693 | 0.8 | 0.8 | 0.8 | 54.72 | 7.2094 | 3.9748 | 3.9748 | 0 | 0% | 668 | 68.4 | 0 | 599.6 | 668 | 54.72 | 0 | 613.28 | Winter | 0 | FALSE | 0 | 0 | 0 | 0 | 0 | 0 | 1 | 1
1978-11-26 | 11 | 26 | 21:00 | -5.6 | 21 | 1 | 22 |  | 33 | 19.2058 | 4.7252 | 23.931 | 95% | 1 | 68.4 | 9.0117 | 4.9685 | 4.8476 | 0.12088 | 2.433% | 9.6711 | 0.8 | 0.8 | 0.8 | 54.72 | 7.2094 | 3.9748 | 3.9748 | 0 | 0% | 666.5 | 68.4 | 0 | 598.1 | 666.5 | 54.72 | 0 | 611.78 | Winter | 0 | FALSE | 0 | 0 | 0 | 0 | 0 | 0 | 1 | 1
1978-11-26 | 11 | 26 | 22:00 | -7.2 | 22 | 1 | 19 |  | 36 | 20.9518 | 4.2002 | 25.152 | 95% | 1 | 68.4 | 9.0117 | 4.9685 | 4.8476 | 0.12088 | 2.433% | 9.5541 | 0.8 | 0.8 | 0.8 | 54.72 | 7.2094 | 3.9748 | 3.9748 | 0 | 0% | 658.5 | 68.4 | 0 | 590.1 | 658.5 | 54.72 | 0 | 603.78 | Winter | 0 | FALSE | 0 | 0 | 0 | 0 | 0 | 0 | 1 | 1
1978-11-26 | 11 | 26 | 23:00 | -7.8 | 23 | 1 | 18 |  | 37 | 21.5338 | 5.2502 | 26.784 | 95% | 1 | 68.4 | 9.0117 | 4.9685 | 4.8476 | 0.12088 | 2.433% | 9.5212 | 0.8 | 0.8 | 0.8 | 54.72 | 7.2094 | 3.9748 | 3.9748 | 0 | 0% | 656.25 | 68.4 | 0 | 587.85 | 656.25 | 54.72 | 0 | 601.53 | Winter | 0 | FALSE | 0 | 0 | 0 | 0 | 0 | 0 | 1 | 1
1978-11-26 | 11 | 26 | 24:00 | -7.8 | 0 | 1 | 18 |  | 37 | 21.5338 | 4.2002 | 25.734 | 95% | 1 | 68.4 | 9.0117 | 4.9685 | 4.8476 | 0.12088 | 2.433% | 9.1082 | 0.8 | 0.8 | 0.8 | 54.72 | 7.2094 | 3.9748 | 3.9748 | 0 | 0% | 628 | 68.4 | 0 | 559.6 | 628 | 54.72 | 0 | 573.28 | Winter | 0 | FALSE | 0 | 0 | 0 | 0 | 0 | 0 | 1 | 1
1978-11-27 | 11 | 27 | 1:00 | -7.8 | 1 | 3 | 18 |  | 37 | 21.5338 | 3.9376 | 25.4714 | 95% | 1 | 68.4 | 9.0117 | 4.9685 | 4.8476 | 0.12088 | 2.433% | 9.0972 | 0.8 | 0.8 | 0.8 | 54.72 | 7.2094 | 3.9748 | 3.9748 | 0 | 0% | 627.25 | 68.4 | 0 | 558.85 | 627.25 | 54.72 | 0 | 572.53 | Winter | 0 | 0 | 0 | 0 | 0 | 0 | 0 | 0 | 1 | 1
1978-11-27 | 11 | 27 | 2:00 | -7.8 | 2 | 3 | 18 |  | 37 | 21.5338 | 3.1501 | 24.6839 | 95% | 1 | 68.4 | 9.0117 | 4.9685 | 4.8476 | 0.12088 | 2.433% | 9.0241 | 0.8 | 0.8 | 0.8 | 54.72 | 7.2094 | 3.9748 | 3.9748 | 0 | 0% | 622.25 | 68.4 | 0 | 553.85 | 622.25 | 54.72 | 0 | 567.53 | Winter | 0 | 0 | 0 | 0 | 0 | 0 | 0 | 0 | 1 | 1
1978-11-27 | 11 | 27 | 3:00 | -7.8 | 3 | 3 | 18 |  | 37 | 21.5338 | 3.4126 | 24.9464 | 95% | 1 | 68.4 | 9.0117 | 4.9685 | 4.8476 | 0.12088 | 2.433% | 9.068 | 0.8 | 0.8 | 0.8 | 54.72 | 7.2094 | 3.9748 | 3.9748 | 0 | 0% | 625.25 | 68.4 | 0 | 556.85 | 625.25 | 54.72 | 0 | 570.53 | Winter | 0 | 0 | 0 | 0 | 0 | 0 | 0 | 0 | 1 | 1
1978-11-27 | 11 | 27 | 4:00 | -7.8 | 4 | 3 | 18 |  | 37 | 21.5338 | 3.1501 | 24.6839 | 95% | 1 | 68.4 | 9.0117 | 4.9685 | 4.8476 | 0.12088 | 2.433% | 8.9912 | 0.8 | 0.8 | 0.8 | 54.72 | 7.2094 | 3.9748 | 3.9748 | 0 | 0% | 620 | 68.4 | 0 | 551.6 | 620 | 54.72 | 0 | 565.28 | Winter | 0 | 0 | 0 | 0 | 0 | 0 | 0 | 0 | 1 | 1
1978-11-27 | 11 | 27 | 5:00 | -7.8 | 5 | 3 | 18 |  | 37 | 21.5338 | 3.1501 | 24.6839 | 95% | 1 | 68.4 | 9.0117 | 4.9685 | 4.8476 | 0.12088 | 2.433% | 9.4883 | 0.8 | 0.8 | 0.8 | 54.72 | 7.2094 | 3.9748 | 3.9748 | 0 | 0% | 654 | 68.4 | 0 | 585.6 | 654 | 54.72 | 0 | 599.28 | Winter | 0 | 0 | 0 | 0 | 0 | 0 | 0 | 0 | 1 | 1
1978-11-27 | 11 | 27 | 6:00 | -7.2 | 6 | 3 | 19 |  | 36 | 20.9518 | 3.9376 | 24.8895 | 95% | 1 | 68.4 | 9.0117 | 4.9685 | 4.8476 | 0.12088 | 2.433% | 9.269 | 0.8 | 0.8 | 0.8 | 54.72 | 7.2094 | 3.9748 | 3.9748 | 0 | 0% | 639 | 68.4 | 0 | 570.6 | 639 | 54.72 | 0 | 584.28 | Winter | 0 | 0 | 0 | 0 | 0 | 0 | 0 | 0 | 1 | 1
1978-11-27 | 11 | 27 | 7:00 | -7.2 | 7 | 3 | 19 |  | 36 | 20.9518 | 4.7252 | 25.677 | 95% | 1 | 68.4 | 9.0117 | 4.9685 | 4.8476 | 0.12088 | 2.433% | 9.0826 | 0.8 | 0.8 | 0.8 | 54.72 | 7.2094 | 3.9748 | 3.9748 | 0 | 0% | 626.25 | 68.4 | 0 | 557.85 | 626.25 | 54.72 | 0 | 571.53 | Winter | 0 | 0 | 0 | 0 | 0 | 0 | 0 | 0 | 1 | 1
1978-11-27 | 11 | 27 | 8:00 | -7.2 | 8 | 3 | 19 |  | 36 | 20.9518 | 7.6128 | 28.5646 | 95% | 1 | 68.4 | 9.0117 | 4.9685 | 4.8476 | 0.12088 | 2.433% | 9.5614 | 0.8 | 0.8 | 0.8 | 54.72 | 7.2094 | 3.9748 | 3.9748 | 0 | 0% | 659 | 68.4 | 0 | 590.6 | 659 | 54.72 | 0 | 604.28 | Winter | 0 | 0 | 0 | 0 | 0 | 0 | 0 | 0 | 1 | 1
1978-11-27 | 11 | 27 | 9:00 | -6.7 | 9 | 3 | 20 |  | 35 | 20.3698 | 6.5627 | 26.9326 | 95% | 1 | 68.4 | 9.0117 | 4.9685 | 4.8476 | 0.12088 | 2.433% | 9.7149 | 0.8 | 0.8 | 0.8 | 54.72 | 7.2094 | 3.9748 | 3.9748 | 0 | 0% | 669.5 | 68.4 | 0 | 601.1 | 669.5 | 54.72 | 0 | 614.78 | Winter | 0 | 0 | 0 | 0 | 0 | 0 | 0 | 0 | 1 | 1
1978-11-27 | 11 | 27 | 10:00 | -6.1 | 10 | 3 | 21 |  | 34 | 19.7878 | 6.0377 | 25.8255 | 95% | 1 | 68.4 | 9.0117 | 4.9685 | 4.8476 | 0.12088 | 2.433% | 9.8063 | 0.8 | 0.8 | 0.8 | 54.72 | 7.2094 | 3.9748 | 3.9748 | 0 | 0% | 675.75 | 68.4 | 0 | 607.35 | 675.75 | 54.72 | 0 | 621.03 | Winter | 0 | 0 | 0 | 0 | 0 | 0 | 0 | 0 | 1 | 1
1978-11-27 | 11 | 27 | 11:00 | -6.1 | 11 | 3 | 21 |  | 34 | 19.7878 | 5.2502 | 25.038 | 95% | 1 | 68.4 | 9.0117 | 4.9685 | 4.8476 | 0.12088 | 2.433% | 10.1864 | 0.8 | 0.8 | 0.8 | 54.72 | 7.2094 | 3.9748 | 3.9748 | 0 | 0% | 701.75 | 68.4 | 0 | 633.35 | 701.75 | 54.72 | 0 | 647.03 | Winter | 0 | 0 | 0 | 0 | 0 | 0 | 0 | 0 | 1 | 1
1978-11-27 | 11 | 27 | 12:00 | -6.1 | 12 | 3 | 21 |  | 34 | 19.7878 | 5.2502 | 25.038 | 95% | 1 | 68.4 | 9.0117 | 4.9685 | 4.8476 | 0.12088 | 2.433% | 10.5629 | 0.8 | 0.8 | 0.8 | 54.72 | 7.2094 | 3.9748 | 3.9748 | 0 | 0% | 727.5 | 68.4 | 0 | 659.1 | 727.5 | 54.72 | 0 | 672.78 | Winter | 0 | 0 | 0 | 0 | 0 | 0 | 0 | 0 | 1 | 1
1978-11-27 | 11 | 27 | 13:00 | -5 | 13 | 3 | 23 |  | 32 | 18.6238 | 4.7252 | 23.349 | 95% | 1 | 68.4 | 9.0117 | 4.9685 | 4.8476 | 0.12088 | 2.433% | 10.0073 | 0.8 | 0.8 | 0.8 | 54.72 | 7.2094 | 3.9748 | 3.9748 | 0 | 0% | 689.5 | 68.4 | 0 | 621.1 | 689.5 | 54.72 | 0 | 634.78 | Winter | 0 | 0 | 0 | 0 | 0 | 0 | 0 | 0 | 1 | 1
1978-11-27 | 11 | 27 | 14:00 | -4.4 | 14 | 3 | 24 |  | 31 | 18.0418 | 3.9376 | 21.9795 | 95% | 1 | 68.4 | 9.0117 | 4.9685 | 4.8476 | 0.12088 | 2.433% | 9.8355 | 0.8 | 0.8 | 0.8 | 54.72 | 7.2094 | 3.9748 | 3.9748 | 0 | 0% | 677.75 | 68.4 | 0 | 609.35 | 677.75 | 54.72 | 0 | 623.03 | Winter | 0 | 0 | 0 | 0 | 0 | 0 | 0 | 0 | 1 | 1
1978-11-27 | 11 | 27 | 15:00 | -3.9 | 15 | 3 | 25 |  | 30 | 17.4598 | 3.6751 | 21.135 | 95% | 1 | 68.4 | 9.0117 | 4.9685 | 4.8476 | 0.12088 | 2.433% | 9.8026 | 0.8 | 0.8 | 0.8 | 54.72 | 7.2094 | 3.9748 | 3.9748 | 0 | 0% | 675.5 | 68.4 | 0 | 607.1 | 675.5 | 54.72 | 0 | 620.78 | Winter | 0 | 0 | 0 | 0 | 0 | 0 | 0 | 0 | 1 | 1
1978-11-27 | 11 | 27 | 16:00 | -1.7 | 16 | 3 | 29 |  | 26 | 15.1319 | 3.6751 | 18.807 | 95% | 1 | 68.4 | 9.0117 | 4.9685 | 4.8476 | 0.12088 | 2.433% | 9.8575 | 0.8 | 0.8 | 0.8 | 54.72 | 7.2094 | 3.9748 | 3.9748 | 0 | 0% | 679.25 | 68.4 | 0 | 610.85 | 679.25 | 54.72 | 0 | 624.53 | Winter | 0 | 0 | 0 | 0 | 0 | 0 | 0 | 0 | 1 | 1
1978-11-27 | 11 | 27 | 17:00 | -1.7 | 17 | 3 | 29 |  | 26 | 15.1319 | 4.7252 | 19.857 | 95% | 1 | 68.4 | 9.0117 | 4.9685 | 4.8476 | 0.12088 | 2.433% | 10.2741 | 0.8 | 0.8 | 0.8 | 54.72 | 7.2094 | 3.9748 | 3.9748 | 0 | 0% | 707.75 | 68.4 | 0 | 639.35 | 707.75 | 54.72 | 0 | 653.03 | Winter | 0 | 0 | 0 | 0 | 0 | 0 | 0 | 0 | 1 | 1
1978-11-27 | 11 | 27 | 18:00 | -1.7 | 18 | 3 | 29 |  | 26 | 15.1319 | 6.0377 | 21.1696 | 95% | 1 | 68.4 | 9.0117 | 4.9685 | 4.8476 | 0.12088 | 2.433% | 9.9306 | 0.8 | 0.8 | 0.8 | 54.72 | 7.2094 | 3.9748 | 3.9748 | 0 | 0% | 684.25 | 68.4 | 0 | 615.85 | 684.25 | 54.72 | 0 | 629.53 | Winter | 0 | 0 | 0 | 0 | 0 | 0 | 0 | 0 | 1 | 1
1978-11-27 | 11 | 27 | 19:00 | -1.1 | 19 | 3 | 30 |  | 25 | 14.5499 | 6.5627 | 21.1126 | 95% | 1 | 68.4 | 9.0117 | 4.9685 | 4.8476 | 0.12088 | 2.433% | 9.4664 | 0.8 | 0.8 | 0.8 | 54.72 | 7.2094 | 3.9748 | 3.9748 | 0 | 0% | 652.5 | 68.4 | 0 | 584.1 | 652.5 | 54.72 | 0 | 597.78 | Winter | 0 | 0 | 0 | 0 | 0 | 0 | 0 | 0 | 1 | 1
1978-11-27 | 11 | 27 | 20:00 | 0.6 | 20 | 3 | 33 |  | 22 | 12.8039 | 5.7752 | 18.5791 | 95% | 1 | 68.4 | 9.0117 | 4.9685 | 4.8476 | 0.12088 | 2.433% | 9.4079 | 0.8 | 0.8 | 0.8 | 54.72 | 7.2094 | 3.9748 | 3.9748 | 0 | 0% | 648.5 | 68.4 | 0 | 580.1 | 648.5 | 54.72 | 0 | 593.78 | Winter | 0 | 0 | 0 | 0 | 0 | 0 | 0 | 0 | 1 | 1
1978-11-27 | 11 | 27 | 21:00 | 0.6 | 21 | 3 | 33 |  | 22 | 12.8039 | 4.7252 | 17.5291 | 95% | 1 | 68.4 | 9.0117 | 4.9685 | 4.8476 | 0.12088 | 2.433% | 9.2727 | 0.8 | 0.8 | 0.8 | 54.72 | 7.2094 | 3.9748 | 3.9748 | 0 | 0% | 639.25 | 68.4 | 0 | 570.85 | 639.25 | 54.72 | 0 | 584.53 | Winter | 0 | 0 | 0 | 0 | 0 | 0 | 0 | 0 | 1 | 1
1978-11-27 | 11 | 27 | 22:00 | 0.6 | 22 | 3 | 33 |  | 22 | 12.8039 | 4.2002 | 17.004 | 95% | 1 | 68.4 | 9.0117 | 4.9685 | 4.8476 | 0.12088 | 2.433% | 8.9912 | 0.8 | 0.8 | 0.8 | 54.72 | 7.2094 | 3.9748 | 3.9748 | 0 | 0% | 620 | 68.4 | 0 | 551.6 | 620 | 54.72 | 0 | 565.28 | Winter | 0 | 0 | 0 | 0 | 0 | 0 | 0 | 0 | 1 | 1
1978-11-27 | 11 | 27 | 23:00 | 1.7 | 23 | 3 | 35 |  | 20 | 11.6399 | 5.2502 | 16.8901 | 95% | 1 | 68.4 | 9.0117 | 4.9685 | 4.8476 | 0.12088 | 2.433% | 9.1923 | 0.8 | 0.8 | 0.8 | 54.72 | 7.2094 | 3.9748 | 3.9748 | 0 | 0% | 633.75 | 68.4 | 0 | 565.35 | 633.75 | 54.72 | 0 | 579.03 | Winter | 0 | 0 | 0 | 0 | 0 | 0 | 0 | 0 | 1 | 1
1978-11-27 | 11 | 27 | 24:00 | 2.2 | 0 | 3 | 36 |  | 19 | 11.0579 | 4.2002 | 15.2581 | 95% | 1 | 68.4 | 9.0117 | 4.9685 | 4.8476 | 0.12088 | 2.433% | 9.1009 | 0.8 | 0.8 | 0.8 | 54.72 | 7.2094 | 3.9748 | 3.9748 | 0 | 0% | 627.5 | 68.4 | 0 | 559.1 | 627.5 | 54.72 | 0 | 572.78 | Winter | 0 | 0 | 0 | 0 | 0 | 0 | 0 | 0 | 1 | 1
1978-11-28 | 11 | 28 | 1:00 | 2.2 | 1 | 3 | 36 |  | 19 | 11.0579 | 3.9376 | 14.9955 | 95% | 1 | 68.4 | 9.0117 | 4.9685 | 4.8476 | 0.12088 | 2.433% | 8.8377 | 0.8 | 0.8 | 0.8 | 54.72 | 7.2094 | 3.9748 | 3.9748 | 0 | 0% | 609.5 | 68.4 | 0 | 541.1 | 609.5 | 54.72 | 0 | 554.78 | Winter | 0 | 0 | 0 | 0 | 0 | 0 | 0 | 0 | 1 | 1
1978-11-28 | 11 | 28 | 2:00 | 2.2 | 2 | 3 | 36 |  | 19 | 11.0579 | 3.1501 | 14.208 | 95% | 1 | 68.4 | 9.0117 | 4.9685 | 4.8476 | 0.12088 | 2.433% | 8.1213 | 0.8 | 0.8 | 0.8 | 54.72 | 7.2094 | 3.9748 | 3.9748 | 0 | 0% | 560.5 | 68.4 | 0 | 492.1 | 560.5 | 54.72 | 0 | 505.78 | Winter | 0 | 0 | 0 | 0 | 0 | 0 | 0 | 0 | 1 | 1
1978-11-28 | 11 | 28 | 3:00 | -1.1 | 3 | 3 | 30 |  | 25 | 14.5499 | 3.4126 | 17.9625 | 95% | 1 | 68.4 | 9.0117 | 4.9685 | 4.8476 | 0.12088 | 2.433% | 8.0519 | 0.8 | 0.8 | 0.8 | 54.72 | 7.2094 | 3.9748 | 3.9748 | 0 | 0% | 555.75 | 68.4 | 0 | 487.35 | 555.75 | 54.72 | 0 | 501.03 | Winter | 0 | 0 | 0 | 0 | 0 | 0 | 0 | 0 | 1 | 1
1978-11-28 | 11 | 28 | 4:00 | -3.3 | 4 | 3 | 26 |  | 29 | 16.8778 | 3.1501 | 20.028 | 95% | 1 | 68.4 | 9.0117 | 4.9685 | 4.8476 | 0.12088 | 2.433% | 8.0629 | 0.8 | 0.8 | 0.8 | 54.72 | 7.2094 | 3.9748 | 3.9748 | 0 | 0% | 556.5 | 68.4 | 0 | 488.1 | 556.5 | 54.72 | 0 | 501.78 | Winter | 0 | 0 | 0 | 0 | 0 | 0 | 0 | 0 | 1 | 1
1978-11-28 | 11 | 28 | 5:00 | -3.3 | 5 | 3 | 26 |  | 29 | 16.8778 | 3.1501 | 20.028 | 95% | 1 | 68.4 | 9.0117 | 4.9685 | 4.8476 | 0.12088 | 2.433% | 8.5782 | 0.8 | 0.8 | 0.8 | 54.72 | 7.2094 | 3.9748 | 3.9748 | 0 | 0% | 591.75 | 68.4 | 0 | 523.35 | 591.75 | 54.72 | 0 | 537.03 | Winter | 0 | 0 | 0 | 0 | 0 | 0 | 0 | 0 | 1 | 1
1978-11-28 | 11 | 28 | 6:00 | -3.3 | 6 | 3 | 26 |  | 29 | 16.8778 | 3.9376 | 20.8155 | 95% | 1 | 68.4 | 9.0117 | 4.9685 | 4.8476 | 0.12088 | 2.433% | 8.2931 | 0.8 | 0.8 | 0.8 | 54.72 | 7.2094 | 3.9748 | 3.9748 | 0 | 0% | 572.25 | 68.4 | 0 | 503.85 | 572.25 | 54.72 | 0 | 517.53 | Winter | 0 | 0 | 0 | 0 | 0 | 0 | 0 | 0 | 1 | 1
1978-11-28 | 11 | 28 | 7:00 | -3.3 | 7 | 3 | 26 |  | 29 | 16.8778 | 4.7252 | 21.603 | 95% | 1 | 68.4 | 9.0117 | 4.9685 | 4.8476 | 0.12088 | 2.433% | 8.1725 | 0.8 | 0.8 | 0.8 | 54.72 | 7.2094 | 3.9748 | 3.9748 | 0 | 0% | 564 | 68.4 | 0 | 495.6 | 564 | 54.72 | 0 | 509.28 | Winter | 0 | 0 | 0 | 0 | 0 | 0 | 0 | 0 | 1 | 1
1978-11-28 | 11 | 28 | 8:00 | -3.9 | 8 | 3 | 25 |  | 30 | 17.4598 | 7.6128 | 25.0726 | 95% | 1 | 68.4 | 9.0117 | 4.9685 | 4.8476 | 0.12088 | 2.433% | 9.2471 | 0.8 | 0.8 | 0.8 | 54.72 | 7.2094 | 3.9748 | 3.9748 | 0 | 0% | 637.5 | 68.4 | 0 | 569.1 | 637.5 | 54.72 | 0 | 582.78 | Winter | 0 | 0 | 0 | 0 | 0 | 0 | 0 | 0 | 1 | 1
1978-11-28 | 11 | 28 | 9:00 | -3.9 | 9 | 3 | 25 |  | 30 | 17.4598 | 6.5627 | 24.0226 | 95% | 1 | 68.4 | 9.0117 | 4.9685 | 4.8476 | 0.12088 | 2.433% | 10.2961 | 0.8 | 0.8 | 0.8 | 54.72 | 7.2094 | 3.9748 | 3.9748 | 0 | 0% | 709.25 | 68.4 | 0 | 640.85 | 709.25 | 54.72 | 0 | 654.53 | Winter | 0 | 0 | 0 | 0 | 0 | 0 | 0 | 0 | 1 | 1
1978-11-28 | 11 | 28 | 10:00 | -3.9 | 10 | 3 | 25 |  | 30 | 17.4598 | 6.0377 | 23.4976 | 95% | 1 | 68.4 | 9.0117 | 4.9685 | 4.8476 | 0.12088 | 2.433% | 11.049 | 0.8 | 0.8 | 0.8 | 54.72 | 7.2094 | 3.9748 | 3.9748 | 0 | 0% | 760.75 | 68.4 | 0 | 692.35 | 760.75 | 54.72 | 0 | 706.03 | Winter | 0 | 0 | 0 | 0 | 0 | 0 | 0 | 0 | 1 | 1
1978-11-28 | 11 | 28 | 11:00 | -3.9 | 11 | 3 | 25 |  | 30 | 17.4598 | 5.2502 | 22.71 | 95% | 1 | 68.4 | 9.0117 | 4.9685 | 4.8476 | 0.12088 | 2.433% | 10.7456 | 0.8 | 0.8 | 0.8 | 54.72 | 7.2094 | 3.9748 | 3.9748 | 0 | 0% | 740 | 68.4 | 0 | 671.6 | 740 | 54.72 | 0 | 685.28 | Winter | 0 | 0 | 0 | 0 | 0 | 0 | 0 | 0 | 1 | 1
1978-11-28 | 11 | 28 | 12:00 | -3.9 | 12 | 3 | 25 |  | 30 | 17.4598 | 5.2502 | 22.71 | 95% | 1 | 68.4 | 9.0117 | 4.9685 | 4.8476 | 0.12088 | 2.433% | 10.4971 | 0.8 | 0.8 | 0.8 | 54.72 | 7.2094 | 3.9748 | 3.9748 | 0 | 0% | 723 | 68.4 | 0 | 654.6 | 723 | 54.72 | 0 | 668.28 | Winter | 0 | 0 | 0 | 0 | 0 | 0 | 0 | 0 | 1 | 1
1978-11-28 | 11 | 28 | 13:00 | -3.9 | 13 | 3 | 25 |  | 30 | 17.4598 | 4.7252 | 22.185 | 95% | 1 | 68.4 | 9.0117 | 4.9685 | 4.8476 | 0.12088 | 2.433% | 10.5775 | 0.8 | 0.8 | 0.8 | 54.72 | 7.2094 | 3.9748 | 3.9748 | 0 | 0% | 728.5 | 68.4 | 0 | 660.1 | 728.5 | 54.72 | 0 | 673.78 | Winter | 0 | 0 | 0 | 0 | 0 | 0 | 0 | 0 | 1 | 1
1978-11-28 | 11 | 28 | 14:00 | -1.1 | 14 | 3 | 30 |  | 25 | 14.5499 | 3.9376 | 18.4875 | 95% | 1 | 68.4 | 9.0117 | 4.9685 | 4.8476 | 0.12088 | 2.433% | 10.9686 | 0.8 | 0.8 | 0.8 | 54.72 | 7.2094 | 3.9748 | 3.9748 | 0 | 0% | 755.25 | 68.4 | 0 | 686.85 | 755.25 | 54.72 | 0 | 700.53 | Winter | 0 | 0 | 0 | 0 | 0 | 0 | 0 | 0 | 1 | 1
1978-11-28 | 11 | 28 | 15:00 | 1.1 | 15 | 3 | 34 |  | 21 | 12.2219 | 3.6751 | 15.897 | 95% | 1 | 68.4 | 9.0117 | 4.9685 | 4.8476 | 0.12088 | 2.433% | 10.3582 | 0.8 | 0.8 | 0.8 | 54.72 | 7.2094 | 3.9748 | 3.9748 | 0 | 0% | 713.5 | 68.4 | 0 | 645.1 | 713.5 | 54.72 | 0 | 658.78 | Winter | 0 | 0 | 0 | 0 | 0 | 0 | 0 | 0 | 1 | 1
1978-11-28 | 11 | 28 | 16:00 | 2.8 | 16 | 3 | 37 |  | 18 | 10.4759 | 3.6751 | 14.151 | 95% | 1 | 68.4 | 9.0117 | 4.9685 | 4.8476 | 0.12088 | 2.433% | 10.6579 | 0.8 | 0.8 | 0.8 | 54.72 | 7.2094 | 3.9748 | 3.9748 | 0 | 0% | 734 | 68.4 | 0 | 665.6 | 734 | 54.72 | 0 | 679.28 | Winter | 0 | 0 | 0 | 0 | 0 | 0 | 0 | 0 | 1 | 1
1978-11-28 | 11 | 28 | 17:00 | 2.8 | 17 | 3 | 37 |  | 18 | 10.4759 | 4.7252 | 15.2011 | 95% | 1 | 68.4 | 9.0117 | 4.9685 | 4.8476 | 0.12088 | 2.433% | 10.3436 | 0.8 | 0.8 | 0.8 | 54.72 | 7.2094 | 3.9748 | 3.9748 | 0 | 0% | 712.5 | 68.4 | 0 | 644.1 | 712.5 | 54.72 | 0 | 657.78 | Winter | 0 | 0 | 0 | 0 | 0 | 0 | 0 | 0 | 1 | 1
1978-11-28 | 11 | 28 | 18:00 | 3.3 | 18 | 3 | 38 |  | 17 | 9.8939 | 6.0377 | 15.9316 | 95% | 1 | 68.4 | 9.0117 | 4.9685 | 4.8476 | 0.12088 | 2.433% | 10.3363 | 0.8 | 0.8 | 0.8 | 54.72 | 7.2094 | 3.9748 | 3.9748 | 0 | 0% | 712 | 68.4 | 0 | 643.6 | 712 | 54.72 | 0 | 657.28 | Winter | 0 | 0 | 0 | 0 | 0 | 0 | 0 | 0 | 1 | 1
1978-11-28 | 11 | 28 | 19:00 | 3.3 | 19 | 3 | 38 |  | 17 | 9.8939 | 6.5627 | 16.4566 | 95% | 1 | 68.4 | 9.0117 | 4.9685 | 4.8476 | 0.12088 | 2.433% | 9.8648 | 0.8 | 0.8 | 0.8 | 54.72 | 7.2094 | 3.9748 | 3.9748 | 0 | 0% | 679.75 | 68.4 | 0 | 611.35 | 679.75 | 54.72 | 0 | 625.03 | Winter | 0 | 0 | 0 | 0 | 0 | 0 | 0 | 0 | 1 | 1
1978-11-28 | 11 | 28 | 20:00 | 3.3 | 20 | 3 | 38 |  | 17 | 9.8939 | 5.7752 | 15.6691 | 95% | 1 | 68.4 | 9.0117 | 4.9685 | 4.8476 | 0.12088 | 2.433% | 9.7588 | 0.8 | 0.8 | 0.8 | 54.72 | 7.2094 | 3.9748 | 3.9748 | 0 | 0% | 672.5 | 68.4 | 0 | 604.1 | 672.5 | 54.72 | 0 | 617.78 | Winter | 0 | 0 | 0 | 0 | 0 | 0 | 0 | 0 | 1 | 1
1978-11-28 | 11 | 28 | 21:00 | 2.8 | 21 | 3 | 37 |  | 18 | 10.4759 | 4.7252 | 15.2011 | 95% | 1 | 68.4 | 9.0117 | 4.9685 | 4.8476 | 0.12088 | 2.433% | 9.7515 | 0.8 | 0.8 | 0.8 | 54.72 | 7.2094 | 3.9748 | 3.9748 | 0 | 0% | 672 | 68.4 | 0 | 603.6 | 672 | 54.72 | 0 | 617.28 | Winter | 0 | 0 | 0 | 0 | 0 | 0 | 0 | 0 | 1 | 1
1978-11-28 | 11 | 28 | 22:00 | 2.8 | 22 | 3 | 37 |  | 18 | 10.4759 | 4.2002 | 14.6761 | 95% | 1 | 68.4 | 9.0117 | 4.9685 | 4.8476 | 0.12088 | 2.433% | 8.9656 | 0.8 | 0.8 | 0.8 | 54.72 | 7.2094 | 3.9748 | 3.9748 | 0 | 0% | 618.25 | 68.4 | 0 | 549.85 | 618.25 | 54.72 | 0 | 563.53 | Winter | 0 | 0 | 0 | 0 | 0 | 0 | 0 | 0 | 1 | 1
1978-11-28 | 11 | 28 | 23:00 | 2.8 | 23 | 3 | 37 |  | 18 | 10.4759 | 5.2502 | 15.7261 | 95% | 1 | 68.4 | 9.0117 | 4.9685 | 4.8476 | 0.12088 | 2.433% | 8.9254 | 0.8 | 0.8 | 0.8 | 54.72 | 7.2094 | 3.9748 | 3.9748 | 0 | 0% | 615.5 | 68.4 | 0 | 547.1 | 615.5 | 54.72 | 0 | 560.78 | Winter | 0 | 0 | 0 | 0 | 0 | 0 | 0 | 0 | 1 | 1
1978-11-28 | 11 | 28 | 24:00 | 2.8 | 0 | 3 | 37 |  | 18 | 10.4759 | 4.2002 | 14.6761 | 95% | 1 | 68.4 | 9.0117 | 4.9685 | 4.8476 | 0.12088 | 2.433% | 8.9401 | 0.8 | 0.8 | 0.8 | 54.72 | 7.2094 | 3.9748 | 3.9748 | 0 | 0% | 616.5 | 68.4 | 0 | 548.1 | 616.5 | 54.72 | 0 | 561.78 | Winter | 0 | 0 | 0 | 0 | 0 | 0 | 0 | 0 | 1 | 1
1978-11-29 | 11 | 29 | 1:00 | 1.7 | 1 | 2 | 35 |  | 20 | 11.6399 | 3.9376 | 15.5775 | 95% | 1 | 68.4 | 9.0117 | 4.9685 | 4.8476 | 0.12088 | 2.433% | 9.3129 | 0.8 | 0.8 | 0.8 | 54.72 | 7.2094 | 3.9748 | 3.9748 | 0 | 0% | 642 | 68.4 | 0 | 573.6 | 642 | 54.72 | 0 | 587.28 | Winter | 0 | 0 | 0 | 0 | 0 | 0 | 0 | 0 | 1 | 1
1978-11-29 | 11 | 29 | 2:00 | 1.7 | 2 | 2 | 35 |  | 20 | 11.6399 | 3.1501 | 14.79 | 95% | 1 | 68.4 | 9.0117 | 4.9685 | 4.8476 | 0.12088 | 2.433% | 9.2909 | 0.8 | 0.8 | 0.8 | 54.72 | 7.2094 | 3.9748 | 3.9748 | 0 | 0% | 640.5 | 68.4 | 0 | 572.1 | 640.5 | 54.72 | 0 | 585.78 | Winter | 0 | 0 | 0 | 0 | 0 | 0 | 0 | 0 | 1 | 1
1978-11-29 | 11 | 29 | 3:00 | 1.7 | 3 | 2 | 35 |  | 20 | 11.6399 | 3.4126 | 15.0525 | 95% | 1 | 68.4 | 9.0117 | 4.9685 | 4.8476 | 0.12088 | 2.433% | 9.174 | 0.8 | 0.8 | 0.8 | 54.72 | 7.2094 | 3.9748 | 3.9748 | 0 | 0% | 632.5 | 68.4 | 0 | 564.1 | 632.5 | 54.72 | 0 | 577.78 | Winter | 0 | 0 | 0 | 0 | 0 | 0 | 0 | 0 | 1 | 1
1978-11-29 | 11 | 29 | 4:00 | 0.6 | 4 | 2 | 33 |  | 22 | 12.8039 | 3.1501 | 15.954 | 95% | 1 | 68.4 | 9.0117 | 4.9685 | 4.8476 | 0.12088 | 2.433% | 9.1996 | 0.8 | 0.8 | 0.8 | 54.72 | 7.2094 | 3.9748 | 3.9748 | 0 | 0% | 634.25 | 68.4 | 0 | 565.85 | 634.25 | 54.72 | 0 | 579.53 | Winter | 0 | 0 | 0 | 0 | 0 | 0 | 0 | 0 | 1 | 1
1978-11-29 | 11 | 29 | 5:00 | 0.6 | 5 | 2 | 33 |  | 22 | 12.8039 | 3.1501 | 15.954 | 95% | 1 | 68.4 | 9.0117 | 4.9685 | 4.8476 | 0.12088 | 2.433% | 9.4518 | 0.8 | 0.8 | 0.8 | 54.72 | 7.2094 | 3.9748 | 3.9748 | 0 | 0% | 651.5 | 68.4 | 0 | 583.1 | 651.5 | 54.72 | 0 | 596.78 | Winter | 0 | 0 | 0 | 0 | 0 | 0 | 0 | 0 | 1 | 1
1978-11-29 | 11 | 29 | 6:00 | 1.1 | 6 | 2 | 34 |  | 21 | 12.2219 | 3.9376 | 16.1595 | 95% | 1 | 68.4 | 9.0117 | 4.9685 | 4.8476 | 0.12088 | 2.433% | 9.2105 | 0.8 | 0.8 | 0.8 | 54.72 | 7.2094 | 3.9748 | 3.9748 | 0 | 0% | 635 | 68.4 | 0 | 566.6 | 635 | 54.72 | 0 | 580.28 | Winter | 0 | 0 | 0 | 0 | 0 | 0 | 0 | 0 | 1 | 1
1978-11-29 | 11 | 29 | 7:00 | 1.1 | 7 | 2 | 34 |  | 21 | 12.2219 | 4.7252 | 16.9471 | 95% | 1 | 68.4 | 9.0117 | 4.9685 | 4.8476 | 0.12088 | 2.433% | 9.1265 | 0.8 | 0.8 | 0.8 | 54.72 | 7.2094 | 3.9748 | 3.9748 | 0 | 0% | 629.25 | 68.4 | 0 | 560.85 | 629.25 | 54.72 | 0 | 574.53 | Winter | 0 | 0 | 0 | 0 | 0 | 0 | 0 | 0 | 1 | 1
1978-11-29 | 11 | 29 | 8:00 | 1.1 | 8 | 2 | 34 |  | 21 | 12.2219 | 7.6128 | 19.8347 | 95% | 1 | 68.4 | 9.0117 | 4.9685 | 4.8476 | 0.12088 | 2.433% | 9.6711 | 0.8 | 0.8 | 0.8 | 54.72 | 7.2094 | 3.9748 | 3.9748 | 0 | 0% | 666.5 | 68.4 | 0 | 598.1 | 666.5 | 54.72 | 0 | 611.78 | Winter | 0 | 0 | 0 | 0 | 0 | 0 | 0 | 0 | 1 | 1
1978-11-29 | 11 | 29 | 9:00 | 2.2 | 9 | 2 | 36 |  | 19 | 11.0579 | 6.5627 | 17.6206 | 95% | 1 | 68.4 | 9.0117 | 4.9685 | 4.8476 | 0.12088 | 2.433% | 9.9781 | 0.8 | 0.8 | 0.8 | 54.72 | 7.2094 | 3.9748 | 3.9748 | 0 | 0% | 687.5 | 68.4 | 0 | 619.1 | 687.5 | 54.72 | 0 | 632.78 | Winter | 0 | 0 | 0 | 0 | 0 | 0 | 0 | 0 | 1 | 1
1978-11-29 | 11 | 29 | 10:00 | 3.3 | 10 | 2 | 38 |  | 17 | 9.8939 | 6.0377 | 15.9316 | 95% | 1 | 68.4 | 9.0117 | 4.9685 | 4.8476 | 0.12088 | 2.433% | 10.0475 | 0.8 | 0.8 | 0.8 | 54.72 | 7.2094 | 3.9748 | 3.9748 | 0 | 0% | 692.25 | 68.4 | 0 | 623.85 | 692.25 | 54.72 | 0 | 637.53 | Winter | 0 | 0 | 0 | 0 | 0 | 0 | 0 | 0 | 1 | 1
1978-11-29 | 11 | 29 | 11:00 | 4.4 | 11 | 2 | 40 |  | 15 | 8.7299 | 5.2502 | 13.9801 | 95% | 1 | 68.4 | 9.0117 | 4.9685 | 4.8476 | 0.12088 | 2.433% | 10.8662 | 0.8 | 0.8 | 0.8 | 54.72 | 7.2094 | 3.9748 | 3.9748 | 0 | 0% | 748.25 | 68.4 | 0 | 679.85 | 748.25 | 54.72 | 0 | 693.53 | Winter | 0 | 0 | 0 | 0 | 0 | 0 | 0 | 0 | 1 | 1
1978-11-29 | 11 | 29 | 12:00 | 5 | 12 | 2 | 41 |  | 14 | 8.1479 | 5.2502 | 13.3981 | 95% | 1 | 68.4 | 9.0117 | 4.9685 | 4.8476 | 0.12088 | 2.433% | 9.9635 | 0.8 | 0.8 | 0.8 | 54.72 | 7.2094 | 3.9748 | 3.9748 | 0 | 0% | 686.5 | 68.4 | 0 | 618.1 | 686.5 | 54.72 | 0 | 631.78 | Winter | 0 | 0 | 0 | 0 | 0 | 0 | 0 | 0 | 1 | 1
1978-11-29 | 11 | 29 | 13:00 | 5 | 13 | 2 | 41 |  | 14 | 8.1479 | 4.7252 | 12.8731 | 95% | 1 | 68.4 | 9.0117 | 4.9685 | 4.8476 | 0.12088 | 2.433% | 10.0037 | 0.8 | 0.8 | 0.8 | 54.72 | 7.2094 | 3.9748 | 3.9748 | 0 | 0% | 689.25 | 68.4 | 0 | 620.85 | 689.25 | 54.72 | 0 | 634.53 | Winter | 0 | 0 | 0 | 0 | 0 | 0 | 0 | 0 | 1 | 1
1978-11-29 | 11 | 29 | 14:00 | 5 | 14 | 2 | 41 |  | 14 | 8.1479 | 3.9376 | 12.0856 | 95% | 1 | 68.4 | 9.0117 | 4.9685 | 4.8476 | 0.12088 | 2.433% | 10.9466 | 0.8 | 0.8 | 0.8 | 54.72 | 7.2094 | 3.9748 | 3.9748 | 0 | 0% | 753.75 | 68.4 | 0 | 685.35 | 753.75 | 54.72 | 0 | 699.03 | Winter | 0 | 0 | 0 | 0 | 0 | 0 | 0 | 0 | 1 | 1
1978-11-29 | 11 | 29 | 15:00 | 4.4 | 15 | 2 | 40 |  | 15 | 8.7299 | 3.6751 | 12.4051 | 95% | 1 | 68.4 | 9.0117 | 4.9685 | 4.8476 | 0.12088 | 2.433% | 10.1535 | 0.8 | 0.8 | 0.8 | 54.72 | 7.2094 | 3.9748 | 3.9748 | 0 | 0% | 699.5 | 68.4 | 0 | 631.1 | 699.5 | 54.72 | 0 | 644.78 | Winter | 0 | 0 | 0 | 0 | 0 | 0 | 0 | 0 | 1 | 1
1978-11-29 | 11 | 29 | 16:00 | 3.9 | 16 | 2 | 39 |  | 16 | 9.3119 | 3.6751 | 12.987 | 95% | 1 | 68.4 | 9.0117 | 4.9685 | 4.8476 | 0.12088 | 2.433% | 10.1718 | 0.8 | 0.8 | 0.8 | 54.72 | 7.2094 | 3.9748 | 3.9748 | 0 | 0% | 700.75 | 68.4 | 0 | 632.35 | 700.75 | 54.72 | 0 | 646.03 | Winter | 0 | 0 | 0 | 0 | 0 | 0 | 0 | 0 | 1 | 1
1978-11-29 | 11 | 29 | 17:00 | 3.3 | 17 | 2 | 38 |  | 17 | 9.8939 | 4.7252 | 14.6191 | 95% | 1 | 68.4 | 9.0117 | 4.9685 | 4.8476 | 0.12088 | 2.433% | 9.6235 | 0.8 | 0.8 | 0.8 | 54.72 | 7.2094 | 3.9748 | 3.9748 | 0 | 0% | 663.25 | 68.4 | 0 | 594.85 | 663.25 | 54.72 | 0 | 608.53 | Winter | 0 | 0 | 0 | 0 | 0 | 0 | 0 | 0 | 1 | 1
1978-11-29 | 11 | 29 | 18:00 | 3.9 | 18 | 2 | 39 |  | 16 | 9.3119 | 6.0377 | 15.3496 | 95% | 1 | 68.4 | 9.0117 | 4.9685 | 4.8476 | 0.12088 | 2.433% | 9.5833 | 0.8 | 0.8 | 0.8 | 54.72 | 7.2094 | 3.9748 | 3.9748 | 0 | 0% | 660.5 | 68.4 | 0 | 592.1 | 660.5 | 54.72 | 0 | 605.78 | Winter | 0 | 0 | 0 | 0 | 0 | 0 | 0 | 0 | 1 | 1
1978-11-29 | 11 | 29 | 19:00 | 3.3 | 19 | 2 | 38 |  | 17 | 9.8939 | 6.5627 | 16.4566 | 95% | 1 | 68.4 | 9.0117 | 4.9685 | 4.8476 | 0.12088 | 2.433% | 9.6126 | 0.8 | 0.8 | 0.8 | 54.72 | 7.2094 | 3.9748 | 3.9748 | 0 | 0% | 662.5 | 68.4 | 0 | 594.1 | 662.5 | 54.72 | 0 | 607.78 | Winter | 0 | 0 | 0 | 0 | 0 | 0 | 0 | 0 | 1 | 1
1978-11-29 | 11 | 29 | 20:00 | 3.3 | 20 | 2 | 38 |  | 17 | 9.8939 | 5.7752 | 15.6691 | 95% | 1 | 68.4 | 9.0117 | 4.9685 | 4.8476 | 0.12088 | 2.433% | 9.2325 | 0.8 | 0.8 | 0.8 | 54.72 | 7.2094 | 3.9748 | 3.9748 | 0 | 0% | 636.5 | 68.4 | 0 | 568.1 | 636.5 | 54.72 | 0 | 581.78 | Winter | 0 | 0 | 0 | 0 | 0 | 0 | 0 | 0 | 1 | 1
1978-11-29 | 11 | 29 | 21:00 | 3.9 | 21 | 2 | 39 |  | 16 | 9.3119 | 4.7252 | 14.0371 | 95% | 1 | 68.4 | 9.0117 | 4.9685 | 4.8476 | 0.12088 | 2.433% | 9.3604 | 0.8 | 0.8 | 0.8 | 54.72 | 7.2094 | 3.9748 | 3.9748 | 0 | 0% | 645.25 | 68.4 | 0 | 576.85 | 645.25 | 54.72 | 0 | 590.53 | Winter | 0 | 0 | 0 | 0 | 0 | 0 | 0 | 0 | 1 | 1
1978-11-29 | 11 | 29 | 22:00 | 3.9 | 22 | 2 | 39 |  | 16 | 9.3119 | 4.2002 | 13.5121 | 95% | 1 | 68.4 | 9.0117 | 4.9685 | 4.8476 | 0.12088 | 2.433% | 9.3823 | 0.8 | 0.8 | 0.8 | 54.72 | 7.2094 | 3.9748 | 3.9748 | 0 | 0% | 646.75 | 68.4 | 0 | 578.35 | 646.75 | 54.72 | 0 | 592.03 | Winter | 0 | 0 | 0 | 0 | 0 | 0 | 0 | 0 | 1 | 1
1978-11-29 | 11 | 29 | 23:00 | 3.9 | 23 | 2 | 39 |  | 16 | 9.3119 | 5.2502 | 14.5621 | 95% | 1 | 68.4 | 9.0117 | 4.9685 | 4.8476 | 0.12088 | 2.433% | 9.2836 | 0.8 | 0.8 | 0.8 | 54.72 | 7.2094 | 3.9748 | 3.9748 | 0 | 0% | 640 | 68.4 | 0 | 571.6 | 640 | 54.72 | 0 | 585.28 | Winter | 0 | 0 | 0 | 0 | 0 | 0 | 0 | 0 | 1 | 1
1978-11-29 | 11 | 29 | 24:00 | 3.9 | 0 | 2 | 39 |  | 16 | 9.3119 | 4.2002 | 13.5121 | 95% | 1 | 68.4 | 9.0117 | 4.9685 | 4.8476 | 0.12088 | 2.433% | 9.3165 | 0.8 | 0.8 | 0.8 | 54.72 | 7.2094 | 3.9748 | 3.9748 | 0 | 0% | 642.25 | 68.4 | 0 | 573.85 | 642.25 | 54.72 | 0 | 587.53 | Winter | 0 | 0 | 0 | 0 | 0 | 0 | 0 | 0 | 1 | 1
1978-11-30 | 11 | 30 | 1:00 | 3.9 | 1 | 2 | 39 |  | 16 | 9.3119 | 3.9376 | 13.2496 | 95% | 1 | 68.4 | 9.0117 | 4.9685 | 4.8476 | 0.12088 | 2.433% | 9.7149 | 0.8 | 0.8 | 0.8 | 54.72 | 7.2094 | 3.9748 | 3.9748 | 0 | 0% | 669.5 | 68.4 | 0 | 601.1 | 669.5 | 54.72 | 0 | 614.78 | Winter | 0 | 0 | 0 | 0 | 0 | 0 | 0 | 0 | 1 | 1
1978-11-30 | 11 | 30 | 2:00 | 3.9 | 2 | 2 | 39 |  | 16 | 9.3119 | 3.1501 | 12.462 | 95% | 1 | 68.4 | 9.0117 | 4.9685 | 4.8476 | 0.12088 | 2.433% | 9.576 | 0.8 | 0.8 | 0.8 | 54.72 | 7.2094 | 3.9748 | 3.9748 | 0 | 0% | 660 | 68.4 | 0 | 591.6 | 660 | 54.72 | 0 | 605.28 | Winter | 0 | 0 | 0 | 0 | 0 | 0 | 0 | 0 | 1 | 1
1978-11-30 | 11 | 30 | 3:00 | 3.9 | 3 | 2 | 39 |  | 16 | 9.3119 | 3.4126 | 12.7245 | 95% | 1 | 68.4 | 9.0117 | 4.9685 | 4.8476 | 0.12088 | 2.433% | 9.2178 | 0.8 | 0.8 | 0.8 | 54.72 | 7.2094 | 3.9748 | 3.9748 | 0 | 0% | 635.5 | 68.4 | 0 | 567.1 | 635.5 | 54.72 | 0 | 580.78 | Winter | 0 | 0 | 0 | 0 | 0 | 0 | 0 | 0 | 1 | 1
1978-11-30 | 11 | 30 | 4:00 | 3.9 | 4 | 2 | 39 |  | 16 | 9.3119 | 3.1501 | 12.462 | 95% | 1 | 68.4 | 9.0117 | 4.9685 | 4.8476 | 0.12088 | 2.433% | 9.5175 | 0.8 | 0.8 | 0.8 | 54.72 | 7.2094 | 3.9748 | 3.9748 | 0 | 0% | 656 | 68.4 | 0 | 587.6 | 656 | 54.72 | 0 | 601.28 | Winter | 0 | 0 | 0 | 0 | 0 | 0 | 0 | 0 | 1 | 1
1978-11-30 | 11 | 30 | 5:00 | 3.3 | 5 | 2 | 38 |  | 17 | 9.8939 | 3.1501 | 13.044 | 95% | 1 | 68.4 | 9.0117 | 4.9685 | 4.8476 | 0.12088 | 2.433% | 9.269 | 0.8 | 0.8 | 0.8 | 54.72 | 7.2094 | 3.9748 | 3.9748 | 0 | 0% | 639 | 68.4 | 0 | 570.6 | 639 | 54.72 | 0 | 584.28 | Winter | 0 | 0 | 0 | 0 | 0 | 0 | 0 | 0 | 1 | 1
1978-11-30 | 11 | 30 | 6:00 | 3.3 | 6 | 2 | 38 |  | 17 | 9.8939 | 3.9376 | 13.8316 | 95% | 1 | 68.4 | 9.0117 | 4.9685 | 4.8476 | 0.12088 | 2.433% | 9.0168 | 0.8 | 0.8 | 0.8 | 54.72 | 7.2094 | 3.9748 | 3.9748 | 0 | 0% | 621.75 | 68.4 | 0 | 553.35 | 621.75 | 54.72 | 0 | 567.03 | Winter | 0 | 0 | 0 | 0 | 0 | 0 | 0 | 0 | 1 | 1
1978-11-30 | 11 | 30 | 7:00 | 3.9 | 7 | 2 | 39 |  | 16 | 9.3119 | 4.7252 | 14.0371 | 95% | 1 | 68.4 | 9.0117 | 4.9685 | 4.8476 | 0.12088 | 2.433% | 9.1009 | 0.8 | 0.8 | 0.8 | 54.72 | 7.2094 | 3.9748 | 3.9748 | 0 | 0% | 627.5 | 68.4 | 0 | 559.1 | 627.5 | 54.72 | 0 | 572.78 | Winter | 0 | 0 | 0 | 0 | 0 | 0 | 0 | 0 | 1 | 1
1978-11-30 | 11 | 30 | 8:00 | 4.4 | 8 | 2 | 40 |  | 15 | 8.7299 | 7.6128 | 16.3427 | 95% | 1 | 68.4 | 9.0117 | 4.9685 | 4.8476 | 0.12088 | 2.433% | 9.5833 | 0.8 | 0.8 | 0.8 | 54.72 | 7.2094 | 3.9748 | 3.9748 | 0 | 0% | 660.5 | 68.4 | 0 | 592.1 | 660.5 | 54.72 | 0 | 605.78 | Winter | 0 | 0 | 0 | 0 | 0 | 0 | 0 | 0 | 1 | 1
1978-11-30 | 11 | 30 | 9:00 | 4.4 | 9 | 2 | 40 |  | 15 | 8.7299 | 6.5627 | 15.2927 | 95% | 1 | 68.4 | 9.0117 | 4.9685 | 4.8476 | 0.12088 | 2.433% | 9.2215 | 0.8 | 0.8 | 0.8 | 54.72 | 7.2094 | 3.9748 | 3.9748 | 0 | 0% | 635.75 | 68.4 | 0 | 567.35 | 635.75 | 54.72 | 0 | 581.03 | Winter | 0 | 0 | 0 | 0 | 0 | 0 | 0 | 0 | 1 | 1
1978-11-30 | 11 | 30 | 10:00 | 6.1 | 10 | 2 | 43 |  | 12 | 6.9839 | 6.0377 | 13.0217 | 95% | 1 | 68.4 | 9.0117 | 4.9685 | 4.8476 | 0.12088 | 2.433% | 9.2873 | 0.8 | 0.8 | 0.8 | 54.72 | 7.2094 | 3.9748 | 3.9748 | 0 | 0% | 640.25 | 68.4 | 0 | 571.85 | 640.25 | 54.72 | 0 | 585.53 | Winter | 0 | 0 | 0 | 0 | 0 | 0 | 0 | 0 | 1 | 1
1978-11-30 | 11 | 30 | 11:00 | 7.8 | 11 | 2 | 46 |  | 9 | 5.238 | 5.2502 | 10.4881 | 95% | 1 | 68.4 | 9.0117 | 4.9685 | 4.8476 | 0.12088 | 2.433% | 9.4262 | 0.8 | 0.8 | 0.8 | 54.72 | 7.2094 | 3.9748 | 3.9748 | 0 | 0% | 649.75 | 68.4 | 0 | 581.35 | 649.75 | 54.72 | 0 | 595.03 | Winter | 0 | 0 | 0 | 0 | 0 | 0 | 0 | 0 | 1 | 1
1978-11-30 | 11 | 30 | 12:00 | 8.9 | 12 | 2 | 48 |  | 7 | 4.074 | 5.2502 | 9.3242 | 95% | 1 | 68.4 | 9.0117 | 4.9685 | 4.8476 | 0.12088 | 2.433% | 12.1711 | 0.8 | 0.8 | 0.8 | 54.72 | 7.2094 | 3.9748 | 3.9748 | 0 | 0% | 837.5 | 68.4 | 0 | 769.1 | 837.5 | 54.72 | 0 | 782.78 | Winter | 0 | 0 | 0 | 0 | 0 | 0 | 0 | 0 | 1 | 1
1978-11-30 | 11 | 30 | 13:00 | 9.4 | 13 | 2 | 49 |  | 6 | 3.492 | 4.7252 | 8.2171 | 95% | 1 | 68.4 | 9.0117 | 4.9685 | 4.8476 | 0.12088 | 2.433% | 12.3977 | 0.8 | 0.8 | 0.8 | 54.72 | 7.2094 | 3.9748 | 3.9748 | 0 | 0% | 853 | 68.4 | 0 | 784.6 | 853 | 54.72 | 0 | 798.28 | Winter | 0 | 0 | 0 | 0 | 0 | 0 | 0 | 0 | 1 | 1
1978-11-30 | 11 | 30 | 14:00 | 8.9 | 14 | 2 | 48 |  | 7 | 4.074 | 3.9376 | 8.0116 | 95% | 1 | 68.4 | 9.0117 | 4.9685 | 4.8476 | 0.12088 | 2.433% | 13.1104 | 0.8 | 0.8 | 0.8 | 54.72 | 7.2094 | 3.9748 | 3.9748 | 0 | 0% | 901.75 | 68.4 | 0 | 833.35 | 901.75 | 54.72 | 0 | 847.03 | Winter | 0 | 0 | 0 | 0 | 0 | 0 | 0 | 0 | 1 | 1
1978-11-30 | 11 | 30 | 15:00 | 8.9 | 15 | 2 | 48 |  | 7 | 4.074 | 3.6751 | 7.7491 | 95% | 1 | 68.4 | 9.0117 | 4.9685 | 4.8476 | 0.12088 | 2.433% | 13.1944 | 0.8 | 0.8 | 0.8 | 54.72 | 7.2094 | 3.9748 | 3.9748 | 0 | 0% | 907.5 | 68.4 | 0 | 839.1 | 907.5 | 54.72 | 0 | 852.78 | Winter | 0 | 0 | 0 | 0 | 0 | 0 | 0 | 0 | 1 | 1
1978-11-30 | 11 | 30 | 16:00 | 8.3 | 16 | 2 | 47 |  | 8 | 4.656 | 3.6751 | 8.3311 | 95% | 1 | 68.4 | 9.0117 | 4.9685 | 4.8476 | 0.12088 | 2.433% | 13.2127 | 0.8 | 0.8 | 0.8 | 54.72 | 7.2094 | 3.9748 | 3.9748 | 0 | 0% | 908.75 | 68.4 | 0 | 840.35 | 908.75 | 54.72 | 0 | 854.03 | Winter | 0 | 0 | 0 | 0 | 0 | 0 | 0 | 0 | 1 | 1
1978-11-30 | 11 | 30 | 17:00 | 7.8 | 17 | 2 | 46 |  | 9 | 5.238 | 4.7252 | 9.9631 | 95% | 1 | 68.4 | 9.0117 | 4.9685 | 4.8476 | 0.12088 | 2.433% | 12.2186 | 0.8 | 0.8 | 0.8 | 54.72 | 7.2094 | 3.9748 | 3.9748 | 0 | 0% | 840.75 | 68.4 | 0 | 772.35 | 840.75 | 54.72 | 0 | 786.03 | Winter | 0 | 0 | 0 | 0 | 0 | 0 | 0 | 0 | 1 | 1
1978-11-30 | 11 | 30 | 18:00 | 7.2 | 18 | 2 | 45 |  | 10 | 5.8199 | 6.0377 | 11.8577 | 95% | 1 | 68.4 | 9.0117 | 4.9685 | 4.8476 | 0.12088 | 2.433% | 9.5431 | 0.8 | 0.8 | 0.8 | 54.72 | 7.2094 | 3.9748 | 3.9748 | 0 | 0% | 657.75 | 68.4 | 0 | 589.35 | 657.75 | 54.72 | 0 | 603.03 | Winter | 0 | 0 | 0 | 0 | 0 | 0 | 0 | 0 | 1 | 1
1978-11-30 | 11 | 30 | 19:00 | 6.7 | 19 | 2 | 44 |  | 11 | 6.4019 | 6.5627 | 12.9647 | 95% | 1 | 68.4 | 9.0117 | 4.9685 | 4.8476 | 0.12088 | 2.433% | 9.2251 | 0.8 | 0.8 | 0.8 | 54.72 | 7.2094 | 3.9748 | 3.9748 | 0 | 0% | 636 | 68.4 | 0 | 567.6 | 636 | 54.72 | 0 | 581.28 | Winter | 0 | 0 | 0 | 0 | 0 | 0 | 0 | 0 | 1 | 1
1978-11-30 | 11 | 30 | 20:00 | 5.6 | 20 | 2 | 42 |  | 13 | 7.5659 | 5.7752 | 13.3411 | 95% | 1 | 68.4 | 9.0117 | 4.9685 | 4.8476 | 0.12088 | 2.433% | 9.0534 | 0.8 | 0.8 | 0.8 | 54.72 | 7.2094 | 3.9748 | 3.9748 | 0 | 0% | 624.25 | 68.4 | 0 | 555.85 | 624.25 | 54.72 | 0 | 569.53 | Winter | 0 | 0 | 0 | 0 | 0 | 0 | 0 | 0 | 1 | 1
1978-11-30 | 11 | 30 | 21:00 | 5 | 21 | 2 | 41 |  | 14 | 8.1479 | 4.7252 | 12.8731 | 95% | 1 | 68.4 | 9.0117 | 4.9685 | 4.8476 | 0.12088 | 2.433% | 9.4042 | 0.8 | 0.8 | 0.8 | 54.72 | 7.2094 | 3.9748 | 3.9748 | 0 | 0% | 648.25 | 68.4 | 0 | 579.85 | 648.25 | 54.72 | 0 | 593.53 | Winter | 0 | 0 | 0 | 0 | 0 | 0 | 0 | 0 | 1 | 1
1978-11-30 | 11 | 30 | 22:00 | 5.5 | 22 | 2 | 42 |  | 13 | 7.5659 | 4.2002 | 11.7661 | 95% | 1 | 68.4 | 9.0117 | 4.9685 | 4.8476 | 0.12088 | 2.433% | 9.1447 | 0.8 | 0.8 | 0.8 | 54.72 | 7.2094 | 3.9748 | 3.9748 | 0 | 0% | 630.5 | 68.4 | 0 | 562.1 | 630.5 | 54.72 | 0 | 575.78 | Winter | 0 | 0 | 0 | 0 | 0 | 0 | 0 | 0 | 1 | 1
1978-11-30 | 11 | 30 | 23:00 | 5.9 | 23 | 2 | 43 |  | 12 | 6.9839 | 5.2502 | 12.2341 | 95% | 1 | 68.4 | 9.0117 | 4.9685 | 4.8476 | 0.12088 | 2.433% | 9.2727 | 0.8 | 0.8 | 0.8 | 54.72 | 7.2094 | 3.9748 | 3.9748 | 0 | 0% | 639.25 | 68.4 | 0 | 570.85 | 639.25 | 54.72 | 0 | 584.53 | Winter | 0 | 0 | 0 | 0 | 0 | 0 | 0 | 0 | 1 | 1
1978-11-30 | 11 | 30 | 24:00 | 6.4 | 0 | 2 | 44 |  | 11 | 6.4019 | 4.2002 | 10.6021 | 95% | 1 | 68.4 | 9.0117 | 4.9685 | 4.8476 | 0.12088 | 2.433% | 8.7463 | 0.8 | 0.8 | 0.8 | 54.72 | 7.2094 | 3.9748 | 3.9748 | 0 | 0% | 603.25 | 68.4 | 0 | 534.85 | 603.25 | 54.72 | 0 | 548.53 | Winter | 0 | 0 | 0 | 0 | 0 | 0 | 0 | 0 | 1 | 1
2003-12-01 | 12 | 1 | 1:00 | 6.9 | 1 | 1 | 44 |  | 11 | 7.5283 | 3.9376 | 11.4659 | 95% | 1 | 68.4 | 9.0117 | 4.9685 | 4.9685 | 0 | 0% | 8.9583 | 1 | 1 | 1 | 68.4 | 9.0117 | 4.9685 | 4.9685 | 0 | 0% | 617.75 | 68.4 | 0 | 549.35 | 617.75 | 68.4 | 0 | 549.35 | Winter | 0 | FALSE | 0 | 0 | 0 | 0 | 0 | 0 | 1 | 1
2003-12-01 | 12 | 1 | 2:00 | 7.4 | 2 | 1 | 45 |  | 10 | 6.8439 | 3.1501 | 9.994 | 95% | 1 | 68.4 | 9.0117 | 4.9685 | 4.9685 | 0 | 0% | 9.1557 | 1 | 1 | 1 | 68.4 | 9.0117 | 4.9685 | 4.9685 | 0 | 0% | 631.25 | 68.4 | 0 | 562.85 | 631.25 | 68.4 | 0 | 562.85 | Winter | 0 | FALSE | 0 | 0 | 0 | 0 | 0 | 0 | 1 | 1
2003-12-01 | 12 | 1 | 3:00 | 7.8 | 3 | 1 | 46 |  | 9 | 6.1595 | 3.4126 | 9.5721 | 95% | 1 | 68.4 | 9.0117 | 4.9685 | 4.9685 | 0 | 0% | 8.8341 | 1 | 1 | 1 | 68.4 | 9.0117 | 4.9685 | 4.9685 | 0 | 0% | 609.25 | 68.4 | 0 | 540.85 | 609.25 | 68.4 | 0 | 540.85 | Winter | 0 | FALSE | 0 | 0 | 0 | 0 | 0 | 0 | 1 | 1
2003-12-01 | 12 | 1 | 4:00 | 8.3 | 4 | 1 | 47 |  | 8 | 5.4751 | 3.1501 | 8.6252 | 95% | 1 | 68.4 | 9.0117 | 4.9685 | 4.9685 | 0 | 0% | 8.9437 | 1 | 1 | 1 | 68.4 | 9.0117 | 4.9685 | 4.9685 | 0 | 0% | 616.75 | 68.4 | 0 | 548.35 | 616.75 | 68.4 | 0 | 548.35 | Winter | 0 | FALSE | 0 | 0 | 0 | 0 | 0 | 0 | 1 | 1
2003-12-01 | 12 | 1 | 5:00 | 7.8 | 5 | 1 | 46 |  | 9 | 6.1595 | 3.1501 | 9.3096 | 95% | 1 | 68.4 | 9.0117 | 4.9685 | 4.9685 | 0 | 0% | 9.174 | 1 | 1 | 1 | 68.4 | 9.0117 | 4.9685 | 4.9685 | 0 | 0% | 632.5 | 68.4 | 0 | 564.1 | 632.5 | 68.4 | 0 | 564.1 | Winter | 0 | FALSE | 0 | 0 | 0 | 0 | 0 | 0 | 1 | 1
2003-12-01 | 12 | 1 | 6:00 | 7.2 | 6 | 1 | 45 |  | 10 | 6.8439 | 3.9376 | 10.7815 | 95% | 1 | 68.4 | 9.0117 | 4.9685 | 4.9685 | 0 | 0% | 8.7683 | 1 | 1 | 1 | 68.4 | 9.0117 | 4.9685 | 4.9685 | 0 | 0% | 604.75 | 68.4 | 0 | 536.35 | 604.75 | 68.4 | 0 | 536.35 | Winter | 0 | FALSE | 0 | 0 | 0 | 0 | 0 | 0 | 1 | 1
2003-12-01 | 12 | 1 | 7:00 | 7.2 | 7 | 1 | 45 |  | 10 | 6.8439 | 4.7252 | 11.569 | 95% | 1 | 68.4 | 9.0117 | 4.9685 | 4.9685 | 0 | 0% | 9.163 | 1 | 1 | 1 | 68.4 | 9.0117 | 4.9685 | 4.9685 | 0 | 0% | 631.75 | 68.4 | 0 | 563.35 | 631.75 | 68.4 | 0 | 563.35 | Winter | 0 | FALSE | 0 | 0 | 0 | 0 | 0 | 0 | 1 | 1
2003-12-01 | 12 | 1 | 8:00 | 7.8 | 8 | 1 | 46 |  | 9 | 6.1595 | 7.6128 | 13.7723 | 95% | 1 | 68.4 | 9.0117 | 4.9685 | 4.9685 | 0 | 0% | 11.1367 | 1 | 1 | 1 | 68.4 | 9.0117 | 4.9685 | 4.9685 | 0 | 0% | 766.75 | 68.4 | 0 | 698.35 | 766.75 | 68.4 | 0 | 698.35 | Winter | 0 | FALSE | 0 | 0 | 0 | 0 | 0 | 0 | 1 | 1
2003-12-01 | 12 | 1 | 9:00 | 8.9 | 9 | 1 | 48 |  | 7 | 4.7907 | 6.5627 | 11.3534 | 95% | 1 | 68.4 | 9.0117 | 4.9685 | 4.9685 | 0 | 0% | 13.3077 | 1 | 1 | 1 | 68.4 | 9.0117 | 4.9685 | 4.9685 | 0 | 0% | 915.25 | 68.4 | 0 | 846.85 | 915.25 | 68.4 | 0 | 846.85 | Winter | 0 | FALSE | 0 | 0 | 0 | 0 | 0 | 0 | 1 | 1
2003-12-01 | 12 | 1 | 10:00 | 8.3 | 10 | 1 | 47 |  | 8 | 5.4751 | 6.0377 | 11.5128 | 95% | 1 | 68.4 | 9.0117 | 4.9685 | 4.9685 | 0 | 0% | 14.1959 | 1 | 1 | 1 | 68.4 | 9.0117 | 4.9685 | 4.9685 | 0 | 0% | 976 | 68.4 | 0 | 907.6 | 976 | 68.4 | 0 | 907.6 | Winter | 0 | FALSE | 0 | 0 | 0 | 0 | 0 | 0 | 1 | 1
2003-12-01 | 12 | 1 | 11:00 | 8.3 | 11 | 1 | 47 |  | 8 | 5.4751 | 5.2502 | 10.7253 | 95% | 1 | 68.4 | 9.0117 | 4.9685 | 4.9685 | 0 | 0% | 14.2471 | 1 | 1 | 1 | 68.4 | 9.0117 | 4.9685 | 4.9685 | 0 | 0% | 979.5 | 68.4 | 0 | 911.1 | 979.5 | 68.4 | 0 | 911.1 | Winter | 0 | FALSE | 0 | 0 | 0 | 0 | 0 | 0 | 1 | 1
2003-12-01 | 12 | 1 | 12:00 | 9.4 | 12 | 1 | 49 |  | 6 | 4.1063 | 5.2502 | 9.3565 | 95% | 1 | 68.4 | 9.0117 | 4.9685 | 4.9685 | 0 | 0% | 14.9817 | 1 | 1 | 1 | 68.4 | 9.0117 | 4.9685 | 4.9685 | 0 | 0% | 1029.75 | 68.4 | 0 | 961.35 | 1029.75 | 68.4 | 0 | 961.35 | Winter | 0 | FALSE | 0 | 0 | 0 | 0 | 0 | 0 | 1 | 1
2003-12-01 | 12 | 1 | 13:00 | 8.3 | 13 | 1 | 47 |  | 8 | 5.4751 | 4.7252 | 10.2003 | 95% | 1 | 68.4 | 9.0117 | 4.9685 | 4.9685 | 0 | 0% | 14.894 | 1 | 1 | 1 | 68.4 | 9.0117 | 4.9685 | 4.9685 | 0 | 0% | 1023.75 | 68.4 | 0 | 955.35 | 1023.75 | 68.4 | 0 | 955.35 | Winter | 0 | FALSE | 0 | 0 | 0 | 0 | 0 | 0 | 1 | 1
2003-12-01 | 12 | 1 | 14:00 | 8.3 | 14 | 1 | 47 |  | 8 | 5.4751 | 3.9376 | 9.4127 | 95% | 1 | 68.4 | 9.0117 | 4.9685 | 4.9685 | 0 | 0% | 14.4993 | 1 | 1 | 1 | 68.4 | 9.0117 | 4.9685 | 4.9685 | 0 | 0% | 996.75 | 68.4 | 0 | 928.35 | 996.75 | 68.4 | 0 | 928.35 | Winter | 0 | FALSE | 0 | 0 | 0 | 0 | 0 | 0 | 1 | 1
2003-12-01 | 12 | 1 | 15:00 | 4.4 | 15 | 1 | 40 |  | 15 | 10.2658 | 3.6751 | 13.9409 | 95% | 1 | 68.4 | 9.0117 | 4.9685 | 4.9685 | 0 | 0% | 15 | 1 | 1 | 1 | 68.4 | 9.0117 | 4.9685 | 4.9685 | 0 | 0% | 1031 | 68.4 | 0 | 962.6 | 1031 | 68.4 | 0 | 962.6 | Winter | 0 | FALSE | 0 | 0 | 0 | 0 | 0 | 0 | 1 | 1
2003-12-01 | 12 | 1 | 16:00 | 6.1 | 16 | 1 | 43 |  | 12 | 8.2126 | 3.6751 | 11.8878 | 95% | 1 | 68.4 | 9.0117 | 4.9685 | 4.9685 | 0 | 0% | 14.2215 | 1 | 1 | 1 | 68.4 | 9.0117 | 4.9685 | 4.9685 | 0 | 0% | 977.75 | 68.4 | 0 | 909.35 | 977.75 | 68.4 | 0 | 909.35 | Winter | 0 | FALSE | 0 | 0 | 0 | 0 | 0 | 0 | 1 | 1
2003-12-01 | 12 | 1 | 17:00 | 5 | 17 | 1 | 41 |  | 14 | 9.5814 | 4.7252 | 14.3066 | 95% | 1 | 68.4 | 9.0117 | 4.9685 | 4.9685 | 0 | 0% | 14.4883 | 1 | 1 | 1 | 68.4 | 9.0117 | 4.9685 | 4.9685 | 0 | 0% | 996 | 68.4 | 0 | 927.6 | 996 | 68.4 | 0 | 927.6 | Winter | 1 | FALSE | 1 | 68.4 | 68.4 | 0 | 0 | 0 | 1 | 1
2003-12-01 | 12 | 1 | 18:00 | 5 | 18 | 1 | 41 |  | 14 | 9.5814 | 6.0377 | 15.6191 | 95% | 1 | 68.4 | 9.0117 | 4.9685 | 4.9685 | 0 | 0% | 13.75 | 1 | 1 | 1 | 68.4 | 9.0117 | 4.9685 | 4.9685 | 0 | 0% | 945.5 | 68.4 | 0 | 877.1 | 945.5 | 68.4 | 0 | 877.1 | Winter | 1 | FALSE | 1 | 68.4 | 68.4 | 0 | 0 | 0 | 1 | 1
2003-12-01 | 12 | 1 | 19:00 | 3.9 | 19 | 1 | 39 |  | 16 | 10.9502 | 6.5627 | 17.5129 | 95% | 1 | 68.4 | 9.0117 | 4.9685 | 4.9685 | 0 | 0% | 13.1689 | 1 | 1 | 1 | 68.4 | 9.0117 | 4.9685 | 4.9685 | 0 | 0% | 905.75 | 68.4 | 0 | 837.35 | 905.75 | 68.4 | 0 | 837.35 | Winter | 0 | FALSE | 0 | 0 | 0 | 0 | 0 | 0 | 1 | 1
2003-12-01 | 12 | 1 | 20:00 | 3.3 | 20 | 1 | 38 |  | 17 | 11.6346 | 5.7752 | 17.4098 | 95% | 1 | 68.4 | 9.0117 | 4.9685 | 4.9685 | 0 | 0% | 12.1966 | 1 | 1 | 1 | 68.4 | 9.0117 | 4.9685 | 4.9685 | 0 | 0% | 839.25 | 68.4 | 0 | 770.85 | 839.25 | 68.4 | 0 | 770.85 | Winter | 0 | FALSE | 0 | 0 | 0 | 0 | 0 | 0 | 1 | 1
2003-12-01 | 12 | 1 | 21:00 | 2.8 | 21 | 1 | 37 |  | 18 | 12.319 | 4.7252 | 17.0441 | 95% | 1 | 68.4 | 9.0117 | 4.9685 | 4.9685 | 0 | 0% | 10.2485 | 1 | 1 | 1 | 68.4 | 9.0117 | 4.9685 | 4.9685 | 0 | 0% | 706 | 68.4 | 0 | 637.6 | 706 | 68.4 | 0 | 637.6 | Winter | 0 | FALSE | 0 | 0 | 0 | 0 | 0 | 0 | 1 | 1
2003-12-01 | 12 | 1 | 22:00 | 2.2 | 22 | 1 | 36 |  | 19 | 13.0033 | 4.2002 | 17.2035 | 95% | 1 | 68.4 | 9.0117 | 4.9685 | 4.9685 | 0 | 0% | 10.0877 | 1 | 1 | 1 | 68.4 | 9.0117 | 4.9685 | 4.9685 | 0 | 0% | 695 | 68.4 | 0 | 626.6 | 695 | 68.4 | 0 | 626.6 | Winter | 0 | FALSE | 0 | 0 | 0 | 0 | 0 | 0 | 1 | 1
2003-12-01 | 12 | 1 | 23:00 | 1.7 | 23 | 1 | 35 |  | 20 | 13.6877 | 5.2502 | 18.9379 | 95% | 1 | 68.4 | 9.0117 | 4.9685 | 4.9685 | 0 | 0% | 9.3823 | 1 | 1 | 1 | 68.4 | 9.0117 | 4.9685 | 4.9685 | 0 | 0% | 646.75 | 68.4 | 0 | 578.35 | 646.75 | 68.4 | 0 | 578.35 | Winter | 0 | FALSE | 0 | 0 | 0 | 0 | 0 | 0 | 1 | 1
2003-12-01 | 12 | 1 | 24:00 | 1.1 | 0 | 1 | 34 |  | 21 | 14.3721 | 4.2002 | 18.5723 | 95% | 1 | 68.4 | 9.0117 | 4.9685 | 4.9685 | 0 | 0% | 9.3531 | 1 | 1 | 1 | 68.4 | 9.0117 | 4.9685 | 4.9685 | 0 | 0% | 644.75 | 68.4 | 0 | 576.35 | 644.75 | 68.4 | 0 | 576.35 | Winter | 0 | FALSE | 0 | 0 | 0 | 0 | 0 | 0 | 1 | 1
2003-12-02 | 12 | 2 | 1:00 | 1.1 | 1 | 1 | 34 |  | 21 | 14.3721 | 3.9376 | 18.3098 | 95% | 1 | 68.4 | 9.0117 | 4.9685 | 4.9685 | 0 | 0% | 9.1338 | 1 | 1 | 1 | 68.4 | 9.0117 | 4.9685 | 4.9685 | 0 | 0% | 629.75 | 68.4 | 0 | 561.35 | 629.75 | 68.4 | 0 | 561.35 | Winter | 0 | FALSE | 0 | 0 | 0 | 0 | 0 | 0 | 1 | 1
2003-12-02 | 12 | 2 | 2:00 | 0 | 2 | 1 | 32 |  | 23 | 15.7409 | 3.1501 | 18.891 | 95% | 1 | 68.4 | 9.0117 | 4.9685 | 4.9685 | 0 | 0% | 9.0863 | 1 | 1 | 1 | 68.4 | 9.0117 | 4.9685 | 4.9685 | 0 | 0% | 626.5 | 68.4 | 0 | 558.1 | 626.5 | 68.4 | 0 | 558.1 | Winter | 0 | FALSE | 0 | 0 | 0 | 0 | 0 | 0 | 1 | 1
2003-12-02 | 12 | 2 | 3:00 | 0 | 3 | 1 | 32 |  | 23 | 15.7409 | 3.4126 | 19.1535 | 95% | 1 | 68.4 | 9.0117 | 4.9685 | 4.9685 | 0 | 0% | 8.9474 | 1 | 1 | 1 | 68.4 | 9.0117 | 4.9685 | 4.9685 | 0 | 0% | 617 | 68.4 | 0 | 548.6 | 617 | 68.4 | 0 | 548.6 | Winter | 0 | FALSE | 0 | 0 | 0 | 0 | 0 | 0 | 1 | 1
2003-12-02 | 12 | 2 | 4:00 | 0 | 4 | 1 | 32 |  | 23 | 15.7409 | 3.1501 | 18.891 | 95% | 1 | 68.4 | 9.0117 | 4.9685 | 4.9685 | 0 | 0% | 9.0132 | 1 | 1 | 1 | 68.4 | 9.0117 | 4.9685 | 4.9685 | 0 | 0% | 621.5 | 68.4 | 0 | 553.1 | 621.5 | 68.4 | 0 | 553.1 | Winter | 0 | FALSE | 0 | 0 | 0 | 0 | 0 | 0 | 1 | 1
2003-12-02 | 12 | 2 | 5:00 | 0 | 5 | 1 | 32 |  | 23 | 15.7409 | 3.1501 | 18.891 | 95% | 1 | 68.4 | 9.0117 | 4.9685 | 4.9685 | 0 | 0% | 9.0716 | 1 | 1 | 1 | 68.4 | 9.0117 | 4.9685 | 4.9685 | 0 | 0% | 625.5 | 68.4 | 0 | 557.1 | 625.5 | 68.4 | 0 | 557.1 | Winter | 0 | FALSE | 0 | 0 | 0 | 0 | 0 | 0 | 1 | 1
2003-12-02 | 12 | 2 | 6:00 | 0.6 | 6 | 1 | 33 |  | 22 | 15.0565 | 3.9376 | 18.9942 | 95% | 1 | 68.4 | 9.0117 | 4.9685 | 4.9685 | 0 | 0% | 9.3713 | 1 | 1 | 1 | 68.4 | 9.0117 | 4.9685 | 4.9685 | 0 | 0% | 646 | 68.4 | 0 | 577.6 | 646 | 68.4 | 0 | 577.6 | Winter | 0 | FALSE | 0 | 0 | 0 | 0 | 0 | 0 | 1 | 1
2003-12-02 | 12 | 2 | 7:00 | -1.7 | 7 | 1 | 29 |  | 26 | 17.7941 | 4.7252 | 22.5192 | 95% | 1 | 68.4 | 9.0117 | 4.9685 | 4.9685 | 0 | 0% | 9.3567 | 1 | 1 | 1 | 68.4 | 9.0117 | 4.9685 | 4.9685 | 0 | 0% | 645 | 68.4 | 0 | 576.6 | 645 | 68.4 | 0 | 576.6 | Winter | 0 | FALSE | 0 | 0 | 0 | 0 | 0 | 0 | 1 | 1
2003-12-02 | 12 | 2 | 8:00 | -1.7 | 8 | 1 | 29 |  | 26 | 17.7941 | 7.6128 | 25.4068 | 95% | 1 | 68.4 | 9.0117 | 4.9685 | 4.9685 | 0 | 0% | 10.3984 | 1 | 1 | 1 | 68.4 | 9.0117 | 4.9685 | 4.9685 | 0 | 0% | 716.25 | 68.4 | 0 | 647.85 | 716.25 | 68.4 | 0 | 647.85 | Winter | 0 | FALSE | 0 | 0 | 0 | 0 | 0 | 0 | 1 | 1
2003-12-02 | 12 | 2 | 9:00 | 0 | 9 | 1 | 32 |  | 23 | 15.7409 | 6.5627 | 22.3036 | 95% | 1 | 68.4 | 9.0117 | 4.9685 | 4.9685 | 0 | 0% | 10.9832 | 1 | 1 | 1 | 68.4 | 9.0117 | 4.9685 | 4.9685 | 0 | 0% | 756.25 | 68.4 | 0 | 687.85 | 756.25 | 68.4 | 0 | 687.85 | Winter | 0 | FALSE | 0 | 0 | 0 | 0 | 0 | 0 | 1 | 1
2003-12-02 | 12 | 2 | 10:00 | 0 | 10 | 1 | 32 |  | 23 | 15.7409 | 6.0377 | 21.7786 | 95% | 1 | 68.4 | 9.0117 | 4.9685 | 4.9685 | 0 | 0% | 11.4803 | 1 | 1 | 1 | 68.4 | 9.0117 | 4.9685 | 4.9685 | 0 | 0% | 790.25 | 68.4 | 0 | 721.85 | 790.25 | 68.4 | 0 | 721.85 | Winter | 0 | FALSE | 0 | 0 | 0 | 0 | 0 | 0 | 1 | 1
2003-12-02 | 12 | 2 | 11:00 | -2.8 | 11 | 1 | 27 |  | 28 | 19.1628 | 5.2502 | 24.413 | 95% | 1 | 68.4 | 9.0117 | 4.9685 | 4.9685 | 0 | 0% | 12.3063 | 1 | 1 | 1 | 68.4 | 9.0117 | 4.9685 | 4.9685 | 0 | 0% | 846.75 | 68.4 | 0 | 778.35 | 846.75 | 68.4 | 0 | 778.35 | Winter | 0 | FALSE | 0 | 0 | 0 | 0 | 0 | 0 | 1 | 1
2003-12-02 | 12 | 2 | 12:00 | -1.7 | 12 | 1 | 29 |  | 26 | 17.7941 | 5.2502 | 23.0442 | 95% | 1 | 68.4 | 9.0117 | 4.9685 | 4.9685 | 0 | 0% | 12.9861 | 1 | 1 | 1 | 68.4 | 9.0117 | 4.9685 | 4.9685 | 0 | 0% | 893.25 | 68.4 | 0 | 824.85 | 893.25 | 68.4 | 0 | 824.85 | Winter | 0 | FALSE | 0 | 0 | 0 | 0 | 0 | 0 | 1 | 1
2003-12-02 | 12 | 2 | 13:00 | -2.8 | 13 | 1 | 27 |  | 28 | 19.1628 | 4.7252 | 23.888 | 95% | 1 | 68.4 | 9.0117 | 4.9685 | 4.9685 | 0 | 0% | 12.3575 | 1 | 1 | 1 | 68.4 | 9.0117 | 4.9685 | 4.9685 | 0 | 0% | 850.25 | 68.4 | 0 | 781.85 | 850.25 | 68.4 | 0 | 781.85 | Winter | 0 | FALSE | 0 | 0 | 0 | 0 | 0 | 0 | 1 | 1
2003-12-02 | 12 | 2 | 14:00 | -1.1 | 14 | 1 | 30 |  | 25 | 17.1097 | 3.9376 | 21.0473 | 95% | 1 | 68.4 | 9.0117 | 4.9685 | 4.9685 | 0 | 0% | 12.9861 | 1 | 1 | 1 | 68.4 | 9.0117 | 4.9685 | 4.9685 | 0 | 0% | 893.25 | 68.4 | 0 | 824.85 | 893.25 | 68.4 | 0 | 824.85 | Winter | 0 | FALSE | 0 | 0 | 0 | 0 | 0 | 0 | 1 | 1
2003-12-02 | 12 | 2 | 15:00 | -2.2 | 15 | 1 | 28 |  | 27 | 18.4784 | 3.6751 | 22.1536 | 95% | 1 | 68.4 | 9.0117 | 4.9685 | 4.9685 | 0 | 0% | 12.1162 | 1 | 1 | 1 | 68.4 | 9.0117 | 4.9685 | 4.9685 | 0 | 0% | 833.75 | 68.4 | 0 | 765.35 | 833.75 | 68.4 | 0 | 765.35 | Winter | 0 | FALSE | 0 | 0 | 0 | 0 | 0 | 0 | 1 | 1
2003-12-02 | 12 | 2 | 16:00 | -4.4 | 16 | 1 | 24 |  | 31 | 21.216 | 3.6751 | 24.8911 | 95% | 1 | 68.4 | 9.0117 | 4.9685 | 4.9685 | 0 | 0% | 12.1528 | 1 | 1 | 1 | 68.4 | 9.0117 | 4.9685 | 4.9685 | 0 | 0% | 836.25 | 68.4 | 0 | 767.85 | 836.25 | 68.4 | 0 | 767.85 | Winter | 0 | FALSE | 0 | 0 | 0 | 0 | 0 | 0 | 1 | 1
2003-12-02 | 12 | 2 | 17:00 | -5 | 17 | 1 | 23 |  | 32 | 21.9004 | 4.7252 | 26.6256 | 95% | 1 | 68.4 | 9.0117 | 4.9685 | 4.9685 | 0 | 0% | 11.9481 | 1 | 1 | 1 | 68.4 | 9.0117 | 4.9685 | 4.9685 | 0 | 0% | 822.25 | 68.4 | 0 | 753.85 | 822.25 | 68.4 | 0 | 753.85 | Winter | 1 | FALSE | 1 | 68.4 | 68.4 | 0 | 0 | 0 | 1 | 1
2003-12-02 | 12 | 2 | 18:00 | -5.6 | 18 | 1 | 22 |  | 33 | 22.5848 | 6.0377 | 28.6225 | 95% | 1 | 68.4 | 9.0117 | 4.9685 | 4.9685 | 0 | 0% | 11.8385 | 1 | 1 | 1 | 68.4 | 9.0117 | 4.9685 | 4.9685 | 0 | 0% | 814.75 | 68.4 | 0 | 746.35 | 814.75 | 68.4 | 0 | 746.35 | Winter | 1 | FALSE | 1 | 68.4 | 68.4 | 0 | 0 | 0 | 1 | 1
2003-12-02 | 12 | 2 | 19:00 | -6.7 | 19 | 1 | 20 |  | 35 | 23.9535 | 6.5627 | 30.5163 | 95% | 1 | 68.4 | 9.0117 | 4.9685 | 4.9685 | 0 | 0% | 11.2025 | 1 | 1 | 1 | 68.4 | 9.0117 | 4.9685 | 4.9685 | 0 | 0% | 771.25 | 68.4 | 0 | 702.85 | 771.25 | 68.4 | 0 | 702.85 | Winter | 0 | FALSE | 0 | 0 | 0 | 0 | 0 | 0 | 1 | 1
2003-12-02 | 12 | 2 | 20:00 | -7.2 | 20 | 1 | 19 |  | 36 | 24.6379 | 5.7752 | 30.4131 | 95% | 1 | 68.4 | 9.0117 | 4.9685 | 4.9685 | 0 | 0% | 10.8808 | 1 | 1 | 1 | 68.4 | 9.0117 | 4.9685 | 4.9685 | 0 | 0% | 749.25 | 68.4 | 0 | 680.85 | 749.25 | 68.4 | 0 | 680.85 | Winter | 0 | FALSE | 0 | 0 | 0 | 0 | 0 | 0 | 1 | 1
2003-12-02 | 12 | 2 | 21:00 | -7.2 | 21 | 1 | 19 |  | 36 | 24.6379 | 4.7252 | 29.3631 | 95% | 1 | 68.4 | 9.0117 | 4.9685 | 4.9685 | 0 | 0% | 10.9247 | 1 | 1 | 1 | 68.4 | 9.0117 | 4.9685 | 4.9685 | 0 | 0% | 752.25 | 68.4 | 0 | 683.85 | 752.25 | 68.4 | 0 | 683.85 | Winter | 0 | FALSE | 0 | 0 | 0 | 0 | 0 | 0 | 1 | 1
2003-12-02 | 12 | 2 | 22:00 | -7.8 | 22 | 1 | 18 |  | 37 | 25.3223 | 4.2002 | 29.5225 | 95% | 1 | 68.4 | 9.0117 | 4.9685 | 4.9685 | 0 | 0% | 10.6031 | 1 | 1 | 1 | 68.4 | 9.0117 | 4.9685 | 4.9685 | 0 | 0% | 730.25 | 68.4 | 0 | 661.85 | 730.25 | 68.4 | 0 | 661.85 | Winter | 0 | FALSE | 0 | 0 | 0 | 0 | 0 | 0 | 1 | 1
2003-12-02 | 12 | 2 | 23:00 | -7.8 | 23 | 1 | 18 |  | 37 | 25.3223 | 5.2502 | 30.5725 | 95% | 1 | 68.4 | 9.0117 | 4.9685 | 4.9685 | 0 | 0% | 10.0037 | 1 | 1 | 1 | 68.4 | 9.0117 | 4.9685 | 4.9685 | 0 | 0% | 689.25 | 68.4 | 0 | 620.85 | 689.25 | 68.4 | 0 | 620.85 | Winter | 0 | FALSE | 0 | 0 | 0 | 0 | 0 | 0 | 1 | 1
2003-12-02 | 12 | 2 | 24:00 | -8.3 | 0 | 1 | 17 |  | 38 | 26.0067 | 4.2002 | 30.2069 | 95% | 1 | 68.4 | 9.0117 | 4.9685 | 4.9685 | 0 | 0% | 10.0329 | 1 | 1 | 1 | 68.4 | 9.0117 | 4.9685 | 4.9685 | 0 | 0% | 691.25 | 68.4 | 0 | 622.85 | 691.25 | 68.4 | 0 | 622.85 | Winter | 0 | FALSE | 0 | 0 | 0 | 0 | 0 | 0 | 1 | 1
2003-12-03 | 12 | 3 | 1:00 | -8.9 | 1 | 1 | 16 |  | 39 | 26.6911 | 3.9376 | 30.6287 | 95% | 1 | 68.4 | 9.0117 | 4.9685 | 4.9685 | 0 | 0% | 9.4993 | 1 | 1 | 1 | 68.4 | 9.0117 | 4.9685 | 4.9685 | 0 | 0% | 654.75 | 68.4 | 0 | 586.35 | 654.75 | 68.4 | 0 | 586.35 | Winter | 0 | FALSE | 0 | 0 | 0 | 0 | 0 | 0 | 1 | 1
2003-12-03 | 12 | 3 | 2:00 | -8.9 | 2 | 1 | 16 |  | 39 | 26.6911 | 3.1501 | 29.8412 | 95% | 1 | 68.4 | 9.0117 | 4.9685 | 4.9685 | 0 | 0% | 9.4993 | 1 | 1 | 1 | 68.4 | 9.0117 | 4.9685 | 4.9685 | 0 | 0% | 654.75 | 68.4 | 0 | 586.35 | 654.75 | 68.4 | 0 | 586.35 | Winter | 0 | FALSE | 0 | 0 | 0 | 0 | 0 | 0 | 1 | 1
2003-12-03 | 12 | 3 | 3:00 | -8.9 | 3 | 1 | 16 |  | 39 | 26.6911 | 3.4126 | 30.1037 | 95% | 1 | 68.4 | 9.0117 | 4.9685 | 4.9685 | 0 | 0% | 9.3385 | 1 | 1 | 1 | 68.4 | 9.0117 | 4.9685 | 4.9685 | 0 | 0% | 643.75 | 68.4 | 0 | 575.35 | 643.75 | 68.4 | 0 | 575.35 | Winter | 0 | FALSE | 0 | 0 | 0 | 0 | 0 | 0 | 1 | 1
2003-12-03 | 12 | 3 | 4:00 | -8.9 | 4 | 1 | 16 |  | 39 | 26.6911 | 3.1501 | 29.8412 | 95% | 1 | 68.4 | 9.0117 | 4.9685 | 4.9685 | 0 | 0% | 9.0789 | 1 | 1 | 1 | 68.4 | 9.0117 | 4.9685 | 4.9685 | 0 | 0% | 626 | 68.4 | 0 | 557.6 | 626 | 68.4 | 0 | 557.6 | Winter | 0 | FALSE | 0 | 0 | 0 | 0 | 0 | 0 | 1 | 1
2003-12-03 | 12 | 3 | 5:00 | -8.9 | 5 | 1 | 16 |  | 39 | 26.6911 | 3.1501 | 29.8412 | 95% | 1 | 68.4 | 9.0117 | 4.9685 | 4.9685 | 0 | 0% | 9.5395 | 1 | 1 | 1 | 68.4 | 9.0117 | 4.9685 | 4.9685 | 0 | 0% | 657.5 | 68.4 | 0 | 589.1 | 657.5 | 68.4 | 0 | 589.1 | Winter | 0 | FALSE | 0 | 0 | 0 | 0 | 0 | 0 | 1 | 1
2003-12-03 | 12 | 3 | 6:00 | -8.9 | 6 | 1 | 16 |  | 39 | 26.6911 | 3.9376 | 30.6287 | 95% | 1 | 68.4 | 9.0117 | 4.9685 | 4.9685 | 0 | 0% | 9.587 | 1 | 1 | 1 | 68.4 | 9.0117 | 4.9685 | 4.9685 | 0 | 0% | 660.75 | 68.4 | 0 | 592.35 | 660.75 | 68.4 | 0 | 592.35 | Winter | 0 | FALSE | 0 | 0 | 0 | 0 | 0 | 0 | 1 | 1
2003-12-03 | 12 | 3 | 7:00 | -8.9 | 7 | 1 | 16 |  | 39 | 26.6911 | 4.7252 | 31.4163 | 95% | 1 | 68.4 | 9.0117 | 4.9685 | 4.9685 | 0 | 0% | 9.576 | 1 | 1 | 1 | 68.4 | 9.0117 | 4.9685 | 4.9685 | 0 | 0% | 660 | 68.4 | 0 | 591.6 | 660 | 68.4 | 0 | 591.6 | Winter | 0 | FALSE | 0 | 0 | 0 | 0 | 0 | 0 | 1 | 1
2003-12-03 | 12 | 3 | 8:00 | -8.3 | 8 | 1 | 17 |  | 38 | 26.0067 | 7.6128 | 33.6195 | 95% | 1 | 68.4 | 9.0117 | 4.9685 | 4.9685 | 0 | 0% | 10.7566 | 1 | 1 | 1 | 68.4 | 9.0117 | 4.9685 | 4.9685 | 0 | 0% | 740.75 | 68.4 | 0 | 672.35 | 740.75 | 68.4 | 0 | 672.35 | Winter | 0 | FALSE | 0 | 0 | 0 | 0 | 0 | 0 | 1 | 1
2003-12-03 | 12 | 3 | 9:00 | -7.2 | 9 | 1 | 19 |  | 36 | 24.6379 | 6.5627 | 31.2007 | 95% | 1 | 68.4 | 9.0117 | 4.9685 | 4.9685 | 0 | 0% | 11.5314 | 1 | 1 | 1 | 68.4 | 9.0117 | 4.9685 | 4.9685 | 0 | 0% | 793.75 | 68.4 | 0 | 725.35 | 793.75 | 68.4 | 0 | 725.35 | Winter | 0 | FALSE | 0 | 0 | 0 | 0 | 0 | 0 | 1 | 1
2003-12-03 | 12 | 3 | 10:00 | -5.6 | 10 | 1 | 22 |  | 33 | 22.5848 | 6.0377 | 28.6225 | 95% | 1 | 68.4 | 9.0117 | 4.9685 | 4.9685 | 0 | 0% | 11.6776 | 1 | 1 | 1 | 68.4 | 9.0117 | 4.9685 | 4.9685 | 0 | 0% | 803.75 | 68.4 | 0 | 735.35 | 803.75 | 68.4 | 0 | 735.35 | Winter | 0 | FALSE | 0 | 0 | 0 | 0 | 0 | 0 | 1 | 1
2003-12-03 | 12 | 3 | 11:00 | -4.4 | 11 | 1 | 24 |  | 31 | 21.216 | 5.2502 | 26.4662 | 95% | 1 | 68.4 | 9.0117 | 4.9685 | 4.9685 | 0 | 0% | 12.0614 | 1 | 1 | 1 | 68.4 | 9.0117 | 4.9685 | 4.9685 | 0 | 0% | 830 | 68.4 | 0 | 761.6 | 830 | 68.4 | 0 | 761.6 | Winter | 0 | FALSE | 0 | 0 | 0 | 0 | 0 | 0 | 1 | 1
2003-12-03 | 12 | 3 | 12:00 | -2.8 | 12 | 1 | 27 |  | 28 | 19.1628 | 5.2502 | 24.413 | 95% | 1 | 68.4 | 9.0117 | 4.9685 | 4.9685 | 0 | 0% | 12.2186 | 1 | 1 | 1 | 68.4 | 9.0117 | 4.9685 | 4.9685 | 0 | 0% | 840.75 | 68.4 | 0 | 772.35 | 840.75 | 68.4 | 0 | 772.35 | Winter | 0 | FALSE | 0 | 0 | 0 | 0 | 0 | 0 | 1 | 1
2003-12-03 | 12 | 3 | 13:00 | -1.7 | 13 | 1 | 29 |  | 26 | 17.7941 | 4.7252 | 22.5192 | 95% | 1 | 68.4 | 9.0117 | 4.9685 | 4.9685 | 0 | 0% | 12.6023 | 1 | 1 | 1 | 68.4 | 9.0117 | 4.9685 | 4.9685 | 0 | 0% | 867 | 68.4 | 0 | 798.6 | 867 | 68.4 | 0 | 798.6 | Winter | 0 | FALSE | 0 | 0 | 0 | 0 | 0 | 0 | 1 | 1
2003-12-03 | 12 | 3 | 14:00 | -1.1 | 14 | 1 | 30 |  | 25 | 17.1097 | 3.9376 | 21.0473 | 95% | 1 | 68.4 | 9.0117 | 4.9685 | 4.9685 | 0 | 0% | 12.6279 | 1 | 1 | 1 | 68.4 | 9.0117 | 4.9685 | 4.9685 | 0 | 0% | 868.75 | 68.4 | 0 | 800.35 | 868.75 | 68.4 | 0 | 800.35 | Winter | 0 | FALSE | 0 | 0 | 0 | 0 | 0 | 0 | 1 | 1
2003-12-03 | 12 | 3 | 15:00 | -1.1 | 15 | 1 | 30 |  | 25 | 17.1097 | 3.6751 | 20.7848 | 95% | 1 | 68.4 | 9.0117 | 4.9685 | 4.9685 | 0 | 0% | 12.0833 | 1 | 1 | 1 | 68.4 | 9.0117 | 4.9685 | 4.9685 | 0 | 0% | 831.5 | 68.4 | 0 | 763.1 | 831.5 | 68.4 | 0 | 763.1 | Winter | 0 | FALSE | 0 | 0 | 0 | 0 | 0 | 0 | 1 | 1
2003-12-03 | 12 | 3 | 16:00 | -1.7 | 16 | 1 | 29 |  | 26 | 17.7941 | 3.6751 | 21.4692 | 95% | 1 | 68.4 | 9.0117 | 4.9685 | 4.9685 | 0 | 0% | 12.9532 | 1 | 1 | 1 | 68.4 | 9.0117 | 4.9685 | 4.9685 | 0 | 0% | 891 | 68.4 | 0 | 822.6 | 891 | 68.4 | 0 | 822.6 | Winter | 0 | FALSE | 0 | 0 | 0 | 0 | 0 | 0 | 1 | 1
2003-12-03 | 12 | 3 | 17:00 | -2.8 | 17 | 1 | 27 |  | 28 | 19.1628 | 4.7252 | 23.888 | 95% | 1 | 68.4 | 9.0117 | 4.9685 | 4.9685 | 0 | 0% | 14.6784 | 1 | 1 | 1 | 68.4 | 9.0117 | 4.9685 | 4.9685 | 0 | 0% | 1009 | 68.4 | 0 | 940.6 | 1009 | 68.4 | 0 | 940.6 | Winter | 1 | FALSE | 1 | 68.4 | 68.4 | 0 | 0 | 0 | 1 | 1
2003-12-03 | 12 | 3 | 18:00 | -2.8 | 18 | 1 | 27 |  | 28 | 19.1628 | 6.0377 | 25.2006 | 95% | 1 | 68.4 | 9.0117 | 4.9685 | 4.9685 | 0 | 0% | 14.3129 | 1 | 1 | 1 | 68.4 | 9.0117 | 4.9685 | 4.9685 | 0 | 0% | 984 | 68.4 | 0 | 915.6 | 984 | 68.4 | 0 | 915.6 | Winter | 1 | FALSE | 1 | 68.4 | 68.4 | 0 | 0 | 0 | 1 | 1
2003-12-03 | 12 | 3 | 19:00 | -3.3 | 19 | 1 | 26 |  | 29 | 19.8472 | 6.5627 | 26.41 | 95% | 1 | 68.4 | 9.0117 | 4.9685 | 4.9685 | 0 | 0% | 13.4466 | 1 | 1 | 1 | 68.4 | 9.0117 | 4.9685 | 4.9685 | 0 | 0% | 924.75 | 68.4 | 0 | 856.35 | 924.75 | 68.4 | 0 | 856.35 | Winter | 0 | FALSE | 0 | 0 | 0 | 0 | 0 | 0 | 1 | 1
2003-12-03 | 12 | 3 | 20:00 | -3.9 | 20 | 1 | 25 |  | 30 | 20.5316 | 5.7752 | 26.3068 | 95% | 1 | 68.4 | 9.0117 | 4.9685 | 4.9685 | 0 | 0% | 13.1323 | 1 | 1 | 1 | 68.4 | 9.0117 | 4.9685 | 4.9685 | 0 | 0% | 903.25 | 68.4 | 0 | 834.85 | 903.25 | 68.4 | 0 | 834.85 | Winter | 0 | FALSE | 0 | 0 | 0 | 0 | 0 | 0 | 1 | 1
2003-12-03 | 12 | 3 | 21:00 | -4.4 | 21 | 1 | 24 |  | 31 | 21.216 | 4.7252 | 25.9412 | 95% | 1 | 68.4 | 9.0117 | 4.9685 | 4.9685 | 0 | 0% | 12.6937 | 1 | 1 | 1 | 68.4 | 9.0117 | 4.9685 | 4.9685 | 0 | 0% | 873.25 | 68.4 | 0 | 804.85 | 873.25 | 68.4 | 0 | 804.85 | Winter | 0 | FALSE | 0 | 0 | 0 | 0 | 0 | 0 | 1 | 1
2003-12-03 | 12 | 3 | 22:00 | -4.4 | 22 | 1 | 24 |  | 31 | 21.216 | 4.2002 | 25.4161 | 95% | 1 | 68.4 | 9.0117 | 4.9685 | 4.9685 | 0 | 0% | 10.2595 | 1 | 1 | 1 | 68.4 | 9.0117 | 4.9685 | 4.9685 | 0 | 0% | 706.75 | 68.4 | 0 | 638.35 | 706.75 | 68.4 | 0 | 638.35 | Winter | 0 | FALSE | 0 | 0 | 0 | 0 | 0 | 0 | 1 | 1
2003-12-03 | 12 | 3 | 23:00 | -5 | 23 | 1 | 23 |  | 32 | 21.9004 | 5.2502 | 27.1506 | 95% | 1 | 68.4 | 9.0117 | 4.9685 | 4.9685 | 0 | 0% | 9.6016 | 1 | 1 | 1 | 68.4 | 9.0117 | 4.9685 | 4.9685 | 0 | 0% | 661.75 | 68.4 | 0 | 593.35 | 661.75 | 68.4 | 0 | 593.35 | Winter | 0 | FALSE | 0 | 0 | 0 | 0 | 0 | 0 | 1 | 1
2003-12-03 | 12 | 3 | 24:00 | -5 | 0 | 1 | 23 |  | 32 | 21.9004 | 4.2002 | 26.1005 | 95% | 1 | 68.4 | 9.0117 | 4.9685 | 4.9685 | 0 | 0% | 9.4956 | 1 | 1 | 1 | 68.4 | 9.0117 | 4.9685 | 4.9685 | 0 | 0% | 654.5 | 68.4 | 0 | 586.1 | 654.5 | 68.4 | 0 | 586.1 | Winter | 0 | FALSE | 0 | 0 | 0 | 0 | 0 | 0 | 1 | 1
2003-12-04 | 12 | 4 | 1:00 | -5.6 | 1 | 1 | 22 |  | 33 | 22.5848 | 3.9376 | 26.5224 | 95% | 1 | 68.4 | 9.0117 | 4.9685 | 4.9685 | 0 | 0% | 9.5285 | 1 | 1 | 1 | 68.4 | 9.0117 | 4.9685 | 4.9685 | 0 | 0% | 656.75 | 68.4 | 0 | 588.35 | 656.75 | 68.4 | 0 | 588.35 | Winter | 0 | FALSE | 0 | 0 | 0 | 0 | 0 | 0 | 1 | 1
2003-12-04 | 12 | 4 | 2:00 | -5.6 | 2 | 1 | 22 |  | 33 | 22.5848 | 3.1501 | 25.7349 | 95% | 1 | 68.4 | 9.0117 | 4.9685 | 4.9685 | 0 | 0% | 9.6382 | 1 | 1 | 1 | 68.4 | 9.0117 | 4.9685 | 4.9685 | 0 | 0% | 664.25 | 68.4 | 0 | 595.85 | 664.25 | 68.4 | 0 | 595.85 | Winter | 0 | FALSE | 0 | 0 | 0 | 0 | 0 | 0 | 1 | 1
2003-12-04 | 12 | 4 | 3:00 | -5.6 | 3 | 1 | 22 |  | 33 | 22.5848 | 3.4126 | 25.9974 | 95% | 1 | 68.4 | 9.0117 | 4.9685 | 4.9685 | 0 | 0% | 9.6053 | 1 | 1 | 1 | 68.4 | 9.0117 | 4.9685 | 4.9685 | 0 | 0% | 662 | 68.4 | 0 | 593.6 | 662 | 68.4 | 0 | 593.6 | Winter | 0 | FALSE | 0 | 0 | 0 | 0 | 0 | 0 | 1 | 1
2003-12-04 | 12 | 4 | 4:00 | -5.6 | 4 | 1 | 22 |  | 33 | 22.5848 | 3.1501 | 25.7349 | 95% | 1 | 68.4 | 9.0117 | 4.9685 | 4.9685 | 0 | 0% | 9.3896 | 1 | 1 | 1 | 68.4 | 9.0117 | 4.9685 | 4.9685 | 0 | 0% | 647.25 | 68.4 | 0 | 578.85 | 647.25 | 68.4 | 0 | 578.85 | Winter | 0 | FALSE | 0 | 0 | 0 | 0 | 0 | 0 | 1 | 1
2003-12-04 | 12 | 4 | 5:00 | -5 | 5 | 1 | 23 |  | 32 | 21.9004 | 3.1501 | 25.0505 | 95% | 1 | 68.4 | 9.0117 | 4.9685 | 4.9685 | 0 | 0% | 9.4883 | 1 | 1 | 1 | 68.4 | 9.0117 | 4.9685 | 4.9685 | 0 | 0% | 654 | 68.4 | 0 | 585.6 | 654 | 68.4 | 0 | 585.6 | Winter | 0 | FALSE | 0 | 0 | 0 | 0 | 0 | 0 | 1 | 1
2003-12-04 | 12 | 4 | 6:00 | -4.4 | 6 | 1 | 24 |  | 31 | 21.216 | 3.9376 | 25.1536 | 95% | 1 | 68.4 | 9.0117 | 4.9685 | 4.9685 | 0 | 0% | 9.5175 | 1 | 1 | 1 | 68.4 | 9.0117 | 4.9685 | 4.9685 | 0 | 0% | 656 | 68.4 | 0 | 587.6 | 656 | 68.4 | 0 | 587.6 | Winter | 0 | FALSE | 0 | 0 | 0 | 0 | 0 | 0 | 1 | 1
2003-12-04 | 12 | 4 | 7:00 | -4.4 | 7 | 1 | 24 |  | 31 | 21.216 | 4.7252 | 25.9412 | 95% | 1 | 68.4 | 9.0117 | 4.9685 | 4.9685 | 0 | 0% | 9.6857 | 1 | 1 | 1 | 68.4 | 9.0117 | 4.9685 | 4.9685 | 0 | 0% | 667.5 | 68.4 | 0 | 599.1 | 667.5 | 68.4 | 0 | 599.1 | Winter | 0 | FALSE | 0 | 0 | 0 | 0 | 0 | 0 | 1 | 1
2003-12-04 | 12 | 4 | 8:00 | -3.3 | 8 | 1 | 26 |  | 29 | 19.8472 | 7.6128 | 27.46 | 95% | 1 | 68.4 | 9.0117 | 4.9685 | 4.9685 | 0 | 0% | 10.5994 | 1 | 1 | 1 | 68.4 | 9.0117 | 4.9685 | 4.9685 | 0 | 0% | 730 | 68.4 | 0 | 661.6 | 730 | 68.4 | 0 | 661.6 | Winter | 0 | FALSE | 0 | 0 | 0 | 0 | 0 | 0 | 1 | 1
2003-12-04 | 12 | 4 | 9:00 | -2.2 | 9 | 1 | 28 |  | 27 | 18.4784 | 6.5627 | 25.0412 | 95% | 1 | 68.4 | 9.0117 | 4.9685 | 4.9685 | 0 | 0% | 11.1586 | 1 | 1 | 1 | 68.4 | 9.0117 | 4.9685 | 4.9685 | 0 | 0% | 768.25 | 68.4 | 0 | 699.85 | 768.25 | 68.4 | 0 | 699.85 | Winter | 0 | FALSE | 0 | 0 | 0 | 0 | 0 | 0 | 1 | 1
2003-12-04 | 12 | 4 | 10:00 | -1.1 | 10 | 1 | 30 |  | 25 | 17.1097 | 6.0377 | 23.1474 | 95% | 1 | 68.4 | 9.0117 | 4.9685 | 4.9685 | 0 | 0% | 11.769 | 1 | 1 | 1 | 68.4 | 9.0117 | 4.9685 | 4.9685 | 0 | 0% | 810 | 68.4 | 0 | 741.6 | 810 | 68.4 | 0 | 741.6 | Winter | 0 | FALSE | 0 | 0 | 0 | 0 | 0 | 0 | 1 | 1
2003-12-04 | 12 | 4 | 11:00 | -0.6 | 11 | 1 | 31 |  | 24 | 16.4253 | 5.2502 | 21.6755 | 95% | 1 | 68.4 | 9.0117 | 4.9685 | 4.9685 | 0 | 0% | 11.5607 | 1 | 1 | 1 | 68.4 | 9.0117 | 4.9685 | 4.9685 | 0 | 0% | 795.75 | 68.4 | 0 | 727.35 | 795.75 | 68.4 | 0 | 727.35 | Winter | 0 | FALSE | 0 | 0 | 0 | 0 | 0 | 0 | 1 | 1
2003-12-04 | 12 | 4 | 12:00 | 0.6 | 12 | 1 | 33 |  | 22 | 15.0565 | 5.2502 | 20.3067 | 95% | 1 | 68.4 | 9.0117 | 4.9685 | 4.9685 | 0 | 0% | 12.3684 | 1 | 1 | 1 | 68.4 | 9.0117 | 4.9685 | 4.9685 | 0 | 0% | 851 | 68.4 | 0 | 782.6 | 851 | 68.4 | 0 | 782.6 | Winter | 0 | FALSE | 0 | 0 | 0 | 0 | 0 | 0 | 1 | 1
2003-12-04 | 12 | 4 | 13:00 | 1.1 | 13 | 1 | 34 |  | 21 | 14.3721 | 4.7252 | 19.0973 | 95% | 1 | 68.4 | 9.0117 | 4.9685 | 4.9685 | 0 | 0% | 12.1564 | 1 | 1 | 1 | 68.4 | 9.0117 | 4.9685 | 4.9685 | 0 | 0% | 836.5 | 68.4 | 0 | 768.1 | 836.5 | 68.4 | 0 | 768.1 | Winter | 0 | FALSE | 0 | 0 | 0 | 0 | 0 | 0 | 1 | 1
2003-12-04 | 12 | 4 | 14:00 | 1.7 | 14 | 1 | 35 |  | 20 | 13.6877 | 3.9376 | 17.6254 | 95% | 1 | 68.4 | 9.0117 | 4.9685 | 4.9685 | 0 | 0% | 12.182 | 1 | 1 | 1 | 68.4 | 9.0117 | 4.9685 | 4.9685 | 0 | 0% | 838.25 | 68.4 | 0 | 769.85 | 838.25 | 68.4 | 0 | 769.85 | Winter | 0 | FALSE | 0 | 0 | 0 | 0 | 0 | 0 | 1 | 1
2003-12-04 | 12 | 4 | 15:00 | 0.6 | 15 | 1 | 33 |  | 22 | 15.0565 | 3.6751 | 18.7316 | 95% | 1 | 68.4 | 9.0117 | 4.9685 | 4.9685 | 0 | 0% | 12.2515 | 1 | 1 | 1 | 68.4 | 9.0117 | 4.9685 | 4.9685 | 0 | 0% | 843 | 68.4 | 0 | 774.6 | 843 | 68.4 | 0 | 774.6 | Winter | 0 | FALSE | 0 | 0 | 0 | 0 | 0 | 0 | 1 | 1
2003-12-04 | 12 | 4 | 16:00 | -0.6 | 16 | 1 | 31 |  | 24 | 16.4253 | 3.6751 | 20.1004 | 95% | 1 | 68.4 | 9.0117 | 4.9685 | 4.9685 | 0 | 0% | 11.8677 | 1 | 1 | 1 | 68.4 | 9.0117 | 4.9685 | 4.9685 | 0 | 0% | 816.75 | 68.4 | 0 | 748.35 | 816.75 | 68.4 | 0 | 748.35 | Winter | 0 | FALSE | 0 | 0 | 0 | 0 | 0 | 0 | 1 | 1
2003-12-04 | 12 | 4 | 17:00 | -1.1 | 17 | 1 | 30 |  | 25 | 17.1097 | 4.7252 | 21.8348 | 95% | 1 | 68.4 | 9.0117 | 4.9685 | 4.9685 | 0 | 0% | 11.8896 | 1 | 1 | 1 | 68.4 | 9.0117 | 4.9685 | 4.9685 | 0 | 0% | 818.25 | 68.4 | 0 | 749.85 | 818.25 | 68.4 | 0 | 749.85 | Winter | 1 | FALSE | 1 | 68.4 | 68.4 | 0 | 0 | 0 | 1 | 1
2003-12-04 | 12 | 4 | 18:00 | -1.1 | 18 | 1 | 30 |  | 25 | 17.1097 | 6.0377 | 23.1474 | 95% | 1 | 68.4 | 9.0117 | 4.9685 | 4.9685 | 0 | 0% | 11.7836 | 1 | 1 | 1 | 68.4 | 9.0117 | 4.9685 | 4.9685 | 0 | 0% | 811 | 68.4 | 0 | 742.6 | 811 | 68.4 | 0 | 742.6 | Winter | 1 | FALSE | 1 | 68.4 | 68.4 | 0 | 0 | 0 | 1 | 1
2003-12-04 | 12 | 4 | 19:00 | -1.7 | 19 | 1 | 29 |  | 26 | 17.7941 | 6.5627 | 24.3568 | 95% | 1 | 68.4 | 9.0117 | 4.9685 | 4.9685 | 0 | 0% | 11.2829 | 1 | 1 | 1 | 68.4 | 9.0117 | 4.9685 | 4.9685 | 0 | 0% | 776.75 | 68.4 | 0 | 708.35 | 776.75 | 68.4 | 0 | 708.35 | Winter | 0 | FALSE | 0 | 0 | 0 | 0 | 0 | 0 | 1 | 1
2003-12-04 | 12 | 4 | 20:00 | -2.2 | 20 | 1 | 28 |  | 27 | 18.4784 | 5.7752 | 24.2537 | 95% | 1 | 68.4 | 9.0117 | 4.9685 | 4.9685 | 0 | 0% | 11.9554 | 1 | 1 | 1 | 68.4 | 9.0117 | 4.9685 | 4.9685 | 0 | 0% | 822.75 | 68.4 | 0 | 754.35 | 822.75 | 68.4 | 0 | 754.35 | Winter | 0 | FALSE | 0 | 0 | 0 | 0 | 0 | 0 | 1 | 1
2003-12-04 | 12 | 4 | 21:00 | -2.8 | 21 | 1 | 27 |  | 28 | 19.1628 | 4.7252 | 23.888 | 95% | 1 | 68.4 | 9.0117 | 4.9685 | 4.9685 | 0 | 0% | 10.7639 | 1 | 1 | 1 | 68.4 | 9.0117 | 4.9685 | 4.9685 | 0 | 0% | 741.25 | 68.4 | 0 | 672.85 | 741.25 | 68.4 | 0 | 672.85 | Winter | 0 | FALSE | 0 | 0 | 0 | 0 | 0 | 0 | 1 | 1
2003-12-04 | 12 | 4 | 22:00 | -3.3 | 22 | 1 | 26 |  | 29 | 19.8472 | 4.2002 | 24.0474 | 95% | 1 | 68.4 | 9.0117 | 4.9685 | 4.9685 | 0 | 0% | 10.4094 | 1 | 1 | 1 | 68.4 | 9.0117 | 4.9685 | 4.9685 | 0 | 0% | 717 | 68.4 | 0 | 648.6 | 717 | 68.4 | 0 | 648.6 | Winter | 0 | FALSE | 0 | 0 | 0 | 0 | 0 | 0 | 1 | 1
2003-12-04 | 12 | 4 | 23:00 | -4.4 | 23 | 1 | 24 |  | 31 | 21.216 | 5.2502 | 26.4662 | 95% | 1 | 68.4 | 9.0117 | 4.9685 | 4.9685 | 0 | 0% | 10.0037 | 1 | 1 | 1 | 68.4 | 9.0117 | 4.9685 | 4.9685 | 0 | 0% | 689.25 | 68.4 | 0 | 620.85 | 689.25 | 68.4 | 0 | 620.85 | Winter | 0 | FALSE | 0 | 0 | 0 | 0 | 0 | 0 | 1 | 1
2003-12-04 | 12 | 4 | 24:00 | -5 | 0 | 1 | 23 |  | 32 | 21.9004 | 4.2002 | 26.1005 | 95% | 1 | 68.4 | 9.0117 | 4.9685 | 4.9685 | 0 | 0% | 10.3728 | 1 | 1 | 1 | 68.4 | 9.0117 | 4.9685 | 4.9685 | 0 | 0% | 714.5 | 68.4 | 0 | 646.1 | 714.5 | 68.4 | 0 | 646.1 | Winter | 0 | FALSE | 0 | 0 | 0 | 0 | 0 | 0 | 1 | 1
2003-12-05 | 12 | 5 | 1:00 | -5.6 | 1 | 1 | 22 |  | 33 | 22.5848 | 3.9376 | 26.5224 | 95% | 1 | 68.4 | 9.0117 | 4.9685 | 4.9685 | 0 | 0% | 9.7295 | 1 | 1 | 1 | 68.4 | 9.0117 | 4.9685 | 4.9685 | 0 | 0% | 670.5 | 68.4 | 0 | 602.1 | 670.5 | 68.4 | 0 | 602.1 | Winter | 0 | FALSE | 0 | 0 | 0 | 0 | 0 | 0 | 1 | 1
2003-12-05 | 12 | 5 | 2:00 | -6.1 | 2 | 1 | 21 |  | 34 | 23.2692 | 3.1501 | 26.4193 | 95% | 1 | 68.4 | 9.0117 | 4.9685 | 4.9685 | 0 | 0% | 9.6528 | 1 | 1 | 1 | 68.4 | 9.0117 | 4.9685 | 4.9685 | 0 | 0% | 665.25 | 68.4 | 0 | 596.85 | 665.25 | 68.4 | 0 | 596.85 | Winter | 0 | FALSE | 0 | 0 | 0 | 0 | 0 | 0 | 1 | 1
2003-12-05 | 12 | 5 | 3:00 | -6.7 | 3 | 1 | 20 |  | 35 | 23.9535 | 3.4126 | 27.3662 | 95% | 1 | 68.4 | 9.0117 | 4.9685 | 4.9685 | 0 | 0% | 10.1352 | 1 | 1 | 1 | 68.4 | 9.0117 | 4.9685 | 4.9685 | 0 | 0% | 698.25 | 68.4 | 0 | 629.85 | 698.25 | 68.4 | 0 | 629.85 | Winter | 0 | FALSE | 0 | 0 | 0 | 0 | 0 | 0 | 1 | 1
2003-12-05 | 12 | 5 | 4:00 | -6.7 | 4 | 1 | 20 |  | 35 | 23.9535 | 3.1501 | 27.1037 | 95% | 1 | 68.4 | 9.0117 | 4.9685 | 4.9685 | 0 | 0% | 9.5651 | 1 | 1 | 1 | 68.4 | 9.0117 | 4.9685 | 4.9685 | 0 | 0% | 659.25 | 68.4 | 0 | 590.85 | 659.25 | 68.4 | 0 | 590.85 | Winter | 0 | FALSE | 0 | 0 | 0 | 0 | 0 | 0 | 1 | 1
2003-12-05 | 12 | 5 | 5:00 | -6.7 | 5 | 1 | 20 |  | 35 | 23.9535 | 3.1501 | 27.1037 | 95% | 1 | 68.4 | 9.0117 | 4.9685 | 4.9685 | 0 | 0% | 9.5102 | 1 | 1 | 1 | 68.4 | 9.0117 | 4.9685 | 4.9685 | 0 | 0% | 655.5 | 68.4 | 0 | 587.1 | 655.5 | 68.4 | 0 | 587.1 | Winter | 0 | FALSE | 0 | 0 | 0 | 0 | 0 | 0 | 1 | 1
2003-12-05 | 12 | 5 | 6:00 | -7.2 | 6 | 1 | 19 |  | 36 | 24.6379 | 3.9376 | 28.5756 | 95% | 1 | 68.4 | 9.0117 | 4.9685 | 4.9685 | 0 | 0% | 10.0402 | 1 | 1 | 1 | 68.4 | 9.0117 | 4.9685 | 4.9685 | 0 | 0% | 691.75 | 68.4 | 0 | 623.35 | 691.75 | 68.4 | 0 | 623.35 | Winter | 0 | FALSE | 0 | 0 | 0 | 0 | 0 | 0 | 1 | 1
2003-12-05 | 12 | 5 | 7:00 | -7.2 | 7 | 1 | 19 |  | 36 | 24.6379 | 4.7252 | 29.3631 | 95% | 1 | 68.4 | 9.0117 | 4.9685 | 4.9685 | 0 | 0% | 9.9269 | 1 | 1 | 1 | 68.4 | 9.0117 | 4.9685 | 4.9685 | 0 | 0% | 684 | 68.4 | 0 | 615.6 | 684 | 68.4 | 0 | 615.6 | Winter | 0 | FALSE | 0 | 0 | 0 | 0 | 0 | 0 | 1 | 1
2003-12-05 | 12 | 5 | 8:00 | -6.7 | 8 | 1 | 20 |  | 35 | 23.9535 | 7.6128 | 31.5663 | 95% | 1 | 68.4 | 9.0117 | 4.9685 | 4.9685 | 0 | 0% | 11.0746 | 1 | 1 | 1 | 68.4 | 9.0117 | 4.9685 | 4.9685 | 0 | 0% | 762.5 | 68.4 | 0 | 694.1 | 762.5 | 68.4 | 0 | 694.1 | Winter | 0 | FALSE | 0 | 0 | 0 | 0 | 0 | 0 | 1 | 1
2003-12-05 | 12 | 5 | 9:00 | -5.6 | 9 | 1 | 22 |  | 33 | 22.5848 | 6.5627 | 29.1475 | 95% | 1 | 68.4 | 9.0117 | 4.9685 | 4.9685 | 0 | 0% | 11.3048 | 1 | 1 | 1 | 68.4 | 9.0117 | 4.9685 | 4.9685 | 0 | 0% | 778.25 | 68.4 | 0 | 709.85 | 778.25 | 68.4 | 0 | 709.85 | Winter | 0 | FALSE | 0 | 0 | 0 | 0 | 0 | 0 | 1 | 1
2003-12-05 | 12 | 5 | 10:00 | -4.4 | 10 | 1 | 24 |  | 31 | 21.216 | 6.0377 | 27.2537 | 95% | 1 | 68.4 | 9.0117 | 4.9685 | 4.9685 | 0 | 0% | 12.0285 | 1 | 1 | 1 | 68.4 | 9.0117 | 4.9685 | 4.9685 | 0 | 0% | 827.75 | 68.4 | 0 | 759.35 | 827.75 | 68.4 | 0 | 759.35 | Winter | 0 | FALSE | 0 | 0 | 0 | 0 | 0 | 0 | 1 | 1
2003-12-05 | 12 | 5 | 11:00 | -3.3 | 11 | 1 | 26 |  | 29 | 19.8472 | 5.2502 | 25.0974 | 95% | 1 | 68.4 | 9.0117 | 4.9685 | 4.9685 | 0 | 0% | 12.1893 | 1 | 1 | 1 | 68.4 | 9.0117 | 4.9685 | 4.9685 | 0 | 0% | 838.75 | 68.4 | 0 | 770.35 | 838.75 | 68.4 | 0 | 770.35 | Winter | 0 | FALSE | 0 | 0 | 0 | 0 | 0 | 0 | 1 | 1
2003-12-05 | 12 | 5 | 12:00 | -2.8 | 12 | 1 | 27 |  | 28 | 19.1628 | 5.2502 | 24.413 | 95% | 1 | 68.4 | 9.0117 | 4.9685 | 4.9685 | 0 | 0% | 12.1564 | 1 | 1 | 1 | 68.4 | 9.0117 | 4.9685 | 4.9685 | 0 | 0% | 836.5 | 68.4 | 0 | 768.1 | 836.5 | 68.4 | 0 | 768.1 | Winter | 0 | FALSE | 0 | 0 | 0 | 0 | 0 | 0 | 1 | 1
2003-12-05 | 12 | 5 | 13:00 | -1.7 | 13 | 1 | 29 |  | 26 | 17.7941 | 4.7252 | 22.5192 | 95% | 1 | 68.4 | 9.0117 | 4.9685 | 4.9685 | 0 | 0% | 12.8984 | 1 | 1 | 1 | 68.4 | 9.0117 | 4.9685 | 4.9685 | 0 | 0% | 887.25 | 68.4 | 0 | 818.85 | 887.25 | 68.4 | 0 | 818.85 | Winter | 0 | FALSE | 0 | 0 | 0 | 0 | 0 | 0 | 1 | 1
2003-12-05 | 12 | 5 | 14:00 | -1.7 | 14 | 1 | 29 |  | 26 | 17.7941 | 3.9376 | 21.7317 | 95% | 1 | 68.4 | 9.0117 | 4.9685 | 4.9685 | 0 | 0% | 11.9408 | 1 | 1 | 1 | 68.4 | 9.0117 | 4.9685 | 4.9685 | 0 | 0% | 821.75 | 68.4 | 0 | 753.35 | 821.75 | 68.4 | 0 | 753.35 | Winter | 0 | FALSE | 0 | 0 | 0 | 0 | 0 | 0 | 1 | 1
2003-12-05 | 12 | 5 | 15:00 | -1.1 | 15 | 1 | 30 |  | 25 | 17.1097 | 3.6751 | 20.7848 | 95% | 1 | 68.4 | 9.0117 | 4.9685 | 4.9685 | 0 | 0% | 12.2039 | 1 | 1 | 1 | 68.4 | 9.0117 | 4.9685 | 4.9685 | 0 | 0% | 839.75 | 68.4 | 0 | 771.35 | 839.75 | 68.4 | 0 | 771.35 | Winter | 0 | FALSE | 0 | 0 | 0 | 0 | 0 | 0 | 1 | 1
2003-12-05 | 12 | 5 | 16:00 | -0.6 | 16 | 1 | 31 |  | 24 | 16.4253 | 3.6751 | 20.1004 | 95% | 1 | 68.4 | 9.0117 | 4.9685 | 4.9685 | 0 | 0% | 12.0358 | 1 | 1 | 1 | 68.4 | 9.0117 | 4.9685 | 4.9685 | 0 | 0% | 828.25 | 68.4 | 0 | 759.85 | 828.25 | 68.4 | 0 | 759.85 | Winter | 0 | FALSE | 0 | 0 | 0 | 0 | 0 | 0 | 1 | 1
2003-12-05 | 12 | 5 | 17:00 | 0.6 | 17 | 1 | 33 |  | 22 | 15.0565 | 4.7252 | 19.7817 | 95% | 1 | 68.4 | 9.0117 | 4.9685 | 4.9685 | 0 | 0% | 12.0541 | 1 | 1 | 1 | 68.4 | 9.0117 | 4.9685 | 4.9685 | 0 | 0% | 829.5 | 68.4 | 0 | 761.1 | 829.5 | 68.4 | 0 | 761.1 | Winter | 1 | FALSE | 1 | 68.4 | 68.4 | 0 | 0 | 0 | 1 | 1
2003-12-05 | 12 | 5 | 18:00 | 0.6 | 18 | 1 | 33 |  | 22 | 15.0565 | 6.0377 | 21.0942 | 95% | 1 | 68.4 | 9.0117 | 4.9685 | 4.9685 | 0 | 0% | 11.864 | 1 | 1 | 1 | 68.4 | 9.0117 | 4.9685 | 4.9685 | 0 | 0% | 816.5 | 68.4 | 0 | 748.1 | 816.5 | 68.4 | 0 | 748.1 | Winter | 1 | FALSE | 1 | 68.4 | 68.4 | 0 | 0 | 0 | 1 | 1
2003-12-05 | 12 | 5 | 19:00 | 0 | 19 | 1 | 32 |  | 23 | 15.7409 | 6.5627 | 22.3036 | 95% | 1 | 68.4 | 9.0117 | 4.9685 | 4.9685 | 0 | 0% | 11.2463 | 1 | 1 | 1 | 68.4 | 9.0117 | 4.9685 | 4.9685 | 0 | 0% | 774.25 | 68.4 | 0 | 705.85 | 774.25 | 68.4 | 0 | 705.85 | Winter | 0 | FALSE | 0 | 0 | 0 | 0 | 0 | 0 | 1 | 1
2003-12-05 | 12 | 5 | 20:00 | 0 | 20 | 1 | 32 |  | 23 | 15.7409 | 5.7752 | 21.5161 | 95% | 1 | 68.4 | 9.0117 | 4.9685 | 4.9685 | 0 | 0% | 10.9868 | 1 | 1 | 1 | 68.4 | 9.0117 | 4.9685 | 4.9685 | 0 | 0% | 756.5 | 68.4 | 0 | 688.1 | 756.5 | 68.4 | 0 | 688.1 | Winter | 0 | FALSE | 0 | 0 | 0 | 0 | 0 | 0 | 1 | 1
2003-12-05 | 12 | 5 | 21:00 | 0 | 21 | 1 | 32 |  | 23 | 15.7409 | 4.7252 | 20.4661 | 95% | 1 | 68.4 | 9.0117 | 4.9685 | 4.9685 | 0 | 0% | 10.6287 | 1 | 1 | 1 | 68.4 | 9.0117 | 4.9685 | 4.9685 | 0 | 0% | 732 | 68.4 | 0 | 663.6 | 732 | 68.4 | 0 | 663.6 | Winter | 0 | FALSE | 0 | 0 | 0 | 0 | 0 | 0 | 1 | 1
2003-12-05 | 12 | 5 | 22:00 | 0 | 22 | 1 | 32 |  | 23 | 15.7409 | 4.2002 | 19.9411 | 95% | 1 | 68.4 | 9.0117 | 4.9685 | 4.9685 | 0 | 0% | 9.9708 | 1 | 1 | 1 | 68.4 | 9.0117 | 4.9685 | 4.9685 | 0 | 0% | 687 | 68.4 | 0 | 618.6 | 687 | 68.4 | 0 | 618.6 | Winter | 0 | FALSE | 0 | 0 | 0 | 0 | 0 | 0 | 1 | 1
2003-12-05 | 12 | 5 | 23:00 | -1.1 | 23 | 1 | 30 |  | 25 | 17.1097 | 5.2502 | 22.3599 | 95% | 1 | 68.4 | 9.0117 | 4.9685 | 4.9685 | 0 | 0% | 9.7953 | 1 | 1 | 1 | 68.4 | 9.0117 | 4.9685 | 4.9685 | 0 | 0% | 675 | 68.4 | 0 | 606.6 | 675 | 68.4 | 0 | 606.6 | Winter | 0 | FALSE | 0 | 0 | 0 | 0 | 0 | 0 | 1 | 1
2003-12-05 | 12 | 5 | 24:00 | -0.6 | 0 | 1 | 31 |  | 24 | 16.4253 | 4.2002 | 20.6254 | 95% | 1 | 68.4 | 9.0117 | 4.9685 | 4.9685 | 0 | 0% | 9.8246 | 1 | 1 | 1 | 68.4 | 9.0117 | 4.9685 | 4.9685 | 0 | 0% | 677 | 68.4 | 0 | 608.6 | 677 | 68.4 | 0 | 608.6 | Winter | 0 | FALSE | 0 | 0 | 0 | 0 | 0 | 0 | 1 | 1
2003-12-06 | 12 | 6 | 1:00 | -0.6 | 1 | 2 | 31 |  | 24 | 16.4253 | 3.9376 | 20.3629 | 95% | 1 | 68.4 | 9.0117 | 4.9685 | 4.9685 | 0 | 0% | 9.8867 | 1 | 1 | 1 | 68.4 | 9.0117 | 4.9685 | 4.9685 | 0 | 0% | 681.25 | 68.4 | 0 | 612.85 | 681.25 | 68.4 | 0 | 612.85 | Winter | 0 | 0 | 0 | 0 | 0 | 0 | 0 | 0 | 1 | 1
2003-12-06 | 12 | 6 | 2:00 | -0.6 | 2 | 2 | 31 |  | 24 | 16.4253 | 3.1501 | 19.5754 | 95% | 1 | 68.4 | 9.0117 | 4.9685 | 4.9685 | 0 | 0% | 9.682 | 1 | 1 | 1 | 68.4 | 9.0117 | 4.9685 | 4.9685 | 0 | 0% | 667.25 | 68.4 | 0 | 598.85 | 667.25 | 68.4 | 0 | 598.85 | Winter | 0 | 0 | 0 | 0 | 0 | 0 | 0 | 0 | 1 | 1
2003-12-06 | 12 | 6 | 3:00 | 0.6 | 3 | 2 | 33 |  | 22 | 15.0565 | 3.4126 | 18.4691 | 95% | 1 | 68.4 | 9.0117 | 4.9685 | 4.9685 | 0 | 0% | 9.5285 | 1 | 1 | 1 | 68.4 | 9.0117 | 4.9685 | 4.9685 | 0 | 0% | 656.75 | 68.4 | 0 | 588.35 | 656.75 | 68.4 | 0 | 588.35 | Winter | 0 | 0 | 0 | 0 | 0 | 0 | 0 | 0 | 1 | 1
2003-12-06 | 12 | 6 | 4:00 | 0.6 | 4 | 2 | 33 |  | 22 | 15.0565 | 3.1501 | 18.2066 | 95% | 1 | 68.4 | 9.0117 | 4.9685 | 4.9685 | 0 | 0% | 9.5175 | 1 | 1 | 1 | 68.4 | 9.0117 | 4.9685 | 4.9685 | 0 | 0% | 656 | 68.4 | 0 | 587.6 | 656 | 68.4 | 0 | 587.6 | Winter | 0 | 0 | 0 | 0 | 0 | 0 | 0 | 0 | 1 | 1
2003-12-06 | 12 | 6 | 5:00 | 0.6 | 5 | 2 | 33 |  | 22 | 15.0565 | 3.1501 | 18.2066 | 95% | 1 | 68.4 | 9.0117 | 4.9685 | 4.9685 | 0 | 0% | 9.386 | 1 | 1 | 1 | 68.4 | 9.0117 | 4.9685 | 4.9685 | 0 | 0% | 647 | 68.4 | 0 | 578.6 | 647 | 68.4 | 0 | 578.6 | Winter | 0 | 0 | 0 | 0 | 0 | 0 | 0 | 0 | 1 | 1
2003-12-06 | 12 | 6 | 6:00 | 0.6 | 6 | 2 | 33 |  | 22 | 15.0565 | 3.9376 | 18.9942 | 95% | 1 | 68.4 | 9.0117 | 4.9685 | 4.9685 | 0 | 0% | 9.4846 | 1 | 1 | 1 | 68.4 | 9.0117 | 4.9685 | 4.9685 | 0 | 0% | 653.75 | 68.4 | 0 | 585.35 | 653.75 | 68.4 | 0 | 585.35 | Winter | 0 | 0 | 0 | 0 | 0 | 0 | 0 | 0 | 1 | 1
2003-12-06 | 12 | 6 | 7:00 | 0.6 | 7 | 2 | 33 |  | 22 | 15.0565 | 4.7252 | 19.7817 | 95% | 1 | 68.4 | 9.0117 | 4.9685 | 4.9685 | 0 | 0% | 9.1594 | 1 | 1 | 1 | 68.4 | 9.0117 | 4.9685 | 4.9685 | 0 | 0% | 631.5 | 68.4 | 0 | 563.1 | 631.5 | 68.4 | 0 | 563.1 | Winter | 0 | 0 | 0 | 0 | 0 | 0 | 0 | 0 | 1 | 1
2003-12-06 | 12 | 6 | 8:00 | 0.6 | 8 | 2 | 33 |  | 22 | 15.0565 | 7.6128 | 22.6693 | 95% | 1 | 68.4 | 9.0117 | 4.9685 | 4.9685 | 0 | 0% | 9.7222 | 1 | 1 | 1 | 68.4 | 9.0117 | 4.9685 | 4.9685 | 0 | 0% | 670 | 68.4 | 0 | 601.6 | 670 | 68.4 | 0 | 601.6 | Winter | 0 | 0 | 0 | 0 | 0 | 0 | 0 | 0 | 1 | 1
2003-12-06 | 12 | 6 | 9:00 | -5 | 9 | 2 | 23 |  | 32 | 21.9004 | 6.5627 | 28.4631 | 95% | 1 | 68.4 | 9.0117 | 4.9685 | 4.9685 | 0 | 0% | 10.0731 | 1 | 1 | 1 | 68.4 | 9.0117 | 4.9685 | 4.9685 | 0 | 0% | 694 | 68.4 | 0 | 625.6 | 694 | 68.4 | 0 | 625.6 | Winter | 0 | 0 | 0 | 0 | 0 | 0 | 0 | 0 | 1 | 1
2003-12-06 | 12 | 6 | 10:00 | -4.4 | 10 | 2 | 24 |  | 31 | 21.216 | 6.0377 | 27.2537 | 95% | 1 | 68.4 | 9.0117 | 4.9685 | 4.9685 | 0 | 0% | 10.318 | 1 | 1 | 1 | 68.4 | 9.0117 | 4.9685 | 4.9685 | 0 | 0% | 710.75 | 68.4 | 0 | 642.35 | 710.75 | 68.4 | 0 | 642.35 | Winter | 0 | 0 | 0 | 0 | 0 | 0 | 0 | 0 | 1 | 1
2003-12-06 | 12 | 6 | 11:00 | -4.4 | 11 | 2 | 24 |  | 31 | 21.216 | 5.2502 | 26.4662 | 95% | 1 | 68.4 | 9.0117 | 4.9685 | 4.9685 | 0 | 0% | 10.5446 | 1 | 1 | 1 | 68.4 | 9.0117 | 4.9685 | 4.9685 | 0 | 0% | 726.25 | 68.4 | 0 | 657.85 | 726.25 | 68.4 | 0 | 657.85 | Winter | 0 | 0 | 0 | 0 | 0 | 0 | 0 | 0 | 1 | 1
2003-12-06 | 12 | 6 | 12:00 | -3.9 | 12 | 2 | 25 |  | 30 | 20.5316 | 5.2502 | 25.7818 | 95% | 1 | 68.4 | 9.0117 | 4.9685 | 4.9685 | 0 | 0% | 10.6433 | 1 | 1 | 1 | 68.4 | 9.0117 | 4.9685 | 4.9685 | 0 | 0% | 733 | 68.4 | 0 | 664.6 | 733 | 68.4 | 0 | 664.6 | Winter | 0 | 0 | 0 | 0 | 0 | 0 | 0 | 0 | 1 | 1
2003-12-06 | 12 | 6 | 13:00 | -3.3 | 13 | 2 | 26 |  | 29 | 19.8472 | 4.7252 | 24.5724 | 95% | 1 | 68.4 | 9.0117 | 4.9685 | 4.9685 | 0 | 0% | 11.0563 | 1 | 1 | 1 | 68.4 | 9.0117 | 4.9685 | 4.9685 | 0 | 0% | 761.25 | 68.4 | 0 | 692.85 | 761.25 | 68.4 | 0 | 692.85 | Winter | 0 | 0 | 0 | 0 | 0 | 0 | 0 | 0 | 1 | 1
2003-12-06 | 12 | 6 | 14:00 | -3.3 | 14 | 2 | 26 |  | 29 | 19.8472 | 3.9376 | 23.7849 | 95% | 1 | 68.4 | 9.0117 | 4.9685 | 4.9685 | 0 | 0% | 11.1952 | 1 | 1 | 1 | 68.4 | 9.0117 | 4.9685 | 4.9685 | 0 | 0% | 770.75 | 68.4 | 0 | 702.35 | 770.75 | 68.4 | 0 | 702.35 | Winter | 0 | 0 | 0 | 0 | 0 | 0 | 0 | 0 | 1 | 1
2003-12-06 | 12 | 6 | 15:00 | -2.2 | 15 | 2 | 28 |  | 27 | 18.4784 | 3.6751 | 22.1536 | 95% | 1 | 68.4 | 9.0117 | 4.9685 | 4.9685 | 0 | 0% | 10.8735 | 1 | 1 | 1 | 68.4 | 9.0117 | 4.9685 | 4.9685 | 0 | 0% | 748.75 | 68.4 | 0 | 680.35 | 748.75 | 68.4 | 0 | 680.35 | Winter | 0 | 0 | 0 | 0 | 0 | 0 | 0 | 0 | 1 | 1
2003-12-06 | 12 | 6 | 16:00 | 0.6 | 16 | 2 | 33 |  | 22 | 15.0565 | 3.6751 | 18.7316 | 95% | 1 | 68.4 | 9.0117 | 4.9685 | 4.9685 | 0 | 0% | 10.8991 | 1 | 1 | 1 | 68.4 | 9.0117 | 4.9685 | 4.9685 | 0 | 0% | 750.5 | 68.4 | 0 | 682.1 | 750.5 | 68.4 | 0 | 682.1 | Winter | 0 | 0 | 0 | 0 | 0 | 0 | 0 | 0 | 1 | 1
2003-12-06 | 12 | 6 | 17:00 | 1.1 | 17 | 2 | 34 |  | 21 | 14.3721 | 4.7252 | 19.0973 | 95% | 1 | 68.4 | 9.0117 | 4.9685 | 4.9685 | 0 | 0% | 10.3692 | 1 | 1 | 1 | 68.4 | 9.0117 | 4.9685 | 4.9685 | 0 | 0% | 714.25 | 68.4 | 0 | 645.85 | 714.25 | 68.4 | 0 | 645.85 | Winter | 0 | 0 | 0 | 0 | 0 | 0 | 0 | 0 | 1 | 1
2003-12-06 | 12 | 6 | 18:00 | -1.7 | 18 | 2 | 29 |  | 26 | 17.7941 | 6.0377 | 23.8318 | 95% | 1 | 68.4 | 9.0117 | 4.9685 | 4.9685 | 0 | 0% | 10.2741 | 1 | 1 | 1 | 68.4 | 9.0117 | 4.9685 | 4.9685 | 0 | 0% | 707.75 | 68.4 | 0 | 639.35 | 707.75 | 68.4 | 0 | 639.35 | Winter | 0 | 0 | 0 | 0 | 0 | 0 | 0 | 0 | 1 | 1
2003-12-06 | 12 | 6 | 19:00 | -3.3 | 19 | 2 | 26 |  | 29 | 19.8472 | 6.5627 | 26.41 | 95% | 1 | 68.4 | 9.0117 | 4.9685 | 4.9685 | 0 | 0% | 10.1791 | 1 | 1 | 1 | 68.4 | 9.0117 | 4.9685 | 4.9685 | 0 | 0% | 701.25 | 68.4 | 0 | 632.85 | 701.25 | 68.4 | 0 | 632.85 | Winter | 0 | 0 | 0 | 0 | 0 | 0 | 0 | 0 | 1 | 1
2003-12-06 | 12 | 6 | 20:00 | -3.3 | 20 | 2 | 26 |  | 29 | 19.8472 | 5.7752 | 25.6224 | 95% | 1 | 68.4 | 9.0117 | 4.9685 | 4.9685 | 0 | 0% | 9.883 | 1 | 1 | 1 | 68.4 | 9.0117 | 4.9685 | 4.9685 | 0 | 0% | 681 | 68.4 | 0 | 612.6 | 681 | 68.4 | 0 | 612.6 | Winter | 0 | 0 | 0 | 0 | 0 | 0 | 0 | 0 | 1 | 1
2003-12-06 | 12 | 6 | 21:00 | -2.8 | 21 | 2 | 27 |  | 28 | 19.1628 | 4.7252 | 23.888 | 95% | 1 | 68.4 | 9.0117 | 4.9685 | 4.9685 | 0 | 0% | 9.5504 | 1 | 1 | 1 | 68.4 | 9.0117 | 4.9685 | 4.9685 | 0 | 0% | 658.25 | 68.4 | 0 | 589.85 | 658.25 | 68.4 | 0 | 589.85 | Winter | 0 | 0 | 0 | 0 | 0 | 0 | 0 | 0 | 1 | 1
2003-12-06 | 12 | 6 | 22:00 | -3.3 | 22 | 2 | 26 |  | 29 | 19.8472 | 4.2002 | 24.0474 | 95% | 1 | 68.4 | 9.0117 | 4.9685 | 4.9685 | 0 | 0% | 9.6711 | 1 | 1 | 1 | 68.4 | 9.0117 | 4.9685 | 4.9685 | 0 | 0% | 666.5 | 68.4 | 0 | 598.1 | 666.5 | 68.4 | 0 | 598.1 | Winter | 0 | 0 | 0 | 0 | 0 | 0 | 0 | 0 | 1 | 1
2003-12-06 | 12 | 6 | 23:00 | -3.3 | 23 | 2 | 26 |  | 29 | 19.8472 | 5.2502 | 25.0974 | 95% | 1 | 68.4 | 9.0117 | 4.9685 | 4.9685 | 0 | 0% | 9.8392 | 1 | 1 | 1 | 68.4 | 9.0117 | 4.9685 | 4.9685 | 0 | 0% | 678 | 68.4 | 0 | 609.6 | 678 | 68.4 | 0 | 609.6 | Winter | 0 | 0 | 0 | 0 | 0 | 0 | 0 | 0 | 1 | 1
2003-12-06 | 12 | 6 | 24:00 | -3.9 | 0 | 2 | 25 |  | 30 | 20.5316 | 4.2002 | 24.7318 | 95% | 1 | 68.4 | 9.0117 | 4.9685 | 4.9685 | 0 | 0% | 9.6564 | 1 | 1 | 1 | 68.4 | 9.0117 | 4.9685 | 4.9685 | 0 | 0% | 665.5 | 68.4 | 0 | 597.1 | 665.5 | 68.4 | 0 | 597.1 | Winter | 0 | 0 | 0 | 0 | 0 | 0 | 0 | 0 | 1 | 1
2003-12-07 | 12 | 7 | 1:00 | -3.9 | 1 | 2 | 25 |  | 30 | 20.5316 | 3.9376 | 24.4692 | 95% | 1 | 68.4 | 9.0117 | 4.9685 | 4.9685 | 0 | 0% | 9.9013 | 1 | 1 | 1 | 68.4 | 9.0117 | 4.9685 | 4.9685 | 0 | 0% | 682.25 | 68.4 | 0 | 613.85 | 682.25 | 68.4 | 0 | 613.85 | Winter | 0 | 0 | 0 | 0 | 0 | 0 | 0 | 0 | 1 | 1
2003-12-07 | 12 | 7 | 2:00 | -3.3 | 2 | 2 | 26 |  | 29 | 19.8472 | 3.1501 | 22.9973 | 95% | 1 | 68.4 | 9.0117 | 4.9685 | 4.9685 | 0 | 0% | 9.5102 | 1 | 1 | 1 | 68.4 | 9.0117 | 4.9685 | 4.9685 | 0 | 0% | 655.5 | 68.4 | 0 | 587.1 | 655.5 | 68.4 | 0 | 587.1 | Winter | 0 | 0 | 0 | 0 | 0 | 0 | 0 | 0 | 1 | 1
2003-12-07 | 12 | 7 | 3:00 | -2.8 | 3 | 2 | 27 |  | 28 | 19.1628 | 3.4126 | 22.5755 | 95% | 1 | 68.4 | 9.0117 | 4.9685 | 4.9685 | 0 | 0% | 9.6126 | 1 | 1 | 1 | 68.4 | 9.0117 | 4.9685 | 4.9685 | 0 | 0% | 662.5 | 68.4 | 0 | 594.1 | 662.5 | 68.4 | 0 | 594.1 | Winter | 0 | 0 | 0 | 0 | 0 | 0 | 0 | 0 | 1 | 1
2003-12-07 | 12 | 7 | 4:00 | -2.8 | 4 | 2 | 27 |  | 28 | 19.1628 | 3.1501 | 22.3129 | 95% | 1 | 68.4 | 9.0117 | 4.9685 | 4.9685 | 0 | 0% | 9.258 | 1 | 1 | 1 | 68.4 | 9.0117 | 4.9685 | 4.9685 | 0 | 0% | 638.25 | 68.4 | 0 | 569.85 | 638.25 | 68.4 | 0 | 569.85 | Winter | 0 | 0 | 0 | 0 | 0 | 0 | 0 | 0 | 1 | 1
2003-12-07 | 12 | 7 | 5:00 | -2.2 | 5 | 2 | 28 |  | 27 | 18.4784 | 3.1501 | 21.6286 | 95% | 1 | 68.4 | 9.0117 | 4.9685 | 4.9685 | 0 | 0% | 9.3823 | 1 | 1 | 1 | 68.4 | 9.0117 | 4.9685 | 4.9685 | 0 | 0% | 646.75 | 68.4 | 0 | 578.35 | 646.75 | 68.4 | 0 | 578.35 | Winter | 0 | 0 | 0 | 0 | 0 | 0 | 0 | 0 | 1 | 1
2003-12-07 | 12 | 7 | 6:00 | -2.8 | 6 | 2 | 27 |  | 28 | 19.1628 | 3.9376 | 23.1005 | 95% | 1 | 68.4 | 9.0117 | 4.9685 | 4.9685 | 0 | 0% | 9.3092 | 1 | 1 | 1 | 68.4 | 9.0117 | 4.9685 | 4.9685 | 0 | 0% | 641.75 | 68.4 | 0 | 573.35 | 641.75 | 68.4 | 0 | 573.35 | Winter | 0 | 0 | 0 | 0 | 0 | 0 | 0 | 0 | 1 | 1
2003-12-07 | 12 | 7 | 7:00 | -2.8 | 7 | 2 | 27 |  | 28 | 19.1628 | 4.7252 | 23.888 | 95% | 1 | 68.4 | 9.0117 | 4.9685 | 4.9685 | 0 | 0% | 9.7515 | 1 | 1 | 1 | 68.4 | 9.0117 | 4.9685 | 4.9685 | 0 | 0% | 672 | 68.4 | 0 | 603.6 | 672 | 68.4 | 0 | 603.6 | Winter | 0 | 0 | 0 | 0 | 0 | 0 | 0 | 0 | 1 | 1
2003-12-07 | 12 | 7 | 8:00 | -2.8 | 8 | 2 | 27 |  | 28 | 19.1628 | 7.6128 | 26.7756 | 95% | 1 | 68.4 | 9.0117 | 4.9685 | 4.9685 | 0 | 0% | 10.011 | 1 | 1 | 1 | 68.4 | 9.0117 | 4.9685 | 4.9685 | 0 | 0% | 689.75 | 68.4 | 0 | 621.35 | 689.75 | 68.4 | 0 | 621.35 | Winter | 0 | 0 | 0 | 0 | 0 | 0 | 0 | 0 | 1 | 1
2003-12-07 | 12 | 7 | 9:00 | -2.8 | 9 | 2 | 27 |  | 28 | 19.1628 | 6.5627 | 25.7256 | 95% | 1 | 68.4 | 9.0117 | 4.9685 | 4.9685 | 0 | 0% | 9.9123 | 1 | 1 | 1 | 68.4 | 9.0117 | 4.9685 | 4.9685 | 0 | 0% | 683 | 68.4 | 0 | 614.6 | 683 | 68.4 | 0 | 614.6 | Winter | 0 | 0 | 0 | 0 | 0 | 0 | 0 | 0 | 1 | 1
2003-12-07 | 12 | 7 | 10:00 | -2.2 | 10 | 2 | 28 |  | 27 | 18.4784 | 6.0377 | 24.5162 | 95% | 1 | 68.4 | 9.0117 | 4.9685 | 4.9685 | 0 | 0% | 9.8465 | 1 | 1 | 1 | 68.4 | 9.0117 | 4.9685 | 4.9685 | 0 | 0% | 678.5 | 68.4 | 0 | 610.1 | 678.5 | 68.4 | 0 | 610.1 | Winter | 0 | 0 | 0 | 0 | 0 | 0 | 0 | 0 | 1 | 1
2003-12-07 | 12 | 7 | 11:00 | -1.7 | 11 | 2 | 29 |  | 26 | 17.7941 | 5.2502 | 23.0442 | 95% | 1 | 68.4 | 9.0117 | 4.9685 | 4.9685 | 0 | 0% | 10.4203 | 1 | 1 | 1 | 68.4 | 9.0117 | 4.9685 | 4.9685 | 0 | 0% | 717.75 | 68.4 | 0 | 649.35 | 717.75 | 68.4 | 0 | 649.35 | Winter | 0 | 0 | 0 | 0 | 0 | 0 | 0 | 0 | 1 | 1
2003-12-07 | 12 | 7 | 12:00 | -1.7 | 12 | 2 | 29 |  | 26 | 17.7941 | 5.2502 | 23.0442 | 95% | 1 | 68.4 | 9.0117 | 4.9685 | 4.9685 | 0 | 0% | 10.0146 | 1 | 1 | 1 | 68.4 | 9.0117 | 4.9685 | 4.9685 | 0 | 0% | 690 | 68.4 | 0 | 621.6 | 690 | 68.4 | 0 | 621.6 | Winter | 0 | 0 | 0 | 0 | 0 | 0 | 0 | 0 | 1 | 1
2003-12-07 | 12 | 7 | 13:00 | -2.8 | 13 | 2 | 27 |  | 28 | 19.1628 | 4.7252 | 23.888 | 95% | 1 | 68.4 | 9.0117 | 4.9685 | 4.9685 | 0 | 0% | 10.413 | 1 | 1 | 1 | 68.4 | 9.0117 | 4.9685 | 4.9685 | 0 | 0% | 717.25 | 68.4 | 0 | 648.85 | 717.25 | 68.4 | 0 | 648.85 | Winter | 0 | 0 | 0 | 0 | 0 | 0 | 0 | 0 | 1 | 1
2003-12-07 | 12 | 7 | 14:00 | -2.2 | 14 | 2 | 28 |  | 27 | 18.4784 | 3.9376 | 22.4161 | 95% | 1 | 68.4 | 9.0117 | 4.9685 | 4.9685 | 0 | 0% | 10.4825 | 1 | 1 | 1 | 68.4 | 9.0117 | 4.9685 | 4.9685 | 0 | 0% | 722 | 68.4 | 0 | 653.6 | 722 | 68.4 | 0 | 653.6 | Winter | 0 | 0 | 0 | 0 | 0 | 0 | 0 | 0 | 1 | 1
2003-12-07 | 12 | 7 | 15:00 | -1.7 | 15 | 2 | 29 |  | 26 | 17.7941 | 3.6751 | 21.4692 | 95% | 1 | 68.4 | 9.0117 | 4.9685 | 4.9685 | 0 | 0% | 10.5519 | 1 | 1 | 1 | 68.4 | 9.0117 | 4.9685 | 4.9685 | 0 | 0% | 726.75 | 68.4 | 0 | 658.35 | 726.75 | 68.4 | 0 | 658.35 | Winter | 0 | 0 | 0 | 0 | 0 | 0 | 0 | 0 | 1 | 1
2003-12-07 | 12 | 7 | 16:00 | -2.2 | 16 | 2 | 28 |  | 27 | 18.4784 | 3.6751 | 22.1536 | 95% | 1 | 68.4 | 9.0117 | 4.9685 | 4.9685 | 0 | 0% | 10.1425 | 1 | 1 | 1 | 68.4 | 9.0117 | 4.9685 | 4.9685 | 0 | 0% | 698.75 | 68.4 | 0 | 630.35 | 698.75 | 68.4 | 0 | 630.35 | Winter | 0 | 0 | 0 | 0 | 0 | 0 | 0 | 0 | 1 | 1
2003-12-07 | 12 | 7 | 17:00 | -2.8 | 17 | 2 | 27 |  | 28 | 19.1628 | 4.7252 | 23.888 | 95% | 1 | 68.4 | 9.0117 | 4.9685 | 4.9685 | 0 | 0% | 10.1645 | 1 | 1 | 1 | 68.4 | 9.0117 | 4.9685 | 4.9685 | 0 | 0% | 700.25 | 68.4 | 0 | 631.85 | 700.25 | 68.4 | 0 | 631.85 | Winter | 0 | 0 | 0 | 0 | 0 | 0 | 0 | 0 | 1 | 1
2003-12-07 | 12 | 7 | 18:00 | -2.8 | 18 | 2 | 27 |  | 28 | 19.1628 | 6.0377 | 25.2006 | 95% | 1 | 68.4 | 9.0117 | 4.9685 | 4.9685 | 0 | 0% | 10.3289 | 1 | 1 | 1 | 68.4 | 9.0117 | 4.9685 | 4.9685 | 0 | 0% | 711.5 | 68.4 | 0 | 643.1 | 711.5 | 68.4 | 0 | 643.1 | Winter | 0 | 0 | 0 | 0 | 0 | 0 | 0 | 0 | 1 | 1
2003-12-07 | 12 | 7 | 19:00 | -2.8 | 19 | 2 | 27 |  | 28 | 19.1628 | 6.5627 | 25.7256 | 95% | 1 | 68.4 | 9.0117 | 4.9685 | 4.9685 | 0 | 0% | 9.9598 | 1 | 1 | 1 | 68.4 | 9.0117 | 4.9685 | 4.9685 | 0 | 0% | 686.25 | 68.4 | 0 | 617.85 | 686.25 | 68.4 | 0 | 617.85 | Winter | 0 | 0 | 0 | 0 | 0 | 0 | 0 | 0 | 1 | 1
2003-12-07 | 12 | 7 | 20:00 | -2.8 | 20 | 2 | 27 |  | 28 | 19.1628 | 5.7752 | 24.938 | 95% | 1 | 68.4 | 9.0117 | 4.9685 | 4.9685 | 0 | 0% | 9.8392 | 1 | 1 | 1 | 68.4 | 9.0117 | 4.9685 | 4.9685 | 0 | 0% | 678 | 68.4 | 0 | 609.6 | 678 | 68.4 | 0 | 609.6 | Winter | 0 | 0 | 0 | 0 | 0 | 0 | 0 | 0 | 1 | 1
2003-12-07 | 12 | 7 | 21:00 | -2.2 | 21 | 2 | 28 |  | 27 | 18.4784 | 4.7252 | 23.2036 | 95% | 1 | 68.4 | 9.0117 | 4.9685 | 4.9685 | 0 | 0% | 9.905 | 1 | 1 | 1 | 68.4 | 9.0117 | 4.9685 | 4.9685 | 0 | 0% | 682.5 | 68.4 | 0 | 614.1 | 682.5 | 68.4 | 0 | 614.1 | Winter | 0 | 0 | 0 | 0 | 0 | 0 | 0 | 0 | 1 | 1
2003-12-07 | 12 | 7 | 22:00 | -2.2 | 22 | 2 | 28 |  | 27 | 18.4784 | 4.2002 | 22.6786 | 95% | 1 | 68.4 | 9.0117 | 4.9685 | 4.9685 | 0 | 0% | 9.7442 | 1 | 1 | 1 | 68.4 | 9.0117 | 4.9685 | 4.9685 | 0 | 0% | 671.5 | 68.4 | 0 | 603.1 | 671.5 | 68.4 | 0 | 603.1 | Winter | 0 | 0 | 0 | 0 | 0 | 0 | 0 | 0 | 1 | 1
2003-12-07 | 12 | 7 | 23:00 | -2.2 | 23 | 2 | 28 |  | 27 | 18.4784 | 5.2502 | 23.7286 | 95% | 1 | 68.4 | 9.0117 | 4.9685 | 4.9685 | 0 | 0% | 9.7076 | 1 | 1 | 1 | 68.4 | 9.0117 | 4.9685 | 4.9685 | 0 | 0% | 669 | 68.4 | 0 | 600.6 | 669 | 68.4 | 0 | 600.6 | Winter | 0 | 0 | 0 | 0 | 0 | 0 | 0 | 0 | 1 | 1
2003-12-07 | 12 | 7 | 24:00 | -2.2 | 0 | 2 | 28 |  | 27 | 18.4784 | 4.2002 | 22.6786 | 95% | 1 | 68.4 | 9.0117 | 4.9685 | 4.9685 | 0 | 0% | 10.0256 | 1 | 1 | 1 | 68.4 | 9.0117 | 4.9685 | 4.9685 | 0 | 0% | 690.75 | 68.4 | 0 | 622.35 | 690.75 | 68.4 | 0 | 622.35 | Winter | 0 | 0 | 0 | 0 | 0 | 0 | 0 | 0 | 1 | 1
2003-12-08 | 12 | 8 | 1:00 | -2.2 | 1 | 1 | 28 |  | 27 | 18.4784 | 3.9376 | 22.4161 | 95% | 1 | 68.4 | 9.0117 | 4.9685 | 4.9685 | 0 | 0% | 9.7442 | 1 | 1 | 1 | 68.4 | 9.0117 | 4.9685 | 4.9685 | 0 | 0% | 671.5 | 68.4 | 0 | 603.1 | 671.5 | 68.4 | 0 | 603.1 | Winter | 0 | FALSE | 0 | 0 | 0 | 0 | 0 | 0 | 1 | 1
2003-12-08 | 12 | 8 | 2:00 | -2.8 | 2 | 1 | 27 |  | 28 | 19.1628 | 3.1501 | 22.3129 | 95% | 1 | 68.4 | 9.0117 | 4.9685 | 4.9685 | 0 | 0% | 9.6016 | 1 | 1 | 1 | 68.4 | 9.0117 | 4.9685 | 4.9685 | 0 | 0% | 661.75 | 68.4 | 0 | 593.35 | 661.75 | 68.4 | 0 | 593.35 | Winter | 0 | FALSE | 0 | 0 | 0 | 0 | 0 | 0 | 1 | 1
2003-12-08 | 12 | 8 | 3:00 | -2.8 | 3 | 1 | 27 |  | 28 | 19.1628 | 3.4126 | 22.5755 | 95% | 1 | 68.4 | 9.0117 | 4.9685 | 4.9685 | 0 | 0% | 9.7003 | 1 | 1 | 1 | 68.4 | 9.0117 | 4.9685 | 4.9685 | 0 | 0% | 668.5 | 68.4 | 0 | 600.1 | 668.5 | 68.4 | 0 | 600.1 | Winter | 0 | FALSE | 0 | 0 | 0 | 0 | 0 | 0 | 1 | 1
2003-12-08 | 12 | 8 | 4:00 | -3.3 | 4 | 1 | 26 |  | 29 | 19.8472 | 3.1501 | 22.9973 | 95% | 1 | 68.4 | 9.0117 | 4.9685 | 4.9685 | 0 | 0% | 9.7661 | 1 | 1 | 1 | 68.4 | 9.0117 | 4.9685 | 4.9685 | 0 | 0% | 673 | 68.4 | 0 | 604.6 | 673 | 68.4 | 0 | 604.6 | Winter | 0 | FALSE | 0 | 0 | 0 | 0 | 0 | 0 | 1 | 1
2003-12-08 | 12 | 8 | 5:00 | -3.3 | 5 | 1 | 26 |  | 29 | 19.8472 | 3.1501 | 22.9973 | 95% | 1 | 68.4 | 9.0117 | 4.9685 | 4.9685 | 0 | 0% | 9.3713 | 1 | 1 | 1 | 68.4 | 9.0117 | 4.9685 | 4.9685 | 0 | 0% | 646 | 68.4 | 0 | 577.6 | 646 | 68.4 | 0 | 577.6 | Winter | 0 | FALSE | 0 | 0 | 0 | 0 | 0 | 0 | 1 | 1
2003-12-08 | 12 | 8 | 6:00 | -3.3 | 6 | 1 | 26 |  | 29 | 19.8472 | 3.9376 | 23.7849 | 95% | 1 | 68.4 | 9.0117 | 4.9685 | 4.9685 | 0 | 0% | 9.576 | 1 | 1 | 1 | 68.4 | 9.0117 | 4.9685 | 4.9685 | 0 | 0% | 660 | 68.4 | 0 | 591.6 | 660 | 68.4 | 0 | 591.6 | Winter | 0 | FALSE | 0 | 0 | 0 | 0 | 0 | 0 | 1 | 1
2003-12-08 | 12 | 8 | 7:00 | -3.3 | 7 | 1 | 26 |  | 29 | 19.8472 | 4.7252 | 24.5724 | 95% | 1 | 68.4 | 9.0117 | 4.9685 | 4.9685 | 0 | 0% | 10.0329 | 1 | 1 | 1 | 68.4 | 9.0117 | 4.9685 | 4.9685 | 0 | 0% | 691.25 | 68.4 | 0 | 622.85 | 691.25 | 68.4 | 0 | 622.85 | Winter | 0 | FALSE | 0 | 0 | 0 | 0 | 0 | 0 | 1 | 1
2003-12-08 | 12 | 8 | 8:00 | -2.8 | 8 | 1 | 27 |  | 28 | 19.1628 | 7.6128 | 26.7756 | 95% | 1 | 68.4 | 9.0117 | 4.9685 | 4.9685 | 0 | 0% | 10.7566 | 1 | 1 | 1 | 68.4 | 9.0117 | 4.9685 | 4.9685 | 0 | 0% | 740.75 | 68.4 | 0 | 672.35 | 740.75 | 68.4 | 0 | 672.35 | Winter | 0 | FALSE | 0 | 0 | 0 | 0 | 0 | 0 | 1 | 1
2003-12-08 | 12 | 8 | 9:00 | -2.2 | 9 | 1 | 28 |  | 27 | 18.4784 | 6.5627 | 25.0412 | 95% | 1 | 68.4 | 9.0117 | 4.9685 | 4.9685 | 0 | 0% | 11.3596 | 1 | 1 | 1 | 68.4 | 9.0117 | 4.9685 | 4.9685 | 0 | 0% | 782 | 68.4 | 0 | 713.6 | 782 | 68.4 | 0 | 713.6 | Winter | 0 | FALSE | 0 | 0 | 0 | 0 | 0 | 0 | 1 | 1
2003-12-08 | 12 | 8 | 10:00 | -1.1 | 10 | 1 | 30 |  | 25 | 17.1097 | 6.0377 | 23.1474 | 95% | 1 | 68.4 | 9.0117 | 4.9685 | 4.9685 | 0 | 0% | 11.9993 | 1 | 1 | 1 | 68.4 | 9.0117 | 4.9685 | 4.9685 | 0 | 0% | 825.75 | 68.4 | 0 | 757.35 | 825.75 | 68.4 | 0 | 757.35 | Winter | 0 | FALSE | 0 | 0 | 0 | 0 | 0 | 0 | 1 | 1
2003-12-08 | 12 | 8 | 11:00 | 0 | 11 | 1 | 32 |  | 23 | 15.7409 | 5.2502 | 20.9911 | 95% | 1 | 68.4 | 9.0117 | 4.9685 | 4.9685 | 0 | 0% | 12.7412 | 1 | 1 | 1 | 68.4 | 9.0117 | 4.9685 | 4.9685 | 0 | 0% | 876.5 | 68.4 | 0 | 808.1 | 876.5 | 68.4 | 0 | 808.1 | Winter | 0 | FALSE | 0 | 0 | 0 | 0 | 0 | 0 | 1 | 1
2003-12-08 | 12 | 8 | 12:00 | 0.6 | 12 | 1 | 33 |  | 22 | 15.0565 | 5.2502 | 20.3067 | 95% | 1 | 68.4 | 9.0117 | 4.9685 | 4.9685 | 0 | 0% | 13.0848 | 1 | 1 | 1 | 68.4 | 9.0117 | 4.9685 | 4.9685 | 0 | 0% | 900 | 68.4 | 0 | 831.6 | 900 | 68.4 | 0 | 831.6 | Winter | 0 | FALSE | 0 | 0 | 0 | 0 | 0 | 0 | 1 | 1
2003-12-08 | 12 | 8 | 13:00 | 1.1 | 13 | 1 | 34 |  | 21 | 14.3721 | 4.7252 | 19.0973 | 95% | 1 | 68.4 | 9.0117 | 4.9685 | 4.9685 | 0 | 0% | 12.9825 | 1 | 1 | 1 | 68.4 | 9.0117 | 4.9685 | 4.9685 | 0 | 0% | 893 | 68.4 | 0 | 824.6 | 893 | 68.4 | 0 | 824.6 | Winter | 0 | FALSE | 0 | 0 | 0 | 0 | 0 | 0 | 1 | 1
2003-12-08 | 12 | 8 | 14:00 | 1.7 | 14 | 1 | 35 |  | 20 | 13.6877 | 3.9376 | 17.6254 | 95% | 1 | 68.4 | 9.0117 | 4.9685 | 4.9685 | 0 | 0% | 12.5804 | 1 | 1 | 1 | 68.4 | 9.0117 | 4.9685 | 4.9685 | 0 | 0% | 865.5 | 68.4 | 0 | 797.1 | 865.5 | 68.4 | 0 | 797.1 | Winter | 0 | FALSE | 0 | 0 | 0 | 0 | 0 | 0 | 1 | 1
2003-12-08 | 12 | 8 | 15:00 | 2.2 | 15 | 1 | 36 |  | 19 | 13.0033 | 3.6751 | 16.6785 | 95% | 1 | 68.4 | 9.0117 | 4.9685 | 4.9685 | 0 | 0% | 13.1031 | 1 | 1 | 1 | 68.4 | 9.0117 | 4.9685 | 4.9685 | 0 | 0% | 901.25 | 68.4 | 0 | 832.85 | 901.25 | 68.4 | 0 | 832.85 | Winter | 0 | FALSE | 0 | 0 | 0 | 0 | 0 | 0 | 1 | 1
2003-12-08 | 12 | 8 | 16:00 | 1.7 | 16 | 1 | 35 |  | 20 | 13.6877 | 3.6751 | 17.3629 | 95% | 1 | 68.4 | 9.0117 | 4.9685 | 4.9685 | 0 | 0% | 12.8216 | 1 | 1 | 1 | 68.4 | 9.0117 | 4.9685 | 4.9685 | 0 | 0% | 882 | 68.4 | 0 | 813.6 | 882 | 68.4 | 0 | 813.6 | Winter | 0 | FALSE | 0 | 0 | 0 | 0 | 0 | 0 | 1 | 1
2003-12-08 | 12 | 8 | 17:00 | 1.1 | 17 | 1 | 34 |  | 21 | 14.3721 | 4.7252 | 19.0973 | 95% | 1 | 68.4 | 9.0117 | 4.9685 | 4.9685 | 0 | 0% | 12.9678 | 1 | 1 | 1 | 68.4 | 9.0117 | 4.9685 | 4.9685 | 0 | 0% | 892 | 68.4 | 0 | 823.6 | 892 | 68.4 | 0 | 823.6 | Winter | 1 | FALSE | 1 | 68.4 | 68.4 | 0 | 0 | 0 | 1 | 1
2003-12-08 | 12 | 8 | 18:00 | 0.6 | 18 | 1 | 33 |  | 22 | 15.0565 | 6.0377 | 21.0942 | 95% | 1 | 68.4 | 9.0117 | 4.9685 | 4.9685 | 0 | 0% | 12.5146 | 1 | 1 | 1 | 68.4 | 9.0117 | 4.9685 | 4.9685 | 0 | 0% | 861 | 68.4 | 0 | 792.6 | 861 | 68.4 | 0 | 792.6 | Winter | 1 | FALSE | 1 | 68.4 | 68.4 | 0 | 0 | 0 | 1 | 1
2003-12-08 | 12 | 8 | 19:00 | 0 | 19 | 1 | 32 |  | 23 | 15.7409 | 6.5627 | 22.3036 | 95% | 1 | 68.4 | 9.0117 | 4.9685 | 4.9685 | 0 | 0% | 11.9956 | 1 | 1 | 1 | 68.4 | 9.0117 | 4.9685 | 4.9685 | 0 | 0% | 825.5 | 68.4 | 0 | 757.1 | 825.5 | 68.4 | 0 | 757.1 | Winter | 0 | FALSE | 0 | 0 | 0 | 0 | 0 | 0 | 1 | 1
2003-12-08 | 12 | 8 | 20:00 | -0.6 | 20 | 1 | 31 |  | 24 | 16.4253 | 5.7752 | 22.2005 | 95% | 1 | 68.4 | 9.0117 | 4.9685 | 4.9685 | 0 | 0% | 11.0892 | 1 | 1 | 1 | 68.4 | 9.0117 | 4.9685 | 4.9685 | 0 | 0% | 763.5 | 68.4 | 0 | 695.1 | 763.5 | 68.4 | 0 | 695.1 | Winter | 0 | FALSE | 0 | 0 | 0 | 0 | 0 | 0 | 1 | 1
2003-12-08 | 12 | 8 | 21:00 | -1.1 | 21 | 1 | 30 |  | 25 | 17.1097 | 4.7252 | 21.8348 | 95% | 1 | 68.4 | 9.0117 | 4.9685 | 4.9685 | 0 | 0% | 11.1404 | 1 | 1 | 1 | 68.4 | 9.0117 | 4.9685 | 4.9685 | 0 | 0% | 767 | 68.4 | 0 | 698.6 | 767 | 68.4 | 0 | 698.6 | Winter | 0 | FALSE | 0 | 0 | 0 | 0 | 0 | 0 | 1 | 1
2003-12-08 | 12 | 8 | 22:00 | -1.1 | 22 | 1 | 30 |  | 25 | 17.1097 | 4.2002 | 21.3098 | 95% | 1 | 68.4 | 9.0117 | 4.9685 | 4.9685 | 0 | 0% | 10.5336 | 1 | 1 | 1 | 68.4 | 9.0117 | 4.9685 | 4.9685 | 0 | 0% | 725.5 | 68.4 | 0 | 657.1 | 725.5 | 68.4 | 0 | 657.1 | Winter | 0 | FALSE | 0 | 0 | 0 | 0 | 0 | 0 | 1 | 1
2003-12-08 | 12 | 8 | 23:00 | -1.7 | 23 | 1 | 29 |  | 26 | 17.7941 | 5.2502 | 23.0442 | 95% | 1 | 68.4 | 9.0117 | 4.9685 | 4.9685 | 0 | 0% | 10.307 | 1 | 1 | 1 | 68.4 | 9.0117 | 4.9685 | 4.9685 | 0 | 0% | 710 | 68.4 | 0 | 641.6 | 710 | 68.4 | 0 | 641.6 | Winter | 0 | FALSE | 0 | 0 | 0 | 0 | 0 | 0 | 1 | 1
2003-12-08 | 12 | 8 | 24:00 | -1.7 | 0 | 1 | 29 |  | 26 | 17.7941 | 4.2002 | 21.9942 | 95% | 1 | 68.4 | 9.0117 | 4.9685 | 4.9685 | 0 | 0% | 10.636 | 1 | 1 | 1 | 68.4 | 9.0117 | 4.9685 | 4.9685 | 0 | 0% | 732.5 | 68.4 | 0 | 664.1 | 732.5 | 68.4 | 0 | 664.1 | Winter | 0 | FALSE | 0 | 0 | 0 | 0 | 0 | 0 | 1 | 1
2003-12-09 | 12 | 9 | 1:00 | -2.2 | 1 | 1 | 28 |  | 27 | 18.4784 | 3.9376 | 22.4161 | 95% | 1 | 68.4 | 9.0117 | 4.9685 | 4.9685 | 0 | 0% | 10.5738 | 1 | 1 | 1 | 68.4 | 9.0117 | 4.9685 | 4.9685 | 0 | 0% | 728.25 | 68.4 | 0 | 659.85 | 728.25 | 68.4 | 0 | 659.85 | Winter | 0 | FALSE | 0 | 0 | 0 | 0 | 0 | 0 | 1 | 1
2003-12-09 | 12 | 9 | 2:00 | -3.3 | 2 | 1 | 26 |  | 29 | 19.8472 | 3.1501 | 22.9973 | 95% | 1 | 68.4 | 9.0117 | 4.9685 | 4.9685 | 0 | 0% | 9.9708 | 1 | 1 | 1 | 68.4 | 9.0117 | 4.9685 | 4.9685 | 0 | 0% | 687 | 68.4 | 0 | 618.6 | 687 | 68.4 | 0 | 618.6 | Winter | 0 | FALSE | 0 | 0 | 0 | 0 | 0 | 0 | 1 | 1
2003-12-09 | 12 | 9 | 3:00 | -3.3 | 3 | 1 | 26 |  | 29 | 19.8472 | 3.4126 | 23.2598 | 95% | 1 | 68.4 | 9.0117 | 4.9685 | 4.9685 | 0 | 0% | 9.9817 | 1 | 1 | 1 | 68.4 | 9.0117 | 4.9685 | 4.9685 | 0 | 0% | 687.75 | 68.4 | 0 | 619.35 | 687.75 | 68.4 | 0 | 619.35 | Winter | 0 | FALSE | 0 | 0 | 0 | 0 | 0 | 0 | 1 | 1
2003-12-09 | 12 | 9 | 4:00 | -3.9 | 4 | 1 | 25 |  | 30 | 20.5316 | 3.1501 | 23.6817 | 95% | 1 | 68.4 | 9.0117 | 4.9685 | 4.9685 | 0 | 0% | 9.8173 | 1 | 1 | 1 | 68.4 | 9.0117 | 4.9685 | 4.9685 | 0 | 0% | 676.5 | 68.4 | 0 | 608.1 | 676.5 | 68.4 | 0 | 608.1 | Winter | 0 | FALSE | 0 | 0 | 0 | 0 | 0 | 0 | 1 | 1
2003-12-09 | 12 | 9 | 5:00 | -4.4 | 5 | 1 | 24 |  | 31 | 21.216 | 3.1501 | 24.3661 | 95% | 1 | 68.4 | 9.0117 | 4.9685 | 4.9685 | 0 | 0% | 9.9232 | 1 | 1 | 1 | 68.4 | 9.0117 | 4.9685 | 4.9685 | 0 | 0% | 683.75 | 68.4 | 0 | 615.35 | 683.75 | 68.4 | 0 | 615.35 | Winter | 0 | FALSE | 0 | 0 | 0 | 0 | 0 | 0 | 1 | 1
2003-12-09 | 12 | 9 | 6:00 | -4.4 | 6 | 1 | 24 |  | 31 | 21.216 | 3.9376 | 25.1536 | 95% | 1 | 68.4 | 9.0117 | 4.9685 | 4.9685 | 0 | 0% | 9.7368 | 1 | 1 | 1 | 68.4 | 9.0117 | 4.9685 | 4.9685 | 0 | 0% | 671 | 68.4 | 0 | 602.6 | 671 | 68.4 | 0 | 602.6 | Winter | 0 | FALSE | 0 | 0 | 0 | 0 | 0 | 0 | 1 | 1
2003-12-09 | 12 | 9 | 7:00 | -4.4 | 7 | 1 | 24 |  | 31 | 21.216 | 4.7252 | 25.9412 | 95% | 1 | 68.4 | 9.0117 | 4.9685 | 4.9685 | 0 | 0% | 10.0512 | 1 | 1 | 1 | 68.4 | 9.0117 | 4.9685 | 4.9685 | 0 | 0% | 692.5 | 68.4 | 0 | 624.1 | 692.5 | 68.4 | 0 | 624.1 | Winter | 0 | FALSE | 0 | 0 | 0 | 0 | 0 | 0 | 1 | 1
2003-12-09 | 12 | 9 | 8:00 | -3.9 | 8 | 1 | 25 |  | 30 | 20.5316 | 7.6128 | 28.1444 | 95% | 1 | 68.4 | 9.0117 | 4.9685 | 4.9685 | 0 | 0% | 11.1659 | 1 | 1 | 1 | 68.4 | 9.0117 | 4.9685 | 4.9685 | 0 | 0% | 768.75 | 68.4 | 0 | 700.35 | 768.75 | 68.4 | 0 | 700.35 | Winter | 0 | FALSE | 0 | 0 | 0 | 0 | 0 | 0 | 1 | 1
2003-12-09 | 12 | 9 | 9:00 | -2.8 | 9 | 1 | 27 |  | 28 | 19.1628 | 6.5627 | 25.7256 | 95% | 1 | 68.4 | 9.0117 | 4.9685 | 4.9685 | 0 | 0% | 11.3487 | 1 | 1 | 1 | 68.4 | 9.0117 | 4.9685 | 4.9685 | 0 | 0% | 781.25 | 68.4 | 0 | 712.85 | 781.25 | 68.4 | 0 | 712.85 | Winter | 0 | FALSE | 0 | 0 | 0 | 0 | 0 | 0 | 1 | 1
2003-12-09 | 12 | 9 | 10:00 | -1.1 | 10 | 1 | 30 |  | 25 | 17.1097 | 6.0377 | 23.1474 | 95% | 1 | 68.4 | 9.0117 | 4.9685 | 4.9685 | 0 | 0% | 11.5534 | 1 | 1 | 1 | 68.4 | 9.0117 | 4.9685 | 4.9685 | 0 | 0% | 795.25 | 68.4 | 0 | 726.85 | 795.25 | 68.4 | 0 | 726.85 | Winter | 0 | FALSE | 0 | 0 | 0 | 0 | 0 | 0 | 1 | 1
2003-12-09 | 12 | 9 | 11:00 | 0.6 | 11 | 1 | 33 |  | 22 | 15.0565 | 5.2502 | 20.3067 | 95% | 1 | 68.4 | 9.0117 | 4.9685 | 4.9685 | 0 | 0% | 11.9664 | 1 | 1 | 1 | 68.4 | 9.0117 | 4.9685 | 4.9685 | 0 | 0% | 823.5 | 68.4 | 0 | 755.1 | 823.5 | 68.4 | 0 | 755.1 | Winter | 0 | FALSE | 0 | 0 | 0 | 0 | 0 | 0 | 1 | 1
2003-12-09 | 12 | 9 | 12:00 | 0 | 12 | 1 | 32 |  | 23 | 15.7409 | 5.2502 | 20.9911 | 95% | 1 | 68.4 | 9.0117 | 4.9685 | 4.9685 | 0 | 0% | 11.9773 | 1 | 1 | 1 | 68.4 | 9.0117 | 4.9685 | 4.9685 | 0 | 0% | 824.25 | 68.4 | 0 | 755.85 | 824.25 | 68.4 | 0 | 755.85 | Winter | 0 | FALSE | 0 | 0 | 0 | 0 | 0 | 0 | 1 | 1
2003-12-09 | 12 | 9 | 13:00 | 0 | 13 | 1 | 32 |  | 23 | 15.7409 | 4.7252 | 20.4661 | 95% | 1 | 68.4 | 9.0117 | 4.9685 | 4.9685 | 0 | 0% | 12.9751 | 1 | 1 | 1 | 68.4 | 9.0117 | 4.9685 | 4.9685 | 0 | 0% | 892.5 | 68.4 | 0 | 824.1 | 892.5 | 68.4 | 0 | 824.1 | Winter | 0 | FALSE | 0 | 0 | 0 | 0 | 0 | 0 | 1 | 1
2003-12-09 | 12 | 9 | 14:00 | 0 | 14 | 1 | 32 |  | 23 | 15.7409 | 3.9376 | 19.6785 | 95% | 1 | 68.4 | 9.0117 | 4.9685 | 4.9685 | 0 | 0% | 12.0943 | 1 | 1 | 1 | 68.4 | 9.0117 | 4.9685 | 4.9685 | 0 | 0% | 832.25 | 68.4 | 0 | 763.85 | 832.25 | 68.4 | 0 | 763.85 | Winter | 0 | FALSE | 0 | 0 | 0 | 0 | 0 | 0 | 1 | 1
2003-12-09 | 12 | 9 | 15:00 | 0 | 15 | 1 | 32 |  | 23 | 15.7409 | 3.6751 | 19.416 | 95% | 1 | 68.4 | 9.0117 | 4.9685 | 4.9685 | 0 | 0% | 12.2222 | 1 | 1 | 1 | 68.4 | 9.0117 | 4.9685 | 4.9685 | 0 | 0% | 841 | 68.4 | 0 | 772.6 | 841 | 68.4 | 0 | 772.6 | Winter | 0 | FALSE | 0 | 0 | 0 | 0 | 0 | 0 | 1 | 1
2003-12-09 | 12 | 9 | 16:00 | -0.6 | 16 | 1 | 31 |  | 24 | 16.4253 | 3.6751 | 20.1004 | 95% | 1 | 68.4 | 9.0117 | 4.9685 | 4.9685 | 0 | 0% | 12.1126 | 1 | 1 | 1 | 68.4 | 9.0117 | 4.9685 | 4.9685 | 0 | 0% | 833.5 | 68.4 | 0 | 765.1 | 833.5 | 68.4 | 0 | 765.1 | Winter | 0 | FALSE | 0 | 0 | 0 | 0 | 0 | 0 | 1 | 1
2003-12-09 | 12 | 9 | 17:00 | 0.6 | 17 | 1 | 33 |  | 22 | 15.0565 | 4.7252 | 19.7817 | 95% | 1 | 68.4 | 9.0117 | 4.9685 | 4.9685 | 0 | 0% | 12.0577 | 1 | 1 | 1 | 68.4 | 9.0117 | 4.9685 | 4.9685 | 0 | 0% | 829.75 | 68.4 | 0 | 761.35 | 829.75 | 68.4 | 0 | 761.35 | Winter | 1 | FALSE | 1 | 68.4 | 68.4 | 0 | 0 | 0 | 1 | 1
2003-12-09 | 12 | 9 | 18:00 | 0 | 18 | 1 | 32 |  | 23 | 15.7409 | 6.0377 | 21.7786 | 95% | 1 | 68.4 | 9.0117 | 4.9685 | 4.9685 | 0 | 0% | 12.0066 | 1 | 1 | 1 | 68.4 | 9.0117 | 4.9685 | 4.9685 | 0 | 0% | 826.25 | 68.4 | 0 | 757.85 | 826.25 | 68.4 | 0 | 757.85 | Winter | 1 | FALSE | 1 | 68.4 | 68.4 | 0 | 0 | 0 | 1 | 1
2003-12-09 | 12 | 9 | 19:00 | 0.6 | 19 | 1 | 33 |  | 22 | 15.0565 | 6.5627 | 21.6193 | 95% | 1 | 68.4 | 9.0117 | 4.9685 | 4.9685 | 0 | 0% | 11.6703 | 1 | 1 | 1 | 68.4 | 9.0117 | 4.9685 | 4.9685 | 0 | 0% | 803.25 | 68.4 | 0 | 734.85 | 803.25 | 68.4 | 0 | 734.85 | Winter | 0 | FALSE | 0 | 0 | 0 | 0 | 0 | 0 | 1 | 1
2003-12-09 | 12 | 9 | 20:00 | 0.6 | 20 | 1 | 33 |  | 22 | 15.0565 | 5.7752 | 20.8317 | 95% | 1 | 68.4 | 9.0117 | 4.9685 | 4.9685 | 0 | 0% | 10.9686 | 1 | 1 | 1 | 68.4 | 9.0117 | 4.9685 | 4.9685 | 0 | 0% | 755.25 | 68.4 | 0 | 686.85 | 755.25 | 68.4 | 0 | 686.85 | Winter | 0 | FALSE | 0 | 0 | 0 | 0 | 0 | 0 | 1 | 1
2003-12-09 | 12 | 9 | 21:00 | 0 | 21 | 1 | 32 |  | 23 | 15.7409 | 4.7252 | 20.4661 | 95% | 1 | 68.4 | 9.0117 | 4.9685 | 4.9685 | 0 | 0% | 10.307 | 1 | 1 | 1 | 68.4 | 9.0117 | 4.9685 | 4.9685 | 0 | 0% | 710 | 68.4 | 0 | 641.6 | 710 | 68.4 | 0 | 641.6 | Winter | 0 | FALSE | 0 | 0 | 0 | 0 | 0 | 0 | 1 | 1
2003-12-09 | 12 | 9 | 22:00 | 0.6 | 22 | 1 | 33 |  | 22 | 15.0565 | 4.2002 | 19.2567 | 95% | 1 | 68.4 | 9.0117 | 4.9685 | 4.9685 | 0 | 0% | 9.8392 | 1 | 1 | 1 | 68.4 | 9.0117 | 4.9685 | 4.9685 | 0 | 0% | 678 | 68.4 | 0 | 609.6 | 678 | 68.4 | 0 | 609.6 | Winter | 0 | FALSE | 0 | 0 | 0 | 0 | 0 | 0 | 1 | 1
2003-12-09 | 12 | 9 | 23:00 | 0 | 23 | 1 | 32 |  | 23 | 15.7409 | 5.2502 | 20.9911 | 95% | 1 | 68.4 | 9.0117 | 4.9685 | 4.9685 | 0 | 0% | 9.8209 | 1 | 1 | 1 | 68.4 | 9.0117 | 4.9685 | 4.9685 | 0 | 0% | 676.75 | 68.4 | 0 | 608.35 | 676.75 | 68.4 | 0 | 608.35 | Winter | 0 | FALSE | 0 | 0 | 0 | 0 | 0 | 0 | 1 | 1
2003-12-09 | 12 | 9 | 24:00 | 0.6 | 0 | 1 | 33 |  | 22 | 15.0565 | 4.2002 | 19.2567 | 95% | 1 | 68.4 | 9.0117 | 4.9685 | 4.9685 | 0 | 0% | 9.4408 | 1 | 1 | 1 | 68.4 | 9.0117 | 4.9685 | 4.9685 | 0 | 0% | 650.75 | 68.4 | 0 | 582.35 | 650.75 | 68.4 | 0 | 582.35 | Winter | 0 | FALSE | 0 | 0 | 0 | 0 | 0 | 0 | 1 | 1
2003-12-10 | 12 | 10 | 1:00 | 0 | 1 | 1 | 32 |  | 23 | 15.7409 | 3.9376 | 19.6785 | 95% | 1 | 68.4 | 9.0117 | 4.9685 | 4.9685 | 0 | 0% | 9.9598 | 1 | 1 | 1 | 68.4 | 9.0117 | 4.9685 | 4.9685 | 0 | 0% | 686.25 | 68.4 | 0 | 617.85 | 686.25 | 68.4 | 0 | 617.85 | Winter | 0 | FALSE | 0 | 0 | 0 | 0 | 0 | 0 | 1 | 1
2003-12-10 | 12 | 10 | 2:00 | 0 | 2 | 1 | 32 |  | 23 | 15.7409 | 3.1501 | 18.891 | 95% | 1 | 68.4 | 9.0117 | 4.9685 | 4.9685 | 0 | 0% | 9.6089 | 1 | 1 | 1 | 68.4 | 9.0117 | 4.9685 | 4.9685 | 0 | 0% | 662.25 | 68.4 | 0 | 593.85 | 662.25 | 68.4 | 0 | 593.85 | Winter | 0 | FALSE | 0 | 0 | 0 | 0 | 0 | 0 | 1 | 1
2003-12-10 | 12 | 10 | 3:00 | 0.6 | 3 | 1 | 33 |  | 22 | 15.0565 | 3.4126 | 18.4691 | 95% | 1 | 68.4 | 9.0117 | 4.9685 | 4.9685 | 0 | 0% | 9.4079 | 1 | 1 | 1 | 68.4 | 9.0117 | 4.9685 | 4.9685 | 0 | 0% | 648.5 | 68.4 | 0 | 580.1 | 648.5 | 68.4 | 0 | 580.1 | Winter | 0 | FALSE | 0 | 0 | 0 | 0 | 0 | 0 | 1 | 1
2003-12-10 | 12 | 10 | 4:00 | -0.6 | 4 | 1 | 31 |  | 24 | 16.4253 | 3.1501 | 19.5754 | 95% | 1 | 68.4 | 9.0117 | 4.9685 | 4.9685 | 0 | 0% | 9.4298 | 1 | 1 | 1 | 68.4 | 9.0117 | 4.9685 | 4.9685 | 0 | 0% | 650 | 68.4 | 0 | 581.6 | 650 | 68.4 | 0 | 581.6 | Winter | 0 | FALSE | 0 | 0 | 0 | 0 | 0 | 0 | 1 | 1
2003-12-10 | 12 | 10 | 5:00 | 0 | 5 | 1 | 32 |  | 23 | 15.7409 | 3.1501 | 18.891 | 95% | 1 | 68.4 | 9.0117 | 4.9685 | 4.9685 | 0 | 0% | 9.492 | 1 | 1 | 1 | 68.4 | 9.0117 | 4.9685 | 4.9685 | 0 | 0% | 654.25 | 68.4 | 0 | 585.85 | 654.25 | 68.4 | 0 | 585.85 | Winter | 0 | FALSE | 0 | 0 | 0 | 0 | 0 | 0 | 1 | 1
2003-12-10 | 12 | 10 | 6:00 | 1.1 | 6 | 1 | 34 |  | 21 | 14.3721 | 3.9376 | 18.3098 | 95% | 1 | 68.4 | 9.0117 | 4.9685 | 4.9685 | 0 | 0% | 9.4079 | 1 | 1 | 1 | 68.4 | 9.0117 | 4.9685 | 4.9685 | 0 | 0% | 648.5 | 68.4 | 0 | 580.1 | 648.5 | 68.4 | 0 | 580.1 | Winter | 0 | FALSE | 0 | 0 | 0 | 0 | 0 | 0 | 1 | 1
2003-12-10 | 12 | 10 | 7:00 | 1.1 | 7 | 1 | 34 |  | 21 | 14.3721 | 4.7252 | 19.0973 | 95% | 1 | 68.4 | 9.0117 | 4.9685 | 4.9685 | 0 | 0% | 10.402 | 1 | 1 | 1 | 68.4 | 9.0117 | 4.9685 | 4.9685 | 0 | 0% | 716.5 | 68.4 | 0 | 648.1 | 716.5 | 68.4 | 0 | 648.1 | Winter | 0 | FALSE | 0 | 0 | 0 | 0 | 0 | 0 | 1 | 1
2003-12-10 | 12 | 10 | 8:00 | 1.7 | 8 | 1 | 35 |  | 20 | 13.6877 | 7.6128 | 21.3005 | 95% | 1 | 68.4 | 9.0117 | 4.9685 | 4.9685 | 0 | 0% | 10.6615 | 1 | 1 | 1 | 68.4 | 9.0117 | 4.9685 | 4.9685 | 0 | 0% | 734.25 | 68.4 | 0 | 665.85 | 734.25 | 68.4 | 0 | 665.85 | Winter | 0 | FALSE | 0 | 0 | 0 | 0 | 0 | 0 | 1 | 1
2003-12-10 | 12 | 10 | 9:00 | 2.2 | 9 | 1 | 36 |  | 19 | 13.0033 | 6.5627 | 19.5661 | 95% | 1 | 68.4 | 9.0117 | 4.9685 | 4.9685 | 0 | 0% | 11.3414 | 1 | 1 | 1 | 68.4 | 9.0117 | 4.9685 | 4.9685 | 0 | 0% | 780.75 | 68.4 | 0 | 712.35 | 780.75 | 68.4 | 0 | 712.35 | Winter | 0 | FALSE | 0 | 0 | 0 | 0 | 0 | 0 | 1 | 1
2003-12-10 | 12 | 10 | 10:00 | 2.2 | 10 | 1 | 36 |  | 19 | 13.0033 | 6.0377 | 19.0411 | 95% | 1 | 68.4 | 9.0117 | 4.9685 | 4.9685 | 0 | 0% | 11.8421 | 1 | 1 | 1 | 68.4 | 9.0117 | 4.9685 | 4.9685 | 0 | 0% | 815 | 68.4 | 0 | 746.6 | 815 | 68.4 | 0 | 746.6 | Winter | 0 | FALSE | 0 | 0 | 0 | 0 | 0 | 0 | 1 | 1
2003-12-10 | 12 | 10 | 11:00 | 2.2 | 11 | 1 | 36 |  | 19 | 13.0033 | 5.2502 | 18.2535 | 95% | 1 | 68.4 | 9.0117 | 4.9685 | 4.9685 | 0 | 0% | 12.4671 | 1 | 1 | 1 | 68.4 | 9.0117 | 4.9685 | 4.9685 | 0 | 0% | 857.75 | 68.4 | 0 | 789.35 | 857.75 | 68.4 | 0 | 789.35 | Winter | 0 | FALSE | 0 | 0 | 0 | 0 | 0 | 0 | 1 | 1
2003-12-10 | 12 | 10 | 12:00 | 2.8 | 12 | 1 | 37 |  | 18 | 12.319 | 5.2502 | 17.5692 | 95% | 1 | 68.4 | 9.0117 | 4.9685 | 4.9685 | 0 | 0% | 12.4196 | 1 | 1 | 1 | 68.4 | 9.0117 | 4.9685 | 4.9685 | 0 | 0% | 854.5 | 68.4 | 0 | 786.1 | 854.5 | 68.4 | 0 | 786.1 | Winter | 0 | FALSE | 0 | 0 | 0 | 0 | 0 | 0 | 1 | 1
2003-12-10 | 12 | 10 | 13:00 | 2.8 | 13 | 1 | 37 |  | 18 | 12.319 | 4.7252 | 17.0441 | 95% | 1 | 68.4 | 9.0117 | 4.9685 | 4.9685 | 0 | 0% | 12.8765 | 1 | 1 | 1 | 68.4 | 9.0117 | 4.9685 | 4.9685 | 0 | 0% | 885.75 | 68.4 | 0 | 817.35 | 885.75 | 68.4 | 0 | 817.35 | Winter | 0 | FALSE | 0 | 0 | 0 | 0 | 0 | 0 | 1 | 1
2003-12-10 | 12 | 10 | 14:00 | 2.8 | 14 | 1 | 37 |  | 18 | 12.319 | 3.9376 | 16.2566 | 95% | 1 | 68.4 | 9.0117 | 4.9685 | 4.9685 | 0 | 0% | 12.7156 | 1 | 1 | 1 | 68.4 | 9.0117 | 4.9685 | 4.9685 | 0 | 0% | 874.75 | 68.4 | 0 | 806.35 | 874.75 | 68.4 | 0 | 806.35 | Winter | 0 | FALSE | 0 | 0 | 0 | 0 | 0 | 0 | 1 | 1
2003-12-10 | 12 | 10 | 15:00 | 3.3 | 15 | 1 | 38 |  | 17 | 11.6346 | 3.6751 | 15.3097 | 95% | 1 | 68.4 | 9.0117 | 4.9685 | 4.9685 | 0 | 0% | 12.5 | 1 | 1 | 1 | 68.4 | 9.0117 | 4.9685 | 4.9685 | 0 | 0% | 860 | 68.4 | 0 | 791.6 | 860 | 68.4 | 0 | 791.6 | Winter | 0 | FALSE | 0 | 0 | 0 | 0 | 0 | 0 | 1 | 1
2003-12-10 | 12 | 10 | 16:00 | 2.8 | 16 | 1 | 37 |  | 18 | 12.319 | 3.6751 | 15.9941 | 95% | 1 | 68.4 | 9.0117 | 4.9685 | 4.9685 | 0 | 0% | 12.1857 | 1 | 1 | 1 | 68.4 | 9.0117 | 4.9685 | 4.9685 | 0 | 0% | 838.5 | 68.4 | 0 | 770.1 | 838.5 | 68.4 | 0 | 770.1 | Winter | 0 | FALSE | 0 | 0 | 0 | 0 | 0 | 0 | 1 | 1
2003-12-10 | 12 | 10 | 17:00 | 3.3 | 17 | 1 | 38 |  | 17 | 11.6346 | 4.7252 | 16.3597 | 95% | 1 | 68.4 | 9.0117 | 4.9685 | 4.9685 | 0 | 0% | 12.2295 | 1 | 1 | 1 | 68.4 | 9.0117 | 4.9685 | 4.9685 | 0 | 0% | 841.5 | 68.4 | 0 | 773.1 | 841.5 | 68.4 | 0 | 773.1 | Winter | 1 | FALSE | 1 | 68.4 | 68.4 | 0 | 0 | 0 | 1 | 1
2003-12-10 | 12 | 10 | 18:00 | 3.3 | 18 | 1 | 38 |  | 17 | 11.6346 | 6.0377 | 17.6723 | 95% | 1 | 68.4 | 9.0117 | 4.9685 | 4.9685 | 0 | 0% | 12.0102 | 1 | 1 | 1 | 68.4 | 9.0117 | 4.9685 | 4.9685 | 0 | 0% | 826.5 | 68.4 | 0 | 758.1 | 826.5 | 68.4 | 0 | 758.1 | Winter | 1 | FALSE | 1 | 68.4 | 68.4 | 0 | 0 | 0 | 1 | 1
2003-12-10 | 12 | 10 | 19:00 | 3.9 | 19 | 1 | 39 |  | 16 | 10.9502 | 6.5627 | 17.5129 | 95% | 1 | 68.4 | 9.0117 | 4.9685 | 4.9685 | 0 | 0% | 11.356 | 1 | 1 | 1 | 68.4 | 9.0117 | 4.9685 | 4.9685 | 0 | 0% | 781.75 | 68.4 | 0 | 713.35 | 781.75 | 68.4 | 0 | 713.35 | Winter | 0 | FALSE | 0 | 0 | 0 | 0 | 0 | 0 | 1 | 1
2003-12-10 | 12 | 10 | 20:00 | 3.3 | 20 | 1 | 38 |  | 17 | 11.6346 | 5.7752 | 17.4098 | 95% | 1 | 68.4 | 9.0117 | 4.9685 | 4.9685 | 0 | 0% | 10.9064 | 1 | 1 | 1 | 68.4 | 9.0117 | 4.9685 | 4.9685 | 0 | 0% | 751 | 68.4 | 0 | 682.6 | 751 | 68.4 | 0 | 682.6 | Winter | 0 | FALSE | 0 | 0 | 0 | 0 | 0 | 0 | 1 | 1
2003-12-10 | 12 | 10 | 21:00 | 3.9 | 21 | 1 | 39 |  | 16 | 10.9502 | 4.7252 | 15.6754 | 95% | 1 | 68.4 | 9.0117 | 4.9685 | 4.9685 | 0 | 0% | 10.5044 | 1 | 1 | 1 | 68.4 | 9.0117 | 4.9685 | 4.9685 | 0 | 0% | 723.5 | 68.4 | 0 | 655.1 | 723.5 | 68.4 | 0 | 655.1 | Winter | 0 | FALSE | 0 | 0 | 0 | 0 | 0 | 0 | 1 | 1
2003-12-10 | 12 | 10 | 22:00 | 3.9 | 22 | 1 | 39 |  | 16 | 10.9502 | 4.2002 | 15.1503 | 95% | 1 | 68.4 | 9.0117 | 4.9685 | 4.9685 | 0 | 0% | 10.3034 | 1 | 1 | 1 | 68.4 | 9.0117 | 4.9685 | 4.9685 | 0 | 0% | 709.75 | 68.4 | 0 | 641.35 | 709.75 | 68.4 | 0 | 641.35 | Winter | 0 | FALSE | 0 | 0 | 0 | 0 | 0 | 0 | 1 | 1
2003-12-10 | 12 | 10 | 23:00 | 3.9 | 23 | 1 | 39 |  | 16 | 10.9502 | 5.2502 | 16.2004 | 95% | 1 | 68.4 | 9.0117 | 4.9685 | 4.9685 | 0 | 0% | 10.1572 | 1 | 1 | 1 | 68.4 | 9.0117 | 4.9685 | 4.9685 | 0 | 0% | 699.75 | 68.4 | 0 | 631.35 | 699.75 | 68.4 | 0 | 631.35 | Winter | 0 | FALSE | 0 | 0 | 0 | 0 | 0 | 0 | 1 | 1
2003-12-10 | 12 | 10 | 24:00 | 3.9 | 0 | 1 | 39 |  | 16 | 10.9502 | 4.2002 | 15.1503 | 95% | 1 | 68.4 | 9.0117 | 4.9685 | 4.9685 | 0 | 0% | 9.8867 | 1 | 1 | 1 | 68.4 | 9.0117 | 4.9685 | 4.9685 | 0 | 0% | 681.25 | 68.4 | 0 | 612.85 | 681.25 | 68.4 | 0 | 612.85 | Winter | 0 | FALSE | 0 | 0 | 0 | 0 | 0 | 0 | 1 | 1
2003-12-11 | 12 | 11 | 1:00 | 4.4 | 1 | 1 | 40 |  | 15 | 10.2658 | 3.9376 | 14.2034 | 95% | 1 | 68.4 | 9.0117 | 4.9685 | 4.9685 | 0 | 0% | 9.989 | 1 | 1 | 1 | 68.4 | 9.0117 | 4.9685 | 4.9685 | 0 | 0% | 688.25 | 68.4 | 0 | 619.85 | 688.25 | 68.4 | 0 | 619.85 | Winter | 0 | FALSE | 0 | 0 | 0 | 0 | 0 | 0 | 1 | 1
2003-12-11 | 12 | 11 | 2:00 | 4.4 | 2 | 1 | 40 |  | 15 | 10.2658 | 3.1501 | 13.4159 | 95% | 1 | 68.4 | 9.0117 | 4.9685 | 4.9685 | 0 | 0% | 9.6016 | 1 | 1 | 1 | 68.4 | 9.0117 | 4.9685 | 4.9685 | 0 | 0% | 661.75 | 68.4 | 0 | 593.35 | 661.75 | 68.4 | 0 | 593.35 | Winter | 0 | FALSE | 0 | 0 | 0 | 0 | 0 | 0 | 1 | 1
2003-12-11 | 12 | 11 | 3:00 | 4.4 | 3 | 1 | 40 |  | 15 | 10.2658 | 3.4126 | 13.6784 | 95% | 1 | 68.4 | 9.0117 | 4.9685 | 4.9685 | 0 | 0% | 9.4846 | 1 | 1 | 1 | 68.4 | 9.0117 | 4.9685 | 4.9685 | 0 | 0% | 653.75 | 68.4 | 0 | 585.35 | 653.75 | 68.4 | 0 | 585.35 | Winter | 0 | FALSE | 0 | 0 | 0 | 0 | 0 | 0 | 1 | 1
2003-12-11 | 12 | 11 | 4:00 | 5 | 4 | 1 | 41 |  | 14 | 9.5814 | 3.1501 | 12.7315 | 95% | 1 | 68.4 | 9.0117 | 4.9685 | 4.9685 | 0 | 0% | 9.4993 | 1 | 1 | 1 | 68.4 | 9.0117 | 4.9685 | 4.9685 | 0 | 0% | 654.75 | 68.4 | 0 | 586.35 | 654.75 | 68.4 | 0 | 586.35 | Winter | 0 | FALSE | 0 | 0 | 0 | 0 | 0 | 0 | 1 | 1
2003-12-11 | 12 | 11 | 5:00 | 5 | 5 | 1 | 41 |  | 14 | 9.5814 | 3.1501 | 12.7315 | 95% | 1 | 68.4 | 9.0117 | 4.9685 | 4.9685 | 0 | 0% | 9.5285 | 1 | 1 | 1 | 68.4 | 9.0117 | 4.9685 | 4.9685 | 0 | 0% | 656.75 | 68.4 | 0 | 588.35 | 656.75 | 68.4 | 0 | 588.35 | Winter | 0 | FALSE | 0 | 0 | 0 | 0 | 0 | 0 | 1 | 1
2003-12-11 | 12 | 11 | 6:00 | 5.6 | 6 | 1 | 42 |  | 13 | 8.897 | 3.9376 | 12.8347 | 95% | 1 | 68.4 | 9.0117 | 4.9685 | 4.9685 | 0 | 0% | 9.3019 | 1 | 1 | 1 | 68.4 | 9.0117 | 4.9685 | 4.9685 | 0 | 0% | 641.25 | 68.4 | 0 | 572.85 | 641.25 | 68.4 | 0 | 572.85 | Winter | 0 | FALSE | 0 | 0 | 0 | 0 | 0 | 0 | 1 | 1
2003-12-11 | 12 | 11 | 7:00 | 5 | 7 | 1 | 41 |  | 14 | 9.5814 | 4.7252 | 14.3066 | 95% | 1 | 68.4 | 9.0117 | 4.9685 | 4.9685 | 0 | 0% | 9.7917 | 1 | 1 | 1 | 68.4 | 9.0117 | 4.9685 | 4.9685 | 0 | 0% | 674.75 | 68.4 | 0 | 606.35 | 674.75 | 68.4 | 0 | 606.35 | Winter | 0 | FALSE | 0 | 0 | 0 | 0 | 0 | 0 | 1 | 1
2003-12-11 | 12 | 11 | 8:00 | 5.6 | 8 | 1 | 42 |  | 13 | 8.897 | 7.6128 | 16.5098 | 95% | 1 | 68.4 | 9.0117 | 4.9685 | 4.9685 | 0 | 0% | 10.7127 | 1 | 1 | 1 | 68.4 | 9.0117 | 4.9685 | 4.9685 | 0 | 0% | 737.75 | 68.4 | 0 | 669.35 | 737.75 | 68.4 | 0 | 669.35 | Winter | 0 | FALSE | 0 | 0 | 0 | 0 | 0 | 0 | 1 | 1
2003-12-11 | 12 | 11 | 9:00 | 5.6 | 9 | 1 | 42 |  | 13 | 8.897 | 6.5627 | 15.4598 | 95% | 1 | 68.4 | 9.0117 | 4.9685 | 4.9685 | 0 | 0% | 11.3414 | 1 | 1 | 1 | 68.4 | 9.0117 | 4.9685 | 4.9685 | 0 | 0% | 780.75 | 68.4 | 0 | 712.35 | 780.75 | 68.4 | 0 | 712.35 | Winter | 0 | FALSE | 0 | 0 | 0 | 0 | 0 | 0 | 1 | 1
2003-12-11 | 12 | 11 | 10:00 | 6.1 | 10 | 1 | 43 |  | 12 | 8.2126 | 6.0377 | 14.2504 | 95% | 1 | 68.4 | 9.0117 | 4.9685 | 4.9685 | 0 | 0% | 11.6447 | 1 | 1 | 1 | 68.4 | 9.0117 | 4.9685 | 4.9685 | 0 | 0% | 801.5 | 68.4 | 0 | 733.1 | 801.5 | 68.4 | 0 | 733.1 | Winter | 0 | FALSE | 0 | 0 | 0 | 0 | 0 | 0 | 1 | 1
2003-12-11 | 12 | 11 | 11:00 | 6.1 | 11 | 1 | 43 |  | 12 | 8.2126 | 5.2502 | 13.4628 | 95% | 1 | 68.4 | 9.0117 | 4.9685 | 4.9685 | 0 | 0% | 11.9115 | 1 | 1 | 1 | 68.4 | 9.0117 | 4.9685 | 4.9685 | 0 | 0% | 819.75 | 68.4 | 0 | 751.35 | 819.75 | 68.4 | 0 | 751.35 | Winter | 0 | FALSE | 0 | 0 | 0 | 0 | 0 | 0 | 1 | 1
2003-12-11 | 12 | 11 | 12:00 | 6.1 | 12 | 1 | 43 |  | 12 | 8.2126 | 5.2502 | 13.4628 | 95% | 1 | 68.4 | 9.0117 | 4.9685 | 4.9685 | 0 | 0% | 12.2953 | 1 | 1 | 1 | 68.4 | 9.0117 | 4.9685 | 4.9685 | 0 | 0% | 846 | 68.4 | 0 | 777.6 | 846 | 68.4 | 0 | 777.6 | Winter | 0 | FALSE | 0 | 0 | 0 | 0 | 0 | 0 | 1 | 1
2003-12-11 | 12 | 11 | 13:00 | 6.7 | 13 | 1 | 44 |  | 11 | 7.5283 | 4.7252 | 12.2534 | 95% | 1 | 68.4 | 9.0117 | 4.9685 | 4.9685 | 0 | 0% | 12.5768 | 1 | 1 | 1 | 68.4 | 9.0117 | 4.9685 | 4.9685 | 0 | 0% | 865.25 | 68.4 | 0 | 796.85 | 865.25 | 68.4 | 0 | 796.85 | Winter | 0 | FALSE | 0 | 0 | 0 | 0 | 0 | 0 | 1 | 1
2003-12-11 | 12 | 11 | 14:00 | 8.3 | 14 | 1 | 47 |  | 8 | 5.4751 | 3.9376 | 9.4127 | 95% | 1 | 68.4 | 9.0117 | 4.9685 | 4.9685 | 0 | 0% | 12.6279 | 1 | 1 | 1 | 68.4 | 9.0117 | 4.9685 | 4.9685 | 0 | 0% | 868.75 | 68.4 | 0 | 800.35 | 868.75 | 68.4 | 0 | 800.35 | Winter | 0 | FALSE | 0 | 0 | 0 | 0 | 0 | 0 | 1 | 1
2003-12-11 | 12 | 11 | 15:00 | 8.3 | 15 | 1 | 47 |  | 8 | 5.4751 | 3.6751 | 9.1502 | 95% | 1 | 68.4 | 9.0117 | 4.9685 | 4.9685 | 0 | 0% | 12.8216 | 1 | 1 | 1 | 68.4 | 9.0117 | 4.9685 | 4.9685 | 0 | 0% | 882 | 68.4 | 0 | 813.6 | 882 | 68.4 | 0 | 813.6 | Winter | 0 | FALSE | 0 | 0 | 0 | 0 | 0 | 0 | 1 | 1
2003-12-11 | 12 | 11 | 16:00 | 9.4 | 16 | 1 | 49 |  | 6 | 4.1063 | 3.6751 | 7.7815 | 95% | 1 | 68.4 | 9.0117 | 4.9685 | 4.9685 | 0 | 0% | 12.4671 | 1 | 1 | 1 | 68.4 | 9.0117 | 4.9685 | 4.9685 | 0 | 0% | 857.75 | 68.4 | 0 | 789.35 | 857.75 | 68.4 | 0 | 789.35 | Winter | 0 | FALSE | 0 | 0 | 0 | 0 | 0 | 0 | 1 | 1
2003-12-11 | 12 | 11 | 17:00 | 8.3 | 17 | 1 | 47 |  | 8 | 5.4751 | 4.7252 | 10.2003 | 95% | 1 | 68.4 | 9.0117 | 4.9685 | 4.9685 | 0 | 0% | 12.1162 | 1 | 1 | 1 | 68.4 | 9.0117 | 4.9685 | 4.9685 | 0 | 0% | 833.75 | 68.4 | 0 | 765.35 | 833.75 | 68.4 | 0 | 765.35 | Winter | 1 | FALSE | 1 | 68.4 | 68.4 | 0 | 0 | 0 | 1 | 1
2003-12-11 | 12 | 11 | 18:00 | 8.3 | 18 | 1 | 47 |  | 8 | 5.4751 | 6.0377 | 11.5128 | 95% | 1 | 68.4 | 9.0117 | 4.9685 | 4.9685 | 0 | 0% | 12.3355 | 1 | 1 | 1 | 68.4 | 9.0117 | 4.9685 | 4.9685 | 0 | 0% | 848.75 | 68.4 | 0 | 780.35 | 848.75 | 68.4 | 0 | 780.35 | Winter | 1 | FALSE | 1 | 68.4 | 68.4 | 0 | 0 | 0 | 1 | 1
2003-12-11 | 12 | 11 | 19:00 | 7.2 | 19 | 1 | 45 |  | 10 | 6.8439 | 6.5627 | 13.4066 | 95% | 1 | 68.4 | 9.0117 | 4.9685 | 4.9685 | 0 | 0% | 11.5643 | 1 | 1 | 1 | 68.4 | 9.0117 | 4.9685 | 4.9685 | 0 | 0% | 796 | 68.4 | 0 | 727.6 | 796 | 68.4 | 0 | 727.6 | Winter | 0 | FALSE | 0 | 0 | 0 | 0 | 0 | 0 | 1 | 1
2003-12-11 | 12 | 11 | 20:00 | 6.1 | 20 | 1 | 43 |  | 12 | 8.2126 | 5.7752 | 13.9879 | 95% | 1 | 68.4 | 9.0117 | 4.9685 | 4.9685 | 0 | 0% | 11.2244 | 1 | 1 | 1 | 68.4 | 9.0117 | 4.9685 | 4.9685 | 0 | 0% | 772.75 | 68.4 | 0 | 704.35 | 772.75 | 68.4 | 0 | 704.35 | Winter | 0 | FALSE | 0 | 0 | 0 | 0 | 0 | 0 | 1 | 1
2003-12-11 | 12 | 11 | 21:00 | 6.7 | 21 | 1 | 44 |  | 11 | 7.5283 | 4.7252 | 12.2534 | 95% | 1 | 68.4 | 9.0117 | 4.9685 | 4.9685 | 0 | 0% | 10.7822 | 1 | 1 | 1 | 68.4 | 9.0117 | 4.9685 | 4.9685 | 0 | 0% | 742.5 | 68.4 | 0 | 674.1 | 742.5 | 68.4 | 0 | 674.1 | Winter | 0 | FALSE | 0 | 0 | 0 | 0 | 0 | 0 | 1 | 1
2003-12-11 | 12 | 11 | 22:00 | 8.3 | 22 | 1 | 47 |  | 8 | 5.4751 | 4.2002 | 9.6752 | 95% | 1 | 68.4 | 9.0117 | 4.9685 | 4.9685 | 0 | 0% | 10.1206 | 1 | 1 | 1 | 68.4 | 9.0117 | 4.9685 | 4.9685 | 0 | 0% | 697.25 | 68.4 | 0 | 628.85 | 697.25 | 68.4 | 0 | 628.85 | Winter | 0 | FALSE | 0 | 0 | 0 | 0 | 0 | 0 | 1 | 1
2003-12-11 | 12 | 11 | 23:00 | 7.2 | 23 | 1 | 45 |  | 10 | 6.8439 | 5.2502 | 12.0941 | 95% | 1 | 68.4 | 9.0117 | 4.9685 | 4.9685 | 0 | 0% | 9.9159 | 1 | 1 | 1 | 68.4 | 9.0117 | 4.9685 | 4.9685 | 0 | 0% | 683.25 | 68.4 | 0 | 614.85 | 683.25 | 68.4 | 0 | 614.85 | Winter | 0 | FALSE | 0 | 0 | 0 | 0 | 0 | 0 | 1 | 1
2003-12-11 | 12 | 11 | 24:00 | 5.6 | 0 | 1 | 42 |  | 13 | 8.897 | 4.2002 | 13.0972 | 95% | 1 | 68.4 | 9.0117 | 4.9685 | 4.9685 | 0 | 0% | 10.0585 | 1 | 1 | 1 | 68.4 | 9.0117 | 4.9685 | 4.9685 | 0 | 0% | 693 | 68.4 | 0 | 624.6 | 693 | 68.4 | 0 | 624.6 | Winter | 0 | FALSE | 0 | 0 | 0 | 0 | 0 | 0 | 1 | 1
2003-12-12 | 12 | 12 | 1:00 | 4.4 | 1 | 1 | 40 |  | 15 | 10.2658 | 3.9376 | 14.2034 | 95% | 1 | 68.4 | 9.0117 | 4.9685 | 4.9685 | 0 | 0% | 10.0768 | 1 | 1 | 1 | 68.4 | 9.0117 | 4.9685 | 4.9685 | 0 | 0% | 694.25 | 68.4 | 0 | 625.85 | 694.25 | 68.4 | 0 | 625.85 | Winter | 0 | FALSE | 0 | 0 | 0 | 0 | 0 | 0 | 1 | 1
2003-12-12 | 12 | 12 | 2:00 | 3.9 | 2 | 1 | 39 |  | 16 | 10.9502 | 3.1501 | 14.1003 | 95% | 1 | 68.4 | 9.0117 | 4.9685 | 4.9685 | 0 | 0% | 9.9159 | 1 | 1 | 1 | 68.4 | 9.0117 | 4.9685 | 4.9685 | 0 | 0% | 683.25 | 68.4 | 0 | 614.85 | 683.25 | 68.4 | 0 | 614.85 | Winter | 0 | FALSE | 0 | 0 | 0 | 0 | 0 | 0 | 1 | 1
2003-12-12 | 12 | 12 | 3:00 | 3.3 | 3 | 1 | 38 |  | 17 | 11.6346 | 3.4126 | 15.0472 | 95% | 1 | 68.4 | 9.0117 | 4.9685 | 4.9685 | 0 | 0% | 9.788 | 1 | 1 | 1 | 68.4 | 9.0117 | 4.9685 | 4.9685 | 0 | 0% | 674.5 | 68.4 | 0 | 606.1 | 674.5 | 68.4 | 0 | 606.1 | Winter | 0 | FALSE | 0 | 0 | 0 | 0 | 0 | 0 | 1 | 1
2003-12-12 | 12 | 12 | 4:00 | 3.3 | 4 | 1 | 38 |  | 17 | 11.6346 | 3.1501 | 14.7847 | 95% | 1 | 68.4 | 9.0117 | 4.9685 | 4.9685 | 0 | 0% | 10.1352 | 1 | 1 | 1 | 68.4 | 9.0117 | 4.9685 | 4.9685 | 0 | 0% | 698.25 | 68.4 | 0 | 629.85 | 698.25 | 68.4 | 0 | 629.85 | Winter | 0 | FALSE | 0 | 0 | 0 | 0 | 0 | 0 | 1 | 1
2003-12-12 | 12 | 12 | 5:00 | 3.3 | 5 | 1 | 38 |  | 17 | 11.6346 | 3.1501 | 14.7847 | 95% | 1 | 68.4 | 9.0117 | 4.9685 | 4.9685 | 0 | 0% | 9.7953 | 1 | 1 | 1 | 68.4 | 9.0117 | 4.9685 | 4.9685 | 0 | 0% | 675 | 68.4 | 0 | 606.6 | 675 | 68.4 | 0 | 606.6 | Winter | 0 | FALSE | 0 | 0 | 0 | 0 | 0 | 0 | 1 | 1
2003-12-12 | 12 | 12 | 6:00 | 2.8 | 6 | 1 | 37 |  | 18 | 12.319 | 3.9376 | 16.2566 | 95% | 1 | 68.4 | 9.0117 | 4.9685 | 4.9685 | 0 | 0% | 9.777 | 1 | 1 | 1 | 68.4 | 9.0117 | 4.9685 | 4.9685 | 0 | 0% | 673.75 | 68.4 | 0 | 605.35 | 673.75 | 68.4 | 0 | 605.35 | Winter | 0 | FALSE | 0 | 0 | 0 | 0 | 0 | 0 | 1 | 1
2003-12-12 | 12 | 12 | 7:00 | 2.8 | 7 | 1 | 37 |  | 18 | 12.319 | 4.7252 | 17.0441 | 95% | 1 | 68.4 | 9.0117 | 4.9685 | 4.9685 | 0 | 0% | 10.0841 | 1 | 1 | 1 | 68.4 | 9.0117 | 4.9685 | 4.9685 | 0 | 0% | 694.75 | 68.4 | 0 | 626.35 | 694.75 | 68.4 | 0 | 626.35 | Winter | 0 | FALSE | 0 | 0 | 0 | 0 | 0 | 0 | 1 | 1
2003-12-12 | 12 | 12 | 8:00 | 2.2 | 8 | 1 | 36 |  | 19 | 13.0033 | 7.6128 | 20.6161 | 95% | 1 | 68.4 | 9.0117 | 4.9685 | 4.9685 | 0 | 0% | 10.8626 | 1 | 1 | 1 | 68.4 | 9.0117 | 4.9685 | 4.9685 | 0 | 0% | 748 | 68.4 | 0 | 679.6 | 748 | 68.4 | 0 | 679.6 | Winter | 0 | FALSE | 0 | 0 | 0 | 0 | 0 | 0 | 1 | 1
2003-12-12 | 12 | 12 | 9:00 | 2.8 | 9 | 1 | 37 |  | 18 | 12.319 | 6.5627 | 18.8817 | 95% | 1 | 68.4 | 9.0117 | 4.9685 | 4.9685 | 0 | 0% | 11.5351 | 1 | 1 | 1 | 68.4 | 9.0117 | 4.9685 | 4.9685 | 0 | 0% | 794 | 68.4 | 0 | 725.6 | 794 | 68.4 | 0 | 725.6 | Winter | 0 | FALSE | 0 | 0 | 0 | 0 | 0 | 0 | 1 | 1
2003-12-12 | 12 | 12 | 10:00 | 3.3 | 10 | 1 | 38 |  | 17 | 11.6346 | 6.0377 | 17.6723 | 95% | 1 | 68.4 | 9.0117 | 4.9685 | 4.9685 | 0 | 0% | 11.9481 | 1 | 1 | 1 | 68.4 | 9.0117 | 4.9685 | 4.9685 | 0 | 0% | 822.25 | 68.4 | 0 | 753.85 | 822.25 | 68.4 | 0 | 753.85 | Winter | 0 | FALSE | 0 | 0 | 0 | 0 | 0 | 0 | 1 | 1
2003-12-12 | 12 | 12 | 11:00 | 3.9 | 11 | 1 | 39 |  | 16 | 10.9502 | 5.2502 | 16.2004 | 95% | 1 | 68.4 | 9.0117 | 4.9685 | 4.9685 | 0 | 0% | 12.2588 | 1 | 1 | 1 | 68.4 | 9.0117 | 4.9685 | 4.9685 | 0 | 0% | 843.5 | 68.4 | 0 | 775.1 | 843.5 | 68.4 | 0 | 775.1 | Winter | 0 | FALSE | 0 | 0 | 0 | 0 | 0 | 0 | 1 | 1
2003-12-12 | 12 | 12 | 12:00 | 4.4 | 12 | 1 | 40 |  | 15 | 10.2658 | 5.2502 | 15.516 | 95% | 1 | 68.4 | 9.0117 | 4.9685 | 4.9685 | 0 | 0% | 12.3063 | 1 | 1 | 1 | 68.4 | 9.0117 | 4.9685 | 4.9685 | 0 | 0% | 846.75 | 68.4 | 0 | 778.35 | 846.75 | 68.4 | 0 | 778.35 | Winter | 0 | FALSE | 0 | 0 | 0 | 0 | 0 | 0 | 1 | 1
2003-12-12 | 12 | 12 | 13:00 | 5 | 13 | 1 | 41 |  | 14 | 9.5814 | 4.7252 | 14.3066 | 95% | 1 | 68.4 | 9.0117 | 4.9685 | 4.9685 | 0 | 0% | 13.0556 | 1 | 1 | 1 | 68.4 | 9.0117 | 4.9685 | 4.9685 | 0 | 0% | 898 | 68.4 | 0 | 829.6 | 898 | 68.4 | 0 | 829.6 | Winter | 0 | FALSE | 0 | 0 | 0 | 0 | 0 | 0 | 1 | 1
2003-12-12 | 12 | 12 | 14:00 | 5 | 14 | 1 | 41 |  | 14 | 9.5814 | 3.9376 | 13.5191 | 95% | 1 | 68.4 | 9.0117 | 4.9685 | 4.9685 | 0 | 0% | 12.4342 | 1 | 1 | 1 | 68.4 | 9.0117 | 4.9685 | 4.9685 | 0 | 0% | 855.5 | 68.4 | 0 | 787.1 | 855.5 | 68.4 | 0 | 787.1 | Winter | 0 | FALSE | 0 | 0 | 0 | 0 | 0 | 0 | 1 | 1
2003-12-12 | 12 | 12 | 15:00 | 4.4 | 15 | 1 | 40 |  | 15 | 10.2658 | 3.6751 | 13.9409 | 95% | 1 | 68.4 | 9.0117 | 4.9685 | 4.9685 | 0 | 0% | 11.769 | 1 | 1 | 1 | 68.4 | 9.0117 | 4.9685 | 4.9685 | 0 | 0% | 810 | 68.4 | 0 | 741.6 | 810 | 68.4 | 0 | 741.6 | Winter | 0 | FALSE | 0 | 0 | 0 | 0 | 0 | 0 | 1 | 1
2003-12-12 | 12 | 12 | 16:00 | 3.9 | 16 | 1 | 39 |  | 16 | 10.9502 | 3.6751 | 14.6253 | 95% | 1 | 68.4 | 9.0117 | 4.9685 | 4.9685 | 0 | 0% | 11.8494 | 1 | 1 | 1 | 68.4 | 9.0117 | 4.9685 | 4.9685 | 0 | 0% | 815.5 | 68.4 | 0 | 747.1 | 815.5 | 68.4 | 0 | 747.1 | Winter | 0 | FALSE | 0 | 0 | 0 | 0 | 0 | 0 | 1 | 1
2003-12-12 | 12 | 12 | 17:00 | 3.3 | 17 | 1 | 38 |  | 17 | 11.6346 | 4.7252 | 16.3597 | 95% | 1 | 68.4 | 9.0117 | 4.9685 | 4.9685 | 0 | 0% | 11.8567 | 1 | 1 | 1 | 68.4 | 9.0117 | 4.9685 | 4.9685 | 0 | 0% | 816 | 68.4 | 0 | 747.6 | 816 | 68.4 | 0 | 747.6 | Winter | 1 | FALSE | 1 | 68.4 | 68.4 | 0 | 0 | 0 | 1 | 1
2003-12-12 | 12 | 12 | 18:00 | 2.8 | 18 | 1 | 37 |  | 18 | 12.319 | 6.0377 | 18.3567 | 95% | 1 | 68.4 | 9.0117 | 4.9685 | 4.9685 | 0 | 0% | 11.6923 | 1 | 1 | 1 | 68.4 | 9.0117 | 4.9685 | 4.9685 | 0 | 0% | 804.75 | 68.4 | 0 | 736.35 | 804.75 | 68.4 | 0 | 736.35 | Winter | 1 | FALSE | 1 | 68.4 | 68.4 | 0 | 0 | 0 | 1 | 1
2003-12-12 | 12 | 12 | 19:00 | 2.2 | 19 | 1 | 36 |  | 19 | 13.0033 | 6.5627 | 19.5661 | 95% | 1 | 68.4 | 9.0117 | 4.9685 | 4.9685 | 0 | 0% | 11.2025 | 1 | 1 | 1 | 68.4 | 9.0117 | 4.9685 | 4.9685 | 0 | 0% | 771.25 | 68.4 | 0 | 702.85 | 771.25 | 68.4 | 0 | 702.85 | Winter | 0 | FALSE | 0 | 0 | 0 | 0 | 0 | 0 | 1 | 1
2003-12-12 | 12 | 12 | 20:00 | 1.7 | 20 | 1 | 35 |  | 20 | 13.6877 | 5.7752 | 19.4629 | 95% | 1 | 68.4 | 9.0117 | 4.9685 | 4.9685 | 0 | 0% | 10.625 | 1 | 1 | 1 | 68.4 | 9.0117 | 4.9685 | 4.9685 | 0 | 0% | 731.75 | 68.4 | 0 | 663.35 | 731.75 | 68.4 | 0 | 663.35 | Winter | 0 | FALSE | 0 | 0 | 0 | 0 | 0 | 0 | 1 | 1
2003-12-12 | 12 | 12 | 21:00 | 1.1 | 21 | 1 | 34 |  | 21 | 14.3721 | 4.7252 | 19.0973 | 95% | 1 | 68.4 | 9.0117 | 4.9685 | 4.9685 | 0 | 0% | 10.4496 | 1 | 1 | 1 | 68.4 | 9.0117 | 4.9685 | 4.9685 | 0 | 0% | 719.75 | 68.4 | 0 | 651.35 | 719.75 | 68.4 | 0 | 651.35 | Winter | 0 | FALSE | 0 | 0 | 0 | 0 | 0 | 0 | 1 | 1
2003-12-12 | 12 | 12 | 22:00 | 0.6 | 22 | 1 | 33 |  | 22 | 15.0565 | 4.2002 | 19.2567 | 95% | 1 | 68.4 | 9.0117 | 4.9685 | 4.9685 | 0 | 0% | 9.9854 | 1 | 1 | 1 | 68.4 | 9.0117 | 4.9685 | 4.9685 | 0 | 0% | 688 | 68.4 | 0 | 619.6 | 688 | 68.4 | 0 | 619.6 | Winter | 0 | FALSE | 0 | 0 | 0 | 0 | 0 | 0 | 1 | 1
2003-12-12 | 12 | 12 | 23:00 | 0.6 | 23 | 1 | 33 |  | 22 | 15.0565 | 5.2502 | 20.3067 | 95% | 1 | 68.4 | 9.0117 | 4.9685 | 4.9685 | 0 | 0% | 9.8136 | 1 | 1 | 1 | 68.4 | 9.0117 | 4.9685 | 4.9685 | 0 | 0% | 676.25 | 68.4 | 0 | 607.85 | 676.25 | 68.4 | 0 | 607.85 | Winter | 0 | FALSE | 0 | 0 | 0 | 0 | 0 | 0 | 1 | 1
2003-12-12 | 12 | 12 | 24:00 | 0 | 0 | 1 | 32 |  | 23 | 15.7409 | 4.2002 | 19.9411 | 95% | 1 | 68.4 | 9.0117 | 4.9685 | 4.9685 | 0 | 0% | 10.117 | 1 | 1 | 1 | 68.4 | 9.0117 | 4.9685 | 4.9685 | 0 | 0% | 697 | 68.4 | 0 | 628.6 | 697 | 68.4 | 0 | 628.6 | Winter | 0 | FALSE | 0 | 0 | 0 | 0 | 0 | 0 | 1 | 1
2003-12-13 | 12 | 13 | 1:00 | -0.6 | 1 | 2 | 31 |  | 24 | 16.4253 | 3.9376 | 20.3629 | 95% | 1 | 68.4 | 9.0117 | 4.9685 | 4.9685 | 0 | 0% | 9.7551 | 1 | 1 | 1 | 68.4 | 9.0117 | 4.9685 | 4.9685 | 0 | 0% | 672.25 | 68.4 | 0 | 603.85 | 672.25 | 68.4 | 0 | 603.85 | Winter | 0 | 0 | 0 | 0 | 0 | 0 | 0 | 0 | 1 | 1
2003-12-13 | 12 | 13 | 2:00 | -0.6 | 2 | 2 | 31 |  | 24 | 16.4253 | 3.1501 | 19.5754 | 95% | 1 | 68.4 | 9.0117 | 4.9685 | 4.9685 | 0 | 0% | 9.6966 | 1 | 1 | 1 | 68.4 | 9.0117 | 4.9685 | 4.9685 | 0 | 0% | 668.25 | 68.4 | 0 | 599.85 | 668.25 | 68.4 | 0 | 599.85 | Winter | 0 | 0 | 0 | 0 | 0 | 0 | 0 | 0 | 1 | 1
2003-12-13 | 12 | 13 | 3:00 | -1.1 | 3 | 2 | 30 |  | 25 | 17.1097 | 3.4126 | 20.5223 | 95% | 1 | 68.4 | 9.0117 | 4.9685 | 4.9685 | 0 | 0% | 9.6089 | 1 | 1 | 1 | 68.4 | 9.0117 | 4.9685 | 4.9685 | 0 | 0% | 662.25 | 68.4 | 0 | 593.85 | 662.25 | 68.4 | 0 | 593.85 | Winter | 0 | 0 | 0 | 0 | 0 | 0 | 0 | 0 | 1 | 1
2003-12-13 | 12 | 13 | 4:00 | -1.1 | 4 | 2 | 30 |  | 25 | 17.1097 | 3.1501 | 20.2598 | 95% | 1 | 68.4 | 9.0117 | 4.9685 | 4.9685 | 0 | 0% | 9.6382 | 1 | 1 | 1 | 68.4 | 9.0117 | 4.9685 | 4.9685 | 0 | 0% | 664.25 | 68.4 | 0 | 595.85 | 664.25 | 68.4 | 0 | 595.85 | Winter | 0 | 0 | 0 | 0 | 0 | 0 | 0 | 0 | 1 | 1
2003-12-13 | 12 | 13 | 5:00 | -1.7 | 5 | 2 | 29 |  | 26 | 17.7941 | 3.1501 | 20.9442 | 95% | 1 | 68.4 | 9.0117 | 4.9685 | 4.9685 | 0 | 0% | 9.481 | 1 | 1 | 1 | 68.4 | 9.0117 | 4.9685 | 4.9685 | 0 | 0% | 653.5 | 68.4 | 0 | 585.1 | 653.5 | 68.4 | 0 | 585.1 | Winter | 0 | 0 | 0 | 0 | 0 | 0 | 0 | 0 | 1 | 1
2003-12-13 | 12 | 13 | 6:00 | -2.2 | 6 | 2 | 28 |  | 27 | 18.4784 | 3.9376 | 22.4161 | 95% | 1 | 68.4 | 9.0117 | 4.9685 | 4.9685 | 0 | 0% | 9.492 | 1 | 1 | 1 | 68.4 | 9.0117 | 4.9685 | 4.9685 | 0 | 0% | 654.25 | 68.4 | 0 | 585.85 | 654.25 | 68.4 | 0 | 585.85 | Winter | 0 | 0 | 0 | 0 | 0 | 0 | 0 | 0 | 1 | 1
2003-12-13 | 12 | 13 | 7:00 | -2.2 | 7 | 2 | 28 |  | 27 | 18.4784 | 4.7252 | 23.2036 | 95% | 1 | 68.4 | 9.0117 | 4.9685 | 4.9685 | 0 | 0% | 9.587 | 1 | 1 | 1 | 68.4 | 9.0117 | 4.9685 | 4.9685 | 0 | 0% | 660.75 | 68.4 | 0 | 592.35 | 660.75 | 68.4 | 0 | 592.35 | Winter | 0 | 0 | 0 | 0 | 0 | 0 | 0 | 0 | 1 | 1
2003-12-13 | 12 | 13 | 8:00 | -2.2 | 8 | 2 | 28 |  | 27 | 18.4784 | 7.6128 | 26.0912 | 95% | 1 | 68.4 | 9.0117 | 4.9685 | 4.9685 | 0 | 0% | 9.7588 | 1 | 1 | 1 | 68.4 | 9.0117 | 4.9685 | 4.9685 | 0 | 0% | 672.5 | 68.4 | 0 | 604.1 | 672.5 | 68.4 | 0 | 604.1 | Winter | 0 | 0 | 0 | 0 | 0 | 0 | 0 | 0 | 1 | 1
2003-12-13 | 12 | 13 | 9:00 | -2.2 | 9 | 2 | 28 |  | 27 | 18.4784 | 6.5627 | 25.0412 | 95% | 1 | 68.4 | 9.0117 | 4.9685 | 4.9685 | 0 | 0% | 10.2303 | 1 | 1 | 1 | 68.4 | 9.0117 | 4.9685 | 4.9685 | 0 | 0% | 704.75 | 68.4 | 0 | 636.35 | 704.75 | 68.4 | 0 | 636.35 | Winter | 0 | 0 | 0 | 0 | 0 | 0 | 0 | 0 | 1 | 1
2003-12-13 | 12 | 13 | 10:00 | -2.2 | 10 | 2 | 28 |  | 27 | 18.4784 | 6.0377 | 24.5162 | 95% | 1 | 68.4 | 9.0117 | 4.9685 | 4.9685 | 0 | 0% | 10.6031 | 1 | 1 | 1 | 68.4 | 9.0117 | 4.9685 | 4.9685 | 0 | 0% | 730.25 | 68.4 | 0 | 661.85 | 730.25 | 68.4 | 0 | 661.85 | Winter | 0 | 0 | 0 | 0 | 0 | 0 | 0 | 0 | 1 | 1
2003-12-13 | 12 | 13 | 11:00 | -1.1 | 11 | 2 | 30 |  | 25 | 17.1097 | 5.2502 | 22.3599 | 95% | 1 | 68.4 | 9.0117 | 4.9685 | 4.9685 | 0 | 0% | 10.6762 | 1 | 1 | 1 | 68.4 | 9.0117 | 4.9685 | 4.9685 | 0 | 0% | 735.25 | 68.4 | 0 | 666.85 | 735.25 | 68.4 | 0 | 666.85 | Winter | 0 | 0 | 0 | 0 | 0 | 0 | 0 | 0 | 1 | 1
2003-12-13 | 12 | 13 | 12:00 | -1.1 | 12 | 2 | 30 |  | 25 | 17.1097 | 5.2502 | 22.3599 | 95% | 1 | 68.4 | 9.0117 | 4.9685 | 4.9685 | 0 | 0% | 10.3618 | 1 | 1 | 1 | 68.4 | 9.0117 | 4.9685 | 4.9685 | 0 | 0% | 713.75 | 68.4 | 0 | 645.35 | 713.75 | 68.4 | 0 | 645.35 | Winter | 0 | 0 | 0 | 0 | 0 | 0 | 0 | 0 | 1 | 1
2003-12-13 | 12 | 13 | 13:00 | -1.1 | 13 | 2 | 30 |  | 25 | 17.1097 | 4.7252 | 21.8348 | 95% | 1 | 68.4 | 9.0117 | 4.9685 | 4.9685 | 0 | 0% | 10.1096 | 1 | 1 | 1 | 68.4 | 9.0117 | 4.9685 | 4.9685 | 0 | 0% | 696.5 | 68.4 | 0 | 628.1 | 696.5 | 68.4 | 0 | 628.1 | Winter | 0 | 0 | 0 | 0 | 0 | 0 | 0 | 0 | 1 | 1
2003-12-13 | 12 | 13 | 14:00 | -0.6 | 14 | 2 | 31 |  | 24 | 16.4253 | 3.9376 | 20.3629 | 95% | 1 | 68.4 | 9.0117 | 4.9685 | 4.9685 | 0 | 0% | 10.4715 | 1 | 1 | 1 | 68.4 | 9.0117 | 4.9685 | 4.9685 | 0 | 0% | 721.25 | 68.4 | 0 | 652.85 | 721.25 | 68.4 | 0 | 652.85 | Winter | 0 | 0 | 0 | 0 | 0 | 0 | 0 | 0 | 1 | 1
2003-12-13 | 12 | 13 | 15:00 | -1.1 | 15 | 2 | 30 |  | 25 | 17.1097 | 3.6751 | 20.7848 | 95% | 1 | 68.4 | 9.0117 | 4.9685 | 4.9685 | 0 | 0% | 10.6542 | 1 | 1 | 1 | 68.4 | 9.0117 | 4.9685 | 4.9685 | 0 | 0% | 733.75 | 68.4 | 0 | 665.35 | 733.75 | 68.4 | 0 | 665.35 | Winter | 0 | 0 | 0 | 0 | 0 | 0 | 0 | 0 | 1 | 1
2003-12-13 | 12 | 13 | 16:00 | -1.7 | 16 | 2 | 29 |  | 26 | 17.7941 | 3.6751 | 21.4692 | 95% | 1 | 68.4 | 9.0117 | 4.9685 | 4.9685 | 0 | 0% | 10.5738 | 1 | 1 | 1 | 68.4 | 9.0117 | 4.9685 | 4.9685 | 0 | 0% | 728.25 | 68.4 | 0 | 659.85 | 728.25 | 68.4 | 0 | 659.85 | Winter | 0 | 0 | 0 | 0 | 0 | 0 | 0 | 0 | 1 | 1
2003-12-13 | 12 | 13 | 17:00 | -2.2 | 17 | 2 | 28 |  | 27 | 18.4784 | 4.7252 | 23.2036 | 95% | 1 | 68.4 | 9.0117 | 4.9685 | 4.9685 | 0 | 0% | 10.1425 | 1 | 1 | 1 | 68.4 | 9.0117 | 4.9685 | 4.9685 | 0 | 0% | 698.75 | 68.4 | 0 | 630.35 | 698.75 | 68.4 | 0 | 630.35 | Winter | 0 | 0 | 0 | 0 | 0 | 0 | 0 | 0 | 1 | 1
2003-12-13 | 12 | 13 | 18:00 | -3.3 | 18 | 2 | 26 |  | 29 | 19.8472 | 6.0377 | 25.8849 | 95% | 1 | 68.4 | 9.0117 | 4.9685 | 4.9685 | 0 | 0% | 10.0329 | 1 | 1 | 1 | 68.4 | 9.0117 | 4.9685 | 4.9685 | 0 | 0% | 691.25 | 68.4 | 0 | 622.85 | 691.25 | 68.4 | 0 | 622.85 | Winter | 0 | 0 | 0 | 0 | 0 | 0 | 0 | 0 | 1 | 1
2003-12-13 | 12 | 13 | 19:00 | -3.9 | 19 | 2 | 25 |  | 30 | 20.5316 | 6.5627 | 27.0943 | 95% | 1 | 68.4 | 9.0117 | 4.9685 | 4.9685 | 0 | 0% | 9.8684 | 1 | 1 | 1 | 68.4 | 9.0117 | 4.9685 | 4.9685 | 0 | 0% | 680 | 68.4 | 0 | 611.6 | 680 | 68.4 | 0 | 611.6 | Winter | 0 | 0 | 0 | 0 | 0 | 0 | 0 | 0 | 1 | 1
2003-12-13 | 12 | 13 | 20:00 | -4.4 | 20 | 2 | 24 |  | 31 | 21.216 | 5.7752 | 26.9912 | 95% | 1 | 68.4 | 9.0117 | 4.9685 | 4.9685 | 0 | 0% | 9.6308 | 1 | 1 | 1 | 68.4 | 9.0117 | 4.9685 | 4.9685 | 0 | 0% | 663.75 | 68.4 | 0 | 595.35 | 663.75 | 68.4 | 0 | 595.35 | Winter | 0 | 0 | 0 | 0 | 0 | 0 | 0 | 0 | 1 | 1
2003-12-13 | 12 | 13 | 21:00 | -4.4 | 21 | 2 | 24 |  | 31 | 21.216 | 4.7252 | 25.9412 | 95% | 1 | 68.4 | 9.0117 | 4.9685 | 4.9685 | 0 | 0% | 9.2617 | 1 | 1 | 1 | 68.4 | 9.0117 | 4.9685 | 4.9685 | 0 | 0% | 638.5 | 68.4 | 0 | 570.1 | 638.5 | 68.4 | 0 | 570.1 | Winter | 0 | 0 | 0 | 0 | 0 | 0 | 0 | 0 | 1 | 1
2003-12-13 | 12 | 13 | 22:00 | -5 | 22 | 2 | 23 |  | 32 | 21.9004 | 4.2002 | 26.1005 | 95% | 1 | 68.4 | 9.0117 | 4.9685 | 4.9685 | 0 | 0% | 9.4737 | 1 | 1 | 1 | 68.4 | 9.0117 | 4.9685 | 4.9685 | 0 | 0% | 653 | 68.4 | 0 | 584.6 | 653 | 68.4 | 0 | 584.6 | Winter | 0 | 0 | 0 | 0 | 0 | 0 | 0 | 0 | 1 | 1
2003-12-13 | 12 | 13 | 23:00 | -6.1 | 23 | 2 | 21 |  | 34 | 23.2692 | 5.2502 | 28.5193 | 95% | 1 | 68.4 | 9.0117 | 4.9685 | 4.9685 | 0 | 0% | 9.4042 | 1 | 1 | 1 | 68.4 | 9.0117 | 4.9685 | 4.9685 | 0 | 0% | 648.25 | 68.4 | 0 | 579.85 | 648.25 | 68.4 | 0 | 579.85 | Winter | 0 | 0 | 0 | 0 | 0 | 0 | 0 | 0 | 1 | 1
2003-12-13 | 12 | 13 | 24:00 | -6.7 | 0 | 2 | 20 |  | 35 | 23.9535 | 4.2002 | 28.1537 | 95% | 1 | 68.4 | 9.0117 | 4.9685 | 4.9685 | 0 | 0% | 9.481 | 1 | 1 | 1 | 68.4 | 9.0117 | 4.9685 | 4.9685 | 0 | 0% | 653.5 | 68.4 | 0 | 585.1 | 653.5 | 68.4 | 0 | 585.1 | Winter | 0 | 0 | 0 | 0 | 0 | 0 | 0 | 0 | 1 | 1
2003-12-14 | 12 | 14 | 1:00 | -7.2 | 1 | 2 | 19 |  | 36 | 24.6379 | 3.9376 | 28.5756 | 95% | 1 | 68.4 | 9.0117 | 4.9685 | 4.9685 | 0 | 0% | 9.4956 | 1 | 1 | 1 | 68.4 | 9.0117 | 4.9685 | 4.9685 | 0 | 0% | 654.5 | 68.4 | 0 | 586.1 | 654.5 | 68.4 | 0 | 586.1 | Winter | 0 | 0 | 0 | 0 | 0 | 0 | 0 | 0 | 1 | 1
2003-12-14 | 12 | 14 | 2:00 | -7.2 | 2 | 2 | 19 |  | 36 | 24.6379 | 3.1501 | 27.788 | 95% | 1 | 68.4 | 9.0117 | 4.9685 | 4.9685 | 0 | 0% | 9.4225 | 1 | 1 | 1 | 68.4 | 9.0117 | 4.9685 | 4.9685 | 0 | 0% | 649.5 | 68.4 | 0 | 581.1 | 649.5 | 68.4 | 0 | 581.1 | Winter | 0 | 0 | 0 | 0 | 0 | 0 | 0 | 0 | 1 | 1
2003-12-14 | 12 | 14 | 3:00 | -7.8 | 3 | 2 | 18 |  | 37 | 25.3223 | 3.4126 | 28.7349 | 95% | 1 | 68.4 | 9.0117 | 4.9685 | 4.9685 | 0 | 0% | 9.5102 | 1 | 1 | 1 | 68.4 | 9.0117 | 4.9685 | 4.9685 | 0 | 0% | 655.5 | 68.4 | 0 | 587.1 | 655.5 | 68.4 | 0 | 587.1 | Winter | 0 | 0 | 0 | 0 | 0 | 0 | 0 | 0 | 1 | 1
2003-12-14 | 12 | 14 | 4:00 | -8.3 | 4 | 2 | 17 |  | 38 | 26.0067 | 3.1501 | 29.1568 | 95% | 1 | 68.4 | 9.0117 | 4.9685 | 4.9685 | 0 | 0% | 9.4115 | 1 | 1 | 1 | 68.4 | 9.0117 | 4.9685 | 4.9685 | 0 | 0% | 648.75 | 68.4 | 0 | 580.35 | 648.75 | 68.4 | 0 | 580.35 | Winter | 0 | 0 | 0 | 0 | 0 | 0 | 0 | 0 | 1 | 1
2003-12-14 | 12 | 14 | 5:00 | -8.3 | 5 | 2 | 17 |  | 38 | 26.0067 | 3.1501 | 29.1568 | 95% | 1 | 68.4 | 9.0117 | 4.9685 | 4.9685 | 0 | 0% | 9.2361 | 1 | 1 | 1 | 68.4 | 9.0117 | 4.9685 | 4.9685 | 0 | 0% | 636.75 | 68.4 | 0 | 568.35 | 636.75 | 68.4 | 0 | 568.35 | Winter | 0 | 0 | 0 | 0 | 0 | 0 | 0 | 0 | 1 | 1
2003-12-14 | 12 | 14 | 6:00 | -8.3 | 6 | 2 | 17 |  | 38 | 26.0067 | 3.9376 | 29.9443 | 95% | 1 | 68.4 | 9.0117 | 4.9685 | 4.9685 | 0 | 0% | 9.258 | 1 | 1 | 1 | 68.4 | 9.0117 | 4.9685 | 4.9685 | 0 | 0% | 638.25 | 68.4 | 0 | 569.85 | 638.25 | 68.4 | 0 | 569.85 | Winter | 0 | 0 | 0 | 0 | 0 | 0 | 0 | 0 | 1 | 1
2003-12-14 | 12 | 14 | 7:00 | -8.3 | 7 | 2 | 17 |  | 38 | 26.0067 | 4.7252 | 30.7319 | 95% | 1 | 68.4 | 9.0117 | 4.9685 | 4.9685 | 0 | 0% | 9.3713 | 1 | 1 | 1 | 68.4 | 9.0117 | 4.9685 | 4.9685 | 0 | 0% | 646 | 68.4 | 0 | 577.6 | 646 | 68.4 | 0 | 577.6 | Winter | 0 | 0 | 0 | 0 | 0 | 0 | 0 | 0 | 1 | 1
2003-12-14 | 12 | 14 | 8:00 | -7.8 | 8 | 2 | 18 |  | 37 | 25.3223 | 7.6128 | 32.9351 | 95% | 1 | 68.4 | 9.0117 | 4.9685 | 4.9685 | 0 | 0% | 9.4591 | 1 | 1 | 1 | 68.4 | 9.0117 | 4.9685 | 4.9685 | 0 | 0% | 652 | 68.4 | 0 | 583.6 | 652 | 68.4 | 0 | 583.6 | Winter | 0 | 0 | 0 | 0 | 0 | 0 | 0 | 0 | 1 | 1
2003-12-14 | 12 | 14 | 9:00 | -7.2 | 9 | 2 | 19 |  | 36 | 24.6379 | 6.5627 | 31.2007 | 95% | 1 | 68.4 | 9.0117 | 4.9685 | 4.9685 | 0 | 0% | 9.693 | 1 | 1 | 1 | 68.4 | 9.0117 | 4.9685 | 4.9685 | 0 | 0% | 668 | 68.4 | 0 | 599.6 | 668 | 68.4 | 0 | 599.6 | Winter | 0 | 0 | 0 | 0 | 0 | 0 | 0 | 0 | 1 | 1
2003-12-14 | 12 | 14 | 10:00 | -6.1 | 10 | 2 | 21 |  | 34 | 23.2692 | 6.0377 | 29.3069 | 95% | 1 | 68.4 | 9.0117 | 4.9685 | 4.9685 | 0 | 0% | 9.6418 | 1 | 1 | 1 | 68.4 | 9.0117 | 4.9685 | 4.9685 | 0 | 0% | 664.5 | 68.4 | 0 | 596.1 | 664.5 | 68.4 | 0 | 596.1 | Winter | 0 | 0 | 0 | 0 | 0 | 0 | 0 | 0 | 1 | 1
2003-12-14 | 12 | 14 | 11:00 | -5 | 11 | 2 | 23 |  | 32 | 21.9004 | 5.2502 | 27.1506 | 95% | 1 | 68.4 | 9.0117 | 4.9685 | 4.9685 | 0 | 0% | 9.8757 | 1 | 1 | 1 | 68.4 | 9.0117 | 4.9685 | 4.9685 | 0 | 0% | 680.5 | 68.4 | 0 | 612.1 | 680.5 | 68.4 | 0 | 612.1 | Winter | 0 | 0 | 0 | 0 | 0 | 0 | 0 | 0 | 1 | 1
2003-12-14 | 12 | 14 | 12:00 | -3.9 | 12 | 2 | 25 |  | 30 | 20.5316 | 5.2502 | 25.7818 | 95% | 1 | 68.4 | 9.0117 | 4.9685 | 4.9685 | 0 | 0% | 9.8721 | 1 | 1 | 1 | 68.4 | 9.0117 | 4.9685 | 4.9685 | 0 | 0% | 680.25 | 68.4 | 0 | 611.85 | 680.25 | 68.4 | 0 | 611.85 | Winter | 0 | 0 | 0 | 0 | 0 | 0 | 0 | 0 | 1 | 1
2003-12-14 | 12 | 14 | 13:00 | -2.2 | 13 | 2 | 28 |  | 27 | 18.4784 | 4.7252 | 23.2036 | 95% | 1 | 68.4 | 9.0117 | 4.9685 | 4.9685 | 0 | 0% | 9.883 | 1 | 1 | 1 | 68.4 | 9.0117 | 4.9685 | 4.9685 | 0 | 0% | 681 | 68.4 | 0 | 612.6 | 681 | 68.4 | 0 | 612.6 | Winter | 0 | 0 | 0 | 0 | 0 | 0 | 0 | 0 | 1 | 1
2003-12-14 | 12 | 14 | 14:00 | 0 | 14 | 2 | 32 |  | 23 | 15.7409 | 3.9376 | 19.6785 | 95% | 1 | 68.4 | 9.0117 | 4.9685 | 4.9685 | 0 | 0% | 10.0037 | 1 | 1 | 1 | 68.4 | 9.0117 | 4.9685 | 4.9685 | 0 | 0% | 689.25 | 68.4 | 0 | 620.85 | 689.25 | 68.4 | 0 | 620.85 | Winter | 0 | 0 | 0 | 0 | 0 | 0 | 0 | 0 | 1 | 1
2003-12-14 | 12 | 14 | 15:00 | 0 | 15 | 2 | 32 |  | 23 | 15.7409 | 3.6751 | 19.416 | 95% | 1 | 68.4 | 9.0117 | 4.9685 | 4.9685 | 0 | 0% | 9.7844 | 1 | 1 | 1 | 68.4 | 9.0117 | 4.9685 | 4.9685 | 0 | 0% | 674.25 | 68.4 | 0 | 605.85 | 674.25 | 68.4 | 0 | 605.85 | Winter | 0 | 0 | 0 | 0 | 0 | 0 | 0 | 0 | 1 | 1
2003-12-14 | 12 | 14 | 16:00 | 0.6 | 16 | 2 | 33 |  | 22 | 15.0565 | 3.6751 | 18.7316 | 95% | 1 | 68.4 | 9.0117 | 4.9685 | 4.9685 | 0 | 0% | 9.3421 | 1 | 1 | 1 | 68.4 | 9.0117 | 4.9685 | 4.9685 | 0 | 0% | 644 | 68.4 | 0 | 575.6 | 644 | 68.4 | 0 | 575.6 | Winter | 0 | 0 | 0 | 0 | 0 | 0 | 0 | 0 | 1 | 1
2003-12-14 | 12 | 14 | 17:00 | -0.6 | 17 | 2 | 31 |  | 24 | 16.4253 | 4.7252 | 21.1505 | 95% | 1 | 68.4 | 9.0117 | 4.9685 | 4.9685 | 0 | 0% | 9.7405 | 1 | 1 | 1 | 68.4 | 9.0117 | 4.9685 | 4.9685 | 0 | 0% | 671.25 | 68.4 | 0 | 602.85 | 671.25 | 68.4 | 0 | 602.85 | Winter | 0 | 0 | 0 | 0 | 0 | 0 | 0 | 0 | 1 | 1
2003-12-14 | 12 | 14 | 18:00 | 0 | 18 | 2 | 32 |  | 23 | 15.7409 | 6.0377 | 21.7786 | 95% | 1 | 68.4 | 9.0117 | 4.9685 | 4.9685 | 0 | 0% | 9.7405 | 1 | 1 | 1 | 68.4 | 9.0117 | 4.9685 | 4.9685 | 0 | 0% | 671.25 | 68.4 | 0 | 602.85 | 671.25 | 68.4 | 0 | 602.85 | Winter | 0 | 0 | 0 | 0 | 0 | 0 | 0 | 0 | 1 | 1
2003-12-14 | 12 | 14 | 19:00 | 0.6 | 19 | 2 | 33 |  | 22 | 15.0565 | 6.5627 | 21.6193 | 95% | 1 | 68.4 | 9.0117 | 4.9685 | 4.9685 | 0 | 0% | 9.7442 | 1 | 1 | 1 | 68.4 | 9.0117 | 4.9685 | 4.9685 | 0 | 0% | 671.5 | 68.4 | 0 | 603.1 | 671.5 | 68.4 | 0 | 603.1 | Winter | 0 | 0 | 0 | 0 | 0 | 0 | 0 | 0 | 1 | 1
2003-12-14 | 12 | 14 | 20:00 | 0.6 | 20 | 2 | 33 |  | 22 | 15.0565 | 5.7752 | 20.8317 | 95% | 1 | 68.4 | 9.0117 | 4.9685 | 4.9685 | 0 | 0% | 9.6601 | 1 | 1 | 1 | 68.4 | 9.0117 | 4.9685 | 4.9685 | 0 | 0% | 665.75 | 68.4 | 0 | 597.35 | 665.75 | 68.4 | 0 | 597.35 | Winter | 0 | 0 | 0 | 0 | 0 | 0 | 0 | 0 | 1 | 1
2003-12-14 | 12 | 14 | 21:00 | 1.1 | 21 | 2 | 34 |  | 21 | 14.3721 | 4.7252 | 19.0973 | 95% | 1 | 68.4 | 9.0117 | 4.9685 | 4.9685 | 0 | 0% | 9.2325 | 1 | 1 | 1 | 68.4 | 9.0117 | 4.9685 | 4.9685 | 0 | 0% | 636.5 | 68.4 | 0 | 568.1 | 636.5 | 68.4 | 0 | 568.1 | Winter | 0 | 0 | 0 | 0 | 0 | 0 | 0 | 0 | 1 | 1
2003-12-14 | 12 | 14 | 22:00 | 2.2 | 22 | 2 | 36 |  | 19 | 13.0033 | 4.2002 | 17.2035 | 95% | 1 | 68.4 | 9.0117 | 4.9685 | 4.9685 | 0 | 0% | 9.3311 | 1 | 1 | 1 | 68.4 | 9.0117 | 4.9685 | 4.9685 | 0 | 0% | 643.25 | 68.4 | 0 | 574.85 | 643.25 | 68.4 | 0 | 574.85 | Winter | 0 | 0 | 0 | 0 | 0 | 0 | 0 | 0 | 1 | 1
2003-12-14 | 12 | 14 | 23:00 | 2.8 | 23 | 2 | 37 |  | 18 | 12.319 | 5.2502 | 17.5692 | 95% | 1 | 68.4 | 9.0117 | 4.9685 | 4.9685 | 0 | 0% | 9.2325 | 1 | 1 | 1 | 68.4 | 9.0117 | 4.9685 | 4.9685 | 0 | 0% | 636.5 | 68.4 | 0 | 568.1 | 636.5 | 68.4 | 0 | 568.1 | Winter | 0 | 0 | 0 | 0 | 0 | 0 | 0 | 0 | 1 | 1
2003-12-14 | 12 | 14 | 24:00 | 3.3 | 0 | 2 | 38 |  | 17 | 11.6346 | 4.2002 | 15.8347 | 95% | 1 | 68.4 | 9.0117 | 4.9685 | 4.9685 | 0 | 0% | 9.2325 | 1 | 1 | 1 | 68.4 | 9.0117 | 4.9685 | 4.9685 | 0 | 0% | 636.5 | 68.4 | 0 | 568.1 | 636.5 | 68.4 | 0 | 568.1 | Winter | 0 | 0 | 0 | 0 | 0 | 0 | 0 | 0 | 1 | 1
2003-12-15 | 12 | 15 | 1:00 | 4.4 | 1 | 1 | 40 |  | 15 | 10.2658 | 3.9376 | 14.2034 | 95% | 1 | 68.4 | 9.0117 | 4.9685 | 4.9685 | 0 | 0% | 9.4956 | 1 | 1 | 1 | 68.4 | 9.0117 | 4.9685 | 4.9685 | 0 | 0% | 654.5 | 68.4 | 0 | 586.1 | 654.5 | 68.4 | 0 | 586.1 | Winter | 0 | FALSE | 0 | 0 | 0 | 0 | 0 | 0 | 1 | 1
2003-12-15 | 12 | 15 | 2:00 | 4.4 | 2 | 1 | 40 |  | 15 | 10.2658 | 3.1501 | 13.4159 | 95% | 1 | 68.4 | 9.0117 | 4.9685 | 4.9685 | 0 | 0% | 9.693 | 1 | 1 | 1 | 68.4 | 9.0117 | 4.9685 | 4.9685 | 0 | 0% | 668 | 68.4 | 0 | 599.6 | 668 | 68.4 | 0 | 599.6 | Winter | 0 | FALSE | 0 | 0 | 0 | 0 | 0 | 0 | 1 | 1
2003-12-15 | 12 | 15 | 3:00 | 5 | 3 | 1 | 41 |  | 14 | 9.5814 | 3.4126 | 12.994 | 95% | 1 | 68.4 | 9.0117 | 4.9685 | 4.9685 | 0 | 0% | 9.3567 | 1 | 1 | 1 | 68.4 | 9.0117 | 4.9685 | 4.9685 | 0 | 0% | 645 | 68.4 | 0 | 576.6 | 645 | 68.4 | 0 | 576.6 | Winter | 0 | FALSE | 0 | 0 | 0 | 0 | 0 | 0 | 1 | 1
2003-12-15 | 12 | 15 | 4:00 | 4.4 | 4 | 1 | 40 |  | 15 | 10.2658 | 3.1501 | 13.4159 | 95% | 1 | 68.4 | 9.0117 | 4.9685 | 4.9685 | 0 | 0% | 9.2471 | 1 | 1 | 1 | 68.4 | 9.0117 | 4.9685 | 4.9685 | 0 | 0% | 637.5 | 68.4 | 0 | 569.1 | 637.5 | 68.4 | 0 | 569.1 | Winter | 0 | FALSE | 0 | 0 | 0 | 0 | 0 | 0 | 1 | 1
2003-12-15 | 12 | 15 | 5:00 | 4.4 | 5 | 1 | 40 |  | 15 | 10.2658 | 3.1501 | 13.4159 | 95% | 1 | 68.4 | 9.0117 | 4.9685 | 4.9685 | 0 | 0% | 9.4189 | 1 | 1 | 1 | 68.4 | 9.0117 | 4.9685 | 4.9685 | 0 | 0% | 649.25 | 68.4 | 0 | 580.85 | 649.25 | 68.4 | 0 | 580.85 | Winter | 0 | FALSE | 0 | 0 | 0 | 0 | 0 | 0 | 1 | 1
2003-12-15 | 12 | 15 | 6:00 | 4.4 | 6 | 1 | 40 |  | 15 | 10.2658 | 3.9376 | 14.2034 | 95% | 1 | 68.4 | 9.0117 | 4.9685 | 4.9685 | 0 | 0% | 9.587 | 1 | 1 | 1 | 68.4 | 9.0117 | 4.9685 | 4.9685 | 0 | 0% | 660.75 | 68.4 | 0 | 592.35 | 660.75 | 68.4 | 0 | 592.35 | Winter | 0 | FALSE | 0 | 0 | 0 | 0 | 0 | 0 | 1 | 1
2003-12-15 | 12 | 15 | 7:00 | 3.3 | 7 | 1 | 38 |  | 17 | 11.6346 | 4.7252 | 16.3597 | 95% | 1 | 68.4 | 9.0117 | 4.9685 | 4.9685 | 0 | 0% | 9.5687 | 1 | 1 | 1 | 68.4 | 9.0117 | 4.9685 | 4.9685 | 0 | 0% | 659.5 | 68.4 | 0 | 591.1 | 659.5 | 68.4 | 0 | 591.1 | Winter | 0 | FALSE | 0 | 0 | 0 | 0 | 0 | 0 | 1 | 1
2003-12-15 | 12 | 15 | 8:00 | 0.6 | 8 | 1 | 33 |  | 22 | 15.0565 | 7.6128 | 22.6693 | 95% | 1 | 68.4 | 9.0117 | 4.9685 | 4.9685 | 0 | 0% | 10.7273 | 1 | 1 | 1 | 68.4 | 9.0117 | 4.9685 | 4.9685 | 0 | 0% | 738.75 | 68.4 | 0 | 670.35 | 738.75 | 68.4 | 0 | 670.35 | Winter | 0 | FALSE | 0 | 0 | 0 | 0 | 0 | 0 | 1 | 1
2003-12-15 | 12 | 15 | 9:00 | 0 | 9 | 1 | 32 |  | 23 | 15.7409 | 6.5627 | 22.3036 | 95% | 1 | 68.4 | 9.0117 | 4.9685 | 4.9685 | 0 | 0% | 10.7493 | 1 | 1 | 1 | 68.4 | 9.0117 | 4.9685 | 4.9685 | 0 | 0% | 740.25 | 68.4 | 0 | 671.85 | 740.25 | 68.4 | 0 | 671.85 | Winter | 0 | FALSE | 0 | 0 | 0 | 0 | 0 | 0 | 1 | 1
2003-12-15 | 12 | 15 | 10:00 | -0.6 | 10 | 1 | 31 |  | 24 | 16.4253 | 6.0377 | 22.463 | 95% | 1 | 68.4 | 9.0117 | 4.9685 | 4.9685 | 0 | 0% | 11.5205 | 1 | 1 | 1 | 68.4 | 9.0117 | 4.9685 | 4.9685 | 0 | 0% | 793 | 68.4 | 0 | 724.6 | 793 | 68.4 | 0 | 724.6 | Winter | 0 | FALSE | 0 | 0 | 0 | 0 | 0 | 0 | 1 | 1
2003-12-15 | 12 | 15 | 11:00 | 0 | 11 | 1 | 32 |  | 23 | 15.7409 | 5.2502 | 20.9911 | 95% | 1 | 68.4 | 9.0117 | 4.9685 | 4.9685 | 0 | 0% | 11.6301 | 1 | 1 | 1 | 68.4 | 9.0117 | 4.9685 | 4.9685 | 0 | 0% | 800.5 | 68.4 | 0 | 732.1 | 800.5 | 68.4 | 0 | 732.1 | Winter | 0 | FALSE | 0 | 0 | 0 | 0 | 0 | 0 | 1 | 1
2003-12-15 | 12 | 15 | 12:00 | 1.1 | 12 | 1 | 34 |  | 21 | 14.3721 | 5.2502 | 19.6223 | 95% | 1 | 68.4 | 9.0117 | 4.9685 | 4.9685 | 0 | 0% | 11.7909 | 1 | 1 | 1 | 68.4 | 9.0117 | 4.9685 | 4.9685 | 0 | 0% | 811.5 | 68.4 | 0 | 743.1 | 811.5 | 68.4 | 0 | 743.1 | Winter | 0 | FALSE | 0 | 0 | 0 | 0 | 0 | 0 | 1 | 1
2003-12-15 | 12 | 15 | 13:00 | 1.1 | 13 | 1 | 34 |  | 21 | 14.3721 | 4.7252 | 19.0973 | 95% | 1 | 68.4 | 9.0117 | 4.9685 | 4.9685 | 0 | 0% | 12.3538 | 1 | 1 | 1 | 68.4 | 9.0117 | 4.9685 | 4.9685 | 0 | 0% | 850 | 68.4 | 0 | 781.6 | 850 | 68.4 | 0 | 781.6 | Winter | 0 | FALSE | 0 | 0 | 0 | 0 | 0 | 0 | 1 | 1
2003-12-15 | 12 | 15 | 14:00 | 1.1 | 14 | 1 | 34 |  | 21 | 14.3721 | 3.9376 | 18.3098 | 95% | 1 | 68.4 | 9.0117 | 4.9685 | 4.9685 | 0 | 0% | 11.6849 | 1 | 1 | 1 | 68.4 | 9.0117 | 4.9685 | 4.9685 | 0 | 0% | 804.25 | 68.4 | 0 | 735.85 | 804.25 | 68.4 | 0 | 735.85 | Winter | 0 | FALSE | 0 | 0 | 0 | 0 | 0 | 0 | 1 | 1
2003-12-15 | 12 | 15 | 15:00 | 1.1 | 15 | 1 | 34 |  | 21 | 14.3721 | 3.6751 | 18.0473 | 95% | 1 | 68.4 | 9.0117 | 4.9685 | 4.9685 | 0 | 0% | 12.0431 | 1 | 1 | 1 | 68.4 | 9.0117 | 4.9685 | 4.9685 | 0 | 0% | 828.75 | 68.4 | 0 | 760.35 | 828.75 | 68.4 | 0 | 760.35 | Winter | 0 | FALSE | 0 | 0 | 0 | 0 | 0 | 0 | 1 | 1
2003-12-15 | 12 | 15 | 16:00 | 0 | 16 | 1 | 32 |  | 23 | 15.7409 | 3.6751 | 19.416 | 95% | 1 | 68.4 | 9.0117 | 4.9685 | 4.9685 | 0 | 0% | 12.2076 | 1 | 1 | 1 | 68.4 | 9.0117 | 4.9685 | 4.9685 | 0 | 0% | 840 | 68.4 | 0 | 771.6 | 840 | 68.4 | 0 | 771.6 | Winter | 0 | FALSE | 0 | 0 | 0 | 0 | 0 | 0 | 1 | 1
2003-12-15 | 12 | 15 | 17:00 | 0 | 17 | 1 | 32 |  | 23 | 15.7409 | 4.7252 | 20.4661 | 95% | 1 | 68.4 | 9.0117 | 4.9685 | 4.9685 | 0 | 0% | 11.6849 | 1 | 1 | 1 | 68.4 | 9.0117 | 4.9685 | 4.9685 | 0 | 0% | 804.25 | 68.4 | 0 | 735.85 | 804.25 | 68.4 | 0 | 735.85 | Winter | 1 | FALSE | 1 | 68.4 | 68.4 | 0 | 0 | 0 | 1 | 1
2003-12-15 | 12 | 15 | 18:00 | -0.6 | 18 | 1 | 31 |  | 24 | 16.4253 | 6.0377 | 22.463 | 95% | 1 | 68.4 | 9.0117 | 4.9685 | 4.9685 | 0 | 0% | 11.3341 | 1 | 1 | 1 | 68.4 | 9.0117 | 4.9685 | 4.9685 | 0 | 0% | 780.25 | 68.4 | 0 | 711.85 | 780.25 | 68.4 | 0 | 711.85 | Winter | 1 | FALSE | 1 | 68.4 | 68.4 | 0 | 0 | 0 | 1 | 1
2003-12-15 | 12 | 15 | 19:00 | -0.6 | 19 | 1 | 31 |  | 24 | 16.4253 | 6.5627 | 22.988 | 95% | 1 | 68.4 | 9.0117 | 4.9685 | 4.9685 | 0 | 0% | 10.7346 | 1 | 1 | 1 | 68.4 | 9.0117 | 4.9685 | 4.9685 | 0 | 0% | 739.25 | 68.4 | 0 | 670.85 | 739.25 | 68.4 | 0 | 670.85 | Winter | 0 | FALSE | 0 | 0 | 0 | 0 | 0 | 0 | 1 | 1
2003-12-15 | 12 | 15 | 20:00 | -1.1 | 20 | 1 | 30 |  | 25 | 17.1097 | 5.7752 | 22.8849 | 95% | 1 | 68.4 | 9.0117 | 4.9685 | 4.9685 | 0 | 0% | 10.4678 | 1 | 1 | 1 | 68.4 | 9.0117 | 4.9685 | 4.9685 | 0 | 0% | 721 | 68.4 | 0 | 652.6 | 721 | 68.4 | 0 | 652.6 | Winter | 0 | FALSE | 0 | 0 | 0 | 0 | 0 | 0 | 1 | 1
2003-12-15 | 12 | 15 | 21:00 | -1.1 | 21 | 1 | 30 |  | 25 | 17.1097 | 4.7252 | 21.8348 | 95% | 1 | 68.4 | 9.0117 | 4.9685 | 4.9685 | 0 | 0% | 10.0037 | 1 | 1 | 1 | 68.4 | 9.0117 | 4.9685 | 4.9685 | 0 | 0% | 689.25 | 68.4 | 0 | 620.85 | 689.25 | 68.4 | 0 | 620.85 | Winter | 0 | FALSE | 0 | 0 | 0 | 0 | 0 | 0 | 1 | 1
2003-12-15 | 12 | 15 | 22:00 | -1.1 | 22 | 1 | 30 |  | 25 | 17.1097 | 4.2002 | 21.3098 | 95% | 1 | 68.4 | 9.0117 | 4.9685 | 4.9685 | 0 | 0% | 9.4115 | 1 | 1 | 1 | 68.4 | 9.0117 | 4.9685 | 4.9685 | 0 | 0% | 648.75 | 68.4 | 0 | 580.35 | 648.75 | 68.4 | 0 | 580.35 | Winter | 0 | FALSE | 0 | 0 | 0 | 0 | 0 | 0 | 1 | 1
2003-12-15 | 12 | 15 | 23:00 | -1.1 | 23 | 1 | 30 |  | 25 | 17.1097 | 5.2502 | 22.3599 | 95% | 1 | 68.4 | 9.0117 | 4.9685 | 4.9685 | 0 | 0% | 9.6966 | 1 | 1 | 1 | 68.4 | 9.0117 | 4.9685 | 4.9685 | 0 | 0% | 668.25 | 68.4 | 0 | 599.85 | 668.25 | 68.4 | 0 | 599.85 | Winter | 0 | FALSE | 0 | 0 | 0 | 0 | 0 | 0 | 1 | 1
2003-12-15 | 12 | 15 | 24:00 | -1.1 | 0 | 1 | 30 |  | 25 | 17.1097 | 4.2002 | 21.3098 | 95% | 1 | 68.4 | 9.0117 | 4.9685 | 4.9685 | 0 | 0% | 9.4846 | 1 | 1 | 1 | 68.4 | 9.0117 | 4.9685 | 4.9685 | 0 | 0% | 653.75 | 68.4 | 0 | 585.35 | 653.75 | 68.4 | 0 | 585.35 | Winter | 0 | FALSE | 0 | 0 | 0 | 0 | 0 | 0 | 1 | 1
2003-12-16 | 12 | 16 | 1:00 | -1.1 | 1 | 1 | 30 |  | 25 | 17.1097 | 3.9376 | 21.0473 | 95% | 1 | 68.4 | 9.0117 | 4.9685 | 4.9685 | 0 | 0% | 9.5066 | 1 | 1 | 1 | 68.4 | 9.0117 | 4.9685 | 4.9685 | 0 | 0% | 655.25 | 68.4 | 0 | 586.85 | 655.25 | 68.4 | 0 | 586.85 | Winter | 0 | FALSE | 0 | 0 | 0 | 0 | 0 | 0 | 1 | 1
2003-12-16 | 12 | 16 | 2:00 | -1.7 | 2 | 1 | 29 |  | 26 | 17.7941 | 3.1501 | 20.9442 | 95% | 1 | 68.4 | 9.0117 | 4.9685 | 4.9685 | 0 | 0% | 9.4481 | 1 | 1 | 1 | 68.4 | 9.0117 | 4.9685 | 4.9685 | 0 | 0% | 651.25 | 68.4 | 0 | 582.85 | 651.25 | 68.4 | 0 | 582.85 | Winter | 0 | FALSE | 0 | 0 | 0 | 0 | 0 | 0 | 1 | 1
2003-12-16 | 12 | 16 | 3:00 | -1.7 | 3 | 1 | 29 |  | 26 | 17.7941 | 3.4126 | 21.2067 | 95% | 1 | 68.4 | 9.0117 | 4.9685 | 4.9685 | 0 | 0% | 9.4371 | 1 | 1 | 1 | 68.4 | 9.0117 | 4.9685 | 4.9685 | 0 | 0% | 650.5 | 68.4 | 0 | 582.1 | 650.5 | 68.4 | 0 | 582.1 | Winter | 0 | FALSE | 0 | 0 | 0 | 0 | 0 | 0 | 1 | 1
2003-12-16 | 12 | 16 | 4:00 | -1.7 | 4 | 1 | 29 |  | 26 | 17.7941 | 3.1501 | 20.9442 | 95% | 1 | 68.4 | 9.0117 | 4.9685 | 4.9685 | 0 | 0% | 9.1776 | 1 | 1 | 1 | 68.4 | 9.0117 | 4.9685 | 4.9685 | 0 | 0% | 632.75 | 68.4 | 0 | 564.35 | 632.75 | 68.4 | 0 | 564.35 | Winter | 0 | FALSE | 0 | 0 | 0 | 0 | 0 | 0 | 1 | 1
2003-12-16 | 12 | 16 | 5:00 | -1.7 | 5 | 1 | 29 |  | 26 | 17.7941 | 3.1501 | 20.9442 | 95% | 1 | 68.4 | 9.0117 | 4.9685 | 4.9685 | 0 | 0% | 9.3129 | 1 | 1 | 1 | 68.4 | 9.0117 | 4.9685 | 4.9685 | 0 | 0% | 642 | 68.4 | 0 | 573.6 | 642 | 68.4 | 0 | 573.6 | Winter | 0 | FALSE | 0 | 0 | 0 | 0 | 0 | 0 | 1 | 1
2003-12-16 | 12 | 16 | 6:00 | -2.2 | 6 | 1 | 28 |  | 27 | 18.4784 | 3.9376 | 22.4161 | 95% | 1 | 68.4 | 9.0117 | 4.9685 | 4.9685 | 0 | 0% | 9.4518 | 1 | 1 | 1 | 68.4 | 9.0117 | 4.9685 | 4.9685 | 0 | 0% | 651.5 | 68.4 | 0 | 583.1 | 651.5 | 68.4 | 0 | 583.1 | Winter | 0 | FALSE | 0 | 0 | 0 | 0 | 0 | 0 | 1 | 1
2003-12-16 | 12 | 16 | 7:00 | -2.2 | 7 | 1 | 28 |  | 27 | 18.4784 | 4.7252 | 23.2036 | 95% | 1 | 68.4 | 9.0117 | 4.9685 | 4.9685 | 0 | 0% | 9.4262 | 1 | 1 | 1 | 68.4 | 9.0117 | 4.9685 | 4.9685 | 0 | 0% | 649.75 | 68.4 | 0 | 581.35 | 649.75 | 68.4 | 0 | 581.35 | Winter | 0 | FALSE | 0 | 0 | 0 | 0 | 0 | 0 | 1 | 1
2003-12-16 | 12 | 16 | 8:00 | -1.7 | 8 | 1 | 29 |  | 26 | 17.7941 | 7.6128 | 25.4068 | 95% | 1 | 68.4 | 9.0117 | 4.9685 | 4.9685 | 0 | 0% | 10.4423 | 1 | 1 | 1 | 68.4 | 9.0117 | 4.9685 | 4.9685 | 0 | 0% | 719.25 | 68.4 | 0 | 650.85 | 719.25 | 68.4 | 0 | 650.85 | Winter | 0 | FALSE | 0 | 0 | 0 | 0 | 0 | 0 | 1 | 1
2003-12-16 | 12 | 16 | 9:00 | -0.6 | 9 | 1 | 31 |  | 24 | 16.4253 | 6.5627 | 22.988 | 95% | 1 | 68.4 | 9.0117 | 4.9685 | 4.9685 | 0 | 0% | 10.6835 | 1 | 1 | 1 | 68.4 | 9.0117 | 4.9685 | 4.9685 | 0 | 0% | 735.75 | 68.4 | 0 | 667.35 | 735.75 | 68.4 | 0 | 667.35 | Winter | 0 | FALSE | 0 | 0 | 0 | 0 | 0 | 0 | 1 | 1
2003-12-16 | 12 | 16 | 10:00 | 0 | 10 | 1 | 32 |  | 23 | 15.7409 | 6.0377 | 21.7786 | 95% | 1 | 68.4 | 9.0117 | 4.9685 | 4.9685 | 0 | 0% | 11.1659 | 1 | 1 | 1 | 68.4 | 9.0117 | 4.9685 | 4.9685 | 0 | 0% | 768.75 | 68.4 | 0 | 700.35 | 768.75 | 68.4 | 0 | 700.35 | Winter | 0 | FALSE | 0 | 0 | 0 | 0 | 0 | 0 | 1 | 1
2003-12-16 | 12 | 16 | 11:00 | 1.7 | 11 | 1 | 35 |  | 20 | 13.6877 | 5.2502 | 18.9379 | 95% | 1 | 68.4 | 9.0117 | 4.9685 | 4.9685 | 0 | 0% | 11.6557 | 1 | 1 | 1 | 68.4 | 9.0117 | 4.9685 | 4.9685 | 0 | 0% | 802.25 | 68.4 | 0 | 733.85 | 802.25 | 68.4 | 0 | 733.85 | Winter | 0 | FALSE | 0 | 0 | 0 | 0 | 0 | 0 | 1 | 1
2003-12-16 | 12 | 16 | 12:00 | 3.3 | 12 | 1 | 38 |  | 17 | 11.6346 | 5.2502 | 16.8848 | 95% | 1 | 68.4 | 9.0117 | 4.9685 | 4.9685 | 0 | 0% | 12.0797 | 1 | 1 | 1 | 68.4 | 9.0117 | 4.9685 | 4.9685 | 0 | 0% | 831.25 | 68.4 | 0 | 762.85 | 831.25 | 68.4 | 0 | 762.85 | Winter | 0 | FALSE | 0 | 0 | 0 | 0 | 0 | 0 | 1 | 1
2003-12-16 | 12 | 16 | 13:00 | 3.9 | 13 | 1 | 39 |  | 16 | 10.9502 | 4.7252 | 15.6754 | 95% | 1 | 68.4 | 9.0117 | 4.9685 | 4.9685 | 0 | 0% | 12.1966 | 1 | 1 | 1 | 68.4 | 9.0117 | 4.9685 | 4.9685 | 0 | 0% | 839.25 | 68.4 | 0 | 770.85 | 839.25 | 68.4 | 0 | 770.85 | Winter | 0 | FALSE | 0 | 0 | 0 | 0 | 0 | 0 | 1 | 1
2003-12-16 | 12 | 16 | 14:00 | 4.4 | 14 | 1 | 40 |  | 15 | 10.2658 | 3.9376 | 14.2034 | 95% | 1 | 68.4 | 9.0117 | 4.9685 | 4.9685 | 0 | 0% | 11.345 | 1 | 1 | 1 | 68.4 | 9.0117 | 4.9685 | 4.9685 | 0 | 0% | 781 | 68.4 | 0 | 712.6 | 781 | 68.4 | 0 | 712.6 | Winter | 0 | FALSE | 0 | 0 | 0 | 0 | 0 | 0 | 1 | 1
2003-12-16 | 12 | 16 | 15:00 | 5.6 | 15 | 1 | 42 |  | 13 | 8.897 | 3.6751 | 12.5722 | 95% | 1 | 68.4 | 9.0117 | 4.9685 | 4.9685 | 0 | 0% | 11.3231 | 1 | 1 | 1 | 68.4 | 9.0117 | 4.9685 | 4.9685 | 0 | 0% | 779.5 | 68.4 | 0 | 711.1 | 779.5 | 68.4 | 0 | 711.1 | Winter | 0 | FALSE | 0 | 0 | 0 | 0 | 0 | 0 | 1 | 1
2003-12-16 | 12 | 16 | 16:00 | 5 | 16 | 1 | 41 |  | 14 | 9.5814 | 3.6751 | 13.2566 | 95% | 1 | 68.4 | 9.0117 | 4.9685 | 4.9685 | 0 | 0% | 11.4072 | 1 | 1 | 1 | 68.4 | 9.0117 | 4.9685 | 4.9685 | 0 | 0% | 785.25 | 68.4 | 0 | 716.85 | 785.25 | 68.4 | 0 | 716.85 | Winter | 0 | FALSE | 0 | 0 | 0 | 0 | 0 | 0 | 1 | 1
2003-12-16 | 12 | 16 | 17:00 | 4.4 | 17 | 1 | 40 |  | 15 | 10.2658 | 4.7252 | 14.991 | 95% | 1 | 68.4 | 9.0117 | 4.9685 | 4.9685 | 0 | 0% | 11.5826 | 1 | 1 | 1 | 68.4 | 9.0117 | 4.9685 | 4.9685 | 0 | 0% | 797.25 | 68.4 | 0 | 728.85 | 797.25 | 68.4 | 0 | 728.85 | Winter | 1 | FALSE | 1 | 68.4 | 68.4 | 0 | 0 | 0 | 1 | 1
2003-12-16 | 12 | 16 | 18:00 | 2.2 | 18 | 1 | 36 |  | 19 | 13.0033 | 6.0377 | 19.0411 | 95% | 1 | 68.4 | 9.0117 | 4.9685 | 4.9685 | 0 | 0% | 11.2756 | 1 | 1 | 1 | 68.4 | 9.0117 | 4.9685 | 4.9685 | 0 | 0% | 776.25 | 68.4 | 0 | 707.85 | 776.25 | 68.4 | 0 | 707.85 | Winter | 1 | FALSE | 1 | 68.4 | 68.4 | 0 | 0 | 0 | 1 | 1
2003-12-16 | 12 | 16 | 19:00 | 2.2 | 19 | 1 | 36 |  | 19 | 13.0033 | 6.5627 | 19.5661 | 95% | 1 | 68.4 | 9.0117 | 4.9685 | 4.9685 | 0 | 0% | 10.7091 | 1 | 1 | 1 | 68.4 | 9.0117 | 4.9685 | 4.9685 | 0 | 0% | 737.5 | 68.4 | 0 | 669.1 | 737.5 | 68.4 | 0 | 669.1 | Winter | 0 | FALSE | 0 | 0 | 0 | 0 | 0 | 0 | 1 | 1
2003-12-16 | 12 | 16 | 20:00 | 1.7 | 20 | 1 | 35 |  | 20 | 13.6877 | 5.7752 | 19.4629 | 95% | 1 | 68.4 | 9.0117 | 4.9685 | 4.9685 | 0 | 0% | 10.5007 | 1 | 1 | 1 | 68.4 | 9.0117 | 4.9685 | 4.9685 | 0 | 0% | 723.25 | 68.4 | 0 | 654.85 | 723.25 | 68.4 | 0 | 654.85 | Winter | 0 | FALSE | 0 | 0 | 0 | 0 | 0 | 0 | 1 | 1
2003-12-16 | 12 | 16 | 21:00 | 0.6 | 21 | 1 | 33 |  | 22 | 15.0565 | 4.7252 | 19.7817 | 95% | 1 | 68.4 | 9.0117 | 4.9685 | 4.9685 | 0 | 0% | 9.6857 | 1 | 1 | 1 | 68.4 | 9.0117 | 4.9685 | 4.9685 | 0 | 0% | 667.5 | 68.4 | 0 | 599.1 | 667.5 | 68.4 | 0 | 599.1 | Winter | 0 | FALSE | 0 | 0 | 0 | 0 | 0 | 0 | 1 | 1
2003-12-16 | 12 | 16 | 22:00 | 1.1 | 22 | 1 | 34 |  | 21 | 14.3721 | 4.2002 | 18.5723 | 95% | 1 | 68.4 | 9.0117 | 4.9685 | 4.9685 | 0 | 0% | 9.3202 | 1 | 1 | 1 | 68.4 | 9.0117 | 4.9685 | 4.9685 | 0 | 0% | 642.5 | 68.4 | 0 | 574.1 | 642.5 | 68.4 | 0 | 574.1 | Winter | 0 | FALSE | 0 | 0 | 0 | 0 | 0 | 0 | 1 | 1
2003-12-16 | 12 | 16 | 23:00 | 1.7 | 23 | 1 | 35 |  | 20 | 13.6877 | 5.2502 | 18.9379 | 95% | 1 | 68.4 | 9.0117 | 4.9685 | 4.9685 | 0 | 0% | 9.2471 | 1 | 1 | 1 | 68.4 | 9.0117 | 4.9685 | 4.9685 | 0 | 0% | 637.5 | 68.4 | 0 | 569.1 | 637.5 | 68.4 | 0 | 569.1 | Winter | 0 | FALSE | 0 | 0 | 0 | 0 | 0 | 0 | 1 | 1
2003-12-16 | 12 | 16 | 24:00 | 1.7 | 0 | 1 | 35 |  | 20 | 13.6877 | 4.2002 | 17.8879 | 95% | 1 | 68.4 | 9.0117 | 4.9685 | 4.9685 | 0 | 0% | 9.5175 | 1 | 1 | 1 | 68.4 | 9.0117 | 4.9685 | 4.9685 | 0 | 0% | 656 | 68.4 | 0 | 587.6 | 656 | 68.4 | 0 | 587.6 | Winter | 0 | FALSE | 0 | 0 | 0 | 0 | 0 | 0 | 1 | 1
2003-12-17 | 12 | 17 | 1:00 | 0 | 1 | 1 | 32 |  | 23 | 15.7409 | 3.9376 | 19.6785 | 95% | 1 | 68.4 | 9.0117 | 4.9685 | 4.9685 | 0 | 0% | 9.5102 | 1 | 1 | 1 | 68.4 | 9.0117 | 4.9685 | 4.9685 | 0 | 0% | 655.5 | 68.4 | 0 | 587.1 | 655.5 | 68.4 | 0 | 587.1 | Winter | 0 | FALSE | 0 | 0 | 0 | 0 | 0 | 0 | 1 | 1
2003-12-17 | 12 | 17 | 2:00 | 1.1 | 2 | 1 | 34 |  | 21 | 14.3721 | 3.1501 | 17.5222 | 95% | 1 | 68.4 | 9.0117 | 4.9685 | 4.9685 | 0 | 0% | 9.1411 | 1 | 1 | 1 | 68.4 | 9.0117 | 4.9685 | 4.9685 | 0 | 0% | 630.25 | 68.4 | 0 | 561.85 | 630.25 | 68.4 | 0 | 561.85 | Winter | 0 | FALSE | 0 | 0 | 0 | 0 | 0 | 0 | 1 | 1
2003-12-17 | 12 | 17 | 3:00 | 1.1 | 3 | 1 | 34 |  | 21 | 14.3721 | 3.4126 | 17.7847 | 95% | 1 | 68.4 | 9.0117 | 4.9685 | 4.9685 | 0 | 0% | 9.1776 | 1 | 1 | 1 | 68.4 | 9.0117 | 4.9685 | 4.9685 | 0 | 0% | 632.75 | 68.4 | 0 | 564.35 | 632.75 | 68.4 | 0 | 564.35 | Winter | 0 | FALSE | 0 | 0 | 0 | 0 | 0 | 0 | 1 | 1
2003-12-17 | 12 | 17 | 4:00 | 2.2 | 4 | 1 | 36 |  | 19 | 13.0033 | 3.1501 | 16.1535 | 95% | 1 | 68.4 | 9.0117 | 4.9685 | 4.9685 | 0 | 0% | 8.9218 | 1 | 1 | 1 | 68.4 | 9.0117 | 4.9685 | 4.9685 | 0 | 0% | 615.25 | 68.4 | 0 | 546.85 | 615.25 | 68.4 | 0 | 546.85 | Winter | 0 | FALSE | 0 | 0 | 0 | 0 | 0 | 0 | 1 | 1
2003-12-17 | 12 | 17 | 5:00 | 3.3 | 5 | 1 | 38 |  | 17 | 11.6346 | 3.1501 | 14.7847 | 95% | 1 | 68.4 | 9.0117 | 4.9685 | 4.9685 | 0 | 0% | 9.1667 | 1 | 1 | 1 | 68.4 | 9.0117 | 4.9685 | 4.9685 | 0 | 0% | 632 | 68.4 | 0 | 563.6 | 632 | 68.4 | 0 | 563.6 | Winter | 0 | FALSE | 0 | 0 | 0 | 0 | 0 | 0 | 1 | 1
2003-12-17 | 12 | 17 | 6:00 | 3.3 | 6 | 1 | 38 |  | 17 | 11.6346 | 3.9376 | 15.5722 | 95% | 1 | 68.4 | 9.0117 | 4.9685 | 4.9685 | 0 | 0% | 9.1849 | 1 | 1 | 1 | 68.4 | 9.0117 | 4.9685 | 4.9685 | 0 | 0% | 633.25 | 68.4 | 0 | 564.85 | 633.25 | 68.4 | 0 | 564.85 | Winter | 0 | FALSE | 0 | 0 | 0 | 0 | 0 | 0 | 1 | 1
2003-12-17 | 12 | 17 | 7:00 | 4.4 | 7 | 1 | 40 |  | 15 | 10.2658 | 4.7252 | 14.991 | 95% | 1 | 68.4 | 9.0117 | 4.9685 | 4.9685 | 0 | 0% | 9.2836 | 1 | 1 | 1 | 68.4 | 9.0117 | 4.9685 | 4.9685 | 0 | 0% | 640 | 68.4 | 0 | 571.6 | 640 | 68.4 | 0 | 571.6 | Winter | 0 | FALSE | 0 | 0 | 0 | 0 | 0 | 0 | 1 | 1
2003-12-17 | 12 | 17 | 8:00 | 4.4 | 8 | 1 | 40 |  | 15 | 10.2658 | 7.6128 | 17.8786 | 95% | 1 | 68.4 | 9.0117 | 4.9685 | 4.9685 | 0 | 0% | 10.5373 | 1 | 1 | 1 | 68.4 | 9.0117 | 4.9685 | 4.9685 | 0 | 0% | 725.75 | 68.4 | 0 | 657.35 | 725.75 | 68.4 | 0 | 657.35 | Winter | 0 | FALSE | 0 | 0 | 0 | 0 | 0 | 0 | 1 | 1
2003-12-17 | 12 | 17 | 9:00 | 6.7 | 9 | 1 | 44 |  | 11 | 7.5283 | 6.5627 | 14.091 | 95% | 1 | 68.4 | 9.0117 | 4.9685 | 4.9685 | 0 | 0% | 10.7675 | 1 | 1 | 1 | 68.4 | 9.0117 | 4.9685 | 4.9685 | 0 | 0% | 741.5 | 68.4 | 0 | 673.1 | 741.5 | 68.4 | 0 | 673.1 | Winter | 0 | FALSE | 0 | 0 | 0 | 0 | 0 | 0 | 1 | 1
2003-12-17 | 12 | 17 | 10:00 | 8.3 | 10 | 1 | 47 |  | 8 | 5.4751 | 6.0377 | 11.5128 | 95% | 1 | 68.4 | 9.0117 | 4.9685 | 4.9685 | 0 | 0% | 11.261 | 1 | 1 | 1 | 68.4 | 9.0117 | 4.9685 | 4.9685 | 0 | 0% | 775.25 | 68.4 | 0 | 706.85 | 775.25 | 68.4 | 0 | 706.85 | Winter | 0 | FALSE | 0 | 0 | 0 | 0 | 0 | 0 | 1 | 1
2003-12-17 | 12 | 17 | 11:00 | 8.9 | 11 | 1 | 48 |  | 7 | 4.7907 | 5.2502 | 10.0409 | 95% | 1 | 68.4 | 9.0117 | 4.9685 | 4.9685 | 0 | 0% | 11.5278 | 1 | 1 | 1 | 68.4 | 9.0117 | 4.9685 | 4.9685 | 0 | 0% | 793.5 | 68.4 | 0 | 725.1 | 793.5 | 68.4 | 0 | 725.1 | Winter | 0 | FALSE | 0 | 0 | 0 | 0 | 0 | 0 | 1 | 1
2003-12-17 | 12 | 17 | 12:00 | 11.1 | 12 | 1 | 52 |  | 3 | 2.0532 | 5.2502 | 7.3034 | 95% | 1 | 68.4 | 9.0117 | 4.9685 | 4.9685 | 0 | 0% | 11.4547 | 1 | 1 | 1 | 68.4 | 9.0117 | 4.9685 | 4.9685 | 0 | 0% | 788.5 | 68.4 | 0 | 720.1 | 788.5 | 68.4 | 0 | 720.1 | Winter | 0 | FALSE | 0 | 0 | 0 | 0 | 0 | 0 | 1 | 1
2003-12-17 | 12 | 17 | 13:00 | 12.2 | 13 | 1 | 54 |  | 1 | 0.68439 | 4.7252 | 5.4096 | 95% | 0.77575 | 53.0613 | 6.9908 | 3.8543 | 3.8543 | 0 | 0% | 12.1418 | 1 | 1 | 1 | 68.4 | 9.0117 | 4.9685 | 4.0572 | 0.91133 | 18.34% | 835.5 | 53.0613 | 0 | 782.4387 | 835.5 | 68.4 | 0 | 767.1 | Winter | 0 | FALSE | 0 | 0 | 0 | 0 | 0 | 1 | 0 | 1
2003-12-17 | 12 | 17 | 14:00 | 11.1 | 14 | 1 | 52 |  | 3 | 2.0532 | 3.9376 | 5.9908 | 95% | 0.8591 | 58.7626 | 7.742 | 4.2684 | 4.2684 | 0 | 0% | 11.1184 | 1 | 1 | 1 | 68.4 | 9.0117 | 4.9685 | 4.4931 | 0.4754 | 9.568% | 765.5 | 58.7626 | 0 | 706.7374 | 765.5 | 68.4 | 0 | 697.1 | Winter | 0 | FALSE | 0 | 0 | 0 | 0 | 0 | 1 | 0 | 1
2003-12-17 | 12 | 17 | 15:00 | 11.1 | 15 | 1 | 52 |  | 3 | 2.0532 | 3.6751 | 5.7283 | 95% | 0.82146 | 56.1877 | 7.4027 | 4.0814 | 4.0814 | 0 | 0% | 10.8553 | 1 | 1 | 1 | 68.4 | 9.0117 | 4.9685 | 4.2962 | 0.67228 | 13.53% | 747.5 | 56.1877 | 0 | 691.3123 | 747.5 | 68.4 | 0 | 679.1 | Winter | 0 | FALSE | 0 | 0 | 0 | 0 | 0 | 1 | 0 | 1
2003-12-17 | 12 | 17 | 16:00 | 10 | 16 | 1 | 50 |  | 5 | 3.4219 | 3.6751 | 7.0971 | 95% | 1 | 68.4 | 9.0117 | 4.9685 | 4.9685 | 0 | 0% | 11.1477 | 1 | 1 | 1 | 68.4 | 9.0117 | 4.9685 | 4.9685 | 0 | 0% | 767.5 | 68.4 | 0 | 699.1 | 767.5 | 68.4 | 0 | 699.1 | Winter | 0 | FALSE | 0 | 0 | 0 | 0 | 0 | 0 | 1 | 1
2003-12-17 | 12 | 17 | 17:00 | 10 | 17 | 1 | 50 |  | 5 | 3.4219 | 4.7252 | 8.1471 | 95% | 1 | 68.4 | 9.0117 | 4.9685 | 4.9685 | 0 | 0% | 11.0746 | 1 | 1 | 1 | 68.4 | 9.0117 | 4.9685 | 4.9685 | 0 | 0% | 762.5 | 68.4 | 0 | 694.1 | 762.5 | 68.4 | 0 | 694.1 | Winter | 1 | FALSE | 1 | 68.4 | 68.4 | 0 | 0 | 0 | 1 | 1
2003-12-17 | 12 | 17 | 18:00 | 10.6 | 18 | 1 | 51 |  | 4 | 2.7375 | 6.0377 | 8.7753 | 95% | 1 | 68.4 | 9.0117 | 4.9685 | 4.9685 | 0 | 0% | 11.2719 | 1 | 1 | 1 | 68.4 | 9.0117 | 4.9685 | 4.9685 | 0 | 0% | 776 | 68.4 | 0 | 707.6 | 776 | 68.4 | 0 | 707.6 | Winter | 1 | FALSE | 1 | 68.4 | 68.4 | 0 | 0 | 0 | 1 | 1
2003-12-17 | 12 | 17 | 19:00 | 11.1 | 19 | 1 | 52 |  | 3 | 2.0532 | 6.5627 | 8.6159 | 95% | 1 | 68.4 | 9.0117 | 4.9685 | 4.9685 | 0 | 0% | 10.5117 | 1 | 1 | 1 | 68.4 | 9.0117 | 4.9685 | 4.9685 | 0 | 0% | 724 | 68.4 | 0 | 655.6 | 724 | 68.4 | 0 | 655.6 | Winter | 0 | FALSE | 0 | 0 | 0 | 0 | 0 | 0 | 1 | 1
2003-12-17 | 12 | 17 | 20:00 | 11.7 | 20 | 1 | 53 |  | 2 | 1.3688 | 5.7752 | 7.144 | 95% | 1 | 68.4 | 9.0117 | 4.9685 | 4.9685 | 0 | 0% | 9.8977 | 1 | 1 | 1 | 68.4 | 9.0117 | 4.9685 | 4.9685 | 0 | 0% | 682 | 68.4 | 0 | 613.6 | 682 | 68.4 | 0 | 613.6 | Winter | 0 | FALSE | 0 | 0 | 0 | 0 | 0 | 0 | 1 | 1
2003-12-17 | 12 | 17 | 21:00 | 12.2 | 21 | 1 | 54 |  | 1 | 0.68439 | 4.7252 | 5.4096 | 95% | 0.77575 | 53.0613 | 6.9908 | 3.8543 | 3.8543 | 0 | 0% | 9.6235 | 1 | 1 | 1 | 68.4 | 9.0117 | 4.9685 | 4.0572 | 0.91133 | 18.34% | 663.25 | 53.0613 | 0 | 610.1887 | 663.25 | 68.4 | 0 | 594.85 | Winter | 0 | FALSE | 0 | 0 | 0 | 0 | 0 | 1 | 0 | 1
2003-12-17 | 12 | 17 | 22:00 | 10.6 | 22 | 1 | 51 |  | 4 | 2.7375 | 4.2002 | 6.9377 | 95% | 0.99489 | 68.0505 | 8.9657 | 4.9431 | 4.9431 | 0 | 0% | 9.4773 | 1 | 1 | 1 | 68.4 | 9.0117 | 4.9685 | 4.9685 | 0 | 0% | 653.25 | 68.0505 | 0 | 585.1995 | 653.25 | 68.4 | 0 | 584.85 | Winter | 0 | FALSE | 0 | 0 | 0 | 0 | 0 | 1 | 0 | 1
2003-12-17 | 12 | 17 | 23:00 | 11.7 | 23 | 1 | 53 |  | 2 | 1.3688 | 5.2502 | 6.619 | 95% | 0.94918 | 64.9241 | 8.5537 | 4.716 | 4.716 | 0 | 0% | 9.598 | 1 | 1 | 1 | 68.4 | 9.0117 | 4.9685 | 4.9642 | 0.0042754 | 0.08605% | 661.5 | 64.9241 | 0 | 596.5759 | 661.5 | 68.4 | 0 | 593.1 | Winter | 0 | FALSE | 0 | 0 | 0 | 0 | 0 | 1 | 0 | 1
2003-12-17 | 12 | 17 | 24:00 | 6.1 | 0 | 1 | 43 |  | 12 | 8.2126 | 4.2002 | 12.4128 | 95% | 1 | 68.4 | 9.0117 | 4.9685 | 4.9685 | 0 | 0% | 9.6491 | 1 | 1 | 1 | 68.4 | 9.0117 | 4.9685 | 4.9685 | 0 | 0% | 665 | 68.4 | 0 | 596.6 | 665 | 68.4 | 0 | 596.6 | Winter | 0 | FALSE | 0 | 0 | 0 | 0 | 0 | 0 | 1 | 1
2003-12-18 | 12 | 18 | 1:00 | 4.4 | 1 | 1 | 40 |  | 15 | 10.2658 | 3.9376 | 14.2034 | 95% | 1 | 68.4 | 9.0117 | 4.9685 | 4.9685 | 0 | 0% | 9.6199 | 1 | 1 | 1 | 68.4 | 9.0117 | 4.9685 | 4.9685 | 0 | 0% | 663 | 68.4 | 0 | 594.6 | 663 | 68.4 | 0 | 594.6 | Winter | 0 | FALSE | 0 | 0 | 0 | 0 | 0 | 0 | 1 | 1
2003-12-18 | 12 | 18 | 2:00 | 3.3 | 2 | 1 | 38 |  | 17 | 11.6346 | 3.1501 | 14.7847 | 95% | 1 | 68.4 | 9.0117 | 4.9685 | 4.9685 | 0 | 0% | 9.5139 | 1 | 1 | 1 | 68.4 | 9.0117 | 4.9685 | 4.9685 | 0 | 0% | 655.75 | 68.4 | 0 | 587.35 | 655.75 | 68.4 | 0 | 587.35 | Winter | 0 | FALSE | 0 | 0 | 0 | 0 | 0 | 0 | 1 | 1
2003-12-18 | 12 | 18 | 3:00 | 2.2 | 3 | 1 | 36 |  | 19 | 13.0033 | 3.4126 | 16.416 | 95% | 1 | 68.4 | 9.0117 | 4.9685 | 4.9685 | 0 | 0% | 9.5285 | 1 | 1 | 1 | 68.4 | 9.0117 | 4.9685 | 4.9685 | 0 | 0% | 656.75 | 68.4 | 0 | 588.35 | 656.75 | 68.4 | 0 | 588.35 | Winter | 0 | FALSE | 0 | 0 | 0 | 0 | 0 | 0 | 1 | 1
2003-12-18 | 12 | 18 | 4:00 | 1.7 | 4 | 1 | 35 |  | 20 | 13.6877 | 3.1501 | 16.8379 | 95% | 1 | 68.4 | 9.0117 | 4.9685 | 4.9685 | 0 | 0% | 9.5285 | 1 | 1 | 1 | 68.4 | 9.0117 | 4.9685 | 4.9685 | 0 | 0% | 656.75 | 68.4 | 0 | 588.35 | 656.75 | 68.4 | 0 | 588.35 | Winter | 0 | FALSE | 0 | 0 | 0 | 0 | 0 | 0 | 1 | 1
2003-12-18 | 12 | 18 | 5:00 | 1.1 | 5 | 1 | 34 |  | 21 | 14.3721 | 3.1501 | 17.5222 | 95% | 1 | 68.4 | 9.0117 | 4.9685 | 4.9685 | 0 | 0% | 9.4664 | 1 | 1 | 1 | 68.4 | 9.0117 | 4.9685 | 4.9685 | 0 | 0% | 652.5 | 68.4 | 0 | 584.1 | 652.5 | 68.4 | 0 | 584.1 | Winter | 0 | FALSE | 0 | 0 | 0 | 0 | 0 | 0 | 1 | 1
2003-12-18 | 12 | 18 | 6:00 | 1.1 | 6 | 1 | 34 |  | 21 | 14.3721 | 3.9376 | 18.3098 | 95% | 1 | 68.4 | 9.0117 | 4.9685 | 4.9685 | 0 | 0% | 9.3348 | 1 | 1 | 1 | 68.4 | 9.0117 | 4.9685 | 4.9685 | 0 | 0% | 643.5 | 68.4 | 0 | 575.1 | 643.5 | 68.4 | 0 | 575.1 | Winter | 0 | FALSE | 0 | 0 | 0 | 0 | 0 | 0 | 1 | 1
2003-12-18 | 12 | 18 | 7:00 | 1.1 | 7 | 1 | 34 |  | 21 | 14.3721 | 4.7252 | 19.0973 | 95% | 1 | 68.4 | 9.0117 | 4.9685 | 4.9685 | 0 | 0% | 9.2982 | 1 | 1 | 1 | 68.4 | 9.0117 | 4.9685 | 4.9685 | 0 | 0% | 641 | 68.4 | 0 | 572.6 | 641 | 68.4 | 0 | 572.6 | Winter | 0 | FALSE | 0 | 0 | 0 | 0 | 0 | 0 | 1 | 1
2003-12-18 | 12 | 18 | 8:00 | 1.1 | 8 | 1 | 34 |  | 21 | 14.3721 | 7.6128 | 21.9849 | 95% | 1 | 68.4 | 9.0117 | 4.9685 | 4.9685 | 0 | 0% | 10.2778 | 1 | 1 | 1 | 68.4 | 9.0117 | 4.9685 | 4.9685 | 0 | 0% | 708 | 68.4 | 0 | 639.6 | 708 | 68.4 | 0 | 639.6 | Winter | 0 | FALSE | 0 | 0 | 0 | 0 | 0 | 0 | 1 | 1
2003-12-18 | 12 | 18 | 9:00 | 2.2 | 9 | 1 | 36 |  | 19 | 13.0033 | 6.5627 | 19.5661 | 95% | 1 | 68.4 | 9.0117 | 4.9685 | 4.9685 | 0 | 0% | 10.6944 | 1 | 1 | 1 | 68.4 | 9.0117 | 4.9685 | 4.9685 | 0 | 0% | 736.5 | 68.4 | 0 | 668.1 | 736.5 | 68.4 | 0 | 668.1 | Winter | 0 | FALSE | 0 | 0 | 0 | 0 | 0 | 0 | 1 | 1
2003-12-18 | 12 | 18 | 10:00 | 2.8 | 10 | 1 | 37 |  | 18 | 12.319 | 6.0377 | 18.3567 | 95% | 1 | 68.4 | 9.0117 | 4.9685 | 4.9685 | 0 | 0% | 11.557 | 1 | 1 | 1 | 68.4 | 9.0117 | 4.9685 | 4.9685 | 0 | 0% | 795.5 | 68.4 | 0 | 727.1 | 795.5 | 68.4 | 0 | 727.1 | Winter | 0 | FALSE | 0 | 0 | 0 | 0 | 0 | 0 | 1 | 1
2003-12-18 | 12 | 18 | 11:00 | 3.3 | 11 | 1 | 38 |  | 17 | 11.6346 | 5.2502 | 16.8848 | 95% | 1 | 68.4 | 9.0117 | 4.9685 | 4.9685 | 0 | 0% | 11.5716 | 1 | 1 | 1 | 68.4 | 9.0117 | 4.9685 | 4.9685 | 0 | 0% | 796.5 | 68.4 | 0 | 728.1 | 796.5 | 68.4 | 0 | 728.1 | Winter | 0 | FALSE | 0 | 0 | 0 | 0 | 0 | 0 | 1 | 1
2003-12-18 | 12 | 18 | 12:00 | 3.9 | 12 | 1 | 39 |  | 16 | 10.9502 | 5.2502 | 16.2004 | 95% | 1 | 68.4 | 9.0117 | 4.9685 | 4.9685 | 0 | 0% | 11.3194 | 1 | 1 | 1 | 68.4 | 9.0117 | 4.9685 | 4.9685 | 0 | 0% | 779.25 | 68.4 | 0 | 710.85 | 779.25 | 68.4 | 0 | 710.85 | Winter | 0 | FALSE | 0 | 0 | 0 | 0 | 0 | 0 | 1 | 1
2003-12-18 | 12 | 18 | 13:00 | 4.4 | 13 | 1 | 40 |  | 15 | 10.2658 | 4.7252 | 14.991 | 95% | 1 | 68.4 | 9.0117 | 4.9685 | 4.9685 | 0 | 0% | 11.6813 | 1 | 1 | 1 | 68.4 | 9.0117 | 4.9685 | 4.9685 | 0 | 0% | 804 | 68.4 | 0 | 735.6 | 804 | 68.4 | 0 | 735.6 | Winter | 0 | FALSE | 0 | 0 | 0 | 0 | 0 | 0 | 1 | 1
2003-12-18 | 12 | 18 | 14:00 | 4.4 | 14 | 1 | 40 |  | 15 | 10.2658 | 3.9376 | 14.2034 | 95% | 1 | 68.4 | 9.0117 | 4.9685 | 4.9685 | 0 | 0% | 12.0175 | 1 | 1 | 1 | 68.4 | 9.0117 | 4.9685 | 4.9685 | 0 | 0% | 827 | 68.4 | 0 | 758.6 | 827 | 68.4 | 0 | 758.6 | Winter | 0 | FALSE | 0 | 0 | 0 | 0 | 0 | 0 | 1 | 1
2003-12-18 | 12 | 18 | 15:00 | 3.9 | 15 | 1 | 39 |  | 16 | 10.9502 | 3.6751 | 14.6253 | 95% | 1 | 68.4 | 9.0117 | 4.9685 | 4.9685 | 0 | 0% | 11.8677 | 1 | 1 | 1 | 68.4 | 9.0117 | 4.9685 | 4.9685 | 0 | 0% | 816.75 | 68.4 | 0 | 748.35 | 816.75 | 68.4 | 0 | 748.35 | Winter | 0 | FALSE | 0 | 0 | 0 | 0 | 0 | 0 | 1 | 1
2003-12-18 | 12 | 18 | 16:00 | 3.3 | 16 | 1 | 38 |  | 17 | 11.6346 | 3.6751 | 15.3097 | 95% | 1 | 68.4 | 9.0117 | 4.9685 | 4.9685 | 0 | 0% | 11.2865 | 1 | 1 | 1 | 68.4 | 9.0117 | 4.9685 | 4.9685 | 0 | 0% | 777 | 68.4 | 0 | 708.6 | 777 | 68.4 | 0 | 708.6 | Winter | 0 | FALSE | 0 | 0 | 0 | 0 | 0 | 0 | 1 | 1
2003-12-18 | 12 | 18 | 17:00 | 2.8 | 17 | 1 | 37 |  | 18 | 12.319 | 4.7252 | 17.0441 | 95% | 1 | 68.4 | 9.0117 | 4.9685 | 4.9685 | 0 | 0% | 11.1477 | 1 | 1 | 1 | 68.4 | 9.0117 | 4.9685 | 4.9685 | 0 | 0% | 767.5 | 68.4 | 0 | 699.1 | 767.5 | 68.4 | 0 | 699.1 | Winter | 1 | FALSE | 1 | 68.4 | 68.4 | 0 | 0 | 0 | 1 | 1
2003-12-18 | 12 | 18 | 18:00 | 2.8 | 18 | 1 | 37 |  | 18 | 12.319 | 6.0377 | 18.3567 | 95% | 1 | 68.4 | 9.0117 | 4.9685 | 4.9685 | 0 | 0% | 11.144 | 1 | 1 | 1 | 68.4 | 9.0117 | 4.9685 | 4.9685 | 0 | 0% | 767.25 | 68.4 | 0 | 698.85 | 767.25 | 68.4 | 0 | 698.85 | Winter | 1 | FALSE | 1 | 68.4 | 68.4 | 0 | 0 | 0 | 1 | 1
2003-12-18 | 12 | 18 | 19:00 | 2.2 | 19 | 1 | 36 |  | 19 | 13.0033 | 6.5627 | 19.5661 | 95% | 1 | 68.4 | 9.0117 | 4.9685 | 4.9685 | 0 | 0% | 10.5811 | 1 | 1 | 1 | 68.4 | 9.0117 | 4.9685 | 4.9685 | 0 | 0% | 728.75 | 68.4 | 0 | 660.35 | 728.75 | 68.4 | 0 | 660.35 | Winter | 0 | FALSE | 0 | 0 | 0 | 0 | 0 | 0 | 1 | 1
2003-12-18 | 12 | 18 | 20:00 | 2.2 | 20 | 1 | 36 |  | 19 | 13.0033 | 5.7752 | 18.7786 | 95% | 1 | 68.4 | 9.0117 | 4.9685 | 4.9685 | 0 | 0% | 10.0804 | 1 | 1 | 1 | 68.4 | 9.0117 | 4.9685 | 4.9685 | 0 | 0% | 694.5 | 68.4 | 0 | 626.1 | 694.5 | 68.4 | 0 | 626.1 | Winter | 0 | FALSE | 0 | 0 | 0 | 0 | 0 | 0 | 1 | 1
2003-12-18 | 12 | 18 | 21:00 | 1.7 | 21 | 1 | 35 |  | 20 | 13.6877 | 4.7252 | 18.4129 | 95% | 1 | 68.4 | 9.0117 | 4.9685 | 4.9685 | 0 | 0% | 9.9379 | 1 | 1 | 1 | 68.4 | 9.0117 | 4.9685 | 4.9685 | 0 | 0% | 684.75 | 68.4 | 0 | 616.35 | 684.75 | 68.4 | 0 | 616.35 | Winter | 0 | FALSE | 0 | 0 | 0 | 0 | 0 | 0 | 1 | 1
2003-12-18 | 12 | 18 | 22:00 | 1.1 | 22 | 1 | 34 |  | 21 | 14.3721 | 4.2002 | 18.5723 | 95% | 1 | 68.4 | 9.0117 | 4.9685 | 4.9685 | 0 | 0% | 9.5943 | 1 | 1 | 1 | 68.4 | 9.0117 | 4.9685 | 4.9685 | 0 | 0% | 661.25 | 68.4 | 0 | 592.85 | 661.25 | 68.4 | 0 | 592.85 | Winter | 0 | FALSE | 0 | 0 | 0 | 0 | 0 | 0 | 1 | 1
2003-12-18 | 12 | 18 | 23:00 | 0.6 | 23 | 1 | 33 |  | 22 | 15.0565 | 5.2502 | 20.3067 | 95% | 1 | 68.4 | 9.0117 | 4.9685 | 4.9685 | 0 | 0% | 8.9401 | 1 | 1 | 1 | 68.4 | 9.0117 | 4.9685 | 4.9685 | 0 | 0% | 616.5 | 68.4 | 0 | 548.1 | 616.5 | 68.4 | 0 | 548.1 | Winter | 0 | FALSE | 0 | 0 | 0 | 0 | 0 | 0 | 1 | 1
2003-12-18 | 12 | 18 | 24:00 | 0 | 0 | 1 | 32 |  | 23 | 15.7409 | 4.2002 | 19.9411 | 95% | 1 | 68.4 | 9.0117 | 4.9685 | 4.9685 | 0 | 0% | 9.0424 | 1 | 1 | 1 | 68.4 | 9.0117 | 4.9685 | 4.9685 | 0 | 0% | 623.5 | 68.4 | 0 | 555.1 | 623.5 | 68.4 | 0 | 555.1 | Winter | 0 | FALSE | 0 | 0 | 0 | 0 | 0 | 0 | 1 | 1
2003-12-19 | 12 | 19 | 1:00 | -0.6 | 1 | 1 | 31 |  | 24 | 16.4253 | 3.9376 | 20.3629 | 95% | 1 | 68.4 | 9.0117 | 4.9685 | 4.9685 | 0 | 0% | 9.5797 | 1 | 1 | 1 | 68.4 | 9.0117 | 4.9685 | 4.9685 | 0 | 0% | 660.25 | 68.4 | 0 | 591.85 | 660.25 | 68.4 | 0 | 591.85 | Winter | 0 | FALSE | 0 | 0 | 0 | 0 | 0 | 0 | 1 | 1
2003-12-19 | 12 | 19 | 2:00 | 0 | 2 | 1 | 32 |  | 23 | 15.7409 | 3.1501 | 18.891 | 95% | 1 | 68.4 | 9.0117 | 4.9685 | 4.9685 | 0 | 0% | 9.587 | 1 | 1 | 1 | 68.4 | 9.0117 | 4.9685 | 4.9685 | 0 | 0% | 660.75 | 68.4 | 0 | 592.35 | 660.75 | 68.4 | 0 | 592.35 | Winter | 0 | FALSE | 0 | 0 | 0 | 0 | 0 | 0 | 1 | 1
2003-12-19 | 12 | 19 | 3:00 | -0.6 | 3 | 1 | 31 |  | 24 | 16.4253 | 3.4126 | 19.8379 | 95% | 1 | 68.4 | 9.0117 | 4.9685 | 4.9685 | 0 | 0% | 9.3787 | 1 | 1 | 1 | 68.4 | 9.0117 | 4.9685 | 4.9685 | 0 | 0% | 646.5 | 68.4 | 0 | 578.1 | 646.5 | 68.4 | 0 | 578.1 | Winter | 0 | FALSE | 0 | 0 | 0 | 0 | 0 | 0 | 1 | 1
2003-12-19 | 12 | 19 | 4:00 | -0.6 | 4 | 1 | 31 |  | 24 | 16.4253 | 3.1501 | 19.5754 | 95% | 1 | 68.4 | 9.0117 | 4.9685 | 4.9685 | 0 | 0% | 9.258 | 1 | 1 | 1 | 68.4 | 9.0117 | 4.9685 | 4.9685 | 0 | 0% | 638.25 | 68.4 | 0 | 569.85 | 638.25 | 68.4 | 0 | 569.85 | Winter | 0 | FALSE | 0 | 0 | 0 | 0 | 0 | 0 | 1 | 1
2003-12-19 | 12 | 19 | 5:00 | -0.6 | 5 | 1 | 31 |  | 24 | 16.4253 | 3.1501 | 19.5754 | 95% | 1 | 68.4 | 9.0117 | 4.9685 | 4.9685 | 0 | 0% | 9.1886 | 1 | 1 | 1 | 68.4 | 9.0117 | 4.9685 | 4.9685 | 0 | 0% | 633.5 | 68.4 | 0 | 565.1 | 633.5 | 68.4 | 0 | 565.1 | Winter | 0 | FALSE | 0 | 0 | 0 | 0 | 0 | 0 | 1 | 1
2003-12-19 | 12 | 19 | 6:00 | -0.6 | 6 | 1 | 31 |  | 24 | 16.4253 | 3.9376 | 20.3629 | 95% | 1 | 68.4 | 9.0117 | 4.9685 | 4.9685 | 0 | 0% | 9.3056 | 1 | 1 | 1 | 68.4 | 9.0117 | 4.9685 | 4.9685 | 0 | 0% | 641.5 | 68.4 | 0 | 573.1 | 641.5 | 68.4 | 0 | 573.1 | Winter | 0 | FALSE | 0 | 0 | 0 | 0 | 0 | 0 | 1 | 1
2003-12-19 | 12 | 19 | 7:00 | -1.1 | 7 | 1 | 30 |  | 25 | 17.1097 | 4.7252 | 21.8348 | 95% | 1 | 68.4 | 9.0117 | 4.9685 | 4.9685 | 0 | 0% | 9.28 | 1 | 1 | 1 | 68.4 | 9.0117 | 4.9685 | 4.9685 | 0 | 0% | 639.75 | 68.4 | 0 | 571.35 | 639.75 | 68.4 | 0 | 571.35 | Winter | 0 | FALSE | 0 | 0 | 0 | 0 | 0 | 0 | 1 | 1
2003-12-19 | 12 | 19 | 8:00 | -1.1 | 8 | 1 | 30 |  | 25 | 17.1097 | 7.6128 | 24.7224 | 95% | 1 | 68.4 | 9.0117 | 4.9685 | 4.9685 | 0 | 0% | 10.5519 | 1 | 1 | 1 | 68.4 | 9.0117 | 4.9685 | 4.9685 | 0 | 0% | 726.75 | 68.4 | 0 | 658.35 | 726.75 | 68.4 | 0 | 658.35 | Winter | 0 | FALSE | 0 | 0 | 0 | 0 | 0 | 0 | 1 | 1
2003-12-19 | 12 | 19 | 9:00 | 0 | 9 | 1 | 32 |  | 23 | 15.7409 | 6.5627 | 22.3036 | 95% | 1 | 68.4 | 9.0117 | 4.9685 | 4.9685 | 0 | 0% | 10.6835 | 1 | 1 | 1 | 68.4 | 9.0117 | 4.9685 | 4.9685 | 0 | 0% | 735.75 | 68.4 | 0 | 667.35 | 735.75 | 68.4 | 0 | 667.35 | Winter | 0 | FALSE | 0 | 0 | 0 | 0 | 0 | 0 | 1 | 1
2003-12-19 | 12 | 19 | 10:00 | 0.6 | 10 | 1 | 33 |  | 22 | 15.0565 | 6.0377 | 21.0942 | 95% | 1 | 68.4 | 9.0117 | 4.9685 | 4.9685 | 0 | 0% | 11.3085 | 1 | 1 | 1 | 68.4 | 9.0117 | 4.9685 | 4.9685 | 0 | 0% | 778.5 | 68.4 | 0 | 710.1 | 778.5 | 68.4 | 0 | 710.1 | Winter | 0 | FALSE | 0 | 0 | 0 | 0 | 0 | 0 | 1 | 1
2003-12-19 | 12 | 19 | 11:00 | 1.7 | 11 | 1 | 35 |  | 20 | 13.6877 | 5.2502 | 18.9379 | 95% | 1 | 68.4 | 9.0117 | 4.9685 | 4.9685 | 0 | 0% | 11.3633 | 1 | 1 | 1 | 68.4 | 9.0117 | 4.9685 | 4.9685 | 0 | 0% | 782.25 | 68.4 | 0 | 713.85 | 782.25 | 68.4 | 0 | 713.85 | Winter | 0 | FALSE | 0 | 0 | 0 | 0 | 0 | 0 | 1 | 1
2003-12-19 | 12 | 19 | 12:00 | 2.8 | 12 | 1 | 37 |  | 18 | 12.319 | 5.2502 | 17.5692 | 95% | 1 | 68.4 | 9.0117 | 4.9685 | 4.9685 | 0 | 0% | 11.2135 | 1 | 1 | 1 | 68.4 | 9.0117 | 4.9685 | 4.9685 | 0 | 0% | 772 | 68.4 | 0 | 703.6 | 772 | 68.4 | 0 | 703.6 | Winter | 0 | FALSE | 0 | 0 | 0 | 0 | 0 | 0 | 1 | 1
2003-12-19 | 12 | 19 | 13:00 | 3.9 | 13 | 1 | 39 |  | 16 | 10.9502 | 4.7252 | 15.6754 | 95% | 1 | 68.4 | 9.0117 | 4.9685 | 4.9685 | 0 | 0% | 11.2646 | 1 | 1 | 1 | 68.4 | 9.0117 | 4.9685 | 4.9685 | 0 | 0% | 775.5 | 68.4 | 0 | 707.1 | 775.5 | 68.4 | 0 | 707.1 | Winter | 0 | FALSE | 0 | 0 | 0 | 0 | 0 | 0 | 1 | 1
2003-12-19 | 12 | 19 | 14:00 | 4.4 | 14 | 1 | 40 |  | 15 | 10.2658 | 3.9376 | 14.2034 | 95% | 1 | 68.4 | 9.0117 | 4.9685 | 4.9685 | 0 | 0% | 11.3962 | 1 | 1 | 1 | 68.4 | 9.0117 | 4.9685 | 4.9685 | 0 | 0% | 784.5 | 68.4 | 0 | 716.1 | 784.5 | 68.4 | 0 | 716.1 | Winter | 0 | FALSE | 0 | 0 | 0 | 0 | 0 | 0 | 1 | 1
2003-12-19 | 12 | 19 | 15:00 | 4.4 | 15 | 1 | 40 |  | 15 | 10.2658 | 3.6751 | 13.9409 | 95% | 1 | 68.4 | 9.0117 | 4.9685 | 4.9685 | 0 | 0% | 11.2244 | 1 | 1 | 1 | 68.4 | 9.0117 | 4.9685 | 4.9685 | 0 | 0% | 772.75 | 68.4 | 0 | 704.35 | 772.75 | 68.4 | 0 | 704.35 | Winter | 0 | FALSE | 0 | 0 | 0 | 0 | 0 | 0 | 1 | 1
2003-12-19 | 12 | 19 | 16:00 | 3.9 | 16 | 1 | 39 |  | 16 | 10.9502 | 3.6751 | 14.6253 | 95% | 1 | 68.4 | 9.0117 | 4.9685 | 4.9685 | 0 | 0% | 11.4218 | 1 | 1 | 1 | 68.4 | 9.0117 | 4.9685 | 4.9685 | 0 | 0% | 786.25 | 68.4 | 0 | 717.85 | 786.25 | 68.4 | 0 | 717.85 | Winter | 0 | FALSE | 0 | 0 | 0 | 0 | 0 | 0 | 1 | 1
2003-12-19 | 12 | 19 | 17:00 | 2.8 | 17 | 1 | 37 |  | 18 | 12.319 | 4.7252 | 17.0441 | 95% | 1 | 68.4 | 9.0117 | 4.9685 | 4.9685 | 0 | 0% | 10.9137 | 1 | 1 | 1 | 68.4 | 9.0117 | 4.9685 | 4.9685 | 0 | 0% | 751.5 | 68.4 | 0 | 683.1 | 751.5 | 68.4 | 0 | 683.1 | Winter | 1 | FALSE | 1 | 68.4 | 68.4 | 0 | 0 | 0 | 1 | 1
2003-12-19 | 12 | 19 | 18:00 | 2.8 | 18 | 1 | 37 |  | 18 | 12.319 | 6.0377 | 18.3567 | 95% | 1 | 68.4 | 9.0117 | 4.9685 | 4.9685 | 0 | 0% | 10.8114 | 1 | 1 | 1 | 68.4 | 9.0117 | 4.9685 | 4.9685 | 0 | 0% | 744.5 | 68.4 | 0 | 676.1 | 744.5 | 68.4 | 0 | 676.1 | Winter | 1 | FALSE | 1 | 68.4 | 68.4 | 0 | 0 | 0 | 1 | 1
2003-12-19 | 12 | 19 | 19:00 | 2.8 | 19 | 1 | 37 |  | 18 | 12.319 | 6.5627 | 18.8817 | 95% | 1 | 68.4 | 9.0117 | 4.9685 | 4.9685 | 0 | 0% | 10.2412 | 1 | 1 | 1 | 68.4 | 9.0117 | 4.9685 | 4.9685 | 0 | 0% | 705.5 | 68.4 | 0 | 637.1 | 705.5 | 68.4 | 0 | 637.1 | Winter | 0 | FALSE | 0 | 0 | 0 | 0 | 0 | 0 | 1 | 1
2003-12-19 | 12 | 19 | 20:00 | 1.7 | 20 | 1 | 35 |  | 20 | 13.6877 | 5.7752 | 19.4629 | 95% | 1 | 68.4 | 9.0117 | 4.9685 | 4.9685 | 0 | 0% | 10.0365 | 1 | 1 | 1 | 68.4 | 9.0117 | 4.9685 | 4.9685 | 0 | 0% | 691.5 | 68.4 | 0 | 623.1 | 691.5 | 68.4 | 0 | 623.1 | Winter | 0 | FALSE | 0 | 0 | 0 | 0 | 0 | 0 | 1 | 1
2003-12-19 | 12 | 19 | 21:00 | 1.1 | 21 | 1 | 34 |  | 21 | 14.3721 | 4.7252 | 19.0973 | 95% | 1 | 68.4 | 9.0117 | 4.9685 | 4.9685 | 0 | 0% | 9.9196 | 1 | 1 | 1 | 68.4 | 9.0117 | 4.9685 | 4.9685 | 0 | 0% | 683.5 | 68.4 | 0 | 615.1 | 683.5 | 68.4 | 0 | 615.1 | Winter | 0 | FALSE | 0 | 0 | 0 | 0 | 0 | 0 | 1 | 1
2003-12-19 | 12 | 19 | 22:00 | 1.1 | 22 | 1 | 34 |  | 21 | 14.3721 | 4.2002 | 18.5723 | 95% | 1 | 68.4 | 9.0117 | 4.9685 | 4.9685 | 0 | 0% | 9.4335 | 1 | 1 | 1 | 68.4 | 9.0117 | 4.9685 | 4.9685 | 0 | 0% | 650.25 | 68.4 | 0 | 581.85 | 650.25 | 68.4 | 0 | 581.85 | Winter | 0 | FALSE | 0 | 0 | 0 | 0 | 0 | 0 | 1 | 1
2003-12-19 | 12 | 19 | 23:00 | 0.6 | 23 | 1 | 33 |  | 22 | 15.0565 | 5.2502 | 20.3067 | 95% | 1 | 68.4 | 9.0117 | 4.9685 | 4.9685 | 0 | 0% | 9.0826 | 1 | 1 | 1 | 68.4 | 9.0117 | 4.9685 | 4.9685 | 0 | 0% | 626.25 | 68.4 | 0 | 557.85 | 626.25 | 68.4 | 0 | 557.85 | Winter | 0 | FALSE | 0 | 0 | 0 | 0 | 0 | 0 | 1 | 1
2003-12-19 | 12 | 19 | 24:00 | 0.6 | 0 | 1 | 33 |  | 22 | 15.0565 | 4.2002 | 19.2567 | 95% | 1 | 68.4 | 9.0117 | 4.9685 | 4.9685 | 0 | 0% | 8.9437 | 1 | 1 | 1 | 68.4 | 9.0117 | 4.9685 | 4.9685 | 0 | 0% | 616.75 | 68.4 | 0 | 548.35 | 616.75 | 68.4 | 0 | 548.35 | Winter | 0 | FALSE | 0 | 0 | 0 | 0 | 0 | 0 | 1 | 1
2003-12-20 | 12 | 20 | 1:00 | 0.6 | 1 | 2 | 33 |  | 22 | 15.0565 | 3.9376 | 18.9942 | 95% | 1 | 68.4 | 9.0117 | 4.9685 | 4.9685 | 0 | 0% | 9.0863 | 1 | 1 | 1 | 68.4 | 9.0117 | 4.9685 | 4.9685 | 0 | 0% | 626.5 | 68.4 | 0 | 558.1 | 626.5 | 68.4 | 0 | 558.1 | Winter | 0 | 0 | 0 | 0 | 0 | 0 | 0 | 0 | 1 | 1
2003-12-20 | 12 | 20 | 2:00 | 0.6 | 2 | 2 | 33 |  | 22 | 15.0565 | 3.1501 | 18.2066 | 95% | 1 | 68.4 | 9.0117 | 4.9685 | 4.9685 | 0 | 0% | 9.3567 | 1 | 1 | 1 | 68.4 | 9.0117 | 4.9685 | 4.9685 | 0 | 0% | 645 | 68.4 | 0 | 576.6 | 645 | 68.4 | 0 | 576.6 | Winter | 0 | 0 | 0 | 0 | 0 | 0 | 0 | 0 | 1 | 1
2003-12-20 | 12 | 20 | 3:00 | 0 | 3 | 2 | 32 |  | 23 | 15.7409 | 3.4126 | 19.1535 | 95% | 1 | 68.4 | 9.0117 | 4.9685 | 4.9685 | 0 | 0% | 9.3311 | 1 | 1 | 1 | 68.4 | 9.0117 | 4.9685 | 4.9685 | 0 | 0% | 643.25 | 68.4 | 0 | 574.85 | 643.25 | 68.4 | 0 | 574.85 | Winter | 0 | 0 | 0 | 0 | 0 | 0 | 0 | 0 | 1 | 1
2003-12-20 | 12 | 20 | 4:00 | -0.6 | 4 | 2 | 31 |  | 24 | 16.4253 | 3.1501 | 19.5754 | 95% | 1 | 68.4 | 9.0117 | 4.9685 | 4.9685 | 0 | 0% | 9.0278 | 1 | 1 | 1 | 68.4 | 9.0117 | 4.9685 | 4.9685 | 0 | 0% | 622.5 | 68.4 | 0 | 554.1 | 622.5 | 68.4 | 0 | 554.1 | Winter | 0 | 0 | 0 | 0 | 0 | 0 | 0 | 0 | 1 | 1
2003-12-20 | 12 | 20 | 5:00 | -0.6 | 5 | 2 | 31 |  | 24 | 16.4253 | 3.1501 | 19.5754 | 95% | 1 | 68.4 | 9.0117 | 4.9685 | 4.9685 | 0 | 0% | 9.068 | 1 | 1 | 1 | 68.4 | 9.0117 | 4.9685 | 4.9685 | 0 | 0% | 625.25 | 68.4 | 0 | 556.85 | 625.25 | 68.4 | 0 | 556.85 | Winter | 0 | 0 | 0 | 0 | 0 | 0 | 0 | 0 | 1 | 1
2003-12-20 | 12 | 20 | 6:00 | -0.6 | 6 | 2 | 31 |  | 24 | 16.4253 | 3.9376 | 20.3629 | 95% | 1 | 68.4 | 9.0117 | 4.9685 | 4.9685 | 0 | 0% | 9.0863 | 1 | 1 | 1 | 68.4 | 9.0117 | 4.9685 | 4.9685 | 0 | 0% | 626.5 | 68.4 | 0 | 558.1 | 626.5 | 68.4 | 0 | 558.1 | Winter | 0 | 0 | 0 | 0 | 0 | 0 | 0 | 0 | 1 | 1
2003-12-20 | 12 | 20 | 7:00 | -1.1 | 7 | 2 | 30 |  | 25 | 17.1097 | 4.7252 | 21.8348 | 95% | 1 | 68.4 | 9.0117 | 4.9685 | 4.9685 | 0 | 0% | 9.4006 | 1 | 1 | 1 | 68.4 | 9.0117 | 4.9685 | 4.9685 | 0 | 0% | 648 | 68.4 | 0 | 579.6 | 648 | 68.4 | 0 | 579.6 | Winter | 0 | 0 | 0 | 0 | 0 | 0 | 0 | 0 | 1 | 1
2003-12-20 | 12 | 20 | 8:00 | -0.6 | 8 | 2 | 31 |  | 24 | 16.4253 | 7.6128 | 24.0381 | 95% | 1 | 68.4 | 9.0117 | 4.9685 | 4.9685 | 0 | 0% | 9.5577 | 1 | 1 | 1 | 68.4 | 9.0117 | 4.9685 | 4.9685 | 0 | 0% | 658.75 | 68.4 | 0 | 590.35 | 658.75 | 68.4 | 0 | 590.35 | Winter | 0 | 0 | 0 | 0 | 0 | 0 | 0 | 0 | 1 | 1
2003-12-20 | 12 | 20 | 9:00 | 0.6 | 9 | 2 | 33 |  | 22 | 15.0565 | 6.5627 | 21.6193 | 95% | 1 | 68.4 | 9.0117 | 4.9685 | 4.9685 | 0 | 0% | 9.905 | 1 | 1 | 1 | 68.4 | 9.0117 | 4.9685 | 4.9685 | 0 | 0% | 682.5 | 68.4 | 0 | 614.1 | 682.5 | 68.4 | 0 | 614.1 | Winter | 0 | 0 | 0 | 0 | 0 | 0 | 0 | 0 | 1 | 1
2003-12-20 | 12 | 20 | 10:00 | 1.1 | 10 | 2 | 34 |  | 21 | 14.3721 | 6.0377 | 20.4098 | 95% | 1 | 68.4 | 9.0117 | 4.9685 | 4.9685 | 0 | 0% | 10.1096 | 1 | 1 | 1 | 68.4 | 9.0117 | 4.9685 | 4.9685 | 0 | 0% | 696.5 | 68.4 | 0 | 628.1 | 696.5 | 68.4 | 0 | 628.1 | Winter | 0 | 0 | 0 | 0 | 0 | 0 | 0 | 0 | 1 | 1
2003-12-20 | 12 | 20 | 11:00 | 1.7 | 11 | 2 | 35 |  | 20 | 13.6877 | 5.2502 | 18.9379 | 95% | 1 | 68.4 | 9.0117 | 4.9685 | 4.9685 | 0 | 0% | 10.307 | 1 | 1 | 1 | 68.4 | 9.0117 | 4.9685 | 4.9685 | 0 | 0% | 710 | 68.4 | 0 | 641.6 | 710 | 68.4 | 0 | 641.6 | Winter | 0 | 0 | 0 | 0 | 0 | 0 | 0 | 0 | 1 | 1
2003-12-20 | 12 | 20 | 12:00 | 2.8 | 12 | 2 | 37 |  | 18 | 12.319 | 5.2502 | 17.5692 | 95% | 1 | 68.4 | 9.0117 | 4.9685 | 4.9685 | 0 | 0% | 10.5702 | 1 | 1 | 1 | 68.4 | 9.0117 | 4.9685 | 4.9685 | 0 | 0% | 728 | 68.4 | 0 | 659.6 | 728 | 68.4 | 0 | 659.6 | Winter | 0 | 0 | 0 | 0 | 0 | 0 | 0 | 0 | 1 | 1
2003-12-20 | 12 | 20 | 13:00 | 2.8 | 13 | 2 | 37 |  | 18 | 12.319 | 4.7252 | 17.0441 | 95% | 1 | 68.4 | 9.0117 | 4.9685 | 4.9685 | 0 | 0% | 10.201 | 1 | 1 | 1 | 68.4 | 9.0117 | 4.9685 | 4.9685 | 0 | 0% | 702.75 | 68.4 | 0 | 634.35 | 702.75 | 68.4 | 0 | 634.35 | Winter | 0 | 0 | 0 | 0 | 0 | 0 | 0 | 0 | 1 | 1
2003-12-20 | 12 | 20 | 14:00 | 2.2 | 14 | 2 | 36 |  | 19 | 13.0033 | 3.9376 | 16.941 | 95% | 1 | 68.4 | 9.0117 | 4.9685 | 4.9685 | 0 | 0% | 11.049 | 1 | 1 | 1 | 68.4 | 9.0117 | 4.9685 | 4.9685 | 0 | 0% | 760.75 | 68.4 | 0 | 692.35 | 760.75 | 68.4 | 0 | 692.35 | Winter | 0 | 0 | 0 | 0 | 0 | 0 | 0 | 0 | 1 | 1
2003-12-20 | 12 | 20 | 15:00 | 2.2 | 15 | 2 | 36 |  | 19 | 13.0033 | 3.6751 | 16.6785 | 95% | 1 | 68.4 | 9.0117 | 4.9685 | 4.9685 | 0 | 0% | 10.4532 | 1 | 1 | 1 | 68.4 | 9.0117 | 4.9685 | 4.9685 | 0 | 0% | 720 | 68.4 | 0 | 651.6 | 720 | 68.4 | 0 | 651.6 | Winter | 0 | 0 | 0 | 0 | 0 | 0 | 0 | 0 | 1 | 1
2003-12-20 | 12 | 20 | 16:00 | 2.2 | 16 | 2 | 36 |  | 19 | 13.0033 | 3.6751 | 16.6785 | 95% | 1 | 68.4 | 9.0117 | 4.9685 | 4.9685 | 0 | 0% | 10.1754 | 1 | 1 | 1 | 68.4 | 9.0117 | 4.9685 | 4.9685 | 0 | 0% | 701 | 68.4 | 0 | 632.6 | 701 | 68.4 | 0 | 632.6 | Winter | 0 | 0 | 0 | 0 | 0 | 0 | 0 | 0 | 1 | 1
2003-12-20 | 12 | 20 | 17:00 | 2.2 | 17 | 2 | 36 |  | 19 | 13.0033 | 4.7252 | 17.7285 | 95% | 1 | 68.4 | 9.0117 | 4.9685 | 4.9685 | 0 | 0% | 10.2632 | 1 | 1 | 1 | 68.4 | 9.0117 | 4.9685 | 4.9685 | 0 | 0% | 707 | 68.4 | 0 | 638.6 | 707 | 68.4 | 0 | 638.6 | Winter | 0 | 0 | 0 | 0 | 0 | 0 | 0 | 0 | 1 | 1
2003-12-20 | 12 | 20 | 18:00 | 1.7 | 18 | 2 | 35 |  | 20 | 13.6877 | 6.0377 | 19.7255 | 95% | 1 | 68.4 | 9.0117 | 4.9685 | 4.9685 | 0 | 0% | 9.7661 | 1 | 1 | 1 | 68.4 | 9.0117 | 4.9685 | 4.9685 | 0 | 0% | 673 | 68.4 | 0 | 604.6 | 673 | 68.4 | 0 | 604.6 | Winter | 0 | 0 | 0 | 0 | 0 | 0 | 0 | 0 | 1 | 1
2003-12-20 | 12 | 20 | 19:00 | 1.1 | 19 | 2 | 34 |  | 21 | 14.3721 | 6.5627 | 20.9349 | 95% | 1 | 68.4 | 9.0117 | 4.9685 | 4.9685 | 0 | 0% | 9.8757 | 1 | 1 | 1 | 68.4 | 9.0117 | 4.9685 | 4.9685 | 0 | 0% | 680.5 | 68.4 | 0 | 612.1 | 680.5 | 68.4 | 0 | 612.1 | Winter | 0 | 0 | 0 | 0 | 0 | 0 | 0 | 0 | 1 | 1
2003-12-20 | 12 | 20 | 20:00 | 0 | 20 | 2 | 32 |  | 23 | 15.7409 | 5.7752 | 21.5161 | 95% | 1 | 68.4 | 9.0117 | 4.9685 | 4.9685 | 0 | 0% | 9.7442 | 1 | 1 | 1 | 68.4 | 9.0117 | 4.9685 | 4.9685 | 0 | 0% | 671.5 | 68.4 | 0 | 603.1 | 671.5 | 68.4 | 0 | 603.1 | Winter | 0 | 0 | 0 | 0 | 0 | 0 | 0 | 0 | 1 | 1
2003-12-20 | 12 | 20 | 21:00 | -0.6 | 21 | 2 | 31 |  | 24 | 16.4253 | 4.7252 | 21.1505 | 95% | 1 | 68.4 | 9.0117 | 4.9685 | 4.9685 | 0 | 0% | 9.1192 | 1 | 1 | 1 | 68.4 | 9.0117 | 4.9685 | 4.9685 | 0 | 0% | 628.75 | 68.4 | 0 | 560.35 | 628.75 | 68.4 | 0 | 560.35 | Winter | 0 | 0 | 0 | 0 | 0 | 0 | 0 | 0 | 1 | 1
2003-12-20 | 12 | 20 | 22:00 | -1.1 | 22 | 2 | 30 |  | 25 | 17.1097 | 4.2002 | 21.3098 | 95% | 1 | 68.4 | 9.0117 | 4.9685 | 4.9685 | 0 | 0% | 9.068 | 1 | 1 | 1 | 68.4 | 9.0117 | 4.9685 | 4.9685 | 0 | 0% | 625.25 | 68.4 | 0 | 556.85 | 625.25 | 68.4 | 0 | 556.85 | Winter | 0 | 0 | 0 | 0 | 0 | 0 | 0 | 0 | 1 | 1
2003-12-20 | 12 | 20 | 23:00 | -1.7 | 23 | 2 | 29 |  | 26 | 17.7941 | 5.2502 | 23.0442 | 95% | 1 | 68.4 | 9.0117 | 4.9685 | 4.9685 | 0 | 0% | 9.2471 | 1 | 1 | 1 | 68.4 | 9.0117 | 4.9685 | 4.9685 | 0 | 0% | 637.5 | 68.4 | 0 | 569.1 | 637.5 | 68.4 | 0 | 569.1 | Winter | 0 | 0 | 0 | 0 | 0 | 0 | 0 | 0 | 1 | 1
2003-12-20 | 12 | 20 | 24:00 | -2.2 | 0 | 2 | 28 |  | 27 | 18.4784 | 4.2002 | 22.6786 | 95% | 1 | 68.4 | 9.0117 | 4.9685 | 4.9685 | 0 | 0% | 9.0278 | 1 | 1 | 1 | 68.4 | 9.0117 | 4.9685 | 4.9685 | 0 | 0% | 622.5 | 68.4 | 0 | 554.1 | 622.5 | 68.4 | 0 | 554.1 | Winter | 0 | 0 | 0 | 0 | 0 | 0 | 0 | 0 | 1 | 1
2003-12-21 | 12 | 21 | 1:00 | -2.8 | 1 | 2 | 27 |  | 28 | 19.1628 | 3.9376 | 23.1005 | 95% | 1 | 68.4 | 9.0117 | 4.9685 | 4.9685 | 0 | 0% | 9.152 | 1 | 1 | 1 | 68.4 | 9.0117 | 4.9685 | 4.9685 | 0 | 0% | 631 | 68.4 | 0 | 562.6 | 631 | 68.4 | 0 | 562.6 | Winter | 0 | 0 | 0 | 0 | 0 | 0 | 0 | 0 | 1 | 1
2003-12-21 | 12 | 21 | 2:00 | -3.3 | 2 | 2 | 26 |  | 29 | 19.8472 | 3.1501 | 22.9973 | 95% | 1 | 68.4 | 9.0117 | 4.9685 | 4.9685 | 0 | 0% | 8.9291 | 1 | 1 | 1 | 68.4 | 9.0117 | 4.9685 | 4.9685 | 0 | 0% | 615.75 | 68.4 | 0 | 547.35 | 615.75 | 68.4 | 0 | 547.35 | Winter | 0 | 0 | 0 | 0 | 0 | 0 | 0 | 0 | 1 | 1
2003-12-21 | 12 | 21 | 3:00 | -3.9 | 3 | 2 | 25 |  | 30 | 20.5316 | 3.4126 | 23.9442 | 95% | 1 | 68.4 | 9.0117 | 4.9685 | 4.9685 | 0 | 0% | 9.0205 | 1 | 1 | 1 | 68.4 | 9.0117 | 4.9685 | 4.9685 | 0 | 0% | 622 | 68.4 | 0 | 553.6 | 622 | 68.4 | 0 | 553.6 | Winter | 0 | 0 | 0 | 0 | 0 | 0 | 0 | 0 | 1 | 1
2003-12-21 | 12 | 21 | 4:00 | -4.4 | 4 | 2 | 24 |  | 31 | 21.216 | 3.1501 | 24.3661 | 95% | 1 | 68.4 | 9.0117 | 4.9685 | 4.9685 | 0 | 0% | 9.3421 | 1 | 1 | 1 | 68.4 | 9.0117 | 4.9685 | 4.9685 | 0 | 0% | 644 | 68.4 | 0 | 575.6 | 644 | 68.4 | 0 | 575.6 | Winter | 0 | 0 | 0 | 0 | 0 | 0 | 0 | 0 | 1 | 1
2003-12-21 | 12 | 21 | 5:00 | -5 | 5 | 2 | 23 |  | 32 | 21.9004 | 3.1501 | 25.0505 | 95% | 1 | 68.4 | 9.0117 | 4.9685 | 4.9685 | 0 | 0% | 9.1447 | 1 | 1 | 1 | 68.4 | 9.0117 | 4.9685 | 4.9685 | 0 | 0% | 630.5 | 68.4 | 0 | 562.1 | 630.5 | 68.4 | 0 | 562.1 | Winter | 0 | 0 | 0 | 0 | 0 | 0 | 0 | 0 | 1 | 1
2003-12-21 | 12 | 21 | 6:00 | -5.6 | 6 | 2 | 22 |  | 33 | 22.5848 | 3.9376 | 26.5224 | 95% | 1 | 68.4 | 9.0117 | 4.9685 | 4.9685 | 0 | 0% | 9.0424 | 1 | 1 | 1 | 68.4 | 9.0117 | 4.9685 | 4.9685 | 0 | 0% | 623.5 | 68.4 | 0 | 555.1 | 623.5 | 68.4 | 0 | 555.1 | Winter | 0 | 0 | 0 | 0 | 0 | 0 | 0 | 0 | 1 | 1
2003-12-21 | 12 | 21 | 7:00 | -5 | 7 | 2 | 23 |  | 32 | 21.9004 | 4.7252 | 26.6256 | 95% | 1 | 68.4 | 9.0117 | 4.9685 | 4.9685 | 0 | 0% | 9.4152 | 1 | 1 | 1 | 68.4 | 9.0117 | 4.9685 | 4.9685 | 0 | 0% | 649 | 68.4 | 0 | 580.6 | 649 | 68.4 | 0 | 580.6 | Winter | 0 | 0 | 0 | 0 | 0 | 0 | 0 | 0 | 1 | 1
2003-12-21 | 12 | 21 | 8:00 | -5 | 8 | 2 | 23 |  | 32 | 21.9004 | 7.6128 | 29.5132 | 95% | 1 | 68.4 | 9.0117 | 4.9685 | 4.9685 | 0 | 0% | 9.2763 | 1 | 1 | 1 | 68.4 | 9.0117 | 4.9685 | 4.9685 | 0 | 0% | 639.5 | 68.4 | 0 | 571.1 | 639.5 | 68.4 | 0 | 571.1 | Winter | 0 | 0 | 0 | 0 | 0 | 0 | 0 | 0 | 1 | 1
2003-12-21 | 12 | 21 | 9:00 | -3.9 | 9 | 2 | 25 |  | 30 | 20.5316 | 6.5627 | 27.0943 | 95% | 1 | 68.4 | 9.0117 | 4.9685 | 4.9685 | 0 | 0% | 9.364 | 1 | 1 | 1 | 68.4 | 9.0117 | 4.9685 | 4.9685 | 0 | 0% | 645.5 | 68.4 | 0 | 577.1 | 645.5 | 68.4 | 0 | 577.1 | Winter | 0 | 0 | 0 | 0 | 0 | 0 | 0 | 0 | 1 | 1
2003-12-21 | 12 | 21 | 10:00 | -2.2 | 10 | 2 | 28 |  | 27 | 18.4784 | 6.0377 | 24.5162 | 95% | 1 | 68.4 | 9.0117 | 4.9685 | 4.9685 | 0 | 0% | 9.5468 | 1 | 1 | 1 | 68.4 | 9.0117 | 4.9685 | 4.9685 | 0 | 0% | 658 | 68.4 | 0 | 589.6 | 658 | 68.4 | 0 | 589.6 | Winter | 0 | 0 | 0 | 0 | 0 | 0 | 0 | 0 | 1 | 1
2003-12-21 | 12 | 21 | 11:00 | -1.1 | 11 | 2 | 30 |  | 25 | 17.1097 | 5.2502 | 22.3599 | 95% | 1 | 68.4 | 9.0117 | 4.9685 | 4.9685 | 0 | 0% | 9.6784 | 1 | 1 | 1 | 68.4 | 9.0117 | 4.9685 | 4.9685 | 0 | 0% | 667 | 68.4 | 0 | 598.6 | 667 | 68.4 | 0 | 598.6 | Winter | 0 | 0 | 0 | 0 | 0 | 0 | 0 | 0 | 1 | 1
2003-12-21 | 12 | 21 | 12:00 | 0.6 | 12 | 2 | 33 |  | 22 | 15.0565 | 5.2502 | 20.3067 | 95% | 1 | 68.4 | 9.0117 | 4.9685 | 4.9685 | 0 | 0% | 9.5249 | 1 | 1 | 1 | 68.4 | 9.0117 | 4.9685 | 4.9685 | 0 | 0% | 656.5 | 68.4 | 0 | 588.1 | 656.5 | 68.4 | 0 | 588.1 | Winter | 0 | 0 | 0 | 0 | 0 | 0 | 0 | 0 | 1 | 1
2003-12-21 | 12 | 21 | 13:00 | 1.1 | 13 | 2 | 34 |  | 21 | 14.3721 | 4.7252 | 19.0973 | 95% | 1 | 68.4 | 9.0117 | 4.9685 | 4.9685 | 0 | 0% | 9.8063 | 1 | 1 | 1 | 68.4 | 9.0117 | 4.9685 | 4.9685 | 0 | 0% | 675.75 | 68.4 | 0 | 607.35 | 675.75 | 68.4 | 0 | 607.35 | Winter | 0 | 0 | 0 | 0 | 0 | 0 | 0 | 0 | 1 | 1
2003-12-21 | 12 | 21 | 14:00 | 1.1 | 14 | 2 | 34 |  | 21 | 14.3721 | 3.9376 | 18.3098 | 95% | 1 | 68.4 | 9.0117 | 4.9685 | 4.9685 | 0 | 0% | 9.9488 | 1 | 1 | 1 | 68.4 | 9.0117 | 4.9685 | 4.9685 | 0 | 0% | 685.5 | 68.4 | 0 | 617.1 | 685.5 | 68.4 | 0 | 617.1 | Winter | 0 | 0 | 0 | 0 | 0 | 0 | 0 | 0 | 1 | 1
2003-12-21 | 12 | 21 | 15:00 | 1.1 | 15 | 2 | 34 |  | 21 | 14.3721 | 3.6751 | 18.0473 | 95% | 1 | 68.4 | 9.0117 | 4.9685 | 4.9685 | 0 | 0% | 9.9708 | 1 | 1 | 1 | 68.4 | 9.0117 | 4.9685 | 4.9685 | 0 | 0% | 687 | 68.4 | 0 | 618.6 | 687 | 68.4 | 0 | 618.6 | Winter | 0 | 0 | 0 | 0 | 0 | 0 | 0 | 0 | 1 | 1
2003-12-21 | 12 | 21 | 16:00 | 1.1 | 16 | 2 | 34 |  | 21 | 14.3721 | 3.6751 | 18.0473 | 95% | 1 | 68.4 | 9.0117 | 4.9685 | 4.9685 | 0 | 0% | 9.8575 | 1 | 1 | 1 | 68.4 | 9.0117 | 4.9685 | 4.9685 | 0 | 0% | 679.25 | 68.4 | 0 | 610.85 | 679.25 | 68.4 | 0 | 610.85 | Winter | 0 | 0 | 0 | 0 | 0 | 0 | 0 | 0 | 1 | 1
2003-12-21 | 12 | 21 | 17:00 | 1.1 | 17 | 2 | 34 |  | 21 | 14.3721 | 4.7252 | 19.0973 | 95% | 1 | 68.4 | 9.0117 | 4.9685 | 4.9685 | 0 | 0% | 9.7295 | 1 | 1 | 1 | 68.4 | 9.0117 | 4.9685 | 4.9685 | 0 | 0% | 670.5 | 68.4 | 0 | 602.1 | 670.5 | 68.4 | 0 | 602.1 | Winter | 0 | 0 | 0 | 0 | 0 | 0 | 0 | 0 | 1 | 1
2003-12-21 | 12 | 21 | 18:00 | 1.1 | 18 | 2 | 34 |  | 21 | 14.3721 | 6.0377 | 20.4098 | 95% | 1 | 68.4 | 9.0117 | 4.9685 | 4.9685 | 0 | 0% | 9.5468 | 1 | 1 | 1 | 68.4 | 9.0117 | 4.9685 | 4.9685 | 0 | 0% | 658 | 68.4 | 0 | 589.6 | 658 | 68.4 | 0 | 589.6 | Winter | 0 | 0 | 0 | 0 | 0 | 0 | 0 | 0 | 1 | 1
2003-12-21 | 12 | 21 | 19:00 | 0.6 | 19 | 2 | 33 |  | 22 | 15.0565 | 6.5627 | 21.6193 | 95% | 1 | 68.4 | 9.0117 | 4.9685 | 4.9685 | 0 | 0% | 9.4444 | 1 | 1 | 1 | 68.4 | 9.0117 | 4.9685 | 4.9685 | 0 | 0% | 651 | 68.4 | 0 | 582.6 | 651 | 68.4 | 0 | 582.6 | Winter | 0 | 0 | 0 | 0 | 0 | 0 | 0 | 0 | 1 | 1
2003-12-21 | 12 | 21 | 20:00 | 1.1 | 20 | 2 | 34 |  | 21 | 14.3721 | 5.7752 | 20.1473 | 95% | 1 | 68.4 | 9.0117 | 4.9685 | 4.9685 | 0 | 0% | 9.0387 | 1 | 1 | 1 | 68.4 | 9.0117 | 4.9685 | 4.9685 | 0 | 0% | 623.25 | 68.4 | 0 | 554.85 | 623.25 | 68.4 | 0 | 554.85 | Winter | 0 | 0 | 0 | 0 | 0 | 0 | 0 | 0 | 1 | 1
2003-12-21 | 12 | 21 | 21:00 | 1.7 | 21 | 2 | 35 |  | 20 | 13.6877 | 4.7252 | 18.4129 | 95% | 1 | 68.4 | 9.0117 | 4.9685 | 4.9685 | 0 | 0% | 9.2471 | 1 | 1 | 1 | 68.4 | 9.0117 | 4.9685 | 4.9685 | 0 | 0% | 637.5 | 68.4 | 0 | 569.1 | 637.5 | 68.4 | 0 | 569.1 | Winter | 0 | 0 | 0 | 0 | 0 | 0 | 0 | 0 | 1 | 1
2003-12-21 | 12 | 21 | 22:00 | 1.7 | 22 | 2 | 35 |  | 20 | 13.6877 | 4.2002 | 17.8879 | 95% | 1 | 68.4 | 9.0117 | 4.9685 | 4.9685 | 0 | 0% | 8.9803 | 1 | 1 | 1 | 68.4 | 9.0117 | 4.9685 | 4.9685 | 0 | 0% | 619.25 | 68.4 | 0 | 550.85 | 619.25 | 68.4 | 0 | 550.85 | Winter | 0 | 0 | 0 | 0 | 0 | 0 | 0 | 0 | 1 | 1
2003-12-21 | 12 | 21 | 23:00 | 1.7 | 23 | 2 | 35 |  | 20 | 13.6877 | 5.2502 | 18.9379 | 95% | 1 | 68.4 | 9.0117 | 4.9685 | 4.9685 | 0 | 0% | 8.9547 | 1 | 1 | 1 | 68.4 | 9.0117 | 4.9685 | 4.9685 | 0 | 0% | 617.5 | 68.4 | 0 | 549.1 | 617.5 | 68.4 | 0 | 549.1 | Winter | 0 | 0 | 0 | 0 | 0 | 0 | 0 | 0 | 1 | 1
2003-12-21 | 12 | 21 | 24:00 | 1.7 | 0 | 2 | 35 |  | 20 | 13.6877 | 4.2002 | 17.8879 | 95% | 1 | 68.4 | 9.0117 | 4.9685 | 4.9685 | 0 | 0% | 9.2763 | 1 | 1 | 1 | 68.4 | 9.0117 | 4.9685 | 4.9685 | 0 | 0% | 639.5 | 68.4 | 0 | 571.1 | 639.5 | 68.4 | 0 | 571.1 | Winter | 0 | 0 | 0 | 0 | 0 | 0 | 0 | 0 | 1 | 1
2003-12-22 | 12 | 22 | 1:00 | 1.7 | 1 | 1 | 35 |  | 20 | 13.6877 | 3.9376 | 17.6254 | 95% | 1 | 68.4 | 9.0117 | 4.9685 | 4.9685 | 0 | 0% | 8.75 | 1 | 1 | 1 | 68.4 | 9.0117 | 4.9685 | 4.9685 | 0 | 0% | 603.5 | 68.4 | 0 | 535.1 | 603.5 | 68.4 | 0 | 535.1 | Winter | 0 | FALSE | 0 | 0 | 0 | 0 | 0 | 0 | 1 | 1
2003-12-22 | 12 | 22 | 2:00 | 1.7 | 2 | 1 | 35 |  | 20 | 13.6877 | 3.1501 | 16.8379 | 95% | 1 | 68.4 | 9.0117 | 4.9685 | 4.9685 | 0 | 0% | 9.1484 | 1 | 1 | 1 | 68.4 | 9.0117 | 4.9685 | 4.9685 | 0 | 0% | 630.75 | 68.4 | 0 | 562.35 | 630.75 | 68.4 | 0 | 562.35 | Winter | 0 | FALSE | 0 | 0 | 0 | 0 | 0 | 0 | 1 | 1
2003-12-22 | 12 | 22 | 3:00 | 1.7 | 3 | 1 | 35 |  | 20 | 13.6877 | 3.4126 | 17.1004 | 95% | 1 | 68.4 | 9.0117 | 4.9685 | 4.9685 | 0 | 0% | 8.761 | 1 | 1 | 1 | 68.4 | 9.0117 | 4.9685 | 4.9685 | 0 | 0% | 604.25 | 68.4 | 0 | 535.85 | 604.25 | 68.4 | 0 | 535.85 | Winter | 0 | FALSE | 0 | 0 | 0 | 0 | 0 | 0 | 1 | 1
2003-12-22 | 12 | 22 | 4:00 | 1.1 | 4 | 1 | 34 |  | 21 | 14.3721 | 3.1501 | 17.5222 | 95% | 1 | 68.4 | 9.0117 | 4.9685 | 4.9685 | 0 | 0% | 8.6842 | 1 | 1 | 1 | 68.4 | 9.0117 | 4.9685 | 4.9685 | 0 | 0% | 599 | 68.4 | 0 | 530.6 | 599 | 68.4 | 0 | 530.6 | Winter | 0 | FALSE | 0 | 0 | 0 | 0 | 0 | 0 | 1 | 1
2003-12-22 | 12 | 22 | 5:00 | 1.7 | 5 | 1 | 35 |  | 20 | 13.6877 | 3.1501 | 16.8379 | 95% | 1 | 68.4 | 9.0117 | 4.9685 | 4.9685 | 0 | 0% | 9.0424 | 1 | 1 | 1 | 68.4 | 9.0117 | 4.9685 | 4.9685 | 0 | 0% | 623.5 | 68.4 | 0 | 555.1 | 623.5 | 68.4 | 0 | 555.1 | Winter | 0 | FALSE | 0 | 0 | 0 | 0 | 0 | 0 | 1 | 1
2003-12-22 | 12 | 22 | 6:00 | 1.7 | 6 | 1 | 35 |  | 20 | 13.6877 | 3.9376 | 17.6254 | 95% | 1 | 68.4 | 9.0117 | 4.9685 | 4.9685 | 0 | 0% | 8.9656 | 1 | 1 | 1 | 68.4 | 9.0117 | 4.9685 | 4.9685 | 0 | 0% | 618.25 | 68.4 | 0 | 549.85 | 618.25 | 68.4 | 0 | 549.85 | Winter | 0 | FALSE | 0 | 0 | 0 | 0 | 0 | 0 | 1 | 1
2003-12-22 | 12 | 22 | 7:00 | 1.7 | 7 | 1 | 35 |  | 20 | 13.6877 | 4.7252 | 18.4129 | 95% | 1 | 68.4 | 9.0117 | 4.9685 | 4.9685 | 0 | 0% | 9.258 | 1 | 1 | 1 | 68.4 | 9.0117 | 4.9685 | 4.9685 | 0 | 0% | 638.25 | 68.4 | 0 | 569.85 | 638.25 | 68.4 | 0 | 569.85 | Winter | 0 | FALSE | 0 | 0 | 0 | 0 | 0 | 0 | 1 | 1
2003-12-22 | 12 | 22 | 8:00 | 2.8 | 8 | 1 | 37 |  | 18 | 12.319 | 7.6128 | 19.9317 | 95% | 1 | 68.4 | 9.0117 | 4.9685 | 4.9685 | 0 | 0% | 10.0877 | 1 | 1 | 1 | 68.4 | 9.0117 | 4.9685 | 4.9685 | 0 | 0% | 695 | 68.4 | 0 | 626.6 | 695 | 68.4 | 0 | 626.6 | Winter | 0 | FALSE | 0 | 0 | 0 | 0 | 0 | 0 | 1 | 1
2003-12-22 | 12 | 22 | 9:00 | 3.3 | 9 | 1 | 38 |  | 17 | 11.6346 | 6.5627 | 18.1973 | 95% | 1 | 68.4 | 9.0117 | 4.9685 | 4.9685 | 0 | 0% | 10.1681 | 1 | 1 | 1 | 68.4 | 9.0117 | 4.9685 | 4.9685 | 0 | 0% | 700.5 | 68.4 | 0 | 632.1 | 700.5 | 68.4 | 0 | 632.1 | Winter | 0 | FALSE | 0 | 0 | 0 | 0 | 0 | 0 | 1 | 1
2003-12-22 | 12 | 22 | 10:00 | 5.6 | 10 | 1 | 42 |  | 13 | 8.897 | 6.0377 | 14.9348 | 95% | 1 | 68.4 | 9.0117 | 4.9685 | 4.9685 | 0 | 0% | 10.9503 | 1 | 1 | 1 | 68.4 | 9.0117 | 4.9685 | 4.9685 | 0 | 0% | 754 | 68.4 | 0 | 685.6 | 754 | 68.4 | 0 | 685.6 | Winter | 0 | FALSE | 0 | 0 | 0 | 0 | 0 | 0 | 1 | 1
2003-12-22 | 12 | 22 | 11:00 | 7.2 | 11 | 1 | 45 |  | 10 | 6.8439 | 5.2502 | 12.0941 | 95% | 1 | 68.4 | 9.0117 | 4.9685 | 4.9685 | 0 | 0% | 11.1879 | 1 | 1 | 1 | 68.4 | 9.0117 | 4.9685 | 4.9685 | 0 | 0% | 770.25 | 68.4 | 0 | 701.85 | 770.25 | 68.4 | 0 | 701.85 | Winter | 0 | FALSE | 0 | 0 | 0 | 0 | 0 | 0 | 1 | 1
2003-12-22 | 12 | 22 | 12:00 | 8.3 | 12 | 1 | 47 |  | 8 | 5.4751 | 5.2502 | 10.7253 | 95% | 1 | 68.4 | 9.0117 | 4.9685 | 4.9685 | 0 | 0% | 11.3925 | 1 | 1 | 1 | 68.4 | 9.0117 | 4.9685 | 4.9685 | 0 | 0% | 784.25 | 68.4 | 0 | 715.85 | 784.25 | 68.4 | 0 | 715.85 | Winter | 0 | FALSE | 0 | 0 | 0 | 0 | 0 | 0 | 1 | 1
2003-12-22 | 12 | 22 | 13:00 | 8.9 | 13 | 1 | 48 |  | 7 | 4.7907 | 4.7252 | 9.5159 | 95% | 1 | 68.4 | 9.0117 | 4.9685 | 4.9685 | 0 | 0% | 11.9079 | 1 | 1 | 1 | 68.4 | 9.0117 | 4.9685 | 4.9685 | 0 | 0% | 819.5 | 68.4 | 0 | 751.1 | 819.5 | 68.4 | 0 | 751.1 | Winter | 0 | FALSE | 0 | 0 | 0 | 0 | 0 | 0 | 1 | 1
2003-12-22 | 12 | 22 | 14:00 | 10 | 14 | 1 | 50 |  | 5 | 3.4219 | 3.9376 | 7.3596 | 95% | 1 | 68.4 | 9.0117 | 4.9685 | 4.9685 | 0 | 0% | 11.1659 | 1 | 1 | 1 | 68.4 | 9.0117 | 4.9685 | 4.9685 | 0 | 0% | 768.75 | 68.4 | 0 | 700.35 | 768.75 | 68.4 | 0 | 700.35 | Winter | 0 | FALSE | 0 | 0 | 0 | 0 | 0 | 0 | 1 | 1
2003-12-22 | 12 | 22 | 15:00 | 9.4 | 15 | 1 | 49 |  | 6 | 4.1063 | 3.6751 | 7.7815 | 95% | 1 | 68.4 | 9.0117 | 4.9685 | 4.9685 | 0 | 0% | 10.6177 | 1 | 1 | 1 | 68.4 | 9.0117 | 4.9685 | 4.9685 | 0 | 0% | 731.25 | 68.4 | 0 | 662.85 | 731.25 | 68.4 | 0 | 662.85 | Winter | 0 | FALSE | 0 | 0 | 0 | 0 | 0 | 0 | 1 | 1
2003-12-22 | 12 | 22 | 16:00 | 9.4 | 16 | 1 | 49 |  | 6 | 4.1063 | 3.6751 | 7.7815 | 95% | 1 | 68.4 | 9.0117 | 4.9685 | 4.9685 | 0 | 0% | 11.2281 | 1 | 1 | 1 | 68.4 | 9.0117 | 4.9685 | 4.9685 | 0 | 0% | 773 | 68.4 | 0 | 704.6 | 773 | 68.4 | 0 | 704.6 | Winter | 0 | FALSE | 0 | 0 | 0 | 0 | 0 | 0 | 1 | 1
2003-12-22 | 12 | 22 | 17:00 | 7.8 | 17 | 1 | 46 |  | 9 | 6.1595 | 4.7252 | 10.8847 | 95% | 1 | 68.4 | 9.0117 | 4.9685 | 4.9685 | 0 | 0% | 11.027 | 1 | 1 | 1 | 68.4 | 9.0117 | 4.9685 | 4.9685 | 0 | 0% | 759.25 | 68.4 | 0 | 690.85 | 759.25 | 68.4 | 0 | 690.85 | Winter | 1 | FALSE | 1 | 68.4 | 68.4 | 0 | 0 | 0 | 1 | 1
2003-12-22 | 12 | 22 | 18:00 | 7.2 | 18 | 1 | 45 |  | 10 | 6.8439 | 6.0377 | 12.8816 | 95% | 1 | 68.4 | 9.0117 | 4.9685 | 4.9685 | 0 | 0% | 11.356 | 1 | 1 | 1 | 68.4 | 9.0117 | 4.9685 | 4.9685 | 0 | 0% | 781.75 | 68.4 | 0 | 713.35 | 781.75 | 68.4 | 0 | 713.35 | Winter | 1 | FALSE | 1 | 68.4 | 68.4 | 0 | 0 | 0 | 1 | 1
2003-12-22 | 12 | 22 | 19:00 | 6.1 | 19 | 1 | 43 |  | 12 | 8.2126 | 6.5627 | 14.7754 | 95% | 1 | 68.4 | 9.0117 | 4.9685 | 4.9685 | 0 | 0% | 10.2412 | 1 | 1 | 1 | 68.4 | 9.0117 | 4.9685 | 4.9685 | 0 | 0% | 705.5 | 68.4 | 0 | 637.1 | 705.5 | 68.4 | 0 | 637.1 | Winter | 0 | FALSE | 0 | 0 | 0 | 0 | 0 | 0 | 1 | 1
2003-12-22 | 12 | 22 | 20:00 | 5.6 | 20 | 1 | 42 |  | 13 | 8.897 | 5.7752 | 14.6722 | 95% | 1 | 68.4 | 9.0117 | 4.9685 | 4.9685 | 0 | 0% | 9.9013 | 1 | 1 | 1 | 68.4 | 9.0117 | 4.9685 | 4.9685 | 0 | 0% | 682.25 | 68.4 | 0 | 613.85 | 682.25 | 68.4 | 0 | 613.85 | Winter | 0 | FALSE | 0 | 0 | 0 | 0 | 0 | 0 | 1 | 1
2003-12-22 | 12 | 22 | 21:00 | 6.1 | 21 | 1 | 43 |  | 12 | 8.2126 | 4.7252 | 12.9378 | 95% | 1 | 68.4 | 9.0117 | 4.9685 | 4.9685 | 0 | 0% | 9.4042 | 1 | 1 | 1 | 68.4 | 9.0117 | 4.9685 | 4.9685 | 0 | 0% | 648.25 | 68.4 | 0 | 579.85 | 648.25 | 68.4 | 0 | 579.85 | Winter | 0 | FALSE | 0 | 0 | 0 | 0 | 0 | 0 | 1 | 1
2003-12-22 | 12 | 22 | 22:00 | 5.6 | 22 | 1 | 42 |  | 13 | 8.897 | 4.2002 | 13.0972 | 95% | 1 | 68.4 | 9.0117 | 4.9685 | 4.9685 | 0 | 0% | 8.9364 | 1 | 1 | 1 | 68.4 | 9.0117 | 4.9685 | 4.9685 | 0 | 0% | 616.25 | 68.4 | 0 | 547.85 | 616.25 | 68.4 | 0 | 547.85 | Winter | 0 | FALSE | 0 | 0 | 0 | 0 | 0 | 0 | 1 | 1
2003-12-22 | 12 | 22 | 23:00 | 5.6 | 23 | 1 | 42 |  | 13 | 8.897 | 5.2502 | 14.1472 | 95% | 1 | 68.4 | 9.0117 | 4.9685 | 4.9685 | 0 | 0% | 9.2946 | 1 | 1 | 1 | 68.4 | 9.0117 | 4.9685 | 4.9685 | 0 | 0% | 640.75 | 68.4 | 0 | 572.35 | 640.75 | 68.4 | 0 | 572.35 | Winter | 0 | FALSE | 0 | 0 | 0 | 0 | 0 | 0 | 1 | 1
2003-12-22 | 12 | 22 | 24:00 | 6.1 | 0 | 1 | 43 |  | 12 | 8.2126 | 4.2002 | 12.4128 | 95% | 1 | 68.4 | 9.0117 | 4.9685 | 4.9685 | 0 | 0% | 9.0461 | 1 | 1 | 1 | 68.4 | 9.0117 | 4.9685 | 4.9685 | 0 | 0% | 623.75 | 68.4 | 0 | 555.35 | 623.75 | 68.4 | 0 | 555.35 | Winter | 0 | FALSE | 0 | 0 | 0 | 0 | 0 | 0 | 1 | 1
2003-12-23 | 12 | 23 | 1:00 | 6.1 | 1 | 1 | 43 |  | 12 | 8.2126 | 3.9376 | 12.1503 | 95% | 1 | 68.4 | 9.0117 | 4.9685 | 4.9685 | 0 | 0% | 8.6696 | 1 | 1 | 1 | 68.4 | 9.0117 | 4.9685 | 4.9685 | 0 | 0% | 598 | 68.4 | 0 | 529.6 | 598 | 68.4 | 0 | 529.6 | Winter | 0 | FALSE | 0 | 0 | 0 | 0 | 0 | 0 | 1 | 1
2003-12-23 | 12 | 23 | 2:00 | 4.4 | 2 | 1 | 40 |  | 15 | 10.2658 | 3.1501 | 13.4159 | 95% | 1 | 68.4 | 9.0117 | 4.9685 | 4.9685 | 0 | 0% | 8.5928 | 1 | 1 | 1 | 68.4 | 9.0117 | 4.9685 | 4.9685 | 0 | 0% | 592.75 | 68.4 | 0 | 524.35 | 592.75 | 68.4 | 0 | 524.35 | Winter | 0 | FALSE | 0 | 0 | 0 | 0 | 0 | 0 | 1 | 1
2003-12-23 | 12 | 23 | 3:00 | 5 | 3 | 1 | 41 |  | 14 | 9.5814 | 3.4126 | 12.994 | 95% | 1 | 68.4 | 9.0117 | 4.9685 | 4.9685 | 0 | 0% | 8.9327 | 1 | 1 | 1 | 68.4 | 9.0117 | 4.9685 | 4.9685 | 0 | 0% | 616 | 68.4 | 0 | 547.6 | 616 | 68.4 | 0 | 547.6 | Winter | 0 | FALSE | 0 | 0 | 0 | 0 | 0 | 0 | 1 | 1
2003-12-23 | 12 | 23 | 4:00 | 4.4 | 4 | 1 | 40 |  | 15 | 10.2658 | 3.1501 | 13.4159 | 95% | 1 | 68.4 | 9.0117 | 4.9685 | 4.9685 | 0 | 0% | 8.9072 | 1 | 1 | 1 | 68.4 | 9.0117 | 4.9685 | 4.9685 | 0 | 0% | 614.25 | 68.4 | 0 | 545.85 | 614.25 | 68.4 | 0 | 545.85 | Winter | 0 | FALSE | 0 | 0 | 0 | 0 | 0 | 0 | 1 | 1
2003-12-23 | 12 | 23 | 5:00 | 4.4 | 5 | 1 | 40 |  | 15 | 10.2658 | 3.1501 | 13.4159 | 95% | 1 | 68.4 | 9.0117 | 4.9685 | 4.9685 | 0 | 0% | 8.6221 | 1 | 1 | 1 | 68.4 | 9.0117 | 4.9685 | 4.9685 | 0 | 0% | 594.75 | 68.4 | 0 | 526.35 | 594.75 | 68.4 | 0 | 526.35 | Winter | 0 | FALSE | 0 | 0 | 0 | 0 | 0 | 0 | 1 | 1
2003-12-23 | 12 | 23 | 6:00 | 4.4 | 6 | 1 | 40 |  | 15 | 10.2658 | 3.9376 | 14.2034 | 95% | 1 | 68.4 | 9.0117 | 4.9685 | 4.9685 | 0 | 0% | 8.644 | 1 | 1 | 1 | 68.4 | 9.0117 | 4.9685 | 4.9685 | 0 | 0% | 596.25 | 68.4 | 0 | 527.85 | 596.25 | 68.4 | 0 | 527.85 | Winter | 0 | FALSE | 0 | 0 | 0 | 0 | 0 | 0 | 1 | 1
2003-12-23 | 12 | 23 | 7:00 | 4.4 | 7 | 1 | 40 |  | 15 | 10.2658 | 4.7252 | 14.991 | 95% | 1 | 68.4 | 9.0117 | 4.9685 | 4.9685 | 0 | 0% | 8.6988 | 1 | 1 | 1 | 68.4 | 9.0117 | 4.9685 | 4.9685 | 0 | 0% | 600 | 68.4 | 0 | 531.6 | 600 | 68.4 | 0 | 531.6 | Winter | 0 | FALSE | 0 | 0 | 0 | 0 | 0 | 0 | 1 | 1
2003-12-23 | 12 | 23 | 8:00 | 5.6 | 8 | 1 | 42 |  | 13 | 8.897 | 7.6128 | 16.5098 | 95% | 1 | 68.4 | 9.0117 | 4.9685 | 4.9685 | 0 | 0% | 10.0804 | 1 | 1 | 1 | 68.4 | 9.0117 | 4.9685 | 4.9685 | 0 | 0% | 694.5 | 68.4 | 0 | 626.1 | 694.5 | 68.4 | 0 | 626.1 | Winter | 0 | FALSE | 0 | 0 | 0 | 0 | 0 | 0 | 1 | 1
2003-12-23 | 12 | 23 | 9:00 | 6.1 | 9 | 1 | 43 |  | 12 | 8.2126 | 6.5627 | 14.7754 | 95% | 1 | 68.4 | 9.0117 | 4.9685 | 4.9685 | 0 | 0% | 10.0183 | 1 | 1 | 1 | 68.4 | 9.0117 | 4.9685 | 4.9685 | 0 | 0% | 690.25 | 68.4 | 0 | 621.85 | 690.25 | 68.4 | 0 | 621.85 | Winter | 0 | FALSE | 0 | 0 | 0 | 0 | 0 | 0 | 1 | 1
2003-12-23 | 12 | 23 | 10:00 | 6.7 | 10 | 1 | 44 |  | 11 | 7.5283 | 6.0377 | 13.566 | 95% | 1 | 68.4 | 9.0117 | 4.9685 | 4.9685 | 0 | 0% | 10.4788 | 1 | 1 | 1 | 68.4 | 9.0117 | 4.9685 | 4.9685 | 0 | 0% | 721.75 | 68.4 | 0 | 653.35 | 721.75 | 68.4 | 0 | 653.35 | Winter | 0 | FALSE | 0 | 0 | 0 | 0 | 0 | 0 | 1 | 1
2003-12-23 | 12 | 23 | 11:00 | 8.3 | 11 | 1 | 47 |  | 8 | 5.4751 | 5.2502 | 10.7253 | 95% | 1 | 68.4 | 9.0117 | 4.9685 | 4.9685 | 0 | 0% | 11.0709 | 1 | 1 | 1 | 68.4 | 9.0117 | 4.9685 | 4.9685 | 0 | 0% | 762.25 | 68.4 | 0 | 693.85 | 762.25 | 68.4 | 0 | 693.85 | Winter | 0 | FALSE | 0 | 0 | 0 | 0 | 0 | 0 | 1 | 1
2003-12-23 | 12 | 23 | 12:00 | 9.4 | 12 | 1 | 49 |  | 6 | 4.1063 | 5.2502 | 9.3565 | 95% | 1 | 68.4 | 9.0117 | 4.9685 | 4.9685 | 0 | 0% | 11.0453 | 1 | 1 | 1 | 68.4 | 9.0117 | 4.9685 | 4.9685 | 0 | 0% | 760.5 | 68.4 | 0 | 692.1 | 760.5 | 68.4 | 0 | 692.1 | Winter | 0 | FALSE | 0 | 0 | 0 | 0 | 0 | 0 | 1 | 1
2003-12-23 | 12 | 23 | 13:00 | 10.6 | 13 | 1 | 51 |  | 4 | 2.7375 | 4.7252 | 7.4627 | 95% | 1 | 68.4 | 9.0117 | 4.9685 | 4.9685 | 0 | 0% | 11.4401 | 1 | 1 | 1 | 68.4 | 9.0117 | 4.9685 | 4.9685 | 0 | 0% | 787.5 | 68.4 | 0 | 719.1 | 787.5 | 68.4 | 0 | 719.1 | Winter | 0 | FALSE | 0 | 0 | 0 | 0 | 0 | 0 | 1 | 1
2003-12-23 | 12 | 23 | 14:00 | 11.1 | 14 | 1 | 52 |  | 3 | 2.0532 | 3.9376 | 5.9908 | 95% | 0.8591 | 58.7626 | 7.742 | 4.2684 | 4.2684 | 0 | 0% | 11.1477 | 1 | 1 | 1 | 68.4 | 9.0117 | 4.9685 | 4.4931 | 0.4754 | 9.568% | 767.5 | 58.7626 | 0 | 708.7374 | 767.5 | 68.4 | 0 | 699.1 | Winter | 0 | FALSE | 0 | 0 | 0 | 0 | 0 | 1 | 0 | 1
2003-12-23 | 12 | 23 | 15:00 | 12.2 | 15 | 1 | 54 |  | 1 | 0.68439 | 3.6751 | 4.3595 | 95% | 0.62517 | 42.7617 | 5.6338 | 3.1062 | 3.1062 | 0 | 0% | 11.7617 | 1 | 1 | 1 | 68.4 | 9.0117 | 4.9685 | 3.2696 | 1.6989 | 34.19% | 809.5 | 42.7617 | 0 | 766.7383 | 809.5 | 68.4 | 0 | 741.1 | Winter | 0 | FALSE | 0 | 0 | 0 | 0 | 0 | 1 | 0 | 1
2003-12-23 | 12 | 23 | 16:00 | 10 | 16 | 1 | 50 |  | 5 | 3.4219 | 3.6751 | 7.0971 | 95% | 1 | 68.4 | 9.0117 | 4.9685 | 4.9685 | 0 | 0% | 11.5241 | 1 | 1 | 1 | 68.4 | 9.0117 | 4.9685 | 4.9685 | 0 | 0% | 793.25 | 68.4 | 0 | 724.85 | 793.25 | 68.4 | 0 | 724.85 | Winter | 0 | FALSE | 0 | 0 | 0 | 0 | 0 | 0 | 1 | 1
2003-12-23 | 12 | 23 | 17:00 | 7.8 | 17 | 1 | 46 |  | 9 | 6.1595 | 4.7252 | 10.8847 | 95% | 1 | 68.4 | 9.0117 | 4.9685 | 4.9685 | 0 | 0% | 11.4072 | 1 | 1 | 1 | 68.4 | 9.0117 | 4.9685 | 4.9685 | 0 | 0% | 785.25 | 68.4 | 0 | 716.85 | 785.25 | 68.4 | 0 | 716.85 | Winter | 1 | FALSE | 1 | 68.4 | 68.4 | 0 | 0 | 0 | 1 | 1
2003-12-23 | 12 | 23 | 18:00 | 6.7 | 18 | 1 | 44 |  | 11 | 7.5283 | 6.0377 | 13.566 | 95% | 1 | 68.4 | 9.0117 | 4.9685 | 4.9685 | 0 | 0% | 11.345 | 1 | 1 | 1 | 68.4 | 9.0117 | 4.9685 | 4.9685 | 0 | 0% | 781 | 68.4 | 0 | 712.6 | 781 | 68.4 | 0 | 712.6 | Winter | 1 | FALSE | 1 | 68.4 | 68.4 | 0 | 0 | 0 | 1 | 1
2003-12-23 | 12 | 23 | 19:00 | 7.8 | 19 | 1 | 46 |  | 9 | 6.1595 | 6.5627 | 12.7222 | 95% | 1 | 68.4 | 9.0117 | 4.9685 | 4.9685 | 0 | 0% | 10.4678 | 1 | 1 | 1 | 68.4 | 9.0117 | 4.9685 | 4.9685 | 0 | 0% | 721 | 68.4 | 0 | 652.6 | 721 | 68.4 | 0 | 652.6 | Winter | 0 | FALSE | 0 | 0 | 0 | 0 | 0 | 0 | 1 | 1
2003-12-23 | 12 | 23 | 20:00 | 7.8 | 20 | 1 | 46 |  | 9 | 6.1595 | 5.7752 | 11.9347 | 95% | 1 | 68.4 | 9.0117 | 4.9685 | 4.9685 | 0 | 0% | 9.8757 | 1 | 1 | 1 | 68.4 | 9.0117 | 4.9685 | 4.9685 | 0 | 0% | 680.5 | 68.4 | 0 | 612.1 | 680.5 | 68.4 | 0 | 612.1 | Winter | 0 | FALSE | 0 | 0 | 0 | 0 | 0 | 0 | 1 | 1
2003-12-23 | 12 | 23 | 21:00 | 8.3 | 21 | 1 | 47 |  | 8 | 5.4751 | 4.7252 | 10.2003 | 95% | 1 | 68.4 | 9.0117 | 4.9685 | 4.9685 | 0 | 0% | 9.9379 | 1 | 1 | 1 | 68.4 | 9.0117 | 4.9685 | 4.9685 | 0 | 0% | 684.75 | 68.4 | 0 | 616.35 | 684.75 | 68.4 | 0 | 616.35 | Winter | 0 | FALSE | 0 | 0 | 0 | 0 | 0 | 0 | 1 | 1
2003-12-23 | 12 | 23 | 22:00 | 8.3 | 22 | 1 | 47 |  | 8 | 5.4751 | 4.2002 | 9.6752 | 95% | 1 | 68.4 | 9.0117 | 4.9685 | 4.9685 | 0 | 0% | 9.8977 | 1 | 1 | 1 | 68.4 | 9.0117 | 4.9685 | 4.9685 | 0 | 0% | 682 | 68.4 | 0 | 613.6 | 682 | 68.4 | 0 | 613.6 | Winter | 0 | FALSE | 0 | 0 | 0 | 0 | 0 | 0 | 1 | 1
2003-12-23 | 12 | 23 | 23:00 | 8.3 | 23 | 1 | 47 |  | 8 | 5.4751 | 5.2502 | 10.7253 | 95% | 1 | 68.4 | 9.0117 | 4.9685 | 4.9685 | 0 | 0% | 9.6418 | 1 | 1 | 1 | 68.4 | 9.0117 | 4.9685 | 4.9685 | 0 | 0% | 664.5 | 68.4 | 0 | 596.1 | 664.5 | 68.4 | 0 | 596.1 | Winter | 0 | FALSE | 0 | 0 | 0 | 0 | 0 | 0 | 1 | 1
2003-12-23 | 12 | 23 | 24:00 | 9.4 | 0 | 1 | 49 |  | 6 | 4.1063 | 4.2002 | 8.3065 | 95% | 1 | 68.4 | 9.0117 | 4.9685 | 4.9685 | 0 | 0% | 9.7478 | 1 | 1 | 1 | 68.4 | 9.0117 | 4.9685 | 4.9685 | 0 | 0% | 671.75 | 68.4 | 0 | 603.35 | 671.75 | 68.4 | 0 | 603.35 | Winter | 0 | FALSE | 0 | 0 | 0 | 0 | 0 | 0 | 1 | 1
2003-12-24 | 12 | 24 | 1:00 | 8.9 | 1 | 1 | 48 |  | 7 | 4.7907 | 3.9376 | 8.7284 | 95% | 1 | 68.4 | 9.0117 | 4.9685 | 4.9685 | 0 | 0% | 9.6455 | 1 | 1 | 1 | 68.4 | 9.0117 | 4.9685 | 4.9685 | 0 | 0% | 664.75 | 68.4 | 0 | 596.35 | 664.75 | 68.4 | 0 | 596.35 | Winter | 0 | FALSE | 0 | 0 | 0 | 0 | 0 | 0 | 1 | 1
2003-12-24 | 12 | 24 | 2:00 | 8.9 | 2 | 1 | 48 |  | 7 | 4.7907 | 3.1501 | 7.9408 | 95% | 1 | 68.4 | 9.0117 | 4.9685 | 4.9685 | 0 | 0% | 9.4006 | 1 | 1 | 1 | 68.4 | 9.0117 | 4.9685 | 4.9685 | 0 | 0% | 648 | 68.4 | 0 | 579.6 | 648 | 68.4 | 0 | 579.6 | Winter | 0 | FALSE | 0 | 0 | 0 | 0 | 0 | 0 | 1 | 1
2003-12-24 | 12 | 24 | 3:00 | 7.8 | 3 | 1 | 46 |  | 9 | 6.1595 | 3.4126 | 9.5721 | 95% | 1 | 68.4 | 9.0117 | 4.9685 | 4.9685 | 0 | 0% | 9.3531 | 1 | 1 | 1 | 68.4 | 9.0117 | 4.9685 | 4.9685 | 0 | 0% | 644.75 | 68.4 | 0 | 576.35 | 644.75 | 68.4 | 0 | 576.35 | Winter | 0 | FALSE | 0 | 0 | 0 | 0 | 0 | 0 | 1 | 1
2003-12-24 | 12 | 24 | 4:00 | 8.3 | 4 | 1 | 47 |  | 8 | 5.4751 | 3.1501 | 8.6252 | 95% | 1 | 68.4 | 9.0117 | 4.9685 | 4.9685 | 0 | 0% | 8.9474 | 1 | 1 | 1 | 68.4 | 9.0117 | 4.9685 | 4.9685 | 0 | 0% | 617 | 68.4 | 0 | 548.6 | 617 | 68.4 | 0 | 548.6 | Winter | 0 | FALSE | 0 | 0 | 0 | 0 | 0 | 0 | 1 | 1
2003-12-24 | 12 | 24 | 5:00 | 7.8 | 5 | 1 | 46 |  | 9 | 6.1595 | 3.1501 | 9.3096 | 95% | 1 | 68.4 | 9.0117 | 4.9685 | 4.9685 | 0 | 0% | 8.9401 | 1 | 1 | 1 | 68.4 | 9.0117 | 4.9685 | 4.9685 | 0 | 0% | 616.5 | 68.4 | 0 | 548.1 | 616.5 | 68.4 | 0 | 548.1 | Winter | 0 | FALSE | 0 | 0 | 0 | 0 | 0 | 0 | 1 | 1
2003-12-24 | 12 | 24 | 6:00 | 7.2 | 6 | 1 | 45 |  | 10 | 6.8439 | 3.9376 | 10.7815 | 95% | 1 | 68.4 | 9.0117 | 4.9685 | 4.9685 | 0 | 0% | 9.0497 | 1 | 1 | 1 | 68.4 | 9.0117 | 4.9685 | 4.9685 | 0 | 0% | 624 | 68.4 | 0 | 555.6 | 624 | 68.4 | 0 | 555.6 | Winter | 0 | FALSE | 0 | 0 | 0 | 0 | 0 | 0 | 1 | 1
2003-12-24 | 12 | 24 | 7:00 | 8.9 | 7 | 1 | 48 |  | 7 | 4.7907 | 4.7252 | 9.5159 | 95% | 1 | 68.4 | 9.0117 | 4.9685 | 4.9685 | 0 | 0% | 9.3348 | 1 | 1 | 1 | 68.4 | 9.0117 | 4.9685 | 4.9685 | 0 | 0% | 643.5 | 68.4 | 0 | 575.1 | 643.5 | 68.4 | 0 | 575.1 | Winter | 0 | FALSE | 0 | 0 | 0 | 0 | 0 | 0 | 1 | 1
2003-12-24 | 12 | 24 | 8:00 | 9.4 | 8 | 1 | 49 |  | 6 | 4.1063 | 7.6128 | 11.7191 | 95% | 1 | 68.4 | 9.0117 | 4.9685 | 4.9685 | 0 | 0% | 10.0987 | 1 | 1 | 1 | 68.4 | 9.0117 | 4.9685 | 4.9685 | 0 | 0% | 695.75 | 68.4 | 0 | 627.35 | 695.75 | 68.4 | 0 | 627.35 | Winter | 0 | FALSE | 0 | 0 | 0 | 0 | 0 | 0 | 1 | 1
2003-12-24 | 12 | 24 | 9:00 | 11.7 | 9 | 1 | 53 |  | 2 | 1.3688 | 6.5627 | 7.9315 | 95% | 1 | 68.4 | 9.0117 | 4.9685 | 4.9685 | 0 | 0% | 10.5336 | 1 | 1 | 1 | 68.4 | 9.0117 | 4.9685 | 4.9685 | 0 | 0% | 725.5 | 68.4 | 0 | 657.1 | 725.5 | 68.4 | 0 | 657.1 | Winter | 0 | FALSE | 0 | 0 | 0 | 0 | 0 | 0 | 1 | 1
2003-12-24 | 12 | 24 | 10:00 | 13.9 | 10 | 1 | 57 |  | 0 | 0 | 6.0377 | 6.0377 | 95% | 0.86583 | 59.2228 | 7.8026 | 4.3019 | 4.3019 | 0 | 0% | 10.3874 | 1 | 1 | 1 | 68.4 | 9.0117 | 4.9685 | 4.5283 | 0.44021 | 8.86% | 715.5 | 59.2228 | 0 | 656.2772 | 715.5 | 68.4 | 0 | 647.1 | Winter | 0 | FALSE | 0 | 0 | 0 | 0 | 0 | 1 | 0 | 1
2003-12-24 | 12 | 24 | 11:00 | 13.3 | 11 | 1 | 56 |  | 0 | 0 | 5.2502 | 5.2502 | 95% | 0.7529 | 51.4981 | 6.7849 | 3.7408 | 3.7408 | 0 | 0% | 10.7127 | 1 | 1 | 1 | 68.4 | 9.0117 | 4.9685 | 3.9376 | 1.0309 | 20.75% | 737.75 | 51.4981 | 0 | 686.2519 | 737.75 | 68.4 | 0 | 669.35 | Winter | 0 | FALSE | 0 | 0 | 0 | 0 | 0 | 1 | 0 | 1
2003-12-24 | 12 | 24 | 12:00 | 13.3 | 12 | 1 | 56 |  | 0 | 0 | 5.2502 | 5.2502 | 95% | 0.7529 | 51.4981 | 6.7849 | 3.7408 | 3.7408 | 0 | 0% | 10.731 | 1 | 1 | 1 | 68.4 | 9.0117 | 4.9685 | 3.9376 | 1.0309 | 20.75% | 739 | 51.4981 | 0 | 687.5019 | 739 | 68.4 | 0 | 670.6 | Winter | 0 | FALSE | 0 | 0 | 0 | 0 | 0 | 1 | 0 | 1
2003-12-24 | 12 | 24 | 13:00 | 13.3 | 13 | 1 | 56 |  | 0 | 0 | 4.7252 | 4.7252 | 95% | 0.67761 | 46.3483 | 6.1064 | 3.3667 | 3.3667 | 0 | 0% | 11.0563 | 1 | 1 | 1 | 68.4 | 9.0117 | 4.9685 | 3.5439 | 1.4246 | 28.67% | 761.25 | 46.3483 | 0 | 714.9017 | 761.25 | 68.4 | 0 | 692.85 | Winter | 0 | FALSE | 0 | 0 | 0 | 0 | 0 | 1 | 0 | 1
2003-12-24 | 12 | 24 | 14:00 | 12.8 | 14 | 1 | 55 |  | 0 | 0 | 3.9376 | 3.9376 | 95% | 0.56467 | 38.6235 | 5.0887 | 2.8056 | 2.8056 | 0 | 0% | 11.0088 | 1 | 1 | 1 | 68.4 | 9.0117 | 4.9685 | 2.9532 | 2.0153 | 40.56% | 758 | 38.6235 | 0 | 719.3765 | 758 | 68.4 | 0 | 689.6 | Winter | 0 | FALSE | 0 | 0 | 0 | 0 | 0 | 1 | 0 | 1
2003-12-24 | 12 | 24 | 15:00 | 12.8 | 15 | 1 | 55 |  | 0 | 0 | 3.6751 | 3.6751 | 95% | 0.52703 | 36.0486 | 4.7494 | 2.6185 | 2.6185 | 0 | 0% | 10.7456 | 1 | 1 | 1 | 68.4 | 9.0117 | 4.9685 | 2.7564 | 2.2121 | 44.52% | 740 | 36.0486 | 0 | 703.9514 | 740 | 68.4 | 0 | 671.6 | Winter | 0 | FALSE | 0 | 0 | 0 | 0 | 0 | 1 | 0 | 1
2003-12-24 | 12 | 24 | 16:00 | 12.8 | 16 | 1 | 55 |  | 0 | 0 | 3.6751 | 3.6751 | 95% | 0.52703 | 36.0486 | 4.7494 | 2.6185 | 2.6185 | 0 | 0% | 10.4496 | 1 | 1 | 1 | 68.4 | 9.0117 | 4.9685 | 2.7564 | 2.2121 | 44.52% | 719.75 | 36.0486 | 0 | 683.7014 | 719.75 | 68.4 | 0 | 651.35 | Winter | 0 | FALSE | 0 | 0 | 0 | 0 | 0 | 1 | 0 | 1
2003-12-24 | 12 | 24 | 17:00 | 11.7 | 17 | 1 | 53 |  | 2 | 1.3688 | 4.7252 | 6.0939 | 95% | 0.87389 | 59.7743 | 7.8753 | 4.3419 | 4.3419 | 0 | 0% | 10.6177 | 1 | 1 | 1 | 68.4 | 9.0117 | 4.9685 | 4.5705 | 0.39804 | 8.011% | 731.25 | 59.7743 | 0 | 671.4757 | 731.25 | 68.4 | 0 | 662.85 | Winter | 1 | FALSE | 1 | 59.7743 | 68.4 | 0 | 0 | 1 | 0 | 1
2003-12-24 | 12 | 24 | 18:00 | 11.7 | 18 | 1 | 53 |  | 2 | 1.3688 | 6.0377 | 7.4065 | 95% | 1 | 68.4 | 9.0117 | 4.9685 | 4.9685 | 0 | 0% | 10.7639 | 1 | 1 | 1 | 68.4 | 9.0117 | 4.9685 | 4.9685 | 0 | 0% | 741.25 | 68.4 | 0 | 672.85 | 741.25 | 68.4 | 0 | 672.85 | Winter | 1 | FALSE | 1 | 68.4 | 68.4 | 0 | 0 | 0 | 1 | 1
2003-12-24 | 12 | 24 | 19:00 | 12.2 | 19 | 1 | 54 |  | 1 | 0.68439 | 6.5627 | 7.2471 | 95% | 1 | 68.4 | 9.0117 | 4.9685 | 4.9685 | 0 | 0% | 10.1754 | 1 | 1 | 1 | 68.4 | 9.0117 | 4.9685 | 4.9685 | 0 | 0% | 701 | 68.4 | 0 | 632.6 | 701 | 68.4 | 0 | 632.6 | Winter | 0 | FALSE | 0 | 0 | 0 | 0 | 0 | 0 | 1 | 1
2003-12-24 | 12 | 24 | 20:00 | 12.8 | 20 | 1 | 55 |  | 0 | 0 | 5.7752 | 5.7752 | 95% | 0.82819 | 56.6479 | 7.4634 | 4.1148 | 4.1148 | 0 | 0% | 9.7661 | 1 | 1 | 1 | 68.4 | 9.0117 | 4.9685 | 4.3314 | 0.63709 | 12.82% | 673 | 56.6479 | 0 | 616.3521 | 673 | 68.4 | 0 | 604.6 | Winter | 0 | FALSE | 0 | 0 | 0 | 0 | 0 | 1 | 0 | 1
2003-12-24 | 12 | 24 | 21:00 | 12.2 | 21 | 1 | 54 |  | 1 | 0.68439 | 4.7252 | 5.4096 | 95% | 0.77575 | 53.0613 | 6.9908 | 3.8543 | 3.8543 | 0 | 0% | 9.2069 | 1 | 1 | 1 | 68.4 | 9.0117 | 4.9685 | 4.0572 | 0.91133 | 18.34% | 634.75 | 53.0613 | 0 | 581.6887 | 634.75 | 68.4 | 0 | 566.35 | Winter | 0 | FALSE | 0 | 0 | 0 | 0 | 0 | 1 | 0 | 1
2003-12-24 | 12 | 24 | 22:00 | 13.3 | 22 | 1 | 56 |  | 0 | 0 | 4.2002 | 4.2002 | 95% | 0.60232 | 41.1985 | 5.4279 | 2.9926 | 2.9926 | 0 | 0% | 9.1667 | 1 | 1 | 1 | 68.4 | 9.0117 | 4.9685 | 3.1501 | 1.8184 | 36.6% | 632 | 41.1985 | 0 | 590.8015 | 632 | 68.4 | 0 | 563.6 | Winter | 0 | FALSE | 0 | 0 | 0 | 0 | 0 | 1 | 0 | 1
2003-12-24 | 12 | 24 | 23:00 | 12.8 | 23 | 1 | 55 |  | 0 | 0 | 5.2502 | 5.2502 | 95% | 0.7529 | 51.4981 | 6.7849 | 3.7408 | 3.7408 | 0 | 0% | 8.9401 | 1 | 1 | 1 | 68.4 | 9.0117 | 4.9685 | 3.9376 | 1.0309 | 20.75% | 616.5 | 51.4981 | 0 | 565.0019 | 616.5 | 68.4 | 0 | 548.1 | Winter | 0 | FALSE | 0 | 0 | 0 | 0 | 0 | 1 | 0 | 1
2003-12-24 | 12 | 24 | 24:00 | 11.7 | 0 | 1 | 53 |  | 2 | 1.3688 | 4.2002 | 5.5689 | 95% | 0.7986 | 54.6245 | 7.1968 | 3.9679 | 3.9679 | 0 | 0% | 9.0168 | 1 | 1 | 1 | 68.4 | 9.0117 | 4.9685 | 4.1767 | 0.7918 | 15.94% | 621.75 | 54.6245 | 0 | 567.1255 | 621.75 | 68.4 | 0 | 553.35 | Winter | 0 | FALSE | 0 | 0 | 0 | 0 | 0 | 1 | 0 | 1
2003-12-25 | 12 | 25 | 1:00 | 11.7 | 1 | 3 | 53 |  | 2 | 1.3688 | 3.9376 | 5.3064 | 95% | 0.76096 | 52.0496 | 6.8575 | 3.7808 | 3.7808 | 0 | 0% | 9.3019 | 1 | 1 | 1 | 68.4 | 9.0117 | 4.9685 | 3.9798 | 0.98869 | 19.9% | 641.25 | 52.0496 | 0 | 589.2004 | 641.25 | 68.4 | 0 | 572.85 | Winter | 0 | 0 | 0 | 0 | 0 | 0 | 0 | 1 | 0 | 1
2003-12-25 | 12 | 25 | 2:00 | 11.1 | 2 | 3 | 52 |  | 3 | 2.0532 | 3.1501 | 5.2033 | 95% | 0.74617 | 51.0379 | 6.7242 | 3.7073 | 3.7073 | 0 | 0% | 9.2507 | 1 | 1 | 1 | 68.4 | 9.0117 | 4.9685 | 3.9025 | 1.066 | 21.46% | 637.75 | 51.0379 | 0 | 586.7121 | 637.75 | 68.4 | 0 | 569.35 | Winter | 0 | 0 | 0 | 0 | 0 | 0 | 0 | 1 | 0 | 1
2003-12-25 | 12 | 25 | 3:00 | 10.6 | 3 | 3 | 51 |  | 4 | 2.7375 | 3.4126 | 6.1502 | 95% | 0.88196 | 60.3258 | 7.9479 | 4.382 | 4.382 | 0 | 0% | 8.8304 | 1 | 1 | 1 | 68.4 | 9.0117 | 4.9685 | 4.6126 | 0.35587 | 7.163% | 609 | 60.3258 | 0 | 548.6742 | 609 | 68.4 | 0 | 540.6 | Winter | 0 | 0 | 0 | 0 | 0 | 0 | 0 | 1 | 0 | 1
2003-12-25 | 12 | 25 | 4:00 | 10 | 4 | 3 | 50 |  | 5 | 3.4219 | 3.1501 | 6.572 | 95% | 0.94245 | 64.4639 | 8.4931 | 4.6826 | 4.6826 | 0 | 0% | 8.6952 | 1 | 1 | 1 | 68.4 | 9.0117 | 4.9685 | 4.929 | 0.039463 | 0.7943% | 599.75 | 64.4639 | 0 | 535.2861 | 599.75 | 68.4 | 0 | 531.35 | Winter | 0 | 0 | 0 | 0 | 0 | 0 | 0 | 1 | 0 | 1
2003-12-25 | 12 | 25 | 5:00 | 8.3 | 5 | 3 | 47 |  | 8 | 5.4751 | 3.1501 | 8.6252 | 95% | 1 | 68.4 | 9.0117 | 4.9685 | 4.9685 | 0 | 0% | 8.7975 | 1 | 1 | 1 | 68.4 | 9.0117 | 4.9685 | 4.9685 | 0 | 0% | 606.75 | 68.4 | 0 | 538.35 | 606.75 | 68.4 | 0 | 538.35 | Winter | 0 | 0 | 0 | 0 | 0 | 0 | 0 | 0 | 1 | 1
2003-12-25 | 12 | 25 | 6:00 | 8.3 | 6 | 3 | 47 |  | 8 | 5.4751 | 3.9376 | 9.4127 | 95% | 1 | 68.4 | 9.0117 | 4.9685 | 4.9685 | 0 | 0% | 8.973 | 1 | 1 | 1 | 68.4 | 9.0117 | 4.9685 | 4.9685 | 0 | 0% | 618.75 | 68.4 | 0 | 550.35 | 618.75 | 68.4 | 0 | 550.35 | Winter | 0 | 0 | 0 | 0 | 0 | 0 | 0 | 0 | 1 | 1
2003-12-25 | 12 | 25 | 7:00 | 8.3 | 7 | 3 | 47 |  | 8 | 5.4751 | 4.7252 | 10.2003 | 95% | 1 | 68.4 | 9.0117 | 4.9685 | 4.9685 | 0 | 0% | 9.4993 | 1 | 1 | 1 | 68.4 | 9.0117 | 4.9685 | 4.9685 | 0 | 0% | 654.75 | 68.4 | 0 | 586.35 | 654.75 | 68.4 | 0 | 586.35 | Winter | 0 | 0 | 0 | 0 | 0 | 0 | 0 | 0 | 1 | 1
2003-12-25 | 12 | 25 | 8:00 | 7.8 | 8 | 3 | 46 |  | 9 | 6.1595 | 7.6128 | 13.7723 | 95% | 1 | 68.4 | 9.0117 | 4.9685 | 4.9685 | 0 | 0% | 10.1535 | 1 | 1 | 1 | 68.4 | 9.0117 | 4.9685 | 4.9685 | 0 | 0% | 699.5 | 68.4 | 0 | 631.1 | 699.5 | 68.4 | 0 | 631.1 | Winter | 0 | 0 | 0 | 0 | 0 | 0 | 0 | 0 | 1 | 1
2003-12-25 | 12 | 25 | 9:00 | 8.3 | 9 | 3 | 47 |  | 8 | 5.4751 | 6.5627 | 12.0378 | 95% | 1 | 68.4 | 9.0117 | 4.9685 | 4.9685 | 0 | 0% | 10.2412 | 1 | 1 | 1 | 68.4 | 9.0117 | 4.9685 | 4.9685 | 0 | 0% | 705.5 | 68.4 | 0 | 637.1 | 705.5 | 68.4 | 0 | 637.1 | Winter | 0 | 0 | 0 | 0 | 0 | 0 | 0 | 0 | 1 | 1
2003-12-25 | 12 | 25 | 10:00 | 9.4 | 10 | 3 | 49 |  | 6 | 4.1063 | 6.0377 | 10.144 | 95% | 1 | 68.4 | 9.0117 | 4.9685 | 4.9685 | 0 | 0% | 9.9306 | 1 | 1 | 1 | 68.4 | 9.0117 | 4.9685 | 4.9685 | 0 | 0% | 684.25 | 68.4 | 0 | 615.85 | 684.25 | 68.4 | 0 | 615.85 | Winter | 0 | 0 | 0 | 0 | 0 | 0 | 0 | 0 | 1 | 1
2003-12-25 | 12 | 25 | 11:00 | 9.4 | 11 | 3 | 49 |  | 6 | 4.1063 | 5.2502 | 9.3565 | 95% | 1 | 68.4 | 9.0117 | 4.9685 | 4.9685 | 0 | 0% | 9.7807 | 1 | 1 | 1 | 68.4 | 9.0117 | 4.9685 | 4.9685 | 0 | 0% | 674 | 68.4 | 0 | 605.6 | 674 | 68.4 | 0 | 605.6 | Winter | 0 | 0 | 0 | 0 | 0 | 0 | 0 | 0 | 1 | 1
2003-12-25 | 12 | 25 | 12:00 | 10 | 12 | 3 | 50 |  | 5 | 3.4219 | 5.2502 | 8.6721 | 95% | 1 | 68.4 | 9.0117 | 4.9685 | 4.9685 | 0 | 0% | 9.7295 | 1 | 1 | 1 | 68.4 | 9.0117 | 4.9685 | 4.9685 | 0 | 0% | 670.5 | 68.4 | 0 | 602.1 | 670.5 | 68.4 | 0 | 602.1 | Winter | 0 | 0 | 0 | 0 | 0 | 0 | 0 | 0 | 1 | 1
2003-12-25 | 12 | 25 | 13:00 | 10 | 13 | 3 | 50 |  | 5 | 3.4219 | 4.7252 | 8.1471 | 95% | 1 | 68.4 | 9.0117 | 4.9685 | 4.9685 | 0 | 0% | 9.8282 | 1 | 1 | 1 | 68.4 | 9.0117 | 4.9685 | 4.9685 | 0 | 0% | 677.25 | 68.4 | 0 | 608.85 | 677.25 | 68.4 | 0 | 608.85 | Winter | 0 | 0 | 0 | 0 | 0 | 0 | 0 | 0 | 1 | 1
2003-12-25 | 12 | 25 | 14:00 | 10 | 14 | 3 | 50 |  | 5 | 3.4219 | 3.9376 | 7.3596 | 95% | 1 | 68.4 | 9.0117 | 4.9685 | 4.9685 | 0 | 0% | 10.1827 | 1 | 1 | 1 | 68.4 | 9.0117 | 4.9685 | 4.9685 | 0 | 0% | 701.5 | 68.4 | 0 | 633.1 | 701.5 | 68.4 | 0 | 633.1 | Winter | 0 | 0 | 0 | 0 | 0 | 0 | 0 | 0 | 1 | 1
2003-12-25 | 12 | 25 | 15:00 | 8.9 | 15 | 3 | 48 |  | 7 | 4.7907 | 3.6751 | 8.4658 | 95% | 1 | 68.4 | 9.0117 | 4.9685 | 4.9685 | 0 | 0% | 10.0731 | 1 | 1 | 1 | 68.4 | 9.0117 | 4.9685 | 4.9685 | 0 | 0% | 694 | 68.4 | 0 | 625.6 | 694 | 68.4 | 0 | 625.6 | Winter | 0 | 0 | 0 | 0 | 0 | 0 | 0 | 0 | 1 | 1
2003-12-25 | 12 | 25 | 16:00 | 7.2 | 16 | 3 | 45 |  | 10 | 6.8439 | 3.6751 | 10.519 | 95% | 1 | 68.4 | 9.0117 | 4.9685 | 4.9685 | 0 | 0% | 9.799 | 1 | 1 | 1 | 68.4 | 9.0117 | 4.9685 | 4.9685 | 0 | 0% | 675.25 | 68.4 | 0 | 606.85 | 675.25 | 68.4 | 0 | 606.85 | Winter | 0 | 0 | 0 | 0 | 0 | 0 | 0 | 0 | 1 | 1
2003-12-25 | 12 | 25 | 17:00 | 6.7 | 17 | 3 | 44 |  | 11 | 7.5283 | 4.7252 | 12.2534 | 95% | 1 | 68.4 | 9.0117 | 4.9685 | 4.9685 | 0 | 0% | 10.117 | 1 | 1 | 1 | 68.4 | 9.0117 | 4.9685 | 4.9685 | 0 | 0% | 697 | 68.4 | 0 | 628.6 | 697 | 68.4 | 0 | 628.6 | Winter | 0 | 0 | 0 | 0 | 0 | 0 | 0 | 0 | 1 | 1
2003-12-25 | 12 | 25 | 18:00 | 6.1 | 18 | 3 | 43 |  | 12 | 8.2126 | 6.0377 | 14.2504 | 95% | 1 | 68.4 | 9.0117 | 4.9685 | 4.9685 | 0 | 0% | 10.2156 | 1 | 1 | 1 | 68.4 | 9.0117 | 4.9685 | 4.9685 | 0 | 0% | 703.75 | 68.4 | 0 | 635.35 | 703.75 | 68.4 | 0 | 635.35 | Winter | 0 | 0 | 0 | 0 | 0 | 0 | 0 | 0 | 1 | 1
2003-12-25 | 12 | 25 | 19:00 | 5 | 19 | 3 | 41 |  | 14 | 9.5814 | 6.5627 | 16.1442 | 95% | 1 | 68.4 | 9.0117 | 4.9685 | 4.9685 | 0 | 0% | 9.682 | 1 | 1 | 1 | 68.4 | 9.0117 | 4.9685 | 4.9685 | 0 | 0% | 667.25 | 68.4 | 0 | 598.85 | 667.25 | 68.4 | 0 | 598.85 | Winter | 0 | 0 | 0 | 0 | 0 | 0 | 0 | 0 | 1 | 1
2003-12-25 | 12 | 25 | 20:00 | 4.4 | 20 | 3 | 40 |  | 15 | 10.2658 | 5.7752 | 16.041 | 95% | 1 | 68.4 | 9.0117 | 4.9685 | 4.9685 | 0 | 0% | 9.3933 | 1 | 1 | 1 | 68.4 | 9.0117 | 4.9685 | 4.9685 | 0 | 0% | 647.5 | 68.4 | 0 | 579.1 | 647.5 | 68.4 | 0 | 579.1 | Winter | 0 | 0 | 0 | 0 | 0 | 0 | 0 | 0 | 1 | 1
2003-12-25 | 12 | 25 | 21:00 | 3.3 | 21 | 3 | 38 |  | 17 | 11.6346 | 4.7252 | 16.3597 | 95% | 1 | 68.4 | 9.0117 | 4.9685 | 4.9685 | 0 | 0% | 8.973 | 1 | 1 | 1 | 68.4 | 9.0117 | 4.9685 | 4.9685 | 0 | 0% | 618.75 | 68.4 | 0 | 550.35 | 618.75 | 68.4 | 0 | 550.35 | Winter | 0 | 0 | 0 | 0 | 0 | 0 | 0 | 0 | 1 | 1
2003-12-25 | 12 | 25 | 22:00 | 2.8 | 22 | 3 | 37 |  | 18 | 12.319 | 4.2002 | 16.5191 | 95% | 1 | 68.4 | 9.0117 | 4.9685 | 4.9685 | 0 | 0% | 9.2215 | 1 | 1 | 1 | 68.4 | 9.0117 | 4.9685 | 4.9685 | 0 | 0% | 635.75 | 68.4 | 0 | 567.35 | 635.75 | 68.4 | 0 | 567.35 | Winter | 0 | 0 | 0 | 0 | 0 | 0 | 0 | 0 | 1 | 1
2003-12-25 | 12 | 25 | 23:00 | 2.8 | 23 | 3 | 37 |  | 18 | 12.319 | 5.2502 | 17.5692 | 95% | 1 | 68.4 | 9.0117 | 4.9685 | 4.9685 | 0 | 0% | 9.2873 | 1 | 1 | 1 | 68.4 | 9.0117 | 4.9685 | 4.9685 | 0 | 0% | 640.25 | 68.4 | 0 | 571.85 | 640.25 | 68.4 | 0 | 571.85 | Winter | 0 | 0 | 0 | 0 | 0 | 0 | 0 | 0 | 1 | 1
2003-12-25 | 12 | 25 | 24:00 | 2.2 | 0 | 3 | 36 |  | 19 | 13.0033 | 4.2002 | 17.2035 | 95% | 1 | 68.4 | 9.0117 | 4.9685 | 4.9685 | 0 | 0% | 8.8048 | 1 | 1 | 1 | 68.4 | 9.0117 | 4.9685 | 4.9685 | 0 | 0% | 607.25 | 68.4 | 0 | 538.85 | 607.25 | 68.4 | 0 | 538.85 | Winter | 0 | 0 | 0 | 0 | 0 | 0 | 0 | 0 | 1 | 1
2003-12-26 | 12 | 26 | 1:00 | 1.7 | 1 | 1 | 35 |  | 20 | 13.6877 | 3.9376 | 17.6254 | 95% | 1 | 68.4 | 9.0117 | 4.9685 | 4.9685 | 0 | 0% | 9.0607 | 1 | 1 | 1 | 68.4 | 9.0117 | 4.9685 | 4.9685 | 0 | 0% | 624.75 | 68.4 | 0 | 556.35 | 624.75 | 68.4 | 0 | 556.35 | Winter | 0 | FALSE | 0 | 0 | 0 | 0 | 0 | 0 | 1 | 1
2003-12-26 | 12 | 26 | 2:00 | 1.7 | 2 | 1 | 35 |  | 20 | 13.6877 | 3.1501 | 16.8379 | 95% | 1 | 68.4 | 9.0117 | 4.9685 | 4.9685 | 0 | 0% | 9.1776 | 1 | 1 | 1 | 68.4 | 9.0117 | 4.9685 | 4.9685 | 0 | 0% | 632.75 | 68.4 | 0 | 564.35 | 632.75 | 68.4 | 0 | 564.35 | Winter | 0 | FALSE | 0 | 0 | 0 | 0 | 0 | 0 | 1 | 1
2003-12-26 | 12 | 26 | 3:00 | 1.1 | 3 | 1 | 34 |  | 21 | 14.3721 | 3.4126 | 17.7847 | 95% | 1 | 68.4 | 9.0117 | 4.9685 | 4.9685 | 0 | 0% | 9.0534 | 1 | 1 | 1 | 68.4 | 9.0117 | 4.9685 | 4.9685 | 0 | 0% | 624.25 | 68.4 | 0 | 555.85 | 624.25 | 68.4 | 0 | 555.85 | Winter | 0 | FALSE | 0 | 0 | 0 | 0 | 0 | 0 | 1 | 1
2003-12-26 | 12 | 26 | 4:00 | 0.6 | 4 | 1 | 33 |  | 22 | 15.0565 | 3.1501 | 18.2066 | 95% | 1 | 68.4 | 9.0117 | 4.9685 | 4.9685 | 0 | 0% | 8.7865 | 1 | 1 | 1 | 68.4 | 9.0117 | 4.9685 | 4.9685 | 0 | 0% | 606 | 68.4 | 0 | 537.6 | 606 | 68.4 | 0 | 537.6 | Winter | 0 | FALSE | 0 | 0 | 0 | 0 | 0 | 0 | 1 | 1
2003-12-26 | 12 | 26 | 5:00 | 0.6 | 5 | 1 | 33 |  | 22 | 15.0565 | 3.1501 | 18.2066 | 95% | 1 | 68.4 | 9.0117 | 4.9685 | 4.9685 | 0 | 0% | 9.0607 | 1 | 1 | 1 | 68.4 | 9.0117 | 4.9685 | 4.9685 | 0 | 0% | 624.75 | 68.4 | 0 | 556.35 | 624.75 | 68.4 | 0 | 556.35 | Winter | 0 | FALSE | 0 | 0 | 0 | 0 | 0 | 0 | 1 | 1
2003-12-26 | 12 | 26 | 6:00 | 0.6 | 6 | 1 | 33 |  | 22 | 15.0565 | 3.9376 | 18.9942 | 95% | 1 | 68.4 | 9.0117 | 4.9685 | 4.9685 | 0 | 0% | 9.1082 | 1 | 1 | 1 | 68.4 | 9.0117 | 4.9685 | 4.9685 | 0 | 0% | 628 | 68.4 | 0 | 559.6 | 628 | 68.4 | 0 | 559.6 | Winter | 0 | FALSE | 0 | 0 | 0 | 0 | 0 | 0 | 1 | 1
2003-12-26 | 12 | 26 | 7:00 | 1.1 | 7 | 1 | 34 |  | 21 | 14.3721 | 4.7252 | 19.0973 | 95% | 1 | 68.4 | 9.0117 | 4.9685 | 4.9685 | 0 | 0% | 9.0716 | 1 | 1 | 1 | 68.4 | 9.0117 | 4.9685 | 4.9685 | 0 | 0% | 625.5 | 68.4 | 0 | 557.1 | 625.5 | 68.4 | 0 | 557.1 | Winter | 0 | FALSE | 0 | 0 | 0 | 0 | 0 | 0 | 1 | 1
2003-12-26 | 12 | 26 | 8:00 | 1.1 | 8 | 1 | 34 |  | 21 | 14.3721 | 7.6128 | 21.9849 | 95% | 1 | 68.4 | 9.0117 | 4.9685 | 4.9685 | 0 | 0% | 10.0731 | 1 | 1 | 1 | 68.4 | 9.0117 | 4.9685 | 4.9685 | 0 | 0% | 694 | 68.4 | 0 | 625.6 | 694 | 68.4 | 0 | 625.6 | Winter | 0 | FALSE | 0 | 0 | 0 | 0 | 0 | 0 | 1 | 1
2003-12-26 | 12 | 26 | 9:00 | 1.7 | 9 | 1 | 35 |  | 20 | 13.6877 | 6.5627 | 20.2505 | 95% | 1 | 68.4 | 9.0117 | 4.9685 | 4.9685 | 0 | 0% | 9.8428 | 1 | 1 | 1 | 68.4 | 9.0117 | 4.9685 | 4.9685 | 0 | 0% | 678.25 | 68.4 | 0 | 609.85 | 678.25 | 68.4 | 0 | 609.85 | Winter | 0 | FALSE | 0 | 0 | 0 | 0 | 0 | 0 | 1 | 1
2003-12-26 | 12 | 26 | 10:00 | 2.2 | 10 | 1 | 36 |  | 19 | 13.0033 | 6.0377 | 19.0411 | 95% | 1 | 68.4 | 9.0117 | 4.9685 | 4.9685 | 0 | 0% | 9.9963 | 1 | 1 | 1 | 68.4 | 9.0117 | 4.9685 | 4.9685 | 0 | 0% | 688.75 | 68.4 | 0 | 620.35 | 688.75 | 68.4 | 0 | 620.35 | Winter | 0 | FALSE | 0 | 0 | 0 | 0 | 0 | 0 | 1 | 1
2003-12-26 | 12 | 26 | 11:00 | 2.2 | 11 | 1 | 36 |  | 19 | 13.0033 | 5.2502 | 18.2535 | 95% | 1 | 68.4 | 9.0117 | 4.9685 | 4.9685 | 0 | 0% | 10.3216 | 1 | 1 | 1 | 68.4 | 9.0117 | 4.9685 | 4.9685 | 0 | 0% | 711 | 68.4 | 0 | 642.6 | 711 | 68.4 | 0 | 642.6 | Winter | 0 | FALSE | 0 | 0 | 0 | 0 | 0 | 0 | 1 | 1
2003-12-26 | 12 | 26 | 12:00 | 3.3 | 12 | 1 | 38 |  | 17 | 11.6346 | 5.2502 | 16.8848 | 95% | 1 | 68.4 | 9.0117 | 4.9685 | 4.9685 | 0 | 0% | 10.5775 | 1 | 1 | 1 | 68.4 | 9.0117 | 4.9685 | 4.9685 | 0 | 0% | 728.5 | 68.4 | 0 | 660.1 | 728.5 | 68.4 | 0 | 660.1 | Winter | 0 | FALSE | 0 | 0 | 0 | 0 | 0 | 0 | 1 | 1
2003-12-26 | 12 | 26 | 13:00 | 3.3 | 13 | 1 | 38 |  | 17 | 11.6346 | 4.7252 | 16.3597 | 95% | 1 | 68.4 | 9.0117 | 4.9685 | 4.9685 | 0 | 0% | 10.7712 | 1 | 1 | 1 | 68.4 | 9.0117 | 4.9685 | 4.9685 | 0 | 0% | 741.75 | 68.4 | 0 | 673.35 | 741.75 | 68.4 | 0 | 673.35 | Winter | 0 | FALSE | 0 | 0 | 0 | 0 | 0 | 0 | 1 | 1
2003-12-26 | 12 | 26 | 14:00 | 3.3 | 14 | 1 | 38 |  | 17 | 11.6346 | 3.9376 | 15.5722 | 95% | 1 | 68.4 | 9.0117 | 4.9685 | 4.9685 | 0 | 0% | 10.8077 | 1 | 1 | 1 | 68.4 | 9.0117 | 4.9685 | 4.9685 | 0 | 0% | 744.25 | 68.4 | 0 | 675.85 | 744.25 | 68.4 | 0 | 675.85 | Winter | 0 | FALSE | 0 | 0 | 0 | 0 | 0 | 0 | 1 | 1
2003-12-26 | 12 | 26 | 15:00 | 3.3 | 15 | 1 | 38 |  | 17 | 11.6346 | 3.6751 | 15.3097 | 95% | 1 | 68.4 | 9.0117 | 4.9685 | 4.9685 | 0 | 0% | 10.2814 | 1 | 1 | 1 | 68.4 | 9.0117 | 4.9685 | 4.9685 | 0 | 0% | 708.25 | 68.4 | 0 | 639.85 | 708.25 | 68.4 | 0 | 639.85 | Winter | 0 | FALSE | 0 | 0 | 0 | 0 | 0 | 0 | 1 | 1
2003-12-26 | 12 | 26 | 16:00 | 3.9 | 16 | 1 | 39 |  | 16 | 10.9502 | 3.6751 | 14.6253 | 95% | 1 | 68.4 | 9.0117 | 4.9685 | 4.9685 | 0 | 0% | 10.2485 | 1 | 1 | 1 | 68.4 | 9.0117 | 4.9685 | 4.9685 | 0 | 0% | 706 | 68.4 | 0 | 637.6 | 706 | 68.4 | 0 | 637.6 | Winter | 0 | FALSE | 0 | 0 | 0 | 0 | 0 | 0 | 1 | 1
2003-12-26 | 12 | 26 | 17:00 | 3.9 | 17 | 1 | 39 |  | 16 | 10.9502 | 4.7252 | 15.6754 | 95% | 1 | 68.4 | 9.0117 | 4.9685 | 4.9685 | 0 | 0% | 10.5227 | 1 | 1 | 1 | 68.4 | 9.0117 | 4.9685 | 4.9685 | 0 | 0% | 724.75 | 68.4 | 0 | 656.35 | 724.75 | 68.4 | 0 | 656.35 | Winter | 1 | FALSE | 1 | 68.4 | 68.4 | 0 | 0 | 0 | 1 | 1
2003-12-26 | 12 | 26 | 18:00 | 3.9 | 18 | 1 | 39 |  | 16 | 10.9502 | 6.0377 | 16.9879 | 95% | 1 | 68.4 | 9.0117 | 4.9685 | 4.9685 | 0 | 0% | 10.2412 | 1 | 1 | 1 | 68.4 | 9.0117 | 4.9685 | 4.9685 | 0 | 0% | 705.5 | 68.4 | 0 | 637.1 | 705.5 | 68.4 | 0 | 637.1 | Winter | 1 | FALSE | 1 | 68.4 | 68.4 | 0 | 0 | 0 | 1 | 1
2003-12-26 | 12 | 26 | 19:00 | 3.9 | 19 | 1 | 39 |  | 16 | 10.9502 | 6.5627 | 17.5129 | 95% | 1 | 68.4 | 9.0117 | 4.9685 | 4.9685 | 0 | 0% | 9.8392 | 1 | 1 | 1 | 68.4 | 9.0117 | 4.9685 | 4.9685 | 0 | 0% | 678 | 68.4 | 0 | 609.6 | 678 | 68.4 | 0 | 609.6 | Winter | 0 | FALSE | 0 | 0 | 0 | 0 | 0 | 0 | 1 | 1
2003-12-26 | 12 | 26 | 20:00 | 3.9 | 20 | 1 | 39 |  | 16 | 10.9502 | 5.7752 | 16.7254 | 95% | 1 | 68.4 | 9.0117 | 4.9685 | 4.9685 | 0 | 0% | 9.8282 | 1 | 1 | 1 | 68.4 | 9.0117 | 4.9685 | 4.9685 | 0 | 0% | 677.25 | 68.4 | 0 | 608.85 | 677.25 | 68.4 | 0 | 608.85 | Winter | 0 | FALSE | 0 | 0 | 0 | 0 | 0 | 0 | 1 | 1
2003-12-26 | 12 | 26 | 21:00 | 3.3 | 21 | 1 | 38 |  | 17 | 11.6346 | 4.7252 | 16.3597 | 95% | 1 | 68.4 | 9.0117 | 4.9685 | 4.9685 | 0 | 0% | 9.4189 | 1 | 1 | 1 | 68.4 | 9.0117 | 4.9685 | 4.9685 | 0 | 0% | 649.25 | 68.4 | 0 | 580.85 | 649.25 | 68.4 | 0 | 580.85 | Winter | 0 | FALSE | 0 | 0 | 0 | 0 | 0 | 0 | 1 | 1
2003-12-26 | 12 | 26 | 22:00 | 2.8 | 22 | 1 | 37 |  | 18 | 12.319 | 4.2002 | 16.5191 | 95% | 1 | 68.4 | 9.0117 | 4.9685 | 4.9685 | 0 | 0% | 9.2398 | 1 | 1 | 1 | 68.4 | 9.0117 | 4.9685 | 4.9685 | 0 | 0% | 637 | 68.4 | 0 | 568.6 | 637 | 68.4 | 0 | 568.6 | Winter | 0 | FALSE | 0 | 0 | 0 | 0 | 0 | 0 | 1 | 1
2003-12-26 | 12 | 26 | 23:00 | 2.8 | 23 | 1 | 37 |  | 18 | 12.319 | 5.2502 | 17.5692 | 95% | 1 | 68.4 | 9.0117 | 4.9685 | 4.9685 | 0 | 0% | 9.0205 | 1 | 1 | 1 | 68.4 | 9.0117 | 4.9685 | 4.9685 | 0 | 0% | 622 | 68.4 | 0 | 553.6 | 622 | 68.4 | 0 | 553.6 | Winter | 0 | FALSE | 0 | 0 | 0 | 0 | 0 | 0 | 1 | 1
2003-12-26 | 12 | 26 | 24:00 | 2.8 | 0 | 1 | 37 |  | 18 | 12.319 | 4.2002 | 16.5191 | 95% | 1 | 68.4 | 9.0117 | 4.9685 | 4.9685 | 0 | 0% | 9.0314 | 1 | 1 | 1 | 68.4 | 9.0117 | 4.9685 | 4.9685 | 0 | 0% | 622.75 | 68.4 | 0 | 554.35 | 622.75 | 68.4 | 0 | 554.35 | Winter | 0 | FALSE | 0 | 0 | 0 | 0 | 0 | 0 | 1 | 1
2003-12-27 | 12 | 27 | 1:00 | 2.8 | 1 | 2 | 37 |  | 18 | 12.319 | 3.9376 | 16.2566 | 95% | 1 | 68.4 | 9.0117 | 4.9685 | 4.9685 | 0 | 0% | 9.0789 | 1 | 1 | 1 | 68.4 | 9.0117 | 4.9685 | 4.9685 | 0 | 0% | 626 | 68.4 | 0 | 557.6 | 626 | 68.4 | 0 | 557.6 | Winter | 0 | 0 | 0 | 0 | 0 | 0 | 0 | 0 | 1 | 1
2003-12-27 | 12 | 27 | 2:00 | 2.8 | 2 | 2 | 37 |  | 18 | 12.319 | 3.1501 | 15.4691 | 95% | 1 | 68.4 | 9.0117 | 4.9685 | 4.9685 | 0 | 0% | 8.7683 | 1 | 1 | 1 | 68.4 | 9.0117 | 4.9685 | 4.9685 | 0 | 0% | 604.75 | 68.4 | 0 | 536.35 | 604.75 | 68.4 | 0 | 536.35 | Winter | 0 | 0 | 0 | 0 | 0 | 0 | 0 | 0 | 1 | 1
2003-12-27 | 12 | 27 | 3:00 | 2.8 | 3 | 2 | 37 |  | 18 | 12.319 | 3.4126 | 15.7316 | 95% | 1 | 68.4 | 9.0117 | 4.9685 | 4.9685 | 0 | 0% | 9.2544 | 1 | 1 | 1 | 68.4 | 9.0117 | 4.9685 | 4.9685 | 0 | 0% | 638 | 68.4 | 0 | 569.6 | 638 | 68.4 | 0 | 569.6 | Winter | 0 | 0 | 0 | 0 | 0 | 0 | 0 | 0 | 1 | 1
2003-12-27 | 12 | 27 | 4:00 | 2.2 | 4 | 2 | 36 |  | 19 | 13.0033 | 3.1501 | 16.1535 | 95% | 1 | 68.4 | 9.0117 | 4.9685 | 4.9685 | 0 | 0% | 8.7573 | 1 | 1 | 1 | 68.4 | 9.0117 | 4.9685 | 4.9685 | 0 | 0% | 604 | 68.4 | 0 | 535.6 | 604 | 68.4 | 0 | 535.6 | Winter | 0 | 0 | 0 | 0 | 0 | 0 | 0 | 0 | 1 | 1
2003-12-27 | 12 | 27 | 5:00 | 2.2 | 5 | 2 | 36 |  | 19 | 13.0033 | 3.1501 | 16.1535 | 95% | 1 | 68.4 | 9.0117 | 4.9685 | 4.9685 | 0 | 0% | 9.163 | 1 | 1 | 1 | 68.4 | 9.0117 | 4.9685 | 4.9685 | 0 | 0% | 631.75 | 68.4 | 0 | 563.35 | 631.75 | 68.4 | 0 | 563.35 | Winter | 0 | 0 | 0 | 0 | 0 | 0 | 0 | 0 | 1 | 1
2003-12-27 | 12 | 27 | 6:00 | 2.2 | 6 | 2 | 36 |  | 19 | 13.0033 | 3.9376 | 16.941 | 95% | 1 | 68.4 | 9.0117 | 4.9685 | 4.9685 | 0 | 0% | 8.8158 | 1 | 1 | 1 | 68.4 | 9.0117 | 4.9685 | 4.9685 | 0 | 0% | 608 | 68.4 | 0 | 539.6 | 608 | 68.4 | 0 | 539.6 | Winter | 0 | 0 | 0 | 0 | 0 | 0 | 0 | 0 | 1 | 1
2003-12-27 | 12 | 27 | 7:00 | 1.1 | 7 | 2 | 34 |  | 21 | 14.3721 | 4.7252 | 19.0973 | 95% | 1 | 68.4 | 9.0117 | 4.9685 | 4.9685 | 0 | 0% | 8.9401 | 1 | 1 | 1 | 68.4 | 9.0117 | 4.9685 | 4.9685 | 0 | 0% | 616.5 | 68.4 | 0 | 548.1 | 616.5 | 68.4 | 0 | 548.1 | Winter | 0 | 0 | 0 | 0 | 0 | 0 | 0 | 0 | 1 | 1
2003-12-27 | 12 | 27 | 8:00 | 1.7 | 8 | 2 | 35 |  | 20 | 13.6877 | 7.6128 | 21.3005 | 95% | 1 | 68.4 | 9.0117 | 4.9685 | 4.9685 | 0 | 0% | 9.6711 | 1 | 1 | 1 | 68.4 | 9.0117 | 4.9685 | 4.9685 | 0 | 0% | 666.5 | 68.4 | 0 | 598.1 | 666.5 | 68.4 | 0 | 598.1 | Winter | 0 | 0 | 0 | 0 | 0 | 0 | 0 | 0 | 1 | 1
2003-12-27 | 12 | 27 | 9:00 | 2.8 | 9 | 2 | 37 |  | 18 | 12.319 | 6.5627 | 18.8817 | 95% | 1 | 68.4 | 9.0117 | 4.9685 | 4.9685 | 0 | 0% | 9.6235 | 1 | 1 | 1 | 68.4 | 9.0117 | 4.9685 | 4.9685 | 0 | 0% | 663.25 | 68.4 | 0 | 594.85 | 663.25 | 68.4 | 0 | 594.85 | Winter | 0 | 0 | 0 | 0 | 0 | 0 | 0 | 0 | 1 | 1
2003-12-27 | 12 | 27 | 10:00 | 3.9 | 10 | 2 | 39 |  | 16 | 10.9502 | 6.0377 | 16.9879 | 95% | 1 | 68.4 | 9.0117 | 4.9685 | 4.9685 | 0 | 0% | 9.9635 | 1 | 1 | 1 | 68.4 | 9.0117 | 4.9685 | 4.9685 | 0 | 0% | 686.5 | 68.4 | 0 | 618.1 | 686.5 | 68.4 | 0 | 618.1 | Winter | 0 | 0 | 0 | 0 | 0 | 0 | 0 | 0 | 1 | 1
2003-12-27 | 12 | 27 | 11:00 | 5.6 | 11 | 2 | 42 |  | 13 | 8.897 | 5.2502 | 14.1472 | 95% | 1 | 68.4 | 9.0117 | 4.9685 | 4.9685 | 0 | 0% | 10.3363 | 1 | 1 | 1 | 68.4 | 9.0117 | 4.9685 | 4.9685 | 0 | 0% | 712 | 68.4 | 0 | 643.6 | 712 | 68.4 | 0 | 643.6 | Winter | 0 | 0 | 0 | 0 | 0 | 0 | 0 | 0 | 1 | 1
2003-12-27 | 12 | 27 | 12:00 | 7.2 | 12 | 2 | 45 |  | 10 | 6.8439 | 5.2502 | 12.0941 | 95% | 1 | 68.4 | 9.0117 | 4.9685 | 4.9685 | 0 | 0% | 10.2558 | 1 | 1 | 1 | 68.4 | 9.0117 | 4.9685 | 4.9685 | 0 | 0% | 706.5 | 68.4 | 0 | 638.1 | 706.5 | 68.4 | 0 | 638.1 | Winter | 0 | 0 | 0 | 0 | 0 | 0 | 0 | 0 | 1 | 1
2003-12-27 | 12 | 27 | 13:00 | 8.3 | 13 | 2 | 47 |  | 8 | 5.4751 | 4.7252 | 10.2003 | 95% | 1 | 68.4 | 9.0117 | 4.9685 | 4.9685 | 0 | 0% | 10.0439 | 1 | 1 | 1 | 68.4 | 9.0117 | 4.9685 | 4.9685 | 0 | 0% | 692 | 68.4 | 0 | 623.6 | 692 | 68.4 | 0 | 623.6 | Winter | 0 | 0 | 0 | 0 | 0 | 0 | 0 | 0 | 1 | 1
2003-12-27 | 12 | 27 | 14:00 | 8.3 | 14 | 2 | 47 |  | 8 | 5.4751 | 3.9376 | 9.4127 | 95% | 1 | 68.4 | 9.0117 | 4.9685 | 4.9685 | 0 | 0% | 10.3034 | 1 | 1 | 1 | 68.4 | 9.0117 | 4.9685 | 4.9685 | 0 | 0% | 709.75 | 68.4 | 0 | 641.35 | 709.75 | 68.4 | 0 | 641.35 | Winter | 0 | 0 | 0 | 0 | 0 | 0 | 0 | 0 | 1 | 1
2003-12-27 | 12 | 27 | 15:00 | 8.9 | 15 | 2 | 48 |  | 7 | 4.7907 | 3.6751 | 8.4658 | 95% | 1 | 68.4 | 9.0117 | 4.9685 | 4.9685 | 0 | 0% | 10.0804 | 1 | 1 | 1 | 68.4 | 9.0117 | 4.9685 | 4.9685 | 0 | 0% | 694.5 | 68.4 | 0 | 626.1 | 694.5 | 68.4 | 0 | 626.1 | Winter | 0 | 0 | 0 | 0 | 0 | 0 | 0 | 0 | 1 | 1
2003-12-27 | 12 | 27 | 16:00 | 7.8 | 16 | 2 | 46 |  | 9 | 6.1595 | 3.6751 | 9.8346 | 95% | 1 | 68.4 | 9.0117 | 4.9685 | 4.9685 | 0 | 0% | 9.9452 | 1 | 1 | 1 | 68.4 | 9.0117 | 4.9685 | 4.9685 | 0 | 0% | 685.25 | 68.4 | 0 | 616.85 | 685.25 | 68.4 | 0 | 616.85 | Winter | 0 | 0 | 0 | 0 | 0 | 0 | 0 | 0 | 1 | 1
2003-12-27 | 12 | 27 | 17:00 | 6.1 | 17 | 2 | 43 |  | 12 | 8.2126 | 4.7252 | 12.9378 | 95% | 1 | 68.4 | 9.0117 | 4.9685 | 4.9685 | 0 | 0% | 9.682 | 1 | 1 | 1 | 68.4 | 9.0117 | 4.9685 | 4.9685 | 0 | 0% | 667.25 | 68.4 | 0 | 598.85 | 667.25 | 68.4 | 0 | 598.85 | Winter | 0 | 0 | 0 | 0 | 0 | 0 | 0 | 0 | 1 | 1
2003-12-27 | 12 | 27 | 18:00 | 4.4 | 18 | 2 | 40 |  | 15 | 10.2658 | 6.0377 | 16.3035 | 95% | 1 | 68.4 | 9.0117 | 4.9685 | 4.9685 | 0 | 0% | 9.6674 | 1 | 1 | 1 | 68.4 | 9.0117 | 4.9685 | 4.9685 | 0 | 0% | 666.25 | 68.4 | 0 | 597.85 | 666.25 | 68.4 | 0 | 597.85 | Winter | 0 | 0 | 0 | 0 | 0 | 0 | 0 | 0 | 1 | 1
2003-12-27 | 12 | 27 | 19:00 | 4.4 | 19 | 2 | 40 |  | 15 | 10.2658 | 6.5627 | 16.8285 | 95% | 1 | 68.4 | 9.0117 | 4.9685 | 4.9685 | 0 | 0% | 9.3531 | 1 | 1 | 1 | 68.4 | 9.0117 | 4.9685 | 4.9685 | 0 | 0% | 644.75 | 68.4 | 0 | 576.35 | 644.75 | 68.4 | 0 | 576.35 | Winter | 0 | 0 | 0 | 0 | 0 | 0 | 0 | 0 | 1 | 1
2003-12-27 | 12 | 27 | 20:00 | 3.9 | 20 | 2 | 39 |  | 16 | 10.9502 | 5.7752 | 16.7254 | 95% | 1 | 68.4 | 9.0117 | 4.9685 | 4.9685 | 0 | 0% | 9.1484 | 1 | 1 | 1 | 68.4 | 9.0117 | 4.9685 | 4.9685 | 0 | 0% | 630.75 | 68.4 | 0 | 562.35 | 630.75 | 68.4 | 0 | 562.35 | Winter | 0 | 0 | 0 | 0 | 0 | 0 | 0 | 0 | 1 | 1
2003-12-27 | 12 | 27 | 21:00 | 2.8 | 21 | 2 | 37 |  | 18 | 12.319 | 4.7252 | 17.0441 | 95% | 1 | 68.4 | 9.0117 | 4.9685 | 4.9685 | 0 | 0% | 9.0095 | 1 | 1 | 1 | 68.4 | 9.0117 | 4.9685 | 4.9685 | 0 | 0% | 621.25 | 68.4 | 0 | 552.85 | 621.25 | 68.4 | 0 | 552.85 | Winter | 0 | 0 | 0 | 0 | 0 | 0 | 0 | 0 | 1 | 1
2003-12-27 | 12 | 27 | 22:00 | 2.2 | 22 | 2 | 36 |  | 19 | 13.0033 | 4.2002 | 17.2035 | 95% | 1 | 68.4 | 9.0117 | 4.9685 | 4.9685 | 0 | 0% | 8.8012 | 1 | 1 | 1 | 68.4 | 9.0117 | 4.9685 | 4.9685 | 0 | 0% | 607 | 68.4 | 0 | 538.6 | 607 | 68.4 | 0 | 538.6 | Winter | 0 | 0 | 0 | 0 | 0 | 0 | 0 | 0 | 1 | 1
2003-12-27 | 12 | 27 | 23:00 | 1.7 | 23 | 2 | 35 |  | 20 | 13.6877 | 5.2502 | 18.9379 | 95% | 1 | 68.4 | 9.0117 | 4.9685 | 4.9685 | 0 | 0% | 9.0972 | 1 | 1 | 1 | 68.4 | 9.0117 | 4.9685 | 4.9685 | 0 | 0% | 627.25 | 68.4 | 0 | 558.85 | 627.25 | 68.4 | 0 | 558.85 | Winter | 0 | 0 | 0 | 0 | 0 | 0 | 0 | 0 | 1 | 1
2003-12-27 | 12 | 27 | 24:00 | 1.1 | 0 | 2 | 34 |  | 21 | 14.3721 | 4.2002 | 18.5723 | 95% | 1 | 68.4 | 9.0117 | 4.9685 | 4.9685 | 0 | 0% | 8.8268 | 1 | 1 | 1 | 68.4 | 9.0117 | 4.9685 | 4.9685 | 0 | 0% | 608.75 | 68.4 | 0 | 540.35 | 608.75 | 68.4 | 0 | 540.35 | Winter | 0 | 0 | 0 | 0 | 0 | 0 | 0 | 0 | 1 | 1
2003-12-28 | 12 | 28 | 1:00 | 1.1 | 1 | 2 | 34 |  | 21 | 14.3721 | 3.9376 | 18.3098 | 95% | 1 | 68.4 | 9.0117 | 4.9685 | 4.9685 | 0 | 0% | 8.9656 | 1 | 1 | 1 | 68.4 | 9.0117 | 4.9685 | 4.9685 | 0 | 0% | 618.25 | 68.4 | 0 | 549.85 | 618.25 | 68.4 | 0 | 549.85 | Winter | 0 | 0 | 0 | 0 | 0 | 0 | 0 | 0 | 1 | 1
2003-12-28 | 12 | 28 | 2:00 | 1.1 | 2 | 2 | 34 |  | 21 | 14.3721 | 3.1501 | 17.5222 | 95% | 1 | 68.4 | 9.0117 | 4.9685 | 4.9685 | 0 | 0% | 8.9364 | 1 | 1 | 1 | 68.4 | 9.0117 | 4.9685 | 4.9685 | 0 | 0% | 616.25 | 68.4 | 0 | 547.85 | 616.25 | 68.4 | 0 | 547.85 | Winter | 0 | 0 | 0 | 0 | 0 | 0 | 0 | 0 | 1 | 1
2003-12-28 | 12 | 28 | 3:00 | 0.6 | 3 | 2 | 33 |  | 22 | 15.0565 | 3.4126 | 18.4691 | 95% | 1 | 68.4 | 9.0117 | 4.9685 | 4.9685 | 0 | 0% | 9.1594 | 1 | 1 | 1 | 68.4 | 9.0117 | 4.9685 | 4.9685 | 0 | 0% | 631.5 | 68.4 | 0 | 563.1 | 631.5 | 68.4 | 0 | 563.1 | Winter | 0 | 0 | 0 | 0 | 0 | 0 | 0 | 0 | 1 | 1
2003-12-28 | 12 | 28 | 4:00 | 0.6 | 4 | 2 | 33 |  | 22 | 15.0565 | 3.1501 | 18.2066 | 95% | 1 | 68.4 | 9.0117 | 4.9685 | 4.9685 | 0 | 0% | 8.962 | 1 | 1 | 1 | 68.4 | 9.0117 | 4.9685 | 4.9685 | 0 | 0% | 618 | 68.4 | 0 | 549.6 | 618 | 68.4 | 0 | 549.6 | Winter | 0 | 0 | 0 | 0 | 0 | 0 | 0 | 0 | 1 | 1
2003-12-28 | 12 | 28 | 5:00 | 0 | 5 | 2 | 32 |  | 23 | 15.7409 | 3.1501 | 18.891 | 95% | 1 | 68.4 | 9.0117 | 4.9685 | 4.9685 | 0 | 0% | 8.7317 | 1 | 1 | 1 | 68.4 | 9.0117 | 4.9685 | 4.9685 | 0 | 0% | 602.25 | 68.4 | 0 | 533.85 | 602.25 | 68.4 | 0 | 533.85 | Winter | 0 | 0 | 0 | 0 | 0 | 0 | 0 | 0 | 1 | 1
2003-12-28 | 12 | 28 | 6:00 | 0.6 | 6 | 2 | 33 |  | 22 | 15.0565 | 3.9376 | 18.9942 | 95% | 1 | 68.4 | 9.0117 | 4.9685 | 4.9685 | 0 | 0% | 9.0314 | 1 | 1 | 1 | 68.4 | 9.0117 | 4.9685 | 4.9685 | 0 | 0% | 622.75 | 68.4 | 0 | 554.35 | 622.75 | 68.4 | 0 | 554.35 | Winter | 0 | 0 | 0 | 0 | 0 | 0 | 0 | 0 | 1 | 1
2003-12-28 | 12 | 28 | 7:00 | 0 | 7 | 2 | 32 |  | 23 | 15.7409 | 4.7252 | 20.4661 | 95% | 1 | 68.4 | 9.0117 | 4.9685 | 4.9685 | 0 | 0% | 9.0132 | 1 | 1 | 1 | 68.4 | 9.0117 | 4.9685 | 4.9685 | 0 | 0% | 621.5 | 68.4 | 0 | 553.1 | 621.5 | 68.4 | 0 | 553.1 | Winter | 0 | 0 | 0 | 0 | 0 | 0 | 0 | 0 | 1 | 1
2003-12-28 | 12 | 28 | 8:00 | 0 | 8 | 2 | 32 |  | 23 | 15.7409 | 7.6128 | 23.3537 | 95% | 1 | 68.4 | 9.0117 | 4.9685 | 4.9685 | 0 | 0% | 9.2909 | 1 | 1 | 1 | 68.4 | 9.0117 | 4.9685 | 4.9685 | 0 | 0% | 640.5 | 68.4 | 0 | 572.1 | 640.5 | 68.4 | 0 | 572.1 | Winter | 0 | 0 | 0 | 0 | 0 | 0 | 0 | 0 | 1 | 1
2003-12-28 | 12 | 28 | 9:00 | 2.2 | 9 | 2 | 36 |  | 19 | 13.0033 | 6.5627 | 19.5661 | 95% | 1 | 68.4 | 9.0117 | 4.9685 | 4.9685 | 0 | 0% | 9.4262 | 1 | 1 | 1 | 68.4 | 9.0117 | 4.9685 | 4.9685 | 0 | 0% | 649.75 | 68.4 | 0 | 581.35 | 649.75 | 68.4 | 0 | 581.35 | Winter | 0 | 0 | 0 | 0 | 0 | 0 | 0 | 0 | 1 | 1
2003-12-28 | 12 | 28 | 10:00 | 5 | 10 | 2 | 41 |  | 14 | 9.5814 | 6.0377 | 15.6191 | 95% | 1 | 68.4 | 9.0117 | 4.9685 | 4.9685 | 0 | 0% | 9.2873 | 1 | 1 | 1 | 68.4 | 9.0117 | 4.9685 | 4.9685 | 0 | 0% | 640.25 | 68.4 | 0 | 571.85 | 640.25 | 68.4 | 0 | 571.85 | Winter | 0 | 0 | 0 | 0 | 0 | 0 | 0 | 0 | 1 | 1
2003-12-28 | 12 | 28 | 11:00 | 7.8 | 11 | 2 | 46 |  | 9 | 6.1595 | 5.2502 | 11.4097 | 95% | 1 | 68.4 | 9.0117 | 4.9685 | 4.9685 | 0 | 0% | 9.9525 | 1 | 1 | 1 | 68.4 | 9.0117 | 4.9685 | 4.9685 | 0 | 0% | 685.75 | 68.4 | 0 | 617.35 | 685.75 | 68.4 | 0 | 617.35 | Winter | 0 | 0 | 0 | 0 | 0 | 0 | 0 | 0 | 1 | 1
2003-12-28 | 12 | 28 | 12:00 | 10 | 12 | 2 | 50 |  | 5 | 3.4219 | 5.2502 | 8.6721 | 95% | 1 | 68.4 | 9.0117 | 4.9685 | 4.9685 | 0 | 0% | 9.5468 | 1 | 1 | 1 | 68.4 | 9.0117 | 4.9685 | 4.9685 | 0 | 0% | 658 | 68.4 | 0 | 589.6 | 658 | 68.4 | 0 | 589.6 | Winter | 0 | 0 | 0 | 0 | 0 | 0 | 0 | 0 | 1 | 1
2003-12-28 | 12 | 28 | 13:00 | 10.6 | 13 | 2 | 51 |  | 4 | 2.7375 | 4.7252 | 7.4627 | 95% | 1 | 68.4 | 9.0117 | 4.9685 | 4.9685 | 0 | 0% | 9.7259 | 1 | 1 | 1 | 68.4 | 9.0117 | 4.9685 | 4.9685 | 0 | 0% | 670.25 | 68.4 | 0 | 601.85 | 670.25 | 68.4 | 0 | 601.85 | Winter | 0 | 0 | 0 | 0 | 0 | 0 | 0 | 0 | 1 | 1
2003-12-28 | 12 | 28 | 14:00 | 11.1 | 14 | 2 | 52 |  | 3 | 2.0532 | 3.9376 | 5.9908 | 95% | 0.8591 | 58.7626 | 7.742 | 4.2684 | 4.2684 | 0 | 0% | 9.6272 | 1 | 1 | 1 | 68.4 | 9.0117 | 4.9685 | 4.4931 | 0.4754 | 9.568% | 663.5 | 58.7626 | 0 | 604.7374 | 663.5 | 68.4 | 0 | 595.1 | Winter | 0 | 0 | 0 | 0 | 0 | 0 | 0 | 1 | 0 | 1
2003-12-28 | 12 | 28 | 15:00 | 10.6 | 15 | 2 | 51 |  | 4 | 2.7375 | 3.6751 | 6.4127 | 95% | 0.9196 | 62.9007 | 8.2872 | 4.569 | 4.569 | 0 | 0% | 9.682 | 1 | 1 | 1 | 68.4 | 9.0117 | 4.9685 | 4.8095 | 0.15899 | 3.2% | 667.25 | 62.9007 | 0 | 604.3493 | 667.25 | 68.4 | 0 | 598.85 | Winter | 0 | 0 | 0 | 0 | 0 | 0 | 0 | 1 | 0 | 1
2003-12-28 | 12 | 28 | 16:00 | 9.4 | 16 | 2 | 49 |  | 6 | 4.1063 | 3.6751 | 7.7815 | 95% | 1 | 68.4 | 9.0117 | 4.9685 | 4.9685 | 0 | 0% | 9.5029 | 1 | 1 | 1 | 68.4 | 9.0117 | 4.9685 | 4.9685 | 0 | 0% | 655 | 68.4 | 0 | 586.6 | 655 | 68.4 | 0 | 586.6 | Winter | 0 | 0 | 0 | 0 | 0 | 0 | 0 | 0 | 1 | 1
2003-12-28 | 12 | 28 | 17:00 | 8.3 | 17 | 2 | 47 |  | 8 | 5.4751 | 4.7252 | 10.2003 | 95% | 1 | 68.4 | 9.0117 | 4.9685 | 4.9685 | 0 | 0% | 9.6235 | 1 | 1 | 1 | 68.4 | 9.0117 | 4.9685 | 4.9685 | 0 | 0% | 663.25 | 68.4 | 0 | 594.85 | 663.25 | 68.4 | 0 | 594.85 | Winter | 0 | 0 | 0 | 0 | 0 | 0 | 0 | 0 | 1 | 1
2003-12-28 | 12 | 28 | 18:00 | 7.8 | 18 | 2 | 46 |  | 9 | 6.1595 | 6.0377 | 12.1972 | 95% | 1 | 68.4 | 9.0117 | 4.9685 | 4.9685 | 0 | 0% | 9.4189 | 1 | 1 | 1 | 68.4 | 9.0117 | 4.9685 | 4.9685 | 0 | 0% | 649.25 | 68.4 | 0 | 580.85 | 649.25 | 68.4 | 0 | 580.85 | Winter | 0 | 0 | 0 | 0 | 0 | 0 | 0 | 0 | 1 | 1
2003-12-28 | 12 | 28 | 19:00 | 7.2 | 19 | 2 | 45 |  | 10 | 6.8439 | 6.5627 | 13.4066 | 95% | 1 | 68.4 | 9.0117 | 4.9685 | 4.9685 | 0 | 0% | 9.1594 | 1 | 1 | 1 | 68.4 | 9.0117 | 4.9685 | 4.9685 | 0 | 0% | 631.5 | 68.4 | 0 | 563.1 | 631.5 | 68.4 | 0 | 563.1 | Winter | 0 | 0 | 0 | 0 | 0 | 0 | 0 | 0 | 1 | 1
2003-12-28 | 12 | 28 | 20:00 | 5.6 | 20 | 2 | 42 |  | 13 | 8.897 | 5.7752 | 14.6722 | 95% | 1 | 68.4 | 9.0117 | 4.9685 | 4.9685 | 0 | 0% | 9.3677 | 1 | 1 | 1 | 68.4 | 9.0117 | 4.9685 | 4.9685 | 0 | 0% | 645.75 | 68.4 | 0 | 577.35 | 645.75 | 68.4 | 0 | 577.35 | Winter | 0 | 0 | 0 | 0 | 0 | 0 | 0 | 0 | 1 | 1
2003-12-28 | 12 | 28 | 21:00 | 6.1 | 21 | 2 | 43 |  | 12 | 8.2126 | 4.7252 | 12.9378 | 95% | 1 | 68.4 | 9.0117 | 4.9685 | 4.9685 | 0 | 0% | 9.0936 | 1 | 1 | 1 | 68.4 | 9.0117 | 4.9685 | 4.9685 | 0 | 0% | 627 | 68.4 | 0 | 558.6 | 627 | 68.4 | 0 | 558.6 | Winter | 0 | 0 | 0 | 0 | 0 | 0 | 0 | 0 | 1 | 1
2003-12-28 | 12 | 28 | 22:00 | 4.4 | 22 | 2 | 40 |  | 15 | 10.2658 | 4.2002 | 14.466 | 95% | 1 | 68.4 | 9.0117 | 4.9685 | 4.9685 | 0 | 0% | 9.2946 | 1 | 1 | 1 | 68.4 | 9.0117 | 4.9685 | 4.9685 | 0 | 0% | 640.75 | 68.4 | 0 | 572.35 | 640.75 | 68.4 | 0 | 572.35 | Winter | 0 | 0 | 0 | 0 | 0 | 0 | 0 | 0 | 1 | 1
2003-12-28 | 12 | 28 | 23:00 | 5 | 23 | 2 | 41 |  | 14 | 9.5814 | 5.2502 | 14.8316 | 95% | 1 | 68.4 | 9.0117 | 4.9685 | 4.9685 | 0 | 0% | 9.0497 | 1 | 1 | 1 | 68.4 | 9.0117 | 4.9685 | 4.9685 | 0 | 0% | 624 | 68.4 | 0 | 555.6 | 624 | 68.4 | 0 | 555.6 | Winter | 0 | 0 | 0 | 0 | 0 | 0 | 0 | 0 | 1 | 1
2003-12-28 | 12 | 28 | 24:00 | 3.9 | 0 | 2 | 39 |  | 16 | 10.9502 | 4.2002 | 15.1503 | 95% | 1 | 68.4 | 9.0117 | 4.9685 | 4.9685 | 0 | 0% | 9.0205 | 1 | 1 | 1 | 68.4 | 9.0117 | 4.9685 | 4.9685 | 0 | 0% | 622 | 68.4 | 0 | 553.6 | 622 | 68.4 | 0 | 553.6 | Winter | 0 | 0 | 0 | 0 | 0 | 0 | 0 | 0 | 1 | 1
2003-12-29 | 12 | 29 | 1:00 | 3.3 | 1 | 1 | 38 |  | 17 | 11.6346 | 3.9376 | 15.5722 | 95% | 1 | 68.4 | 9.0117 | 4.9685 | 4.9685 | 0 | 0% | 9.0936 | 1 | 1 | 1 | 68.4 | 9.0117 | 4.9685 | 4.9685 | 0 | 0% | 627 | 68.4 | 0 | 558.6 | 627 | 68.4 | 0 | 558.6 | Winter | 0 | FALSE | 0 | 0 | 0 | 0 | 0 | 0 | 1 | 1
2003-12-29 | 12 | 29 | 2:00 | 3.9 | 2 | 1 | 39 |  | 16 | 10.9502 | 3.1501 | 14.1003 | 95% | 1 | 68.4 | 9.0117 | 4.9685 | 4.9685 | 0 | 0% | 9.0058 | 1 | 1 | 1 | 68.4 | 9.0117 | 4.9685 | 4.9685 | 0 | 0% | 621 | 68.4 | 0 | 552.6 | 621 | 68.4 | 0 | 552.6 | Winter | 0 | FALSE | 0 | 0 | 0 | 0 | 0 | 0 | 1 | 1
2003-12-29 | 12 | 29 | 3:00 | 3.9 | 3 | 1 | 39 |  | 16 | 10.9502 | 3.4126 | 14.3628 | 95% | 1 | 68.4 | 9.0117 | 4.9685 | 4.9685 | 0 | 0% | 8.9985 | 1 | 1 | 1 | 68.4 | 9.0117 | 4.9685 | 4.9685 | 0 | 0% | 620.5 | 68.4 | 0 | 552.1 | 620.5 | 68.4 | 0 | 552.1 | Winter | 0 | FALSE | 0 | 0 | 0 | 0 | 0 | 0 | 1 | 1
2003-12-29 | 12 | 29 | 4:00 | 2.8 | 4 | 1 | 37 |  | 18 | 12.319 | 3.1501 | 15.4691 | 95% | 1 | 68.4 | 9.0117 | 4.9685 | 4.9685 | 0 | 0% | 9.1228 | 1 | 1 | 1 | 68.4 | 9.0117 | 4.9685 | 4.9685 | 0 | 0% | 629 | 68.4 | 0 | 560.6 | 629 | 68.4 | 0 | 560.6 | Winter | 0 | FALSE | 0 | 0 | 0 | 0 | 0 | 0 | 1 | 1
2003-12-29 | 12 | 29 | 5:00 | 3.3 | 5 | 1 | 38 |  | 17 | 11.6346 | 3.1501 | 14.7847 | 95% | 1 | 68.4 | 9.0117 | 4.9685 | 4.9685 | 0 | 0% | 9.057 | 1 | 1 | 1 | 68.4 | 9.0117 | 4.9685 | 4.9685 | 0 | 0% | 624.5 | 68.4 | 0 | 556.1 | 624.5 | 68.4 | 0 | 556.1 | Winter | 0 | FALSE | 0 | 0 | 0 | 0 | 0 | 0 | 1 | 1
2003-12-29 | 12 | 29 | 6:00 | 3.3 | 6 | 1 | 38 |  | 17 | 11.6346 | 3.9376 | 15.5722 | 95% | 1 | 68.4 | 9.0117 | 4.9685 | 4.9685 | 0 | 0% | 9.0241 | 1 | 1 | 1 | 68.4 | 9.0117 | 4.9685 | 4.9685 | 0 | 0% | 622.25 | 68.4 | 0 | 553.85 | 622.25 | 68.4 | 0 | 553.85 | Winter | 0 | FALSE | 0 | 0 | 0 | 0 | 0 | 0 | 1 | 1
2003-12-29 | 12 | 29 | 7:00 | 3.3 | 7 | 1 | 38 |  | 17 | 11.6346 | 4.7252 | 16.3597 | 95% | 1 | 68.4 | 9.0117 | 4.9685 | 4.9685 | 0 | 0% | 9.057 | 1 | 1 | 1 | 68.4 | 9.0117 | 4.9685 | 4.9685 | 0 | 0% | 624.5 | 68.4 | 0 | 556.1 | 624.5 | 68.4 | 0 | 556.1 | Winter | 0 | FALSE | 0 | 0 | 0 | 0 | 0 | 0 | 1 | 1
2003-12-29 | 12 | 29 | 8:00 | 3.3 | 8 | 1 | 38 |  | 17 | 11.6346 | 7.6128 | 19.2474 | 95% | 1 | 68.4 | 9.0117 | 4.9685 | 4.9685 | 0 | 0% | 10.2851 | 1 | 1 | 1 | 68.4 | 9.0117 | 4.9685 | 4.9685 | 0 | 0% | 708.5 | 68.4 | 0 | 640.1 | 708.5 | 68.4 | 0 | 640.1 | Winter | 0 | FALSE | 0 | 0 | 0 | 0 | 0 | 0 | 1 | 1
2003-12-29 | 12 | 29 | 9:00 | 6.1 | 9 | 1 | 43 |  | 12 | 8.2126 | 6.5627 | 14.7754 | 95% | 1 | 68.4 | 9.0117 | 4.9685 | 4.9685 | 0 | 0% | 10.4057 | 1 | 1 | 1 | 68.4 | 9.0117 | 4.9685 | 4.9685 | 0 | 0% | 716.75 | 68.4 | 0 | 648.35 | 716.75 | 68.4 | 0 | 648.35 | Winter | 0 | FALSE | 0 | 0 | 0 | 0 | 0 | 0 | 1 | 1
2003-12-29 | 12 | 29 | 10:00 | 8.3 | 10 | 1 | 47 |  | 8 | 5.4751 | 6.0377 | 11.5128 | 95% | 1 | 68.4 | 9.0117 | 4.9685 | 4.9685 | 0 | 0% | 10.4532 | 1 | 1 | 1 | 68.4 | 9.0117 | 4.9685 | 4.9685 | 0 | 0% | 720 | 68.4 | 0 | 651.6 | 720 | 68.4 | 0 | 651.6 | Winter | 0 | FALSE | 0 | 0 | 0 | 0 | 0 | 0 | 1 | 1
2003-12-29 | 12 | 29 | 11:00 | 10 | 11 | 1 | 50 |  | 5 | 3.4219 | 5.2502 | 8.6721 | 95% | 1 | 68.4 | 9.0117 | 4.9685 | 4.9685 | 0 | 0% | 11.4766 | 1 | 1 | 1 | 68.4 | 9.0117 | 4.9685 | 4.9685 | 0 | 0% | 790 | 68.4 | 0 | 721.6 | 790 | 68.4 | 0 | 721.6 | Winter | 0 | FALSE | 0 | 0 | 0 | 0 | 0 | 0 | 1 | 1
2003-12-29 | 12 | 29 | 12:00 | 11.7 | 12 | 1 | 53 |  | 2 | 1.3688 | 5.2502 | 6.619 | 95% | 0.94918 | 64.9241 | 8.5537 | 4.716 | 4.716 | 0 | 0% | 11.0526 | 1 | 1 | 1 | 68.4 | 9.0117 | 4.9685 | 4.9642 | 0.0042754 | 0.08605% | 761 | 64.9241 | 0 | 696.0759 | 761 | 68.4 | 0 | 692.6 | Winter | 0 | FALSE | 0 | 0 | 0 | 0 | 0 | 1 | 0 | 1
2003-12-29 | 12 | 29 | 13:00 | 13.3 | 13 | 1 | 56 |  | 0 | 0 | 4.7252 | 4.7252 | 95% | 0.67761 | 46.3483 | 6.1064 | 3.3667 | 3.3667 | 0 | 0% | 11.3999 | 1 | 1 | 1 | 68.4 | 9.0117 | 4.9685 | 3.5439 | 1.4246 | 28.67% | 784.75 | 46.3483 | 0 | 738.4017 | 784.75 | 68.4 | 0 | 716.35 | Winter | 0 | FALSE | 0 | 0 | 0 | 0 | 0 | 1 | 0 | 1
2003-12-29 | 12 | 29 | 14:00 | 14.4 | 14 | 1 | 58 |  | 0 | 0 | 3.9376 | 3.9376 | 95% | 0.56467 | 38.6235 | 5.0887 | 2.8056 | 2.8056 | 0 | 0% | 11.3779 | 1 | 1 | 1 | 68.4 | 9.0117 | 4.9685 | 2.9532 | 2.0153 | 40.56% | 783.25 | 38.6235 | 0 | 744.6265 | 783.25 | 68.4 | 0 | 714.85 | Winter | 0 | FALSE | 0 | 0 | 0 | 0 | 0 | 1 | 0 | 1
2003-12-29 | 12 | 29 | 15:00 | 13.3 | 15 | 1 | 56 |  | 0 | 0 | 3.6751 | 3.6751 | 95% | 0.52703 | 36.0486 | 4.7494 | 2.6185 | 2.6185 | 0 | 0% | 11.0051 | 1 | 1 | 1 | 68.4 | 9.0117 | 4.9685 | 2.7564 | 2.2121 | 44.52% | 757.75 | 36.0486 | 0 | 721.7014 | 757.75 | 68.4 | 0 | 689.35 | Winter | 0 | FALSE | 0 | 0 | 0 | 0 | 0 | 1 | 0 | 1
2003-12-29 | 12 | 29 | 16:00 | 12.2 | 16 | 1 | 54 |  | 1 | 0.68439 | 3.6751 | 4.3595 | 95% | 0.62517 | 42.7617 | 5.6338 | 3.1062 | 3.1062 | 0 | 0% | 11.4949 | 1 | 1 | 1 | 68.4 | 9.0117 | 4.9685 | 3.2696 | 1.6989 | 34.19% | 791.25 | 42.7617 | 0 | 748.4883 | 791.25 | 68.4 | 0 | 722.85 | Winter | 0 | FALSE | 0 | 0 | 0 | 0 | 0 | 1 | 0 | 1
2003-12-29 | 12 | 29 | 17:00 | 10.6 | 17 | 1 | 51 |  | 4 | 2.7375 | 4.7252 | 7.4627 | 95% | 1 | 68.4 | 9.0117 | 4.9685 | 4.9685 | 0 | 0% | 11.0197 | 1 | 1 | 1 | 68.4 | 9.0117 | 4.9685 | 4.9685 | 0 | 0% | 758.75 | 68.4 | 0 | 690.35 | 758.75 | 68.4 | 0 | 690.35 | Winter | 1 | FALSE | 1 | 68.4 | 68.4 | 0 | 0 | 0 | 1 | 1
2003-12-29 | 12 | 29 | 18:00 | 10 | 18 | 1 | 50 |  | 5 | 3.4219 | 6.0377 | 9.4597 | 95% | 1 | 68.4 | 9.0117 | 4.9685 | 4.9685 | 0 | 0% | 10.9064 | 1 | 1 | 1 | 68.4 | 9.0117 | 4.9685 | 4.9685 | 0 | 0% | 751 | 68.4 | 0 | 682.6 | 751 | 68.4 | 0 | 682.6 | Winter | 1 | FALSE | 1 | 68.4 | 68.4 | 0 | 0 | 0 | 1 | 1
2003-12-29 | 12 | 29 | 19:00 | 9.4 | 19 | 1 | 49 |  | 6 | 4.1063 | 6.5627 | 10.6691 | 95% | 1 | 68.4 | 9.0117 | 4.9685 | 4.9685 | 0 | 0% | 10.4094 | 1 | 1 | 1 | 68.4 | 9.0117 | 4.9685 | 4.9685 | 0 | 0% | 717 | 68.4 | 0 | 648.6 | 717 | 68.4 | 0 | 648.6 | Winter | 0 | FALSE | 0 | 0 | 0 | 0 | 0 | 0 | 1 | 1
2003-12-29 | 12 | 29 | 20:00 | 8.3 | 20 | 1 | 47 |  | 8 | 5.4751 | 5.7752 | 11.2503 | 95% | 1 | 68.4 | 9.0117 | 4.9685 | 4.9685 | 0 | 0% | 9.9013 | 1 | 1 | 1 | 68.4 | 9.0117 | 4.9685 | 4.9685 | 0 | 0% | 682.25 | 68.4 | 0 | 613.85 | 682.25 | 68.4 | 0 | 613.85 | Winter | 0 | FALSE | 0 | 0 | 0 | 0 | 0 | 0 | 1 | 1
2003-12-29 | 12 | 29 | 21:00 | 7.2 | 21 | 1 | 45 |  | 10 | 6.8439 | 4.7252 | 11.569 | 95% | 1 | 68.4 | 9.0117 | 4.9685 | 4.9685 | 0 | 0% | 9.7442 | 1 | 1 | 1 | 68.4 | 9.0117 | 4.9685 | 4.9685 | 0 | 0% | 671.5 | 68.4 | 0 | 603.1 | 671.5 | 68.4 | 0 | 603.1 | Winter | 0 | FALSE | 0 | 0 | 0 | 0 | 0 | 0 | 1 | 1
2003-12-29 | 12 | 29 | 22:00 | 6.7 | 22 | 1 | 44 |  | 11 | 7.5283 | 4.2002 | 11.7284 | 95% | 1 | 68.4 | 9.0117 | 4.9685 | 4.9685 | 0 | 0% | 9.5687 | 1 | 1 | 1 | 68.4 | 9.0117 | 4.9685 | 4.9685 | 0 | 0% | 659.5 | 68.4 | 0 | 591.1 | 659.5 | 68.4 | 0 | 591.1 | Winter | 0 | FALSE | 0 | 0 | 0 | 0 | 0 | 0 | 1 | 1
2003-12-29 | 12 | 29 | 23:00 | 5.6 | 23 | 1 | 42 |  | 13 | 8.897 | 5.2502 | 14.1472 | 95% | 1 | 68.4 | 9.0117 | 4.9685 | 4.9685 | 0 | 0% | 9.0278 | 1 | 1 | 1 | 68.4 | 9.0117 | 4.9685 | 4.9685 | 0 | 0% | 622.5 | 68.4 | 0 | 554.1 | 622.5 | 68.4 | 0 | 554.1 | Winter | 0 | FALSE | 0 | 0 | 0 | 0 | 0 | 0 | 1 | 1
2003-12-29 | 12 | 29 | 24:00 | 5.6 | 0 | 1 | 42 |  | 13 | 8.897 | 4.2002 | 13.0972 | 95% | 1 | 68.4 | 9.0117 | 4.9685 | 4.9685 | 0 | 0% | 9.0753 | 1 | 1 | 1 | 68.4 | 9.0117 | 4.9685 | 4.9685 | 0 | 0% | 625.75 | 68.4 | 0 | 557.35 | 625.75 | 68.4 | 0 | 557.35 | Winter | 0 | FALSE | 0 | 0 | 0 | 0 | 0 | 0 | 1 | 1
2003-12-30 | 12 | 30 | 1:00 | 5 | 1 | 1 | 41 |  | 14 | 9.5814 | 3.9376 | 13.5191 | 95% | 1 | 68.4 | 9.0117 | 4.9685 | 4.9685 | 0 | 0% | 9.0607 | 1 | 1 | 1 | 68.4 | 9.0117 | 4.9685 | 4.9685 | 0 | 0% | 624.75 | 68.4 | 0 | 556.35 | 624.75 | 68.4 | 0 | 556.35 | Winter | 0 | FALSE | 0 | 0 | 0 | 0 | 0 | 0 | 1 | 1
2003-12-30 | 12 | 30 | 2:00 | 5 | 2 | 1 | 41 |  | 14 | 9.5814 | 3.1501 | 12.7315 | 95% | 1 | 68.4 | 9.0117 | 4.9685 | 4.9685 | 0 | 0% | 9.152 | 1 | 1 | 1 | 68.4 | 9.0117 | 4.9685 | 4.9685 | 0 | 0% | 631 | 68.4 | 0 | 562.6 | 631 | 68.4 | 0 | 562.6 | Winter | 0 | FALSE | 0 | 0 | 0 | 0 | 0 | 0 | 1 | 1
2003-12-30 | 12 | 30 | 3:00 | 3.9 | 3 | 1 | 39 |  | 16 | 10.9502 | 3.4126 | 14.3628 | 95% | 1 | 68.4 | 9.0117 | 4.9685 | 4.9685 | 0 | 0% | 9.1045 | 1 | 1 | 1 | 68.4 | 9.0117 | 4.9685 | 4.9685 | 0 | 0% | 627.75 | 68.4 | 0 | 559.35 | 627.75 | 68.4 | 0 | 559.35 | Winter | 0 | FALSE | 0 | 0 | 0 | 0 | 0 | 0 | 1 | 1
2003-12-30 | 12 | 30 | 4:00 | 5 | 4 | 1 | 41 |  | 14 | 9.5814 | 3.1501 | 12.7315 | 95% | 1 | 68.4 | 9.0117 | 4.9685 | 4.9685 | 0 | 0% | 9.068 | 1 | 1 | 1 | 68.4 | 9.0117 | 4.9685 | 4.9685 | 0 | 0% | 625.25 | 68.4 | 0 | 556.85 | 625.25 | 68.4 | 0 | 556.85 | Winter | 0 | FALSE | 0 | 0 | 0 | 0 | 0 | 0 | 1 | 1
2003-12-30 | 12 | 30 | 5:00 | 5.6 | 5 | 1 | 42 |  | 13 | 8.897 | 3.1501 | 12.0471 | 95% | 1 | 68.4 | 9.0117 | 4.9685 | 4.9685 | 0 | 0% | 9.0972 | 1 | 1 | 1 | 68.4 | 9.0117 | 4.9685 | 4.9685 | 0 | 0% | 627.25 | 68.4 | 0 | 558.85 | 627.25 | 68.4 | 0 | 558.85 | Winter | 0 | FALSE | 0 | 0 | 0 | 0 | 0 | 0 | 1 | 1
2003-12-30 | 12 | 30 | 6:00 | 6.1 | 6 | 1 | 43 |  | 12 | 8.2126 | 3.9376 | 12.1503 | 95% | 1 | 68.4 | 9.0117 | 4.9685 | 4.9685 | 0 | 0% | 9.1045 | 1 | 1 | 1 | 68.4 | 9.0117 | 4.9685 | 4.9685 | 0 | 0% | 627.75 | 68.4 | 0 | 559.35 | 627.75 | 68.4 | 0 | 559.35 | Winter | 0 | FALSE | 0 | 0 | 0 | 0 | 0 | 0 | 1 | 1
2003-12-30 | 12 | 30 | 7:00 | 8.3 | 7 | 1 | 47 |  | 8 | 5.4751 | 4.7252 | 10.2003 | 95% | 1 | 68.4 | 9.0117 | 4.9685 | 4.9685 | 0 | 0% | 9.4225 | 1 | 1 | 1 | 68.4 | 9.0117 | 4.9685 | 4.9685 | 0 | 0% | 649.5 | 68.4 | 0 | 581.1 | 649.5 | 68.4 | 0 | 581.1 | Winter | 0 | FALSE | 0 | 0 | 0 | 0 | 0 | 0 | 1 | 1
2003-12-30 | 12 | 30 | 8:00 | 8.9 | 8 | 1 | 48 |  | 7 | 4.7907 | 7.6128 | 12.4035 | 95% | 1 | 68.4 | 9.0117 | 4.9685 | 4.9685 | 0 | 0% | 10.3984 | 1 | 1 | 1 | 68.4 | 9.0117 | 4.9685 | 4.9685 | 0 | 0% | 716.25 | 68.4 | 0 | 647.85 | 716.25 | 68.4 | 0 | 647.85 | Winter | 0 | FALSE | 0 | 0 | 0 | 0 | 0 | 0 | 1 | 1
2003-12-30 | 12 | 30 | 9:00 | 10 | 9 | 1 | 50 |  | 5 | 3.4219 | 6.5627 | 9.9847 | 95% | 1 | 68.4 | 9.0117 | 4.9685 | 4.9685 | 0 | 0% | 10.6981 | 1 | 1 | 1 | 68.4 | 9.0117 | 4.9685 | 4.9685 | 0 | 0% | 736.75 | 68.4 | 0 | 668.35 | 736.75 | 68.4 | 0 | 668.35 | Winter | 0 | FALSE | 0 | 0 | 0 | 0 | 0 | 0 | 1 | 1
2003-12-30 | 12 | 30 | 10:00 | 11.1 | 10 | 1 | 52 |  | 3 | 2.0532 | 6.0377 | 8.0909 | 95% | 1 | 68.4 | 9.0117 | 4.9685 | 4.9685 | 0 | 0% | 10.7895 | 1 | 1 | 1 | 68.4 | 9.0117 | 4.9685 | 4.9685 | 0 | 0% | 743 | 68.4 | 0 | 674.6 | 743 | 68.4 | 0 | 674.6 | Winter | 0 | FALSE | 0 | 0 | 0 | 0 | 0 | 0 | 1 | 1
2003-12-30 | 12 | 30 | 11:00 | 11.7 | 11 | 1 | 53 |  | 2 | 1.3688 | 5.2502 | 6.619 | 95% | 0.94918 | 64.9241 | 8.5537 | 4.716 | 4.716 | 0 | 0% | 11.4364 | 1 | 1 | 1 | 68.4 | 9.0117 | 4.9685 | 4.9642 | 0.0042754 | 0.08605% | 787.25 | 64.9241 | 0 | 722.3259 | 787.25 | 68.4 | 0 | 718.85 | Winter | 0 | FALSE | 0 | 0 | 0 | 0 | 0 | 1 | 0 | 1
2003-12-30 | 12 | 30 | 12:00 | 11.7 | 12 | 1 | 53 |  | 2 | 1.3688 | 5.2502 | 6.619 | 95% | 0.94918 | 64.9241 | 8.5537 | 4.716 | 4.716 | 0 | 0% | 11.4364 | 1 | 1 | 1 | 68.4 | 9.0117 | 4.9685 | 4.9642 | 0.0042754 | 0.08605% | 787.25 | 64.9241 | 0 | 722.3259 | 787.25 | 68.4 | 0 | 718.85 | Winter | 0 | FALSE | 0 | 0 | 0 | 0 | 0 | 1 | 0 | 1
2003-12-30 | 12 | 30 | 13:00 | 12.2 | 13 | 1 | 54 |  | 1 | 0.68439 | 4.7252 | 5.4096 | 95% | 0.77575 | 53.0613 | 6.9908 | 3.8543 | 3.8543 | 0 | 0% | 11.5607 | 1 | 1 | 1 | 68.4 | 9.0117 | 4.9685 | 4.0572 | 0.91133 | 18.34% | 795.75 | 53.0613 | 0 | 742.6887 | 795.75 | 68.4 | 0 | 727.35 | Winter | 0 | FALSE | 0 | 0 | 0 | 0 | 0 | 1 | 0 | 1
2003-12-30 | 12 | 30 | 14:00 | 11.7 | 14 | 1 | 53 |  | 2 | 1.3688 | 3.9376 | 5.3064 | 95% | 0.76096 | 52.0496 | 6.8575 | 3.7808 | 3.7808 | 0 | 0% | 11.6996 | 1 | 1 | 1 | 68.4 | 9.0117 | 4.9685 | 3.9798 | 0.98869 | 19.9% | 805.25 | 52.0496 | 0 | 753.2004 | 805.25 | 68.4 | 0 | 736.85 | Winter | 0 | FALSE | 0 | 0 | 0 | 0 | 0 | 1 | 0 | 1
2003-12-30 | 12 | 30 | 15:00 | 9.4 | 15 | 1 | 49 |  | 6 | 4.1063 | 3.6751 | 7.7815 | 95% | 1 | 68.4 | 9.0117 | 4.9685 | 4.9685 | 0 | 0% | 11.5168 | 1 | 1 | 1 | 68.4 | 9.0117 | 4.9685 | 4.9685 | 0 | 0% | 792.75 | 68.4 | 0 | 724.35 | 792.75 | 68.4 | 0 | 724.35 | Winter | 0 | FALSE | 0 | 0 | 0 | 0 | 0 | 0 | 1 | 1
2003-12-30 | 12 | 30 | 16:00 | 8.3 | 16 | 1 | 47 |  | 8 | 5.4751 | 3.6751 | 9.1502 | 95% | 1 | 68.4 | 9.0117 | 4.9685 | 4.9685 | 0 | 0% | 11.6082 | 1 | 1 | 1 | 68.4 | 9.0117 | 4.9685 | 4.9685 | 0 | 0% | 799 | 68.4 | 0 | 730.6 | 799 | 68.4 | 0 | 730.6 | Winter | 0 | FALSE | 0 | 0 | 0 | 0 | 0 | 0 | 1 | 1
2003-12-30 | 12 | 30 | 17:00 | 7.2 | 17 | 1 | 45 |  | 10 | 6.8439 | 4.7252 | 11.569 | 95% | 1 | 68.4 | 9.0117 | 4.9685 | 4.9685 | 0 | 0% | 12.076 | 1 | 1 | 1 | 68.4 | 9.0117 | 4.9685 | 4.9685 | 0 | 0% | 831 | 68.4 | 0 | 762.6 | 831 | 68.4 | 0 | 762.6 | Winter | 1 | FALSE | 1 | 68.4 | 68.4 | 0 | 0 | 0 | 1 | 1
2003-12-30 | 12 | 30 | 18:00 | 6.7 | 18 | 1 | 44 |  | 11 | 7.5283 | 6.0377 | 13.566 | 95% | 1 | 68.4 | 9.0117 | 4.9685 | 4.9685 | 0 | 0% | 11.5789 | 1 | 1 | 1 | 68.4 | 9.0117 | 4.9685 | 4.9685 | 0 | 0% | 797 | 68.4 | 0 | 728.6 | 797 | 68.4 | 0 | 728.6 | Winter | 1 | FALSE | 1 | 68.4 | 68.4 | 0 | 0 | 0 | 1 | 1
2003-12-30 | 12 | 30 | 19:00 | 6.1 | 19 | 1 | 43 |  | 12 | 8.2126 | 6.5627 | 14.7754 | 95% | 1 | 68.4 | 9.0117 | 4.9685 | 4.9685 | 0 | 0% | 10.5263 | 1 | 1 | 1 | 68.4 | 9.0117 | 4.9685 | 4.9685 | 0 | 0% | 725 | 68.4 | 0 | 656.6 | 725 | 68.4 | 0 | 656.6 | Winter | 0 | FALSE | 0 | 0 | 0 | 0 | 0 | 0 | 1 | 1
2003-12-30 | 12 | 30 | 20:00 | 5.6 | 20 | 1 | 42 |  | 13 | 8.897 | 5.7752 | 14.6722 | 95% | 1 | 68.4 | 9.0117 | 4.9685 | 4.9685 | 0 | 0% | 10.3545 | 1 | 1 | 1 | 68.4 | 9.0117 | 4.9685 | 4.9685 | 0 | 0% | 713.25 | 68.4 | 0 | 644.85 | 713.25 | 68.4 | 0 | 644.85 | Winter | 0 | FALSE | 0 | 0 | 0 | 0 | 0 | 0 | 1 | 1
2003-12-30 | 12 | 30 | 21:00 | 5.6 | 21 | 1 | 42 |  | 13 | 8.897 | 4.7252 | 13.6222 | 95% | 1 | 68.4 | 9.0117 | 4.9685 | 4.9685 | 0 | 0% | 10.5044 | 1 | 1 | 1 | 68.4 | 9.0117 | 4.9685 | 4.9685 | 0 | 0% | 723.5 | 68.4 | 0 | 655.1 | 723.5 | 68.4 | 0 | 655.1 | Winter | 0 | FALSE | 0 | 0 | 0 | 0 | 0 | 0 | 1 | 1
2003-12-30 | 12 | 30 | 22:00 | 5 | 22 | 1 | 41 |  | 14 | 9.5814 | 4.2002 | 13.7816 | 95% | 1 | 68.4 | 9.0117 | 4.9685 | 4.9685 | 0 | 0% | 9.4079 | 1 | 1 | 1 | 68.4 | 9.0117 | 4.9685 | 4.9685 | 0 | 0% | 648.5 | 68.4 | 0 | 580.1 | 648.5 | 68.4 | 0 | 580.1 | Winter | 0 | FALSE | 0 | 0 | 0 | 0 | 0 | 0 | 1 | 1
2003-12-30 | 12 | 30 | 23:00 | 5 | 23 | 1 | 41 |  | 14 | 9.5814 | 5.2502 | 14.8316 | 95% | 1 | 68.4 | 9.0117 | 4.9685 | 4.9685 | 0 | 0% | 9.3969 | 1 | 1 | 1 | 68.4 | 9.0117 | 4.9685 | 4.9685 | 0 | 0% | 647.75 | 68.4 | 0 | 579.35 | 647.75 | 68.4 | 0 | 579.35 | Winter | 0 | FALSE | 0 | 0 | 0 | 0 | 0 | 0 | 1 | 1
2003-12-30 | 12 | 30 | 24:00 | 5 | 0 | 1 | 41 |  | 14 | 9.5814 | 4.2002 | 13.7816 | 95% | 1 | 68.4 | 9.0117 | 4.9685 | 4.9685 | 0 | 0% | 9.2325 | 1 | 1 | 1 | 68.4 | 9.0117 | 4.9685 | 4.9685 | 0 | 0% | 636.5 | 68.4 | 0 | 568.1 | 636.5 | 68.4 | 0 | 568.1 | Winter | 0 | FALSE | 0 | 0 | 0 | 0 | 0 | 0 | 1 | 1
2003-12-31 | 12 | 31 | 1:00 | 5 | 1 | 1 | 41 |  | 14 | 9.5814 | 3.9376 | 13.5191 | 95% | 1 | 68.4 | 9.0117 | 4.9685 | 4.9685 | 0 | 0% | 9.2617 | 1 | 1 | 1 | 68.4 | 9.0117 | 4.9685 | 4.9685 | 0 | 0% | 638.5 | 68.4 | 0 | 570.1 | 638.5 | 68.4 | 0 | 570.1 | Winter | 0 | FALSE | 0 | 0 | 0 | 0 | 0 | 0 | 1 | 1
2003-12-31 | 12 | 31 | 2:00 | 4.4 | 2 | 1 | 40 |  | 15 | 10.2658 | 3.1501 | 13.4159 | 95% | 1 | 68.4 | 9.0117 | 4.9685 | 4.9685 | 0 | 0% | 9.2434 | 1 | 1 | 1 | 68.4 | 9.0117 | 4.9685 | 4.9685 | 0 | 0% | 637.25 | 68.4 | 0 | 568.85 | 637.25 | 68.4 | 0 | 568.85 | Winter | 0 | FALSE | 0 | 0 | 0 | 0 | 0 | 0 | 1 | 1
2003-12-31 | 12 | 31 | 3:00 | 4.4 | 3 | 1 | 40 |  | 15 | 10.2658 | 3.4126 | 13.6784 | 95% | 1 | 68.4 | 9.0117 | 4.9685 | 4.9685 | 0 | 0% | 9.2215 | 1 | 1 | 1 | 68.4 | 9.0117 | 4.9685 | 4.9685 | 0 | 0% | 635.75 | 68.4 | 0 | 567.35 | 635.75 | 68.4 | 0 | 567.35 | Winter | 0 | FALSE | 0 | 0 | 0 | 0 | 0 | 0 | 1 | 1
2003-12-31 | 12 | 31 | 4:00 | 4.4 | 4 | 1 | 40 |  | 15 | 10.2658 | 3.1501 | 13.4159 | 95% | 1 | 68.4 | 9.0117 | 4.9685 | 4.9685 | 0 | 0% | 9.1996 | 1 | 1 | 1 | 68.4 | 9.0117 | 4.9685 | 4.9685 | 0 | 0% | 634.25 | 68.4 | 0 | 565.85 | 634.25 | 68.4 | 0 | 565.85 | Winter | 0 | FALSE | 0 | 0 | 0 | 0 | 0 | 0 | 1 | 1
2003-12-31 | 12 | 31 | 5:00 | 3.9 | 5 | 1 | 39 |  | 16 | 10.9502 | 3.1501 | 14.1003 | 95% | 1 | 68.4 | 9.0117 | 4.9685 | 4.9685 | 0 | 0% | 9.1265 | 1 | 1 | 1 | 68.4 | 9.0117 | 4.9685 | 4.9685 | 0 | 0% | 629.25 | 68.4 | 0 | 560.85 | 629.25 | 68.4 | 0 | 560.85 | Winter | 0 | FALSE | 0 | 0 | 0 | 0 | 0 | 0 | 1 | 1
2003-12-31 | 12 | 31 | 6:00 | 3.9 | 6 | 1 | 39 |  | 16 | 10.9502 | 3.9376 | 14.8878 | 95% | 1 | 68.4 | 9.0117 | 4.9685 | 4.9685 | 0 | 0% | 9.2325 | 1 | 1 | 1 | 68.4 | 9.0117 | 4.9685 | 4.9685 | 0 | 0% | 636.5 | 68.4 | 0 | 568.1 | 636.5 | 68.4 | 0 | 568.1 | Winter | 0 | FALSE | 0 | 0 | 0 | 0 | 0 | 0 | 1 | 1
2003-12-31 | 12 | 31 | 7:00 | 3.3 | 7 | 1 | 38 |  | 17 | 11.6346 | 4.7252 | 16.3597 | 95% | 1 | 68.4 | 9.0117 | 4.9685 | 4.9685 | 0 | 0% | 9.5833 | 1 | 1 | 1 | 68.4 | 9.0117 | 4.9685 | 4.9685 | 0 | 0% | 660.5 | 68.4 | 0 | 592.1 | 660.5 | 68.4 | 0 | 592.1 | Winter | 0 | FALSE | 0 | 0 | 0 | 0 | 0 | 0 | 1 | 1
2003-12-31 | 12 | 31 | 8:00 | 3.9 | 8 | 1 | 39 |  | 16 | 10.9502 | 7.6128 | 18.563 | 95% | 1 | 68.4 | 9.0117 | 4.9685 | 4.9685 | 0 | 0% | 10.8882 | 1 | 1 | 1 | 68.4 | 9.0117 | 4.9685 | 4.9685 | 0 | 0% | 749.75 | 68.4 | 0 | 681.35 | 749.75 | 68.4 | 0 | 681.35 | Winter | 0 | FALSE | 0 | 0 | 0 | 0 | 0 | 0 | 1 | 1
2003-12-31 | 12 | 31 | 9:00 | 4.4 | 9 | 1 | 40 |  | 15 | 10.2658 | 6.5627 | 16.8285 | 95% | 1 | 68.4 | 9.0117 | 4.9685 | 4.9685 | 0 | 0% | 11.4145 | 1 | 1 | 1 | 68.4 | 9.0117 | 4.9685 | 4.9685 | 0 | 0% | 785.75 | 68.4 | 0 | 717.35 | 785.75 | 68.4 | 0 | 717.35 | Winter | 0 | FALSE | 0 | 0 | 0 | 0 | 0 | 0 | 1 | 1
2003-12-31 | 12 | 31 | 10:00 | 5 | 10 | 1 | 41 |  | 14 | 9.5814 | 6.0377 | 15.6191 | 95% | 1 | 68.4 | 9.0117 | 4.9685 | 4.9685 | 0 | 0% | 11.0855 | 1 | 1 | 1 | 68.4 | 9.0117 | 4.9685 | 4.9685 | 0 | 0% | 763.25 | 68.4 | 0 | 694.85 | 763.25 | 68.4 | 0 | 694.85 | Winter | 0 | FALSE | 0 | 0 | 0 | 0 | 0 | 0 | 1 | 1
2003-12-31 | 12 | 31 | 11:00 | 5 | 11 | 1 | 41 |  | 14 | 9.5814 | 5.2502 | 14.8316 | 95% | 1 | 68.4 | 9.0117 | 4.9685 | 4.9685 | 0 | 0% | 10.7822 | 1 | 1 | 1 | 68.4 | 9.0117 | 4.9685 | 4.9685 | 0 | 0% | 742.5 | 68.4 | 0 | 674.1 | 742.5 | 68.4 | 0 | 674.1 | Winter | 0 | FALSE | 0 | 0 | 0 | 0 | 0 | 0 | 1 | 1
2003-12-31 | 12 | 31 | 12:00 | 5.6 | 12 | 1 | 42 |  | 13 | 8.897 | 5.2502 | 14.1472 | 95% | 1 | 68.4 | 9.0117 | 4.9685 | 4.9685 | 0 | 0% | 10.9832 | 1 | 1 | 1 | 68.4 | 9.0117 | 4.9685 | 4.9685 | 0 | 0% | 756.25 | 68.4 | 0 | 687.85 | 756.25 | 68.4 | 0 | 687.85 | Winter | 0 | FALSE | 0 | 0 | 0 | 0 | 0 | 0 | 1 | 1
2003-12-31 | 12 | 31 | 13:00 | 6.1 | 13 | 1 | 43 |  | 12 | 8.2126 | 4.7252 | 12.9378 | 95% | 1 | 68.4 | 9.0117 | 4.9685 | 4.9685 | 0 | 0% | 11.3085 | 1 | 1 | 1 | 68.4 | 9.0117 | 4.9685 | 4.9685 | 0 | 0% | 778.5 | 68.4 | 0 | 710.1 | 778.5 | 68.4 | 0 | 710.1 | Winter | 0 | FALSE | 0 | 0 | 0 | 0 | 0 | 0 | 1 | 1
2003-12-31 | 12 | 31 | 14:00 | 7.2 | 14 | 1 | 45 |  | 10 | 6.8439 | 3.9376 | 10.7815 | 95% | 1 | 68.4 | 9.0117 | 4.9685 | 4.9685 | 0 | 0% | 10.9795 | 1 | 1 | 1 | 68.4 | 9.0117 | 4.9685 | 4.9685 | 0 | 0% | 756 | 68.4 | 0 | 687.6 | 756 | 68.4 | 0 | 687.6 | Winter | 0 | FALSE | 0 | 0 | 0 | 0 | 0 | 0 | 1 | 1
2003-12-31 | 12 | 31 | 15:00 | 7.2 | 15 | 1 | 45 |  | 10 | 6.8439 | 3.6751 | 10.519 | 95% | 1 | 68.4 | 9.0117 | 4.9685 | 4.9685 | 0 | 0% | 11.356 | 1 | 1 | 1 | 68.4 | 9.0117 | 4.9685 | 4.9685 | 0 | 0% | 781.75 | 68.4 | 0 | 713.35 | 781.75 | 68.4 | 0 | 713.35 | Winter | 0 | FALSE | 0 | 0 | 0 | 0 | 0 | 0 | 1 | 1
2003-12-31 | 12 | 31 | 16:00 | 6.7 | 16 | 1 | 44 |  | 11 | 7.5283 | 3.6751 | 11.2034 | 95% | 1 | 68.4 | 9.0117 | 4.9685 | 4.9685 | 0 | 0% | 10.6762 | 1 | 1 | 1 | 68.4 | 9.0117 | 4.9685 | 4.9685 | 0 | 0% | 735.25 | 68.4 | 0 | 666.85 | 735.25 | 68.4 | 0 | 666.85 | Winter | 0 | FALSE | 0 | 0 | 0 | 0 | 0 | 0 | 1 | 1
2003-12-31 | 12 | 31 | 17:00 | 5 | 17 | 1 | 41 |  | 14 | 9.5814 | 4.7252 | 14.3066 | 95% | 1 | 68.4 | 9.0117 | 4.9685 | 4.9685 | 0 | 0% | 11.2061 | 1 | 1 | 1 | 68.4 | 9.0117 | 4.9685 | 4.9685 | 0 | 0% | 771.5 | 68.4 | 0 | 703.1 | 771.5 | 68.4 | 0 | 703.1 | Winter | 1 | FALSE | 1 | 68.4 | 68.4 | 0 | 0 | 0 | 1 | 1
2003-12-31 | 12 | 31 | 18:00 | 3.9 | 18 | 1 | 39 |  | 16 | 10.9502 | 6.0377 | 16.9879 | 95% | 1 | 68.4 | 9.0117 | 4.9685 | 4.9685 | 0 | 0% | 10.9064 | 1 | 1 | 1 | 68.4 | 9.0117 | 4.9685 | 4.9685 | 0 | 0% | 751 | 68.4 | 0 | 682.6 | 751 | 68.4 | 0 | 682.6 | Winter | 1 | FALSE | 1 | 68.4 | 68.4 | 0 | 0 | 0 | 1 | 1
2003-12-31 | 12 | 31 | 19:00 | 3.3 | 19 | 1 | 38 |  | 17 | 11.6346 | 6.5627 | 18.1973 | 95% | 1 | 68.4 | 9.0117 | 4.9685 | 4.9685 | 0 | 0% | 10.0512 | 1 | 1 | 1 | 68.4 | 9.0117 | 4.9685 | 4.9685 | 0 | 0% | 692.5 | 68.4 | 0 | 624.1 | 692.5 | 68.4 | 0 | 624.1 | Winter | 0 | FALSE | 0 | 0 | 0 | 0 | 0 | 0 | 1 | 1
2003-12-31 | 12 | 31 | 20:00 | 5 | 20 | 1 | 41 |  | 14 | 9.5814 | 5.7752 | 15.3566 | 95% | 1 | 68.4 | 9.0117 | 4.9685 | 4.9685 | 0 | 0% | 9.9817 | 1 | 1 | 1 | 68.4 | 9.0117 | 4.9685 | 4.9685 | 0 | 0% | 687.75 | 68.4 | 0 | 619.35 | 687.75 | 68.4 | 0 | 619.35 | Winter | 0 | FALSE | 0 | 0 | 0 | 0 | 0 | 0 | 1 | 1
2003-12-31 | 12 | 31 | 21:00 | 4.4 | 21 | 1 | 40 |  | 15 | 10.2658 | 4.7252 | 14.991 | 95% | 1 | 68.4 | 9.0117 | 4.9685 | 4.9685 | 0 | 0% | 9.6089 | 1 | 1 | 1 | 68.4 | 9.0117 | 4.9685 | 4.9685 | 0 | 0% | 662.25 | 68.4 | 0 | 593.85 | 662.25 | 68.4 | 0 | 593.85 | Winter | 0 | FALSE | 0 | 0 | 0 | 0 | 0 | 0 | 1 | 1
2003-12-31 | 12 | 31 | 22:00 | 4.4 | 22 | 1 | 40 |  | 15 | 10.2658 | 4.2002 | 14.466 | 95% | 1 | 68.4 | 9.0117 | 4.9685 | 4.9685 | 0 | 0% | 9.4408 | 1 | 1 | 1 | 68.4 | 9.0117 | 4.9685 | 4.9685 | 0 | 0% | 650.75 | 68.4 | 0 | 582.35 | 650.75 | 68.4 | 0 | 582.35 | Winter | 0 | FALSE | 0 | 0 | 0 | 0 | 0 | 0 | 1 | 1
2003-12-31 | 12 | 31 | 23:00 | 5 | 23 | 1 | 41 |  | 14 | 9.5814 | 5.2502 | 14.8316 | 95% | 1 | 68.4 | 9.0117 | 4.9685 | 4.9685 | 0 | 0% | 9.4152 | 1 | 1 | 1 | 68.4 | 9.0117 | 4.9685 | 4.9685 | 0 | 0% | 649 | 68.4 | 0 | 580.6 | 649 | 68.4 | 0 | 580.6 | Winter | 0 | FALSE | 0 | 0 | 0 | 0 | 0 | 0 | 1 | 1
2003-12-31 | 12 | 31 | 24:00 | 5 | 0 | 1 | 41 |  | 14 | 9.5814 | 4.2002 | 13.7816 | 95% | 1 | 68.4 | 9.0117 | 4.9685 | 4.9685 | 0 | 0% | 9.2544 | 1 | 1 | 1 | 68.4 | 9.0117 | 4.9685 | 4.9685 | 0 | 0% | 638 | 68.4 | 0 | 569.6 | 638 | 68.4 | 0 | 569.6 | Winter | 0 | FALSE | 0 | 0 | 0 | 0 | 0 | 0 | 1 | 1
8760 | [6 empty] | Total |  | 83918 | 60016.623 | 41488.3333 | 101504.9563 | [32 empty] | 554 | 0
Reconciles
Note on L7: From 3a) Base load hourly profile

## 13) Normalized Monthly Data
Normalized Monthly Data
| A | B | C1 | C2 | D | E = C1 - C2 | F = A ÷ B x E | G = D + F | H
| Typical Mo. DD |  | Therms Fired
| Calc'd from typical hourly temp data @ Base Temp (for calendar month) | Actual Degree Days @ Selected Base Temp (over billing month) | Monthly Therms (over Billing Month) | Baseload Therms (over Billing Month) | Baseload (Adjusted to a Calendar Month) | Temp. Sensitive Therms (Total less Baseload over Billing Month) | Normalize Temp sensitive load (to typical temperature over calendar month) | Normalized according to typical Temp & Calendar Month (Sensitive & Baseload Use) | Average Hourly Therms
| 55 | From Tab 1a
1 | 879.2917 | 670.1 | 15993 | 3751 | 3523.6667 | 12242 | 16063.7048 | 19587.3715 | 26.3271
2 | 670.25 | 632.8 | 14076 | 3296.3333 | 3182.6667 | 10779.6667 | 11417.6226 | 14600.2893 | 21.7266
3 | 522.0417 | 536 | 12894 | 3182.6667 | 3523.6667 | 9711.3333 | 9458.434 | 12982.1007 | 17.4491
4 | 266.4167 | 346.6 | 11038 | 3296.3333 | 3410 | 7741.6667 | 5950.6896 | 9360.6896 | 13.001
5 | 53.9167 | 111.6 | 5577 | 3751 | 3523.6667 | 1826 | 882.1849 | 4405.8516 | 5.9218
6 | 11.0417 | 8.2 | 3644 | 3296.3333 | 3410 | 347.6667 | 468.1487 | 3878.1487 | 5.3863
7 | 0 | 0 | 3751 | 3751 | 3523.6667 | 0 | 0 | 3523.6667 | 4.7361
8 | 0.041667 | 0 | 3402 | 3296.3333 | 3523.6667 | 105.6667 | 0 | 3523.6667 | 4.7361
9 | 6.625 | 7.2 | 3861 | 3751 | 3410 | 110 | 101.2153 | 3511.2153 | 4.8767
10 | 126.625 | 55.6 | 3536 | 3182.6667 | 3523.6667 | 353.3333 | 804.6912 | 4328.3579 | 5.8177
11 | 367.7917 | 290.5 | 7695 | 3637.3333 | 3410 | 4057.6667 | 5137.2667 | 8547.2667 | 11.8712
12 | 592.5417 | 651.8 | 14116 | 3410 | 3523.6667 | 10706 | 9732.6651 | 13256.3317 | 17.8177
| 3496.5833 | 3310.4 | 99583 | 41602 | 41488.3333 | 57981 | 60016.623 | 101504.9563 | 11.6389

## 14) Reconcile
Reconcile Hourly Data (Temperature & Non-Temperature Sensitive to Normalized Monthly Bills)
Temperature Sensitive Therms
|  | Monthly Total | Normalized
|  | Hourly Allocation of | Monthly
|  | Use | Bills | Difference
| 1 | 16063.7048 | 16063.7048 | -1.819e-11
| 2 | 11417.6226 | 11417.6226 | 1.4552e-11
| 3 | 9458.434 | 9458.434 | 1.819e-11
| 4 | 5950.6896 | 5950.6896 | -2.3647e-11
| 5 | 882.1849 | 882.1849 | -2.16e-12
| 6 | 468.1487 | 468.1487 | 6.2528e-13
| 7 | 0 | 0 | 0
| 8 | 0 | 0 | 0
| 9 | 101.2153 | 101.2153 | 0
| 10 | 804.6912 | 804.6912 | -1.2506e-12
| 11 | 5137.2667 | 5137.2667 | 0
| 12 | 9732.6651 | 9732.6651 | 0
| Total | 60016.623 | 60016.623 | 0
Reconciles
|  |  | Ratio | 1
Total Therms
|  | Monthly Total | Normalized
|  | Hourly Allocation of | Monthly
|  | Use | Bills | Difference
| 1 | 19587.3715 | 19587.3715 | 0
| 2 | 14600.2893 | 14600.2893 | 0
| 3 | 12982.1007 | 12982.1007 | 0
| 4 | 9360.6896 | 9360.6896 | 0
| 5 | 4405.8516 | 4405.8516 | 0
| 6 | 3878.1487 | 3878.1487 | 0
| 7 | 3523.6667 | 3523.6667 | 0
| 8 | 3523.6667 | 3523.6667 | 0
| 9 | 3511.2153 | 3511.2153 | 0
| 10 | 4328.3579 | 4328.3579 | 0
| 11 | 8547.2667 | 8547.2667 | 0
| 12 | 13256.3317 | 13256.3317 | 0
| Total | 101504.9563 | 101504.9563 | 0
Reconciles
|  |  | Ratio | 1

## 15) Deleted
Intentionally Left Blank. Prior Tab was redundant with Tab 16)

## 16)Custom Application Info
Project Name: | Customer's Name
CHP - Key Data for the Custom Application Form
Table 1: Energy (kWh) and Demand (kW) Reduction
Thermal Tracking | [6 empty] | Additional Information for Utility BCR Purposes - Not on application form.
| kWh |  |  |  | Total Percent Energy Savings on Peak
| Summer |  | Winter |  |  |  |  | Summer | Winter
Peak Energy | 72917.4782 | kWh | 177216.345 | kWh | 51.09% |  | Peak % | 14.89% | 36.2%
Off-Peak Energy | 51764.2372 | kWh | 187662.5715 | kWh |  |  | Off Peak % | 10.57% | 38.33%
Total Estimated Annual kWh Savings |  |  |  |  | 489560.6319 | kWh |  | 25.47% | 74.53%
kW
| June | July | August | January | December
Average Peak | 39.6798 | 39.2673 | 39.2673 | 68.4 | 68.204 |  | Summer kW Reduction |  | 39.4048
| Winter | Summer
Average Coincident Peak kW Reduction | 64.7614 | 39.3704
Note: Below is an estimated breakdown if used for Space Heating and or Non Space heating Purposes. May not be applicable for other applications.
Table 3 Non Electric Benefits |  |  | Messages
Gas - Space Heating (therms) |  | -5447.7917
Gas - Non Space Heating (therms) |  | -19492.4987
Total (therms) |  | -24940.2904 | Total reconciles
O&M |  | 7832.9701 |  |  |  |  | Additional Information for Utility BCR Purposes - Not on application form.
Scheduled, Ignore if not used.
| kWh |  |  |  | Total Percent Energy Savings on Peak |  |  | Summer | Winter
| Summer |  | Winter |  |  |  | Peak % | 17.83% | 36.41%
Peak Energy | 76389.12 | kWh | 155989.62 | kWh | 54.24% |  | Off Peak % | 8.421% | 37.33%
Off-Peak Energy | 36074.16 | kWh | 159936.3 | kWh |  |  |  | 26.25% | 73.75%
Total Estimated Annual kWh Savings |  |  |  |  | 428389.2 | kWh
kW
| June | July | August | January | December |  | Summer kW Reduction |  | 68.4
Average Peak | 68.4 | 68.4 | 68.4 | 68.4 | 68.4
| Winter | Summer
Average Coincident Peak kW Reduction | 56.0025 | 39.3704
Note: Below is an estimated breakdown if used for Space Heating and or Non Space heating Purposes. May not be applicable for other applications.
Table 3 Non Electric Benefits |  |  | Messages
Gas - Space Heating (therms) |  | -1779.3254
Gas - Non Space Heating (therms) |  | -20737.2266
Total (therms) |  | -22516.552 | Total reconciles
O&M |  | 6854.2272

## 17) CHP Operation Add'l Metrics
Project Name: | Customer's Name
Thermal Tracking Scenario Only
Key Operational Metrics Not Shown in Other Sheets - All hourly values are based on 100% availability.
The simulation determined that the CHP System was limited the following # of hours: |  |  | Hours | Pct. of time
CHP system limited by Minimum Turndown Requirements |  |  | 554 | 6.324%
CHP system limited by Prohibition of Electric Exporting (within defined minimum import requirements) |  |  | 0 | 0%
Number of Hours that the CHP Building Load exceeds Available CHP Output |  |  | 4274 | 48.79%
A low value may indicate that the CHP system is oversized.
Percentage of Electric Requirements met by CHP net electric output |  |  |  | 6.352%
Percentage of Thermal Requirements met by CHP net thermal output |  |  |  | 39.72%
Typically, a properly sized system will supply less than 50% of electric and thermal requirements.

## 18) Error Checks
Reconciliation Error Checks
Temperature Sensitive Therms | Reconciles
Total Therms | Reconciles
Hourly Profile of DHW | Reconciles

## KBOS_HDD_55F
Description: | Farenheit-based heating degree days for a base temperature of 55F
Source: | www.degreedays.net (using temperature data from www.wunderground.com)
Accuracy: | No problems detected
Station: | Airport: Boston, Massachusetts, US (71.00W,42.36N)
Station ID: | KBOS
Date | HDD
2007-05-01 | 1.8
2007-05-02 | 1.8
2007-05-03 | 2
2007-05-04 | 1.2
2007-05-05 | 1.8
2007-05-06 | 7
2007-05-07 | 3.8
2007-05-08 | 2
2007-05-09 | 0
2007-05-10 | 0
2007-05-11 | 0
2007-05-12 | 1.2
2007-05-13 | 1
2007-05-14 | 2
2007-05-15 | 0.2
2007-05-16 | 2.2
2007-05-17 | 7
2007-05-18 | 11
2007-05-19 | 7
2007-05-20 | 1.2
2007-05-21 | 1.2
2007-05-22 | 1.8
2007-05-23 | 1.2
2007-05-24 | 0.5
2007-05-25 | 0
2007-05-26 | 0
2007-05-27 | 0
2007-05-28 | 0
2007-05-29 | 0
2007-05-30 | 0
2007-05-31 | 0
2007-06-01 | 0
2007-06-02 | 0
2007-06-03 | 0.5
2007-06-04 | 0.8
2007-06-05 | 0
2007-06-06 | 0.2
2007-06-07 | 1
2007-06-08 | 0
2007-06-09 | 0
2007-06-10 | 0.5
2007-06-11 | 0
2007-06-12 | 0
2007-06-13 | 0.2
2007-06-14 | 0.8
2007-06-15 | 1.2
2007-06-16 | 0
2007-06-17 | 0
2007-06-18 | 0
2007-06-19 | 0
2007-06-20 | 0
2007-06-21 | 0
2007-06-22 | 0
2007-06-23 | 0
2007-06-24 | 0
2007-06-25 | 0
2007-06-26 | 0
2007-06-27 | 0
2007-06-28 | 0
2007-06-29 | 0
2007-06-30 | 0
2007-07-01 | 0
2007-07-02 | 0
2007-07-03 | 0
2007-07-04 | 0
2007-07-05 | 0
2007-07-06 | 0
2007-07-07 | 0
2007-07-08 | 0
2007-07-09 | 0
2007-07-10 | 0
2007-07-11 | 0
2007-07-12 | 0
2007-07-13 | 0
2007-07-14 | 0
2007-07-15 | 0
2007-07-16 | 0
2007-07-17 | 0
2007-07-18 | 0
2007-07-19 | 0
2007-07-20 | 0
2007-07-21 | 0
2007-07-22 | 0
2007-07-23 | 0
2007-07-24 | 0
2007-07-25 | 0
2007-07-26 | 0
2007-07-27 | 0
2007-07-28 | 0
2007-07-29 | 0
2007-07-30 | 0
2007-07-31 | 0
2007-08-01 | 0
2007-08-02 | 0
2007-08-03 | 0
2007-08-04 | 0
2007-08-05 | 0
2007-08-06 | 0
2007-08-07 | 0
2007-08-08 | 0
2007-08-09 | 0
2007-08-10 | 0
2007-08-11 | 0
2007-08-12 | 0
2007-08-13 | 0
2007-08-14 | 0
2007-08-15 | 0
2007-08-16 | 0
2007-08-17 | 0
2007-08-18 | 0
2007-08-19 | 0
2007-08-20 | 0
2007-08-21 | 0
2007-08-22 | 0
2007-08-23 | 0
2007-08-24 | 0
2007-08-25 | 0
2007-08-26 | 0
2007-08-27 | 0
2007-08-28 | 0
2007-08-29 | 0
2007-08-30 | 0
2007-08-31 | 0
2007-09-01 | 0
2007-09-02 | 0
2007-09-03 | 0
2007-09-04 | 0
2007-09-05 | 0
2007-09-06 | 0
2007-09-07 | 0
2007-09-08 | 0
2007-09-09 | 0
2007-09-10 | 0
2007-09-11 | 0
2007-09-12 | 0
2007-09-13 | 0
2007-09-14 | 0
2007-09-15 | 0.2
2007-09-16 | 1.2
2007-09-17 | 1.5
2007-09-18 | 2
2007-09-19 | 1.2
2007-09-20 | 0
2007-09-21 | 0
2007-09-22 | 0
2007-09-23 | 0
2007-09-24 | 0
2007-09-25 | 0
2007-09-26 | 0
2007-09-27 | 0
2007-09-28 | 0
2007-09-29 | 0
2007-09-30 | 0.2
2007-10-01 | 0.8
2007-10-02 | 1.2
2007-10-03 | 0
2007-10-04 | 0
2007-10-05 | 0
2007-10-06 | 0
2007-10-07 | 0.2
2007-10-08 | 0.2
2007-10-09 | 0.2
2007-10-10 | 0.2
2007-10-11 | 0
2007-10-12 | 2
2007-10-13 | 4.2
2007-10-14 | 2
2007-10-15 | 3.2
2007-10-16 | 2
2007-10-17 | 3.2
2007-10-18 | 0
2007-10-19 | 0
2007-10-20 | 0
2007-10-21 | 0
2007-10-22 | 0
2007-10-23 | 0
2007-10-24 | 0.5
2007-10-25 | 3.8
2007-10-26 | 4.2
2007-10-27 | 0
2007-10-28 | 4.8
2007-10-29 | 11
2007-10-30 | 5
2007-10-31 | 3.2
2007-11-01 | 1.8
2007-11-02 | 9
2007-11-03 | 8
2007-11-04 | 5.8
2007-11-05 | 9
2007-11-06 | 7
2007-11-07 | 11
2007-11-08 | 16
2007-11-09 | 16
2007-11-10 | 17
2007-11-11 | 18
2007-11-12 | 17
2007-11-13 | 6
2007-11-14 | 7.5
2007-11-15 | 2.8
2007-11-16 | 14
2007-11-17 | 17
2007-11-18 | 16
2007-11-19 | 18
2007-11-20 | 19 | 651.8
2007-11-21 | 15
2007-11-22 | 4.5
2007-11-23 | 19
2007-11-24 | 27
2007-11-25 | 14
2007-11-26 | 7.8
2007-11-27 | 4.5
2007-11-28 | 14
2007-11-29 | 10
2007-11-30 | 17
2007-12-01 | 27
2007-12-02 | 32
2007-12-03 | 20
2007-12-04 | 29
2007-12-05 | 27
2007-12-06 | 30
2007-12-07 | 25
2007-12-08 | 18
2007-12-09 | 23
2007-12-10 | 24
2007-12-11 | 23
2007-12-12 | 16
2007-12-13 | 27
2007-12-14 | 23
2007-12-15 | 29
2007-12-16 | 22
2007-12-17 | 27
2007-12-18 | 30
2007-12-19 | 25
2007-12-20 | 23
2007-12-21 | 28 | 670.1
2007-12-22 | 23
2007-12-23 | 13
2007-12-24 | 11
2007-12-25 | 17
2007-12-26 | 21
2007-12-27 | 18
2007-12-28 | 14
2007-12-29 | 13
2007-12-30 | 17
2007-12-31 | 19
2008-01-01 | 21
2008-01-02 | 33
2008-01-03 | 44
2008-01-04 | 35
2008-01-05 | 20
2008-01-06 | 13
2008-01-07 | 10
2008-01-08 | 2.5
2008-01-09 | 2.8
2008-01-10 | 11
2008-01-11 | 7.8
2008-01-12 | 12
2008-01-13 | 18
2008-01-14 | 21
2008-01-15 | 25
2008-01-16 | 26
2008-01-17 | 27
2008-01-18 | 15
2008-01-19 | 22
2008-01-20 | 28
2008-01-21 | 35
2008-01-22 | 25
2008-01-23 | 22
2008-01-24 | 28 | 632.8
2008-01-25 | 31
2008-01-26 | 26
2008-01-27 | 26
2008-01-28 | 23
2008-01-29 | 21
2008-01-30 | 14
2008-01-31 | 23
2008-02-01 | 15
2008-02-02 | 9
2008-02-03 | 14
2008-02-04 | 19
2008-02-05 | 14
2008-02-06 | 14
2008-02-07 | 22
2008-02-08 | 25
2008-02-09 | 25
2008-02-10 | 25
2008-02-11 | 36
2008-02-12 | 32
2008-02-13 | 22
2008-02-14 | 21
2008-02-15 | 18
2008-02-16 | 29
2008-02-17 | 22
2008-02-18 | 4.8
2008-02-19 | 18
2008-02-20 | 27
2008-02-21 | 29
2008-02-22 | 27 | 536
2008-02-23 | 25
2008-02-24 | 24
2008-02-25 | 18
2008-02-26 | 20
2008-02-27 | 22
2008-02-28 | 32
2008-02-29 | 37
2008-03-01 | 23
2008-03-02 | 20
2008-03-03 | 17
2008-03-04 | 6.5
2008-03-05 | 7.5
2008-03-06 | 17
2008-03-07 | 18
2008-03-08 | 8
2008-03-09 | 15
2008-03-10 | 23
2008-03-11 | 20
2008-03-12 | 16
2008-03-13 | 21
2008-03-14 | 13
2008-03-15 | 18
2008-03-16 | 17
2008-03-17 | 18
2008-03-18 | 21
2008-03-19 | 18
2008-03-20 | 14
2008-03-21 | 20 | 346.6
2008-03-22 | 16
2008-03-23 | 18
2008-03-24 | 19
2008-03-25 | 22
2008-03-26 | 7.8
2008-03-27 | 9
2008-03-28 | 16
2008-03-29 | 23
2008-03-30 | 21
2008-03-31 | 14
2008-04-01 | 0.8
2008-04-02 | 9
2008-04-03 | 12
2008-04-04 | 14
2008-04-05 | 8
2008-04-06 | 14
2008-04-07 | 15
2008-04-08 | 16
2008-04-09 | 12
2008-04-10 | 2
2008-04-11 | 6
2008-04-12 | 3.8
2008-04-13 | 11
2008-04-14 | 9
2008-04-15 | 10
2008-04-16 | 8
2008-04-17 | 7.2
2008-04-18 | 3
2008-04-19 | 3.8 | 111.6
2008-04-20 | 5
2008-04-21 | 7
2008-04-22 | 2.8
2008-04-23 | 1.2
2008-04-24 | 0.5
2008-04-25 | 1.5
2008-04-26 | 6
2008-04-27 | 6
2008-04-28 | 4.8
2008-04-29 | 3.5
2008-04-30 | 7
2008-05-01 | 6.2
2008-05-02 | 7
2008-05-03 | 9
2008-05-04 | 6
2008-05-05 | 4.8
2008-05-06 | 2.2
2008-05-07 | 0
2008-05-08 | 0
2008-05-09 | 1.8
2008-05-10 | 2.2
2008-05-11 | 3.8
2008-05-12 | 6
2008-05-13 | 2.2
2008-05-14 | 2.2
2008-05-15 | 0.8
2008-05-16 | 2.2
2008-05-17 | 1.2
2008-05-18 | 0
2008-05-19 | 1.2
2008-05-20 | 2.5
2008-05-21 | 1.2
2008-05-22 | 1.5 | 8.2
2008-05-23 | 1.8
2008-05-24 | 0.5
2008-05-25 | 0
2008-05-26 | 0.5
2008-05-27 | 0
2008-05-28 | 1
2008-05-29 | 0.8
2008-05-30 | 0
2008-05-31 | 0
2008-06-01 | 0
2008-06-02 | 0
2008-06-03 | 0
2008-06-04 | 0.5
2008-06-05 | 0.8
2008-06-06 | 0.8
2008-06-07 | 0
2008-06-08 | 0
2008-06-09 | 0
2008-06-10 | 0
2008-06-11 | 0
2008-06-12 | 0
2008-06-13 | 0
2008-06-14 | 0
2008-06-15 | 0
2008-06-16 | 0
2008-06-17 | 0
2008-06-18 | 0
2008-06-19 | 0
2008-06-20 | 0 | 0
2008-06-21 | 0
2008-06-22 | 0
2008-06-23 | 0
2008-06-24 | 0
2008-06-25 | 0
2008-06-26 | 0
2008-06-27 | 0
2008-06-28 | 0
2008-06-29 | 0
2008-06-30 | 0
2008-07-01 | 0
2008-07-02 | 0
2008-07-03 | 0
2008-07-04 | 0
2008-07-05 | 0
2008-07-06 | 0
2008-07-07 | 0
2008-07-08 | 0
2008-07-09 | 0
2008-07-10 | 0
2008-07-11 | 0
2008-07-12 | 0
2008-07-13 | 0
2008-07-14 | 0
2008-07-15 | 0
2008-07-16 | 0
2008-07-17 | 0
2008-07-18 | 0
2008-07-19 | 0
2008-07-20 | 0
2008-07-21 | 0
2008-07-22 | 0
2008-07-23 | 0 | 0
2008-07-24 | 0
2008-07-25 | 0
2008-07-26 | 0
2008-07-27 | 0
2008-07-28 | 0
2008-07-29 | 0
2008-07-30 | 0
2008-07-31 | 0
2008-08-01 | 0
2008-08-02 | 0
2008-08-03 | 0
2008-08-04 | 0
2008-08-05 | 0
2008-08-06 | 0
2008-08-07 | 0
2008-08-08 | 0
2008-08-09 | 0
2008-08-10 | 0
2008-08-11 | 0
2008-08-12 | 0
2008-08-13 | 0
2008-08-14 | 0
2008-08-15 | 0
2008-08-16 | 0
2008-08-17 | 0
2008-08-18 | 0
2008-08-19 | 0
2008-08-20 | 0
2008-08-21 | 0 | 7.2
2008-08-22 | 0
2008-08-23 | 0
2008-08-24 | 0
2008-08-25 | 0
2008-08-26 | 0
2008-08-27 | 0
2008-08-28 | 0
2008-08-29 | 0
2008-08-30 | 0
2008-08-31 | 0
2008-09-01 | 0
2008-09-02 | 0
2008-09-03 | 0
2008-09-04 | 0
2008-09-05 | 0
2008-09-06 | 0
2008-09-07 | 0
2008-09-08 | 0
2008-09-09 | 0
2008-09-10 | 0
2008-09-11 | 0.5
2008-09-12 | 0
2008-09-13 | 0
2008-09-14 | 0
2008-09-15 | 0
2008-09-16 | 0
2008-09-17 | 0
2008-09-18 | 0.5
2008-09-19 | 2.8
2008-09-20 | 1.8
2008-09-21 | 0.8
2008-09-22 | 0.8
2008-09-23 | 1.2 | 55.6
2008-09-24 | 1.2
2008-09-25 | 1
2008-09-26 | 0
2008-09-27 | 0
2008-09-28 | 0
2008-09-29 | 0
2008-09-30 | 0
2008-10-01 | 0
2008-10-02 | 1.5
2008-10-03 | 1.8
2008-10-04 | 2.2
2008-10-05 | 4.5
2008-10-06 | 3.5
2008-10-07 | 2.8
2008-10-08 | 2.2
2008-10-09 | 0
2008-10-10 | 0
2008-10-11 | 1
2008-10-12 | 1.2
2008-10-13 | 0.8
2008-10-14 | 0.5
2008-10-15 | 0.5
2008-10-16 | 0
2008-10-17 | 3.2
2008-10-18 | 8
2008-10-19 | 10
2008-10-20 | 8.5
2008-10-21 | 4.2 | 290.5
2008-10-22 | 10
2008-10-23 | 13
2008-10-24 | 8
2008-10-25 | 2.5
2008-10-26 | 1.8
2008-10-27 | 2.8
2008-10-28 | 8
2008-10-29 | 14
2008-10-30 | 15
2008-10-31 | 9
2008-11-01 | 5.8
2008-11-02 | 16
2008-11-03 | 13
2008-11-04 | 2.5
2008-11-05 | 2
2008-11-06 | 0.2
2008-11-07 | 0.2
2008-11-08 | 0.5
2008-11-09 | 2.2
2008-11-10 | 8
2008-11-11 | 11
2008-11-12 | 11
2008-11-13 | 11
2008-11-14 | 2
2008-11-15 | 0
2008-11-16 | 3.8
2008-11-17 | 13
2008-11-18 | 21
2008-11-19 | 27
2008-11-20 | 26
2008-11-21 | 26
2008-11-22 | 29
2008-11-23 | 27
2008-11-24 | 19
2008-11-25 | 10
2008-11-26 | 16
2008-11-27 | 15
2008-11-28 | 16
2008-11-29 | 15
2008-11-30 | 18
2008-12-01 | 4.2
2008-12-02 | 12
2008-12-03 | 15
2008-12-04 | 10
2008-12-05 | 18
2008-12-06 | 23
2008-12-07 | 24
2008-12-08 | 35
2008-12-09 | 18.5
2008-12-10 | 5.2
2008-12-11 | 17
2008-12-12 | 15
2008-12-13 | 27
2008-12-14 | 22
2008-12-15 | 4
2008-12-16 | 11.5
2008-12-17 | 20
2008-12-18 | 19
2008-12-19 | 30
2008-12-20 | 38
2008-12-21 | 27
2008-12-22 | 33
2008-12-23 | 33
2008-12-24 | 15
2008-12-25 | 12
2008-12-26 | 24
2008-12-27 | 12
2008-12-28 | 3.8
2008-12-29 | 16
2008-12-30 | 21
2008-12-31 | 36
2009-01-01 | 42
2009-01-02 | 31
2009-01-03 | 26
2009-01-04 | 25
2009-01-05 | 22
2009-01-06 | 24
2009-01-07 | 21
2009-01-08 | 22
2009-01-09 | 30
2009-01-10 | 33
2009-01-11 | 27
2009-01-12 | 31
2009-01-13 | 27
2009-01-14 | 29
2009-01-15 | 41
2009-01-16 | 43
2009-01-17 | 41
2009-01-18 | 29
2009-01-19 | 27
2009-01-20 | 28
2009-01-21 | 35
2009-01-22 | 30
2009-01-23 | 23
2009-01-24 | 27
2009-01-25 | 39
2009-01-26 | 35
2009-01-27 | 31
2009-01-28 | 25
2009-01-29 | 24
2009-01-30 | 27
2009-01-31 | 31
2009-02-01 | 23
2009-02-02 | 16
2009-02-03 | 25
2009-02-04 | 35
2009-02-05 | 41
2009-02-06 | 36
2009-02-07 | 26
2009-02-08 | 12
2009-02-09 | 23
2009-02-10 | 24
2009-02-11 | 10
2009-02-12 | 9
2009-02-13 | 19
2009-02-14 | 21
2009-02-15 | 21
2009-02-16 | 25
2009-02-17 | 24
2009-02-18 | 22
2009-02-19 | 17
2009-02-20 | 28
2009-02-21 | 22
2009-02-22 | 19
2009-02-23 | 26
2009-02-24 | 26
2009-02-25 | 26
2009-02-26 | 17
2009-02-27 | 9.2
2009-02-28 | 14
2009-03-01 | 29
2009-03-02 | 33
2009-03-03 | 34
2009-03-04 | 32
2009-03-05 | 25
2009-03-06 | 13
2009-03-07 | 4.5
2009-03-08 | 6
2009-03-09 | 18
2009-03-10 | 19
2009-03-11 | 10
2009-03-12 | 19
2009-03-13 | 27
2009-03-14 | 15
2009-03-15 | 12
2009-03-16 | 19
2009-03-17 | 19
2009-03-18 | 8.8
2009-03-19 | 10
2009-03-20 | 20
2009-03-21 | 22
2009-03-22 | 13
2009-03-23 | 26
2009-03-24 | 20
2009-03-25 | 15
2009-03-26 | 13
2009-03-27 | 11
2009-03-28 | 12
2009-03-29 | 10
2009-03-30 | 11
2009-03-31 | 12
2009-04-01 | 14
2009-04-02 | 9
2009-04-03 | 6.5
2009-04-04 | 8
2009-04-05 | 6
2009-04-06 | 10
2009-04-07 | 10
2009-04-08 | 14
2009-04-09 | 7.5
2009-04-10 | 4.8
2009-04-11 | 13
2009-04-12 | 16
2009-04-13 | 11
2009-04-14 | 9
2009-04-15 | 11
2009-04-16 | 13
2009-04-17 | 3.5
2009-04-18 | 2.2
2009-04-19 | 9
2009-04-20 | 12
2009-04-21 | 5
2009-04-22 | 2
2009-04-23 | 4.5
2009-04-24 | 2.2
2009-04-25 | 1.2
2009-04-26 | 0.8
2009-04-27 | 1.2
2009-04-28 | 0
2009-04-29 | 2.2
2009-04-30 | 2.2
2009-05-01 | 0
2009-05-02 | 0
2009-05-03 | 1.2
2009-05-04 | 0.8
2009-05-05 | 4
2009-05-06 | 3.5
2009-05-07 | 1.8
2009-05-08 | 0
2009-05-09 | 0
2009-05-10 | 0.8
2009-05-11 | 3
2009-05-12 | 3
2009-05-13 | 1.5
2009-05-14 | 1.5
2009-05-15 | 0
2009-05-16 | 0.8
2009-05-17 | 0.5
2009-05-18 | 5
2009-05-19 | 2.2
2009-05-20 | 0.8
2009-05-21 | 0
2009-05-22 | 0
2009-05-23 | 1
2009-05-24 | 1
2009-05-25 | 0
2009-05-26 | 3
2009-05-27 | 6
2009-05-28 | 5
2009-05-29 | 1.2
2009-05-30 | 0
2009-05-31 | 1
2009-06-01 | 1.8
2009-06-02 | 0
2009-06-03 | 0
2009-06-04 | 0
2009-06-05 | 0.2
2009-06-06 | 0.2
2009-06-07 | 0
2009-06-08 | 0
2009-06-09 | 0.5
2009-06-10 | 0.2
2009-06-11 | 0
2009-06-12 | 0.2
2009-06-13 | 0
2009-06-14 | 0
2009-06-15 | 0
2009-06-16 | 0.2
2009-06-17 | 0.5
2009-06-18 | 0
2009-06-19 | 0
2009-06-20 | 0
2009-06-21 | 0
2009-06-22 | 0
2009-06-23 | 0
2009-06-24 | 0
2009-06-25 | 0
2009-06-26 | 0
2009-06-27 | 0
2009-06-28 | 0
2009-06-29 | 0
2009-06-30 | 0
2009-07-01 | 0
2009-07-02 | 0
2009-07-03 | 0
2009-07-04 | 0
2009-07-05 | 0
2009-07-06 | 0
2009-07-07 | 0
2009-07-08 | 0
2009-07-09 | 0
2009-07-10 | 0
2009-07-11 | 0
2009-07-12 | 0
2009-07-13 | 0
2009-07-14 | 0
2009-07-15 | 0
2009-07-16 | 0
2009-07-17 | 0
2009-07-18 | 0
2009-07-19 | 0
2009-07-20 | 0
2009-07-21 | 0
2009-07-22 | 0
2009-07-23 | 0
2009-07-24 | 0
2009-07-25 | 0
2009-07-26 | 0
2009-07-27 | 0
2009-07-28 | 0
2009-07-29 | 0
2009-07-30 | 0
2009-07-31 | 0
2009-08-01 | 0
2009-08-02 | 0
2009-08-03 | 0
2009-08-04 | 0
2009-08-05 | 0
2009-08-06 | 0
2009-08-07 | 0
2009-08-08 | 0
2009-08-09 | 0
2009-08-10 | 0
2009-08-11 | 0
2009-08-12 | 0
2009-08-13 | 0
2009-08-14 | 0
2009-08-15 | 0
2009-08-16 | 0
2009-08-17 | 0
2009-08-18 | 0
2009-08-19 | 0
2009-08-20 | 0
2009-08-21 | 0
2009-08-22 | 0
2009-08-23 | 0
2009-08-24 | 0
2009-08-25 | 0
2009-08-26 | 0
2009-08-27 | 0
2009-08-28 | 0
2009-08-29 | 0
2009-08-30 | 0
2009-08-31 | 0
2009-09-01 | 0
2009-09-02 | 0
2009-09-03 | 0
2009-09-04 | 0
2009-09-05 | 0
2009-09-06 | 0
2009-09-07 | 0.2
2009-09-08 | 0
2009-09-09 | 0
2009-09-10 | 0
2009-09-11 | 0
2009-09-12 | 0
2009-09-13 | 0
2009-09-14 | 0
2009-09-15 | 0
2009-09-16 | 0
2009-09-17 | 0.5
2009-09-18 | 1
2009-09-19 | 1.2
2009-09-20 | 1.5
2009-09-21 | 1
2009-09-22 | 0
2009-09-23 | 0
2009-09-24 | 0
2009-09-25 | 1
2009-09-26 | 3.2
2009-09-27 | 0.5
2009-09-28 | 0
2009-09-29 | 0
2009-09-30 | 1.8
2009-10-01 | 4.5
2009-10-02 | 3.5
2009-10-03 | 0.2
2009-10-04 | 0.2
2009-10-05 | 0.2
2009-10-06 | 1.2
2009-10-07 | 0.2
2009-10-08 | 1.2
2009-10-09 | 1.2
2009-10-10 | 2
2009-10-11 | 5.5
2009-10-12 | 7
2009-10-13 | 8
2009-10-14 | 10
2009-10-15 | 15
2009-10-16 | 14
2009-10-17 | 12
2009-10-18 | 13
2009-10-19 | 9
2009-10-20 | 6.5
2009-10-21 | 0.8
2009-10-22 | 1.5
2009-10-23 | 6.8
2009-10-24 | 2.2
2009-10-25 | 1.5
2009-10-26 | 4.5
2009-10-27 | 7
2009-10-28 | 6
2009-10-29 | 9
2009-10-30 | 4
2009-10-31 | 2.2
2009-11-01 | 3.5
2009-11-02 | 8
2009-11-03 | 6.8
2009-11-04 | 9
2009-11-05 | 12
2009-11-06 | 12
2009-11-07 | 12
2009-11-08 | 2.8
2009-11-09 | 3.8
2009-11-10 | 0.5
2009-11-11 | 6
2009-11-12 | 8
2009-11-13 | 6
2009-11-14 | 1
2009-11-15 | 0.2
2009-11-16 | 4
2009-11-17 | 10
2009-11-18 | 12
2009-11-19 | 10
2009-11-20 | 2
2009-11-21 | 4.8
2009-11-22 | 9
2009-11-23 | 8
2009-11-24 | 7
2009-11-25 | 7
2009-11-26 | 6
2009-11-27 | 10
2009-11-28 | 7
2009-11-29 | 8
2009-11-30 | 7.5
2009-12-01 | 17
2009-12-02 | 11
2009-12-03 | 1.2
2009-12-04 | 6
2009-12-05 | 16
2009-12-06 | 21
2009-12-07 | 21
2009-12-08 | 19
2009-12-09 | 15
2009-12-10 | 17
2009-12-11 | 27
2009-12-12 | 27
2009-12-13 | 19
2009-12-14 | 15
2009-12-15 | 12
2009-12-16 | 21
2009-12-17 | 35
2009-12-18 | 36
2009-12-19 | 30
2009-12-20 | 30
2009-12-21 | 29
2009-12-22 | 29
2009-12-23 | 34
2009-12-24 | 25
2009-12-25 | 23
2009-12-26 | 17
2009-12-27 | 10
2009-12-28 | 19
2009-12-29 | 33
2009-12-30 | 35
2009-12-31 | 27
2010-01-01 | 24
2010-01-02 | 29
2010-01-03 | 31
2010-01-04 | 24
2010-01-05 | 24
2010-01-06 | 26
2010-01-07 | 21
2010-01-08 | 30
2010-01-09 | 35
2010-01-10 | 35
2010-01-11 | 28
2010-01-12 | 30
2010-01-13 | 33
2010-01-14 | 28
2010-01-15 | 16
2010-01-16 | 15
2010-01-17 | 19
2010-01-18 | 22
2010-01-19 | 21
2010-01-20 | 21
2010-01-21 | 20
2010-01-22 | 24
2010-01-23 | 27
2010-01-24 | 22
2010-01-25 | 8.5
2010-01-26 | 11
2010-01-27 | 17
2010-01-28 | 26
2010-01-29 | 39
2010-01-30 | 41
2010-01-31 | 34
2010-02-01 | 26
2010-02-02 | 27
2010-02-03 | 26
2010-02-04 | 25
2010-02-05 | 26
2010-02-06 | 33
2010-02-07 | 31
2010-02-08 | 27
2010-02-09 | 23
2010-02-10 | 22
2010-02-11 | 20
2010-02-12 | 23
2010-02-13 | 24
2010-02-14 | 21
2010-02-15 | 20
2010-02-16 | 23
2010-02-17 | 22
2010-02-18 | 15
2010-02-19 | 18
2010-02-20 | 13
2010-02-21 | 18
2010-02-22 | 17
2010-02-23 | 18
2010-02-24 | 16
2010-02-25 | 14
2010-02-26 | 16
2010-02-27 | 19
2010-02-28 | 21
2010-03-01 | 14
2010-03-02 | 15
2010-03-03 | 19
2010-03-04 | 20
2010-03-05 | 18
2010-03-06 | 11.5
2010-03-07 | 8.5
2010-03-08 | 5.2
2010-03-09 | 10
2010-03-10 | 16
2010-03-11 | 15
2010-03-12 | 13
2010-03-13 | 15
2010-03-14 | 15
2010-03-15 | 14
2010-03-16 | 12
2010-03-17 | 7.5
2010-03-18 | 1.8
2010-03-19 | 4.5
2010-03-20 | 2.5
2010-03-21 | 7
2010-03-22 | 13
2010-03-23 | 11
2010-03-24 | 9
2010-03-25 | 5.5
2010-03-26 | 13
2010-03-27 | 25
2010-03-28 | 16
2010-03-29 | 5
2010-03-30 | 8
2010-03-31 | 10
2010-04-01 | 5
2010-04-02 | 7
2010-04-03 | 2.2
2010-04-04 | 1.2
2010-04-05 | 1.5
2010-04-06 | 2
2010-04-07 | 2.5
2010-04-08 | 3.2
2010-04-09 | 5
2010-04-10 | 6
2010-04-11 | 1.8
2010-04-12 | 3.8
2010-04-13 | 8
2010-04-14 | 4.8
2010-04-15 | 4.5
2010-04-16 | 14
2010-04-17 | 14
2010-04-18 | 9
2010-04-19 | 5.8
2010-04-20 | 1.8
2010-04-21 | 2
2010-04-22 | 1.8
2010-04-23 | 1.5
2010-04-24 | 1.8
2010-04-25 | 1.2
2010-04-26 | 5
2010-04-27 | 10
2010-04-28 | 14
2010-04-29 | 3.8
2010-04-30 | 2.2
2010-05-01 | 0
2010-05-02 | 0
2010-05-03 | 0
2010-05-04 | 0
2010-05-05 | 0
2010-05-06 | 0
2010-05-07 | 0.8
2010-05-08 | 1.5
2010-05-09 | 6
2010-05-10 | 6.2
2010-05-11 | 8
2010-05-12 | 5
2010-05-13 | 2.5
2010-05-14 | 1
2010-05-15 | 0
2010-05-16 | 0.2
2010-05-17 | 0.5
2010-05-18 | 1.8
2010-05-19 | 2.8
2010-05-20 | 0.5
2010-05-21 | 0.2
2010-05-22 | 0.5
2010-05-23 | 0.2
2010-05-24 | 0
2010-05-25 | 0
2010-05-26 | 0
2010-05-27 | 0
2010-05-28 | 0
2010-05-29 | 0
2010-05-30 | 0
2010-05-31 | 0
2010-06-01 | 0

## Hidden Tab1 (hidden)
H = Holiday
WKN = Weekend Normal
WE = Weekend
Date used for typical temp | Hour | Date used for Peak vs. Offpeak | Holiday or Non Holiday | Mon to Fri? | Applicable Schedule (H, WKN, WE) | Workday (if equal to 1) | Period 1 or 2 | If Period 2, Peak or Off Peak | If Period 1, Peak or Off Peak | Peak vs. Off Peak Period
1976-01-01 | 1 | 2014-01-01 | H | YES | H | 0 | P2 | OP | 0 | OP
1976-01-01 | 2 | 2014-01-01 | H | YES | H | 0 | P2 | OP | 0 | OP
1976-01-01 | 3 | 2014-01-01 | H | YES | H | 0 | P2 | OP | 0 | OP
1976-01-01 | 4 | 2014-01-01 | H | YES | H | 0 | P2 | OP | 0 | OP
1976-01-01 | 5 | 2014-01-01 | H | YES | H | 0 | P2 | OP | 0 | OP
1976-01-01 | 6 | 2014-01-01 | H | YES | H | 0 | P2 | OP | 0 | OP
1976-01-01 | 7 | 2014-01-01 | H | YES | H | 0 | P2 | OP | 0 | OP
1976-01-01 | 8 | 2014-01-01 | H | YES | H | 0 | P2 | OP | 0 | OP
1976-01-01 | 9 | 2014-01-01 | H | YES | H | 0 | P2 | OP | 0 | OP
1976-01-01 | 10 | 2014-01-01 | H | YES | H | 0 | P2 | OP | 0 | OP
1976-01-01 | 11 | 2014-01-01 | H | YES | H | 0 | P2 | OP | 0 | OP
1976-01-01 | 12 | 2014-01-01 | H | YES | H | 0 | P2 | OP | 0 | OP
1976-01-01 | 13 | 2014-01-01 | H | YES | H | 0 | P2 | OP | 0 | OP
1976-01-01 | 14 | 2014-01-01 | H | YES | H | 0 | P2 | OP | 0 | OP
1976-01-01 | 15 | 2014-01-01 | H | YES | H | 0 | P2 | OP | 0 | OP
1976-01-01 | 16 | 2014-01-01 | H | YES | H | 0 | P2 | OP | 0 | OP
1976-01-01 | 17 | 2014-01-01 | H | YES | H | 0 | P2 | OP | 0 | OP
1976-01-01 | 18 | 2014-01-01 | H | YES | H | 0 | P2 | OP | 0 | OP
1976-01-01 | 19 | 2014-01-01 | H | YES | H | 0 | P2 | OP | 0 | OP
1976-01-01 | 20 | 2014-01-01 | H | YES | H | 0 | P2 | OP | 0 | OP
1976-01-01 | 21 | 2014-01-01 | H | YES | H | 0 | P2 | OP | 0 | OP
1976-01-01 | 22 | 2014-01-01 | H | YES | H | 0 | P2 | OP | 0 | OP
1976-01-01 | 23 | 2014-01-01 | H | YES | H | 0 | P2 | OP | 0 | OP
1976-01-01 | 0 | 2014-01-01 | H | YES | H | 0 | P2 | OP | 0 | OP
1976-01-02 | 1 | 2014-01-02 | NH | YES | WKN | 1 | P2 | OP | 0 | OP
1976-01-02 | 2 | 2014-01-02 | NH | YES | WKN | 1 | P2 | OP | 0 | OP
1976-01-02 | 3 | 2014-01-02 | NH | YES | WKN | 1 | P2 | OP | 0 | OP
1976-01-02 | 4 | 2014-01-02 | NH | YES | WKN | 1 | P2 | OP | 0 | OP
1976-01-02 | 5 | 2014-01-02 | NH | YES | WKN | 1 | P2 | OP | 0 | OP
1976-01-02 | 6 | 2014-01-02 | NH | YES | WKN | 1 | P2 | P | 0 | P
1976-01-02 | 7 | 2014-01-02 | NH | YES | WKN | 1 | P2 | P | 0 | P
1976-01-02 | 8 | 2014-01-02 | NH | YES | WKN | 1 | P2 | P | 0 | P
1976-01-02 | 9 | 2014-01-02 | NH | YES | WKN | 1 | P2 | P | 0 | P
1976-01-02 | 10 | 2014-01-02 | NH | YES | WKN | 1 | P2 | P | 0 | P
1976-01-02 | 11 | 2014-01-02 | NH | YES | WKN | 1 | P2 | P | 0 | P
1976-01-02 | 12 | 2014-01-02 | NH | YES | WKN | 1 | P2 | P | 0 | P
1976-01-02 | 13 | 2014-01-02 | NH | YES | WKN | 1 | P2 | P | 0 | P
1976-01-02 | 14 | 2014-01-02 | NH | YES | WKN | 1 | P2 | P | 0 | P
1976-01-02 | 15 | 2014-01-02 | NH | YES | WKN | 1 | P2 | P | 0 | P
1976-01-02 | 16 | 2014-01-02 | NH | YES | WKN | 1 | P2 | P | 0 | P
1976-01-02 | 17 | 2014-01-02 | NH | YES | WKN | 1 | P2 | P | 0 | P
1976-01-02 | 18 | 2014-01-02 | NH | YES | WKN | 1 | P2 | P | 0 | P
1976-01-02 | 19 | 2014-01-02 | NH | YES | WKN | 1 | P2 | P | 0 | P
1976-01-02 | 20 | 2014-01-02 | NH | YES | WKN | 1 | P2 | P | 0 | P
1976-01-02 | 21 | 2014-01-02 | NH | YES | WKN | 1 | P2 | P | 0 | P
1976-01-02 | 22 | 2014-01-02 | NH | YES | WKN | 1 | P2 | P | 0 | P
1976-01-02 | 23 | 2014-01-02 | NH | YES | WKN | 1 | P2 | OP | 0 | OP
1976-01-02 | 0 | 2014-01-02 | NH | YES | WKN | 1 | P2 | OP | 0 | OP
1976-01-03 | 1 | 2014-01-03 | NH | YES | WKN | 1 | P2 | OP | 0 | OP
1976-01-03 | 2 | 2014-01-03 | NH | YES | WKN | 1 | P2 | OP | 0 | OP
1976-01-03 | 3 | 2014-01-03 | NH | YES | WKN | 1 | P2 | OP | 0 | OP
1976-01-03 | 4 | 2014-01-03 | NH | YES | WKN | 1 | P2 | OP | 0 | OP
1976-01-03 | 5 | 2014-01-03 | NH | YES | WKN | 1 | P2 | OP | 0 | OP
1976-01-03 | 6 | 2014-01-03 | NH | YES | WKN | 1 | P2 | P | 0 | P
1976-01-03 | 7 | 2014-01-03 | NH | YES | WKN | 1 | P2 | P | 0 | P
1976-01-03 | 8 | 2014-01-03 | NH | YES | WKN | 1 | P2 | P | 0 | P
1976-01-03 | 9 | 2014-01-03 | NH | YES | WKN | 1 | P2 | P | 0 | P
1976-01-03 | 10 | 2014-01-03 | NH | YES | WKN | 1 | P2 | P | 0 | P
1976-01-03 | 11 | 2014-01-03 | NH | YES | WKN | 1 | P2 | P | 0 | P
1976-01-03 | 12 | 2014-01-03 | NH | YES | WKN | 1 | P2 | P | 0 | P
1976-01-03 | 13 | 2014-01-03 | NH | YES | WKN | 1 | P2 | P | 0 | P
1976-01-03 | 14 | 2014-01-03 | NH | YES | WKN | 1 | P2 | P | 0 | P
1976-01-03 | 15 | 2014-01-03 | NH | YES | WKN | 1 | P2 | P | 0 | P
1976-01-03 | 16 | 2014-01-03 | NH | YES | WKN | 1 | P2 | P | 0 | P
1976-01-03 | 17 | 2014-01-03 | NH | YES | WKN | 1 | P2 | P | 0 | P
1976-01-03 | 18 | 2014-01-03 | NH | YES | WKN | 1 | P2 | P | 0 | P
1976-01-03 | 19 | 2014-01-03 | NH | YES | WKN | 1 | P2 | P | 0 | P
1976-01-03 | 20 | 2014-01-03 | NH | YES | WKN | 1 | P2 | P | 0 | P
1976-01-03 | 21 | 2014-01-03 | NH | YES | WKN | 1 | P2 | P | 0 | P
1976-01-03 | 22 | 2014-01-03 | NH | YES | WKN | 1 | P2 | P | 0 | P
1976-01-03 | 23 | 2014-01-03 | NH | YES | WKN | 1 | P2 | OP | 0 | OP
1976-01-03 | 0 | 2014-01-03 | NH | YES | WKN | 1 | P2 | OP | 0 | OP
1976-01-04 | 1 | 2014-01-04 | NH | NO | WE | 0 | P2 | OP | 0 | OP
1976-01-04 | 2 | 2014-01-04 | NH | NO | WE | 0 | P2 | OP | 0 | OP
1976-01-04 | 3 | 2014-01-04 | NH | NO | WE | 0 | P2 | OP | 0 | OP
1976-01-04 | 4 | 2014-01-04 | NH | NO | WE | 0 | P2 | OP | 0 | OP
1976-01-04 | 5 | 2014-01-04 | NH | NO | WE | 0 | P2 | OP | 0 | OP
1976-01-04 | 6 | 2014-01-04 | NH | NO | WE | 0 | P2 | OP | 0 | OP
1976-01-04 | 7 | 2014-01-04 | NH | NO | WE | 0 | P2 | OP | 0 | OP
1976-01-04 | 8 | 2014-01-04 | NH | NO | WE | 0 | P2 | OP | 0 | OP
1976-01-04 | 9 | 2014-01-04 | NH | NO | WE | 0 | P2 | OP | 0 | OP
1976-01-04 | 10 | 2014-01-04 | NH | NO | WE | 0 | P2 | OP | 0 | OP
1976-01-04 | 11 | 2014-01-04 | NH | NO | WE | 0 | P2 | OP | 0 | OP
1976-01-04 | 12 | 2014-01-04 | NH | NO | WE | 0 | P2 | OP | 0 | OP
1976-01-04 | 13 | 2014-01-04 | NH | NO | WE | 0 | P2 | OP | 0 | OP
1976-01-04 | 14 | 2014-01-04 | NH | NO | WE | 0 | P2 | OP | 0 | OP
1976-01-04 | 15 | 2014-01-04 | NH | NO | WE | 0 | P2 | OP | 0 | OP
1976-01-04 | 16 | 2014-01-04 | NH | NO | WE | 0 | P2 | OP | 0 | OP
1976-01-04 | 17 | 2014-01-04 | NH | NO | WE | 0 | P2 | OP | 0 | OP
1976-01-04 | 18 | 2014-01-04 | NH | NO | WE | 0 | P2 | OP | 0 | OP
1976-01-04 | 19 | 2014-01-04 | NH | NO | WE | 0 | P2 | OP | 0 | OP
1976-01-04 | 20 | 2014-01-04 | NH | NO | WE | 0 | P2 | OP | 0 | OP
1976-01-04 | 21 | 2014-01-04 | NH | NO | WE | 0 | P2 | OP | 0 | OP
1976-01-04 | 22 | 2014-01-04 | NH | NO | WE | 0 | P2 | OP | 0 | OP
1976-01-04 | 23 | 2014-01-04 | NH | NO | WE | 0 | P2 | OP | 0 | OP
1976-01-04 | 0 | 2014-01-04 | NH | NO | WE | 0 | P2 | OP | 0 | OP
1976-01-05 | 1 | 2014-01-05 | NH | NO | WE | 0 | P2 | OP | 0 | OP
1976-01-05 | 2 | 2014-01-05 | NH | NO | WE | 0 | P2 | OP | 0 | OP
1976-01-05 | 3 | 2014-01-05 | NH | NO | WE | 0 | P2 | OP | 0 | OP
1976-01-05 | 4 | 2014-01-05 | NH | NO | WE | 0 | P2 | OP | 0 | OP
1976-01-05 | 5 | 2014-01-05 | NH | NO | WE | 0 | P2 | OP | 0 | OP
1976-01-05 | 6 | 2014-01-05 | NH | NO | WE | 0 | P2 | OP | 0 | OP
1976-01-05 | 7 | 2014-01-05 | NH | NO | WE | 0 | P2 | OP | 0 | OP
1976-01-05 | 8 | 2014-01-05 | NH | NO | WE | 0 | P2 | OP | 0 | OP
1976-01-05 | 9 | 2014-01-05 | NH | NO | WE | 0 | P2 | OP | 0 | OP
1976-01-05 | 10 | 2014-01-05 | NH | NO | WE | 0 | P2 | OP | 0 | OP
1976-01-05 | 11 | 2014-01-05 | NH | NO | WE | 0 | P2 | OP | 0 | OP
1976-01-05 | 12 | 2014-01-05 | NH | NO | WE | 0 | P2 | OP | 0 | OP
1976-01-05 | 13 | 2014-01-05 | NH | NO | WE | 0 | P2 | OP | 0 | OP
1976-01-05 | 14 | 2014-01-05 | NH | NO | WE | 0 | P2 | OP | 0 | OP
1976-01-05 | 15 | 2014-01-05 | NH | NO | WE | 0 | P2 | OP | 0 | OP
1976-01-05 | 16 | 2014-01-05 | NH | NO | WE | 0 | P2 | OP | 0 | OP
1976-01-05 | 17 | 2014-01-05 | NH | NO | WE | 0 | P2 | OP | 0 | OP
1976-01-05 | 18 | 2014-01-05 | NH | NO | WE | 0 | P2 | OP | 0 | OP
1976-01-05 | 19 | 2014-01-05 | NH | NO | WE | 0 | P2 | OP | 0 | OP
1976-01-05 | 20 | 2014-01-05 | NH | NO | WE | 0 | P2 | OP | 0 | OP
1976-01-05 | 21 | 2014-01-05 | NH | NO | WE | 0 | P2 | OP | 0 | OP
1976-01-05 | 22 | 2014-01-05 | NH | NO | WE | 0 | P2 | OP | 0 | OP
1976-01-05 | 23 | 2014-01-05 | NH | NO | WE | 0 | P2 | OP | 0 | OP
1976-01-05 | 0 | 2014-01-05 | NH | NO | WE | 0 | P2 | OP | 0 | OP
1976-01-06 | 1 | 2014-01-06 | NH | YES | WKN | 1 | P2 | OP | 0 | OP
1976-01-06 | 2 | 2014-01-06 | NH | YES | WKN | 1 | P2 | OP | 0 | OP
1976-01-06 | 3 | 2014-01-06 | NH | YES | WKN | 1 | P2 | OP | 0 | OP
1976-01-06 | 4 | 2014-01-06 | NH | YES | WKN | 1 | P2 | OP | 0 | OP
1976-01-06 | 5 | 2014-01-06 | NH | YES | WKN | 1 | P2 | OP | 0 | OP
1976-01-06 | 6 | 2014-01-06 | NH | YES | WKN | 1 | P2 | P | 0 | P
1976-01-06 | 7 | 2014-01-06 | NH | YES | WKN | 1 | P2 | P | 0 | P
1976-01-06 | 8 | 2014-01-06 | NH | YES | WKN | 1 | P2 | P | 0 | P
1976-01-06 | 9 | 2014-01-06 | NH | YES | WKN | 1 | P2 | P | 0 | P
1976-01-06 | 10 | 2014-01-06 | NH | YES | WKN | 1 | P2 | P | 0 | P
1976-01-06 | 11 | 2014-01-06 | NH | YES | WKN | 1 | P2 | P | 0 | P
1976-01-06 | 12 | 2014-01-06 | NH | YES | WKN | 1 | P2 | P | 0 | P
1976-01-06 | 13 | 2014-01-06 | NH | YES | WKN | 1 | P2 | P | 0 | P
1976-01-06 | 14 | 2014-01-06 | NH | YES | WKN | 1 | P2 | P | 0 | P
1976-01-06 | 15 | 2014-01-06 | NH | YES | WKN | 1 | P2 | P | 0 | P
1976-01-06 | 16 | 2014-01-06 | NH | YES | WKN | 1 | P2 | P | 0 | P
1976-01-06 | 17 | 2014-01-06 | NH | YES | WKN | 1 | P2 | P | 0 | P
1976-01-06 | 18 | 2014-01-06 | NH | YES | WKN | 1 | P2 | P | 0 | P
1976-01-06 | 19 | 2014-01-06 | NH | YES | WKN | 1 | P2 | P | 0 | P
1976-01-06 | 20 | 2014-01-06 | NH | YES | WKN | 1 | P2 | P | 0 | P
1976-01-06 | 21 | 2014-01-06 | NH | YES | WKN | 1 | P2 | P | 0 | P
1976-01-06 | 22 | 2014-01-06 | NH | YES | WKN | 1 | P2 | P | 0 | P
1976-01-06 | 23 | 2014-01-06 | NH | YES | WKN | 1 | P2 | OP | 0 | OP
1976-01-06 | 0 | 2014-01-06 | NH | YES | WKN | 1 | P2 | OP | 0 | OP
1976-01-07 | 1 | 2014-01-07 | NH | YES | WKN | 1 | P2 | OP | 0 | OP
1976-01-07 | 2 | 2014-01-07 | NH | YES | WKN | 1 | P2 | OP | 0 | OP
1976-01-07 | 3 | 2014-01-07 | NH | YES | WKN | 1 | P2 | OP | 0 | OP
1976-01-07 | 4 | 2014-01-07 | NH | YES | WKN | 1 | P2 | OP | 0 | OP
1976-01-07 | 5 | 2014-01-07 | NH | YES | WKN | 1 | P2 | OP | 0 | OP
1976-01-07 | 6 | 2014-01-07 | NH | YES | WKN | 1 | P2 | P | 0 | P
1976-01-07 | 7 | 2014-01-07 | NH | YES | WKN | 1 | P2 | P | 0 | P
1976-01-07 | 8 | 2014-01-07 | NH | YES | WKN | 1 | P2 | P | 0 | P
1976-01-07 | 9 | 2014-01-07 | NH | YES | WKN | 1 | P2 | P | 0 | P
1976-01-07 | 10 | 2014-01-07 | NH | YES | WKN | 1 | P2 | P | 0 | P
1976-01-07 | 11 | 2014-01-07 | NH | YES | WKN | 1 | P2 | P | 0 | P
1976-01-07 | 12 | 2014-01-07 | NH | YES | WKN | 1 | P2 | P | 0 | P
1976-01-07 | 13 | 2014-01-07 | NH | YES | WKN | 1 | P2 | P | 0 | P
1976-01-07 | 14 | 2014-01-07 | NH | YES | WKN | 1 | P2 | P | 0 | P
1976-01-07 | 15 | 2014-01-07 | NH | YES | WKN | 1 | P2 | P | 0 | P
1976-01-07 | 16 | 2014-01-07 | NH | YES | WKN | 1 | P2 | P | 0 | P
1976-01-07 | 17 | 2014-01-07 | NH | YES | WKN | 1 | P2 | P | 0 | P
1976-01-07 | 18 | 2014-01-07 | NH | YES | WKN | 1 | P2 | P | 0 | P
1976-01-07 | 19 | 2014-01-07 | NH | YES | WKN | 1 | P2 | P | 0 | P
1976-01-07 | 20 | 2014-01-07 | NH | YES | WKN | 1 | P2 | P | 0 | P
1976-01-07 | 21 | 2014-01-07 | NH | YES | WKN | 1 | P2 | P | 0 | P
1976-01-07 | 22 | 2014-01-07 | NH | YES | WKN | 1 | P2 | P | 0 | P
1976-01-07 | 23 | 2014-01-07 | NH | YES | WKN | 1 | P2 | OP | 0 | OP
1976-01-07 | 0 | 2014-01-07 | NH | YES | WKN | 1 | P2 | OP | 0 | OP
1976-01-08 | 1 | 2014-01-08 | NH | YES | WKN | 1 | P2 | OP | 0 | OP
1976-01-08 | 2 | 2014-01-08 | NH | YES | WKN | 1 | P2 | OP | 0 | OP
1976-01-08 | 3 | 2014-01-08 | NH | YES | WKN | 1 | P2 | OP | 0 | OP
1976-01-08 | 4 | 2014-01-08 | NH | YES | WKN | 1 | P2 | OP | 0 | OP
1976-01-08 | 5 | 2014-01-08 | NH | YES | WKN | 1 | P2 | OP | 0 | OP
1976-01-08 | 6 | 2014-01-08 | NH | YES | WKN | 1 | P2 | P | 0 | P
1976-01-08 | 7 | 2014-01-08 | NH | YES | WKN | 1 | P2 | P | 0 | P
1976-01-08 | 8 | 2014-01-08 | NH | YES | WKN | 1 | P2 | P | 0 | P
1976-01-08 | 9 | 2014-01-08 | NH | YES | WKN | 1 | P2 | P | 0 | P
1976-01-08 | 10 | 2014-01-08 | NH | YES | WKN | 1 | P2 | P | 0 | P
1976-01-08 | 11 | 2014-01-08 | NH | YES | WKN | 1 | P2 | P | 0 | P
1976-01-08 | 12 | 2014-01-08 | NH | YES | WKN | 1 | P2 | P | 0 | P
1976-01-08 | 13 | 2014-01-08 | NH | YES | WKN | 1 | P2 | P | 0 | P
1976-01-08 | 14 | 2014-01-08 | NH | YES | WKN | 1 | P2 | P | 0 | P
1976-01-08 | 15 | 2014-01-08 | NH | YES | WKN | 1 | P2 | P | 0 | P
1976-01-08 | 16 | 2014-01-08 | NH | YES | WKN | 1 | P2 | P | 0 | P
1976-01-08 | 17 | 2014-01-08 | NH | YES | WKN | 1 | P2 | P | 0 | P
1976-01-08 | 18 | 2014-01-08 | NH | YES | WKN | 1 | P2 | P | 0 | P
1976-01-08 | 19 | 2014-01-08 | NH | YES | WKN | 1 | P2 | P | 0 | P
1976-01-08 | 20 | 2014-01-08 | NH | YES | WKN | 1 | P2 | P | 0 | P
1976-01-08 | 21 | 2014-01-08 | NH | YES | WKN | 1 | P2 | P | 0 | P
1976-01-08 | 22 | 2014-01-08 | NH | YES | WKN | 1 | P2 | P | 0 | P
1976-01-08 | 23 | 2014-01-08 | NH | YES | WKN | 1 | P2 | OP | 0 | OP
1976-01-08 | 0 | 2014-01-08 | NH | YES | WKN | 1 | P2 | OP | 0 | OP
1976-01-09 | 1 | 2014-01-09 | NH | YES | WKN | 1 | P2 | OP | 0 | OP
1976-01-09 | 2 | 2014-01-09 | NH | YES | WKN | 1 | P2 | OP | 0 | OP
1976-01-09 | 3 | 2014-01-09 | NH | YES | WKN | 1 | P2 | OP | 0 | OP
1976-01-09 | 4 | 2014-01-09 | NH | YES | WKN | 1 | P2 | OP | 0 | OP
1976-01-09 | 5 | 2014-01-09 | NH | YES | WKN | 1 | P2 | OP | 0 | OP
1976-01-09 | 6 | 2014-01-09 | NH | YES | WKN | 1 | P2 | P | 0 | P
1976-01-09 | 7 | 2014-01-09 | NH | YES | WKN | 1 | P2 | P | 0 | P
1976-01-09 | 8 | 2014-01-09 | NH | YES | WKN | 1 | P2 | P | 0 | P
1976-01-09 | 9 | 2014-01-09 | NH | YES | WKN | 1 | P2 | P | 0 | P
1976-01-09 | 10 | 2014-01-09 | NH | YES | WKN | 1 | P2 | P | 0 | P
1976-01-09 | 11 | 2014-01-09 | NH | YES | WKN | 1 | P2 | P | 0 | P
1976-01-09 | 12 | 2014-01-09 | NH | YES | WKN | 1 | P2 | P | 0 | P
1976-01-09 | 13 | 2014-01-09 | NH | YES | WKN | 1 | P2 | P | 0 | P
1976-01-09 | 14 | 2014-01-09 | NH | YES | WKN | 1 | P2 | P | 0 | P
1976-01-09 | 15 | 2014-01-09 | NH | YES | WKN | 1 | P2 | P | 0 | P
1976-01-09 | 16 | 2014-01-09 | NH | YES | WKN | 1 | P2 | P | 0 | P
1976-01-09 | 17 | 2014-01-09 | NH | YES | WKN | 1 | P2 | P | 0 | P
1976-01-09 | 18 | 2014-01-09 | NH | YES | WKN | 1 | P2 | P | 0 | P
1976-01-09 | 19 | 2014-01-09 | NH | YES | WKN | 1 | P2 | P | 0 | P
1976-01-09 | 20 | 2014-01-09 | NH | YES | WKN | 1 | P2 | P | 0 | P
1976-01-09 | 21 | 2014-01-09 | NH | YES | WKN | 1 | P2 | P | 0 | P
1976-01-09 | 22 | 2014-01-09 | NH | YES | WKN | 1 | P2 | P | 0 | P
1976-01-09 | 23 | 2014-01-09 | NH | YES | WKN | 1 | P2 | OP | 0 | OP
1976-01-09 | 0 | 2014-01-09 | NH | YES | WKN | 1 | P2 | OP | 0 | OP
1976-01-10 | 1 | 2014-01-10 | NH | YES | WKN | 1 | P2 | OP | 0 | OP
1976-01-10 | 2 | 2014-01-10 | NH | YES | WKN | 1 | P2 | OP | 0 | OP
1976-01-10 | 3 | 2014-01-10 | NH | YES | WKN | 1 | P2 | OP | 0 | OP
1976-01-10 | 4 | 2014-01-10 | NH | YES | WKN | 1 | P2 | OP | 0 | OP
1976-01-10 | 5 | 2014-01-10 | NH | YES | WKN | 1 | P2 | OP | 0 | OP
1976-01-10 | 6 | 2014-01-10 | NH | YES | WKN | 1 | P2 | P | 0 | P
1976-01-10 | 7 | 2014-01-10 | NH | YES | WKN | 1 | P2 | P | 0 | P
1976-01-10 | 8 | 2014-01-10 | NH | YES | WKN | 1 | P2 | P | 0 | P
1976-01-10 | 9 | 2014-01-10 | NH | YES | WKN | 1 | P2 | P | 0 | P
1976-01-10 | 10 | 2014-01-10 | NH | YES | WKN | 1 | P2 | P | 0 | P
1976-01-10 | 11 | 2014-01-10 | NH | YES | WKN | 1 | P2 | P | 0 | P
1976-01-10 | 12 | 2014-01-10 | NH | YES | WKN | 1 | P2 | P | 0 | P
1976-01-10 | 13 | 2014-01-10 | NH | YES | WKN | 1 | P2 | P | 0 | P
1976-01-10 | 14 | 2014-01-10 | NH | YES | WKN | 1 | P2 | P | 0 | P
1976-01-10 | 15 | 2014-01-10 | NH | YES | WKN | 1 | P2 | P | 0 | P
1976-01-10 | 16 | 2014-01-10 | NH | YES | WKN | 1 | P2 | P | 0 | P
1976-01-10 | 17 | 2014-01-10 | NH | YES | WKN | 1 | P2 | P | 0 | P
1976-01-10 | 18 | 2014-01-10 | NH | YES | WKN | 1 | P2 | P | 0 | P
1976-01-10 | 19 | 2014-01-10 | NH | YES | WKN | 1 | P2 | P | 0 | P
1976-01-10 | 20 | 2014-01-10 | NH | YES | WKN | 1 | P2 | P | 0 | P
1976-01-10 | 21 | 2014-01-10 | NH | YES | WKN | 1 | P2 | P | 0 | P
1976-01-10 | 22 | 2014-01-10 | NH | YES | WKN | 1 | P2 | P | 0 | P
1976-01-10 | 23 | 2014-01-10 | NH | YES | WKN | 1 | P2 | OP | 0 | OP
1976-01-10 | 0 | 2014-01-10 | NH | YES | WKN | 1 | P2 | OP | 0 | OP
1976-01-11 | 1 | 2014-01-11 | NH | NO | WE | 0 | P2 | OP | 0 | OP
1976-01-11 | 2 | 2014-01-11 | NH | NO | WE | 0 | P2 | OP | 0 | OP
1976-01-11 | 3 | 2014-01-11 | NH | NO | WE | 0 | P2 | OP | 0 | OP
1976-01-11 | 4 | 2014-01-11 | NH | NO | WE | 0 | P2 | OP | 0 | OP
1976-01-11 | 5 | 2014-01-11 | NH | NO | WE | 0 | P2 | OP | 0 | OP
1976-01-11 | 6 | 2014-01-11 | NH | NO | WE | 0 | P2 | OP | 0 | OP
1976-01-11 | 7 | 2014-01-11 | NH | NO | WE | 0 | P2 | OP | 0 | OP
1976-01-11 | 8 | 2014-01-11 | NH | NO | WE | 0 | P2 | OP | 0 | OP
1976-01-11 | 9 | 2014-01-11 | NH | NO | WE | 0 | P2 | OP | 0 | OP
1976-01-11 | 10 | 2014-01-11 | NH | NO | WE | 0 | P2 | OP | 0 | OP
1976-01-11 | 11 | 2014-01-11 | NH | NO | WE | 0 | P2 | OP | 0 | OP
1976-01-11 | 12 | 2014-01-11 | NH | NO | WE | 0 | P2 | OP | 0 | OP
1976-01-11 | 13 | 2014-01-11 | NH | NO | WE | 0 | P2 | OP | 0 | OP
1976-01-11 | 14 | 2014-01-11 | NH | NO | WE | 0 | P2 | OP | 0 | OP
1976-01-11 | 15 | 2014-01-11 | NH | NO | WE | 0 | P2 | OP | 0 | OP
1976-01-11 | 16 | 2014-01-11 | NH | NO | WE | 0 | P2 | OP | 0 | OP
1976-01-11 | 17 | 2014-01-11 | NH | NO | WE | 0 | P2 | OP | 0 | OP
1976-01-11 | 18 | 2014-01-11 | NH | NO | WE | 0 | P2 | OP | 0 | OP
1976-01-11 | 19 | 2014-01-11 | NH | NO | WE | 0 | P2 | OP | 0 | OP
1976-01-11 | 20 | 2014-01-11 | NH | NO | WE | 0 | P2 | OP | 0 | OP
1976-01-11 | 21 | 2014-01-11 | NH | NO | WE | 0 | P2 | OP | 0 | OP
1976-01-11 | 22 | 2014-01-11 | NH | NO | WE | 0 | P2 | OP | 0 | OP
1976-01-11 | 23 | 2014-01-11 | NH | NO | WE | 0 | P2 | OP | 0 | OP
1976-01-11 | 0 | 2014-01-11 | NH | NO | WE | 0 | P2 | OP | 0 | OP
1976-01-12 | 1 | 2014-01-12 | NH | NO | WE | 0 | P2 | OP | 0 | OP
1976-01-12 | 2 | 2014-01-12 | NH | NO | WE | 0 | P2 | OP | 0 | OP
1976-01-12 | 3 | 2014-01-12 | NH | NO | WE | 0 | P2 | OP | 0 | OP
1976-01-12 | 4 | 2014-01-12 | NH | NO | WE | 0 | P2 | OP | 0 | OP
1976-01-12 | 5 | 2014-01-12 | NH | NO | WE | 0 | P2 | OP | 0 | OP
1976-01-12 | 6 | 2014-01-12 | NH | NO | WE | 0 | P2 | OP | 0 | OP
1976-01-12 | 7 | 2014-01-12 | NH | NO | WE | 0 | P2 | OP | 0 | OP
1976-01-12 | 8 | 2014-01-12 | NH | NO | WE | 0 | P2 | OP | 0 | OP
1976-01-12 | 9 | 2014-01-12 | NH | NO | WE | 0 | P2 | OP | 0 | OP
1976-01-12 | 10 | 2014-01-12 | NH | NO | WE | 0 | P2 | OP | 0 | OP
1976-01-12 | 11 | 2014-01-12 | NH | NO | WE | 0 | P2 | OP | 0 | OP
1976-01-12 | 12 | 2014-01-12 | NH | NO | WE | 0 | P2 | OP | 0 | OP
1976-01-12 | 13 | 2014-01-12 | NH | NO | WE | 0 | P2 | OP | 0 | OP
1976-01-12 | 14 | 2014-01-12 | NH | NO | WE | 0 | P2 | OP | 0 | OP
1976-01-12 | 15 | 2014-01-12 | NH | NO | WE | 0 | P2 | OP | 0 | OP
1976-01-12 | 16 | 2014-01-12 | NH | NO | WE | 0 | P2 | OP | 0 | OP
1976-01-12 | 17 | 2014-01-12 | NH | NO | WE | 0 | P2 | OP | 0 | OP
1976-01-12 | 18 | 2014-01-12 | NH | NO | WE | 0 | P2 | OP | 0 | OP
1976-01-12 | 19 | 2014-01-12 | NH | NO | WE | 0 | P2 | OP | 0 | OP
1976-01-12 | 20 | 2014-01-12 | NH | NO | WE | 0 | P2 | OP | 0 | OP
1976-01-12 | 21 | 2014-01-12 | NH | NO | WE | 0 | P2 | OP | 0 | OP
1976-01-12 | 22 | 2014-01-12 | NH | NO | WE | 0 | P2 | OP | 0 | OP
1976-01-12 | 23 | 2014-01-12 | NH | NO | WE | 0 | P2 | OP | 0 | OP
1976-01-12 | 0 | 2014-01-12 | NH | NO | WE | 0 | P2 | OP | 0 | OP
1976-01-13 | 1 | 2014-01-13 | NH | YES | WKN | 1 | P2 | OP | 0 | OP
1976-01-13 | 2 | 2014-01-13 | NH | YES | WKN | 1 | P2 | OP | 0 | OP
1976-01-13 | 3 | 2014-01-13 | NH | YES | WKN | 1 | P2 | OP | 0 | OP
1976-01-13 | 4 | 2014-01-13 | NH | YES | WKN | 1 | P2 | OP | 0 | OP
1976-01-13 | 5 | 2014-01-13 | NH | YES | WKN | 1 | P2 | OP | 0 | OP
1976-01-13 | 6 | 2014-01-13 | NH | YES | WKN | 1 | P2 | P | 0 | P
1976-01-13 | 7 | 2014-01-13 | NH | YES | WKN | 1 | P2 | P | 0 | P
1976-01-13 | 8 | 2014-01-13 | NH | YES | WKN | 1 | P2 | P | 0 | P
1976-01-13 | 9 | 2014-01-13 | NH | YES | WKN | 1 | P2 | P | 0 | P
1976-01-13 | 10 | 2014-01-13 | NH | YES | WKN | 1 | P2 | P | 0 | P
1976-01-13 | 11 | 2014-01-13 | NH | YES | WKN | 1 | P2 | P | 0 | P
1976-01-13 | 12 | 2014-01-13 | NH | YES | WKN | 1 | P2 | P | 0 | P
1976-01-13 | 13 | 2014-01-13 | NH | YES | WKN | 1 | P2 | P | 0 | P
1976-01-13 | 14 | 2014-01-13 | NH | YES | WKN | 1 | P2 | P | 0 | P
1976-01-13 | 15 | 2014-01-13 | NH | YES | WKN | 1 | P2 | P | 0 | P
1976-01-13 | 16 | 2014-01-13 | NH | YES | WKN | 1 | P2 | P | 0 | P
1976-01-13 | 17 | 2014-01-13 | NH | YES | WKN | 1 | P2 | P | 0 | P
1976-01-13 | 18 | 2014-01-13 | NH | YES | WKN | 1 | P2 | P | 0 | P
1976-01-13 | 19 | 2014-01-13 | NH | YES | WKN | 1 | P2 | P | 0 | P
1976-01-13 | 20 | 2014-01-13 | NH | YES | WKN | 1 | P2 | P | 0 | P
1976-01-13 | 21 | 2014-01-13 | NH | YES | WKN | 1 | P2 | P | 0 | P
1976-01-13 | 22 | 2014-01-13 | NH | YES | WKN | 1 | P2 | P | 0 | P
1976-01-13 | 23 | 2014-01-13 | NH | YES | WKN | 1 | P2 | OP | 0 | OP
1976-01-13 | 0 | 2014-01-13 | NH | YES | WKN | 1 | P2 | OP | 0 | OP
1976-01-14 | 1 | 2014-01-14 | NH | YES | WKN | 1 | P2 | OP | 0 | OP
1976-01-14 | 2 | 2014-01-14 | NH | YES | WKN | 1 | P2 | OP | 0 | OP
1976-01-14 | 3 | 2014-01-14 | NH | YES | WKN | 1 | P2 | OP | 0 | OP
1976-01-14 | 4 | 2014-01-14 | NH | YES | WKN | 1 | P2 | OP | 0 | OP
1976-01-14 | 5 | 2014-01-14 | NH | YES | WKN | 1 | P2 | OP | 0 | OP
1976-01-14 | 6 | 2014-01-14 | NH | YES | WKN | 1 | P2 | P | 0 | P
1976-01-14 | 7 | 2014-01-14 | NH | YES | WKN | 1 | P2 | P | 0 | P
1976-01-14 | 8 | 2014-01-14 | NH | YES | WKN | 1 | P2 | P | 0 | P
1976-01-14 | 9 | 2014-01-14 | NH | YES | WKN | 1 | P2 | P | 0 | P
1976-01-14 | 10 | 2014-01-14 | NH | YES | WKN | 1 | P2 | P | 0 | P
1976-01-14 | 11 | 2014-01-14 | NH | YES | WKN | 1 | P2 | P | 0 | P
1976-01-14 | 12 | 2014-01-14 | NH | YES | WKN | 1 | P2 | P | 0 | P
1976-01-14 | 13 | 2014-01-14 | NH | YES | WKN | 1 | P2 | P | 0 | P
1976-01-14 | 14 | 2014-01-14 | NH | YES | WKN | 1 | P2 | P | 0 | P
1976-01-14 | 15 | 2014-01-14 | NH | YES | WKN | 1 | P2 | P | 0 | P
1976-01-14 | 16 | 2014-01-14 | NH | YES | WKN | 1 | P2 | P | 0 | P
1976-01-14 | 17 | 2014-01-14 | NH | YES | WKN | 1 | P2 | P | 0 | P
1976-01-14 | 18 | 2014-01-14 | NH | YES | WKN | 1 | P2 | P | 0 | P
1976-01-14 | 19 | 2014-01-14 | NH | YES | WKN | 1 | P2 | P | 0 | P
1976-01-14 | 20 | 2014-01-14 | NH | YES | WKN | 1 | P2 | P | 0 | P
1976-01-14 | 21 | 2014-01-14 | NH | YES | WKN | 1 | P2 | P | 0 | P
1976-01-14 | 22 | 2014-01-14 | NH | YES | WKN | 1 | P2 | P | 0 | P
1976-01-14 | 23 | 2014-01-14 | NH | YES | WKN | 1 | P2 | OP | 0 | OP
1976-01-14 | 0 | 2014-01-14 | NH | YES | WKN | 1 | P2 | OP | 0 | OP
1976-01-15 | 1 | 2014-01-15 | NH | YES | WKN | 1 | P2 | OP | 0 | OP
1976-01-15 | 2 | 2014-01-15 | NH | YES | WKN | 1 | P2 | OP | 0 | OP
1976-01-15 | 3 | 2014-01-15 | NH | YES | WKN | 1 | P2 | OP | 0 | OP
1976-01-15 | 4 | 2014-01-15 | NH | YES | WKN | 1 | P2 | OP | 0 | OP
1976-01-15 | 5 | 2014-01-15 | NH | YES | WKN | 1 | P2 | OP | 0 | OP
1976-01-15 | 6 | 2014-01-15 | NH | YES | WKN | 1 | P2 | P | 0 | P
1976-01-15 | 7 | 2014-01-15 | NH | YES | WKN | 1 | P2 | P | 0 | P
1976-01-15 | 8 | 2014-01-15 | NH | YES | WKN | 1 | P2 | P | 0 | P
1976-01-15 | 9 | 2014-01-15 | NH | YES | WKN | 1 | P2 | P | 0 | P
1976-01-15 | 10 | 2014-01-15 | NH | YES | WKN | 1 | P2 | P | 0 | P
1976-01-15 | 11 | 2014-01-15 | NH | YES | WKN | 1 | P2 | P | 0 | P
1976-01-15 | 12 | 2014-01-15 | NH | YES | WKN | 1 | P2 | P | 0 | P
1976-01-15 | 13 | 2014-01-15 | NH | YES | WKN | 1 | P2 | P | 0 | P
1976-01-15 | 14 | 2014-01-15 | NH | YES | WKN | 1 | P2 | P | 0 | P
1976-01-15 | 15 | 2014-01-15 | NH | YES | WKN | 1 | P2 | P | 0 | P
1976-01-15 | 16 | 2014-01-15 | NH | YES | WKN | 1 | P2 | P | 0 | P
1976-01-15 | 17 | 2014-01-15 | NH | YES | WKN | 1 | P2 | P | 0 | P
1976-01-15 | 18 | 2014-01-15 | NH | YES | WKN | 1 | P2 | P | 0 | P
1976-01-15 | 19 | 2014-01-15 | NH | YES | WKN | 1 | P2 | P | 0 | P
1976-01-15 | 20 | 2014-01-15 | NH | YES | WKN | 1 | P2 | P | 0 | P
1976-01-15 | 21 | 2014-01-15 | NH | YES | WKN | 1 | P2 | P | 0 | P
1976-01-15 | 22 | 2014-01-15 | NH | YES | WKN | 1 | P2 | P | 0 | P
1976-01-15 | 23 | 2014-01-15 | NH | YES | WKN | 1 | P2 | OP | 0 | OP
1976-01-15 | 0 | 2014-01-15 | NH | YES | WKN | 1 | P2 | OP | 0 | OP
1976-01-16 | 1 | 2014-01-16 | NH | YES | WKN | 1 | P2 | OP | 0 | OP
1976-01-16 | 2 | 2014-01-16 | NH | YES | WKN | 1 | P2 | OP | 0 | OP
1976-01-16 | 3 | 2014-01-16 | NH | YES | WKN | 1 | P2 | OP | 0 | OP
1976-01-16 | 4 | 2014-01-16 | NH | YES | WKN | 1 | P2 | OP | 0 | OP
1976-01-16 | 5 | 2014-01-16 | NH | YES | WKN | 1 | P2 | OP | 0 | OP
1976-01-16 | 6 | 2014-01-16 | NH | YES | WKN | 1 | P2 | P | 0 | P
1976-01-16 | 7 | 2014-01-16 | NH | YES | WKN | 1 | P2 | P | 0 | P
1976-01-16 | 8 | 2014-01-16 | NH | YES | WKN | 1 | P2 | P | 0 | P
1976-01-16 | 9 | 2014-01-16 | NH | YES | WKN | 1 | P2 | P | 0 | P
1976-01-16 | 10 | 2014-01-16 | NH | YES | WKN | 1 | P2 | P | 0 | P
1976-01-16 | 11 | 2014-01-16 | NH | YES | WKN | 1 | P2 | P | 0 | P
1976-01-16 | 12 | 2014-01-16 | NH | YES | WKN | 1 | P2 | P | 0 | P
1976-01-16 | 13 | 2014-01-16 | NH | YES | WKN | 1 | P2 | P | 0 | P
1976-01-16 | 14 | 2014-01-16 | NH | YES | WKN | 1 | P2 | P | 0 | P
1976-01-16 | 15 | 2014-01-16 | NH | YES | WKN | 1 | P2 | P | 0 | P
1976-01-16 | 16 | 2014-01-16 | NH | YES | WKN | 1 | P2 | P | 0 | P
1976-01-16 | 17 | 2014-01-16 | NH | YES | WKN | 1 | P2 | P | 0 | P
1976-01-16 | 18 | 2014-01-16 | NH | YES | WKN | 1 | P2 | P | 0 | P
1976-01-16 | 19 | 2014-01-16 | NH | YES | WKN | 1 | P2 | P | 0 | P
1976-01-16 | 20 | 2014-01-16 | NH | YES | WKN | 1 | P2 | P | 0 | P
1976-01-16 | 21 | 2014-01-16 | NH | YES | WKN | 1 | P2 | P | 0 | P
1976-01-16 | 22 | 2014-01-16 | NH | YES | WKN | 1 | P2 | P | 0 | P
1976-01-16 | 23 | 2014-01-16 | NH | YES | WKN | 1 | P2 | OP | 0 | OP
1976-01-16 | 0 | 2014-01-16 | NH | YES | WKN | 1 | P2 | OP | 0 | OP
1976-01-17 | 1 | 2014-01-17 | NH | YES | WKN | 1 | P2 | OP | 0 | OP
1976-01-17 | 2 | 2014-01-17 | NH | YES | WKN | 1 | P2 | OP | 0 | OP
1976-01-17 | 3 | 2014-01-17 | NH | YES | WKN | 1 | P2 | OP | 0 | OP
1976-01-17 | 4 | 2014-01-17 | NH | YES | WKN | 1 | P2 | OP | 0 | OP
1976-01-17 | 5 | 2014-01-17 | NH | YES | WKN | 1 | P2 | OP | 0 | OP
1976-01-17 | 6 | 2014-01-17 | NH | YES | WKN | 1 | P2 | P | 0 | P
1976-01-17 | 7 | 2014-01-17 | NH | YES | WKN | 1 | P2 | P | 0 | P
1976-01-17 | 8 | 2014-01-17 | NH | YES | WKN | 1 | P2 | P | 0 | P
1976-01-17 | 9 | 2014-01-17 | NH | YES | WKN | 1 | P2 | P | 0 | P
1976-01-17 | 10 | 2014-01-17 | NH | YES | WKN | 1 | P2 | P | 0 | P
1976-01-17 | 11 | 2014-01-17 | NH | YES | WKN | 1 | P2 | P | 0 | P
1976-01-17 | 12 | 2014-01-17 | NH | YES | WKN | 1 | P2 | P | 0 | P
1976-01-17 | 13 | 2014-01-17 | NH | YES | WKN | 1 | P2 | P | 0 | P
1976-01-17 | 14 | 2014-01-17 | NH | YES | WKN | 1 | P2 | P | 0 | P
1976-01-17 | 15 | 2014-01-17 | NH | YES | WKN | 1 | P2 | P | 0 | P
1976-01-17 | 16 | 2014-01-17 | NH | YES | WKN | 1 | P2 | P | 0 | P
1976-01-17 | 17 | 2014-01-17 | NH | YES | WKN | 1 | P2 | P | 0 | P
1976-01-17 | 18 | 2014-01-17 | NH | YES | WKN | 1 | P2 | P | 0 | P
1976-01-17 | 19 | 2014-01-17 | NH | YES | WKN | 1 | P2 | P | 0 | P
1976-01-17 | 20 | 2014-01-17 | NH | YES | WKN | 1 | P2 | P | 0 | P
1976-01-17 | 21 | 2014-01-17 | NH | YES | WKN | 1 | P2 | P | 0 | P
1976-01-17 | 22 | 2014-01-17 | NH | YES | WKN | 1 | P2 | P | 0 | P
1976-01-17 | 23 | 2014-01-17 | NH | YES | WKN | 1 | P2 | OP | 0 | OP
1976-01-17 | 0 | 2014-01-17 | NH | YES | WKN | 1 | P2 | OP | 0 | OP
1976-01-18 | 1 | 2014-01-18 | NH | NO | WE | 0 | P2 | OP | 0 | OP
1976-01-18 | 2 | 2014-01-18 | NH | NO | WE | 0 | P2 | OP | 0 | OP
1976-01-18 | 3 | 2014-01-18 | NH | NO | WE | 0 | P2 | OP | 0 | OP
1976-01-18 | 4 | 2014-01-18 | NH | NO | WE | 0 | P2 | OP | 0 | OP
1976-01-18 | 5 | 2014-01-18 | NH | NO | WE | 0 | P2 | OP | 0 | OP
1976-01-18 | 6 | 2014-01-18 | NH | NO | WE | 0 | P2 | OP | 0 | OP
1976-01-18 | 7 | 2014-01-18 | NH | NO | WE | 0 | P2 | OP | 0 | OP
1976-01-18 | 8 | 2014-01-18 | NH | NO | WE | 0 | P2 | OP | 0 | OP
1976-01-18 | 9 | 2014-01-18 | NH | NO | WE | 0 | P2 | OP | 0 | OP
1976-01-18 | 10 | 2014-01-18 | NH | NO | WE | 0 | P2 | OP | 0 | OP
1976-01-18 | 11 | 2014-01-18 | NH | NO | WE | 0 | P2 | OP | 0 | OP
1976-01-18 | 12 | 2014-01-18 | NH | NO | WE | 0 | P2 | OP | 0 | OP
1976-01-18 | 13 | 2014-01-18 | NH | NO | WE | 0 | P2 | OP | 0 | OP
1976-01-18 | 14 | 2014-01-18 | NH | NO | WE | 0 | P2 | OP | 0 | OP
1976-01-18 | 15 | 2014-01-18 | NH | NO | WE | 0 | P2 | OP | 0 | OP
1976-01-18 | 16 | 2014-01-18 | NH | NO | WE | 0 | P2 | OP | 0 | OP
1976-01-18 | 17 | 2014-01-18 | NH | NO | WE | 0 | P2 | OP | 0 | OP
1976-01-18 | 18 | 2014-01-18 | NH | NO | WE | 0 | P2 | OP | 0 | OP
1976-01-18 | 19 | 2014-01-18 | NH | NO | WE | 0 | P2 | OP | 0 | OP
1976-01-18 | 20 | 2014-01-18 | NH | NO | WE | 0 | P2 | OP | 0 | OP
1976-01-18 | 21 | 2014-01-18 | NH | NO | WE | 0 | P2 | OP | 0 | OP
1976-01-18 | 22 | 2014-01-18 | NH | NO | WE | 0 | P2 | OP | 0 | OP
1976-01-18 | 23 | 2014-01-18 | NH | NO | WE | 0 | P2 | OP | 0 | OP
1976-01-18 | 0 | 2014-01-18 | NH | NO | WE | 0 | P2 | OP | 0 | OP
1976-01-19 | 1 | 2014-01-19 | NH | NO | WE | 0 | P2 | OP | 0 | OP
1976-01-19 | 2 | 2014-01-19 | NH | NO | WE | 0 | P2 | OP | 0 | OP
1976-01-19 | 3 | 2014-01-19 | NH | NO | WE | 0 | P2 | OP | 0 | OP
1976-01-19 | 4 | 2014-01-19 | NH | NO | WE | 0 | P2 | OP | 0 | OP
1976-01-19 | 5 | 2014-01-19 | NH | NO | WE | 0 | P2 | OP | 0 | OP
1976-01-19 | 6 | 2014-01-19 | NH | NO | WE | 0 | P2 | OP | 0 | OP
1976-01-19 | 7 | 2014-01-19 | NH | NO | WE | 0 | P2 | OP | 0 | OP
1976-01-19 | 8 | 2014-01-19 | NH | NO | WE | 0 | P2 | OP | 0 | OP
1976-01-19 | 9 | 2014-01-19 | NH | NO | WE | 0 | P2 | OP | 0 | OP
1976-01-19 | 10 | 2014-01-19 | NH | NO | WE | 0 | P2 | OP | 0 | OP
1976-01-19 | 11 | 2014-01-19 | NH | NO | WE | 0 | P2 | OP | 0 | OP
1976-01-19 | 12 | 2014-01-19 | NH | NO | WE | 0 | P2 | OP | 0 | OP
1976-01-19 | 13 | 2014-01-19 | NH | NO | WE | 0 | P2 | OP | 0 | OP
1976-01-19 | 14 | 2014-01-19 | NH | NO | WE | 0 | P2 | OP | 0 | OP
1976-01-19 | 15 | 2014-01-19 | NH | NO | WE | 0 | P2 | OP | 0 | OP
1976-01-19 | 16 | 2014-01-19 | NH | NO | WE | 0 | P2 | OP | 0 | OP
1976-01-19 | 17 | 2014-01-19 | NH | NO | WE | 0 | P2 | OP | 0 | OP
1976-01-19 | 18 | 2014-01-19 | NH | NO | WE | 0 | P2 | OP | 0 | OP
1976-01-19 | 19 | 2014-01-19 | NH | NO | WE | 0 | P2 | OP | 0 | OP
1976-01-19 | 20 | 2014-01-19 | NH | NO | WE | 0 | P2 | OP | 0 | OP
1976-01-19 | 21 | 2014-01-19 | NH | NO | WE | 0 | P2 | OP | 0 | OP
1976-01-19 | 22 | 2014-01-19 | NH | NO | WE | 0 | P2 | OP | 0 | OP
1976-01-19 | 23 | 2014-01-19 | NH | NO | WE | 0 | P2 | OP | 0 | OP
1976-01-19 | 0 | 2014-01-19 | NH | NO | WE | 0 | P2 | OP | 0 | OP
1976-01-20 | 1 | 2014-01-20 | H | YES | H | 0 | P2 | OP | 0 | OP
1976-01-20 | 2 | 2014-01-20 | H | YES | H | 0 | P2 | OP | 0 | OP
1976-01-20 | 3 | 2014-01-20 | H | YES | H | 0 | P2 | OP | 0 | OP
1976-01-20 | 4 | 2014-01-20 | H | YES | H | 0 | P2 | OP | 0 | OP
1976-01-20 | 5 | 2014-01-20 | H | YES | H | 0 | P2 | OP | 0 | OP
1976-01-20 | 6 | 2014-01-20 | H | YES | H | 0 | P2 | OP | 0 | OP
1976-01-20 | 7 | 2014-01-20 | H | YES | H | 0 | P2 | OP | 0 | OP
1976-01-20 | 8 | 2014-01-20 | H | YES | H | 0 | P2 | OP | 0 | OP
1976-01-20 | 9 | 2014-01-20 | H | YES | H | 0 | P2 | OP | 0 | OP
1976-01-20 | 10 | 2014-01-20 | H | YES | H | 0 | P2 | OP | 0 | OP
1976-01-20 | 11 | 2014-01-20 | H | YES | H | 0 | P2 | OP | 0 | OP
1976-01-20 | 12 | 2014-01-20 | H | YES | H | 0 | P2 | OP | 0 | OP
1976-01-20 | 13 | 2014-01-20 | H | YES | H | 0 | P2 | OP | 0 | OP
1976-01-20 | 14 | 2014-01-20 | H | YES | H | 0 | P2 | OP | 0 | OP
1976-01-20 | 15 | 2014-01-20 | H | YES | H | 0 | P2 | OP | 0 | OP
1976-01-20 | 16 | 2014-01-20 | H | YES | H | 0 | P2 | OP | 0 | OP
1976-01-20 | 17 | 2014-01-20 | H | YES | H | 0 | P2 | OP | 0 | OP
1976-01-20 | 18 | 2014-01-20 | H | YES | H | 0 | P2 | OP | 0 | OP
1976-01-20 | 19 | 2014-01-20 | H | YES | H | 0 | P2 | OP | 0 | OP
1976-01-20 | 20 | 2014-01-20 | H | YES | H | 0 | P2 | OP | 0 | OP
1976-01-20 | 21 | 2014-01-20 | H | YES | H | 0 | P2 | OP | 0 | OP
1976-01-20 | 22 | 2014-01-20 | H | YES | H | 0 | P2 | OP | 0 | OP
1976-01-20 | 23 | 2014-01-20 | H | YES | H | 0 | P2 | OP | 0 | OP
1976-01-20 | 0 | 2014-01-20 | H | YES | H | 0 | P2 | OP | 0 | OP
1976-01-21 | 1 | 2014-01-21 | NH | YES | WKN | 1 | P2 | OP | 0 | OP
1976-01-21 | 2 | 2014-01-21 | NH | YES | WKN | 1 | P2 | OP | 0 | OP
1976-01-21 | 3 | 2014-01-21 | NH | YES | WKN | 1 | P2 | OP | 0 | OP
1976-01-21 | 4 | 2014-01-21 | NH | YES | WKN | 1 | P2 | OP | 0 | OP
1976-01-21 | 5 | 2014-01-21 | NH | YES | WKN | 1 | P2 | OP | 0 | OP
1976-01-21 | 6 | 2014-01-21 | NH | YES | WKN | 1 | P2 | P | 0 | P
1976-01-21 | 7 | 2014-01-21 | NH | YES | WKN | 1 | P2 | P | 0 | P
1976-01-21 | 8 | 2014-01-21 | NH | YES | WKN | 1 | P2 | P | 0 | P
1976-01-21 | 9 | 2014-01-21 | NH | YES | WKN | 1 | P2 | P | 0 | P
1976-01-21 | 10 | 2014-01-21 | NH | YES | WKN | 1 | P2 | P | 0 | P
1976-01-21 | 11 | 2014-01-21 | NH | YES | WKN | 1 | P2 | P | 0 | P
1976-01-21 | 12 | 2014-01-21 | NH | YES | WKN | 1 | P2 | P | 0 | P
1976-01-21 | 13 | 2014-01-21 | NH | YES | WKN | 1 | P2 | P | 0 | P
1976-01-21 | 14 | 2014-01-21 | NH | YES | WKN | 1 | P2 | P | 0 | P
1976-01-21 | 15 | 2014-01-21 | NH | YES | WKN | 1 | P2 | P | 0 | P
1976-01-21 | 16 | 2014-01-21 | NH | YES | WKN | 1 | P2 | P | 0 | P
1976-01-21 | 17 | 2014-01-21 | NH | YES | WKN | 1 | P2 | P | 0 | P
1976-01-21 | 18 | 2014-01-21 | NH | YES | WKN | 1 | P2 | P | 0 | P
1976-01-21 | 19 | 2014-01-21 | NH | YES | WKN | 1 | P2 | P | 0 | P
1976-01-21 | 20 | 2014-01-21 | NH | YES | WKN | 1 | P2 | P | 0 | P
1976-01-21 | 21 | 2014-01-21 | NH | YES | WKN | 1 | P2 | P | 0 | P
1976-01-21 | 22 | 2014-01-21 | NH | YES | WKN | 1 | P2 | P | 0 | P
1976-01-21 | 23 | 2014-01-21 | NH | YES | WKN | 1 | P2 | OP | 0 | OP
1976-01-21 | 0 | 2014-01-21 | NH | YES | WKN | 1 | P2 | OP | 0 | OP
1976-01-22 | 1 | 2014-01-22 | NH | YES | WKN | 1 | P2 | OP | 0 | OP
1976-01-22 | 2 | 2014-01-22 | NH | YES | WKN | 1 | P2 | OP | 0 | OP
1976-01-22 | 3 | 2014-01-22 | NH | YES | WKN | 1 | P2 | OP | 0 | OP
1976-01-22 | 4 | 2014-01-22 | NH | YES | WKN | 1 | P2 | OP | 0 | OP
1976-01-22 | 5 | 2014-01-22 | NH | YES | WKN | 1 | P2 | OP | 0 | OP
1976-01-22 | 6 | 2014-01-22 | NH | YES | WKN | 1 | P2 | P | 0 | P
1976-01-22 | 7 | 2014-01-22 | NH | YES | WKN | 1 | P2 | P | 0 | P
1976-01-22 | 8 | 2014-01-22 | NH | YES | WKN | 1 | P2 | P | 0 | P
1976-01-22 | 9 | 2014-01-22 | NH | YES | WKN | 1 | P2 | P | 0 | P
1976-01-22 | 10 | 2014-01-22 | NH | YES | WKN | 1 | P2 | P | 0 | P
1976-01-22 | 11 | 2014-01-22 | NH | YES | WKN | 1 | P2 | P | 0 | P
1976-01-22 | 12 | 2014-01-22 | NH | YES | WKN | 1 | P2 | P | 0 | P
1976-01-22 | 13 | 2014-01-22 | NH | YES | WKN | 1 | P2 | P | 0 | P
1976-01-22 | 14 | 2014-01-22 | NH | YES | WKN | 1 | P2 | P | 0 | P
1976-01-22 | 15 | 2014-01-22 | NH | YES | WKN | 1 | P2 | P | 0 | P
1976-01-22 | 16 | 2014-01-22 | NH | YES | WKN | 1 | P2 | P | 0 | P
1976-01-22 | 17 | 2014-01-22 | NH | YES | WKN | 1 | P2 | P | 0 | P
1976-01-22 | 18 | 2014-01-22 | NH | YES | WKN | 1 | P2 | P | 0 | P
1976-01-22 | 19 | 2014-01-22 | NH | YES | WKN | 1 | P2 | P | 0 | P
1976-01-22 | 20 | 2014-01-22 | NH | YES | WKN | 1 | P2 | P | 0 | P
1976-01-22 | 21 | 2014-01-22 | NH | YES | WKN | 1 | P2 | P | 0 | P
1976-01-22 | 22 | 2014-01-22 | NH | YES | WKN | 1 | P2 | P | 0 | P
1976-01-22 | 23 | 2014-01-22 | NH | YES | WKN | 1 | P2 | OP | 0 | OP
1976-01-22 | 0 | 2014-01-22 | NH | YES | WKN | 1 | P2 | OP | 0 | OP
1976-01-23 | 1 | 2014-01-23 | NH | YES | WKN | 1 | P2 | OP | 0 | OP
1976-01-23 | 2 | 2014-01-23 | NH | YES | WKN | 1 | P2 | OP | 0 | OP
1976-01-23 | 3 | 2014-01-23 | NH | YES | WKN | 1 | P2 | OP | 0 | OP
1976-01-23 | 4 | 2014-01-23 | NH | YES | WKN | 1 | P2 | OP | 0 | OP
1976-01-23 | 5 | 2014-01-23 | NH | YES | WKN | 1 | P2 | OP | 0 | OP
1976-01-23 | 6 | 2014-01-23 | NH | YES | WKN | 1 | P2 | P | 0 | P
1976-01-23 | 7 | 2014-01-23 | NH | YES | WKN | 1 | P2 | P | 0 | P
1976-01-23 | 8 | 2014-01-23 | NH | YES | WKN | 1 | P2 | P | 0 | P
1976-01-23 | 9 | 2014-01-23 | NH | YES | WKN | 1 | P2 | P | 0 | P
1976-01-23 | 10 | 2014-01-23 | NH | YES | WKN | 1 | P2 | P | 0 | P
1976-01-23 | 11 | 2014-01-23 | NH | YES | WKN | 1 | P2 | P | 0 | P
1976-01-23 | 12 | 2014-01-23 | NH | YES | WKN | 1 | P2 | P | 0 | P
1976-01-23 | 13 | 2014-01-23 | NH | YES | WKN | 1 | P2 | P | 0 | P
1976-01-23 | 14 | 2014-01-23 | NH | YES | WKN | 1 | P2 | P | 0 | P
1976-01-23 | 15 | 2014-01-23 | NH | YES | WKN | 1 | P2 | P | 0 | P
1976-01-23 | 16 | 2014-01-23 | NH | YES | WKN | 1 | P2 | P | 0 | P
1976-01-23 | 17 | 2014-01-23 | NH | YES | WKN | 1 | P2 | P | 0 | P
1976-01-23 | 18 | 2014-01-23 | NH | YES | WKN | 1 | P2 | P | 0 | P
1976-01-23 | 19 | 2014-01-23 | NH | YES | WKN | 1 | P2 | P | 0 | P
1976-01-23 | 20 | 2014-01-23 | NH | YES | WKN | 1 | P2 | P | 0 | P
1976-01-23 | 21 | 2014-01-23 | NH | YES | WKN | 1 | P2 | P | 0 | P
1976-01-23 | 22 | 2014-01-23 | NH | YES | WKN | 1 | P2 | P | 0 | P
1976-01-23 | 23 | 2014-01-23 | NH | YES | WKN | 1 | P2 | OP | 0 | OP
1976-01-23 | 0 | 2014-01-23 | NH | YES | WKN | 1 | P2 | OP | 0 | OP
1976-01-24 | 1 | 2014-01-24 | NH | YES | WKN | 1 | P2 | OP | 0 | OP
1976-01-24 | 2 | 2014-01-24 | NH | YES | WKN | 1 | P2 | OP | 0 | OP
1976-01-24 | 3 | 2014-01-24 | NH | YES | WKN | 1 | P2 | OP | 0 | OP
1976-01-24 | 4 | 2014-01-24 | NH | YES | WKN | 1 | P2 | OP | 0 | OP
1976-01-24 | 5 | 2014-01-24 | NH | YES | WKN | 1 | P2 | OP | 0 | OP
1976-01-24 | 6 | 2014-01-24 | NH | YES | WKN | 1 | P2 | P | 0 | P
1976-01-24 | 7 | 2014-01-24 | NH | YES | WKN | 1 | P2 | P | 0 | P
1976-01-24 | 8 | 2014-01-24 | NH | YES | WKN | 1 | P2 | P | 0 | P
1976-01-24 | 9 | 2014-01-24 | NH | YES | WKN | 1 | P2 | P | 0 | P
1976-01-24 | 10 | 2014-01-24 | NH | YES | WKN | 1 | P2 | P | 0 | P
1976-01-24 | 11 | 2014-01-24 | NH | YES | WKN | 1 | P2 | P | 0 | P
1976-01-24 | 12 | 2014-01-24 | NH | YES | WKN | 1 | P2 | P | 0 | P
1976-01-24 | 13 | 2014-01-24 | NH | YES | WKN | 1 | P2 | P | 0 | P
1976-01-24 | 14 | 2014-01-24 | NH | YES | WKN | 1 | P2 | P | 0 | P
1976-01-24 | 15 | 2014-01-24 | NH | YES | WKN | 1 | P2 | P | 0 | P
1976-01-24 | 16 | 2014-01-24 | NH | YES | WKN | 1 | P2 | P | 0 | P
1976-01-24 | 17 | 2014-01-24 | NH | YES | WKN | 1 | P2 | P | 0 | P
1976-01-24 | 18 | 2014-01-24 | NH | YES | WKN | 1 | P2 | P | 0 | P
1976-01-24 | 19 | 2014-01-24 | NH | YES | WKN | 1 | P2 | P | 0 | P
1976-01-24 | 20 | 2014-01-24 | NH | YES | WKN | 1 | P2 | P | 0 | P
1976-01-24 | 21 | 2014-01-24 | NH | YES | WKN | 1 | P2 | P | 0 | P
1976-01-24 | 22 | 2014-01-24 | NH | YES | WKN | 1 | P2 | P | 0 | P
1976-01-24 | 23 | 2014-01-24 | NH | YES | WKN | 1 | P2 | OP | 0 | OP
1976-01-24 | 0 | 2014-01-24 | NH | YES | WKN | 1 | P2 | OP | 0 | OP
1976-01-25 | 1 | 2014-01-25 | NH | NO | WE | 0 | P2 | OP | 0 | OP
1976-01-25 | 2 | 2014-01-25 | NH | NO | WE | 0 | P2 | OP | 0 | OP
1976-01-25 | 3 | 2014-01-25 | NH | NO | WE | 0 | P2 | OP | 0 | OP
1976-01-25 | 4 | 2014-01-25 | NH | NO | WE | 0 | P2 | OP | 0 | OP
1976-01-25 | 5 | 2014-01-25 | NH | NO | WE | 0 | P2 | OP | 0 | OP
1976-01-25 | 6 | 2014-01-25 | NH | NO | WE | 0 | P2 | OP | 0 | OP
1976-01-25 | 7 | 2014-01-25 | NH | NO | WE | 0 | P2 | OP | 0 | OP
1976-01-25 | 8 | 2014-01-25 | NH | NO | WE | 0 | P2 | OP | 0 | OP
1976-01-25 | 9 | 2014-01-25 | NH | NO | WE | 0 | P2 | OP | 0 | OP
1976-01-25 | 10 | 2014-01-25 | NH | NO | WE | 0 | P2 | OP | 0 | OP
1976-01-25 | 11 | 2014-01-25 | NH | NO | WE | 0 | P2 | OP | 0 | OP
1976-01-25 | 12 | 2014-01-25 | NH | NO | WE | 0 | P2 | OP | 0 | OP
1976-01-25 | 13 | 2014-01-25 | NH | NO | WE | 0 | P2 | OP | 0 | OP
1976-01-25 | 14 | 2014-01-25 | NH | NO | WE | 0 | P2 | OP | 0 | OP
1976-01-25 | 15 | 2014-01-25 | NH | NO | WE | 0 | P2 | OP | 0 | OP
1976-01-25 | 16 | 2014-01-25 | NH | NO | WE | 0 | P2 | OP | 0 | OP
1976-01-25 | 17 | 2014-01-25 | NH | NO | WE | 0 | P2 | OP | 0 | OP
1976-01-25 | 18 | 2014-01-25 | NH | NO | WE | 0 | P2 | OP | 0 | OP
1976-01-25 | 19 | 2014-01-25 | NH | NO | WE | 0 | P2 | OP | 0 | OP
1976-01-25 | 20 | 2014-01-25 | NH | NO | WE | 0 | P2 | OP | 0 | OP
1976-01-25 | 21 | 2014-01-25 | NH | NO | WE | 0 | P2 | OP | 0 | OP
1976-01-25 | 22 | 2014-01-25 | NH | NO | WE | 0 | P2 | OP | 0 | OP
1976-01-25 | 23 | 2014-01-25 | NH | NO | WE | 0 | P2 | OP | 0 | OP
1976-01-25 | 0 | 2014-01-25 | NH | NO | WE | 0 | P2 | OP | 0 | OP
1976-01-26 | 1 | 2014-01-26 | NH | NO | WE | 0 | P2 | OP | 0 | OP
1976-01-26 | 2 | 2014-01-26 | NH | NO | WE | 0 | P2 | OP | 0 | OP
1976-01-26 | 3 | 2014-01-26 | NH | NO | WE | 0 | P2 | OP | 0 | OP
1976-01-26 | 4 | 2014-01-26 | NH | NO | WE | 0 | P2 | OP | 0 | OP
1976-01-26 | 5 | 2014-01-26 | NH | NO | WE | 0 | P2 | OP | 0 | OP
1976-01-26 | 6 | 2014-01-26 | NH | NO | WE | 0 | P2 | OP | 0 | OP
1976-01-26 | 7 | 2014-01-26 | NH | NO | WE | 0 | P2 | OP | 0 | OP
1976-01-26 | 8 | 2014-01-26 | NH | NO | WE | 0 | P2 | OP | 0 | OP
1976-01-26 | 9 | 2014-01-26 | NH | NO | WE | 0 | P2 | OP | 0 | OP
1976-01-26 | 10 | 2014-01-26 | NH | NO | WE | 0 | P2 | OP | 0 | OP
1976-01-26 | 11 | 2014-01-26 | NH | NO | WE | 0 | P2 | OP | 0 | OP
1976-01-26 | 12 | 2014-01-26 | NH | NO | WE | 0 | P2 | OP | 0 | OP
1976-01-26 | 13 | 2014-01-26 | NH | NO | WE | 0 | P2 | OP | 0 | OP
1976-01-26 | 14 | 2014-01-26 | NH | NO | WE | 0 | P2 | OP | 0 | OP
1976-01-26 | 15 | 2014-01-26 | NH | NO | WE | 0 | P2 | OP | 0 | OP
1976-01-26 | 16 | 2014-01-26 | NH | NO | WE | 0 | P2 | OP | 0 | OP
1976-01-26 | 17 | 2014-01-26 | NH | NO | WE | 0 | P2 | OP | 0 | OP
1976-01-26 | 18 | 2014-01-26 | NH | NO | WE | 0 | P2 | OP | 0 | OP
1976-01-26 | 19 | 2014-01-26 | NH | NO | WE | 0 | P2 | OP | 0 | OP
1976-01-26 | 20 | 2014-01-26 | NH | NO | WE | 0 | P2 | OP | 0 | OP
1976-01-26 | 21 | 2014-01-26 | NH | NO | WE | 0 | P2 | OP | 0 | OP
1976-01-26 | 22 | 2014-01-26 | NH | NO | WE | 0 | P2 | OP | 0 | OP
1976-01-26 | 23 | 2014-01-26 | NH | NO | WE | 0 | P2 | OP | 0 | OP
1976-01-26 | 0 | 2014-01-26 | NH | NO | WE | 0 | P2 | OP | 0 | OP
1976-01-27 | 1 | 2014-01-27 | NH | YES | WKN | 1 | P2 | OP | 0 | OP
1976-01-27 | 2 | 2014-01-27 | NH | YES | WKN | 1 | P2 | OP | 0 | OP
1976-01-27 | 3 | 2014-01-27 | NH | YES | WKN | 1 | P2 | OP | 0 | OP
1976-01-27 | 4 | 2014-01-27 | NH | YES | WKN | 1 | P2 | OP | 0 | OP
1976-01-27 | 5 | 2014-01-27 | NH | YES | WKN | 1 | P2 | OP | 0 | OP
1976-01-27 | 6 | 2014-01-27 | NH | YES | WKN | 1 | P2 | P | 0 | P
1976-01-27 | 7 | 2014-01-27 | NH | YES | WKN | 1 | P2 | P | 0 | P
1976-01-27 | 8 | 2014-01-27 | NH | YES | WKN | 1 | P2 | P | 0 | P
1976-01-27 | 9 | 2014-01-27 | NH | YES | WKN | 1 | P2 | P | 0 | P
1976-01-27 | 10 | 2014-01-27 | NH | YES | WKN | 1 | P2 | P | 0 | P
1976-01-27 | 11 | 2014-01-27 | NH | YES | WKN | 1 | P2 | P | 0 | P
1976-01-27 | 12 | 2014-01-27 | NH | YES | WKN | 1 | P2 | P | 0 | P
1976-01-27 | 13 | 2014-01-27 | NH | YES | WKN | 1 | P2 | P | 0 | P
1976-01-27 | 14 | 2014-01-27 | NH | YES | WKN | 1 | P2 | P | 0 | P
1976-01-27 | 15 | 2014-01-27 | NH | YES | WKN | 1 | P2 | P | 0 | P
1976-01-27 | 16 | 2014-01-27 | NH | YES | WKN | 1 | P2 | P | 0 | P
1976-01-27 | 17 | 2014-01-27 | NH | YES | WKN | 1 | P2 | P | 0 | P
1976-01-27 | 18 | 2014-01-27 | NH | YES | WKN | 1 | P2 | P | 0 | P
1976-01-27 | 19 | 2014-01-27 | NH | YES | WKN | 1 | P2 | P | 0 | P
1976-01-27 | 20 | 2014-01-27 | NH | YES | WKN | 1 | P2 | P | 0 | P
1976-01-27 | 21 | 2014-01-27 | NH | YES | WKN | 1 | P2 | P | 0 | P
1976-01-27 | 22 | 2014-01-27 | NH | YES | WKN | 1 | P2 | P | 0 | P
1976-01-27 | 23 | 2014-01-27 | NH | YES | WKN | 1 | P2 | OP | 0 | OP
1976-01-27 | 0 | 2014-01-27 | NH | YES | WKN | 1 | P2 | OP | 0 | OP
1976-01-28 | 1 | 2014-01-28 | NH | YES | WKN | 1 | P2 | OP | 0 | OP
1976-01-28 | 2 | 2014-01-28 | NH | YES | WKN | 1 | P2 | OP | 0 | OP
1976-01-28 | 3 | 2014-01-28 | NH | YES | WKN | 1 | P2 | OP | 0 | OP
1976-01-28 | 4 | 2014-01-28 | NH | YES | WKN | 1 | P2 | OP | 0 | OP
1976-01-28 | 5 | 2014-01-28 | NH | YES | WKN | 1 | P2 | OP | 0 | OP
1976-01-28 | 6 | 2014-01-28 | NH | YES | WKN | 1 | P2 | P | 0 | P
1976-01-28 | 7 | 2014-01-28 | NH | YES | WKN | 1 | P2 | P | 0 | P
1976-01-28 | 8 | 2014-01-28 | NH | YES | WKN | 1 | P2 | P | 0 | P
1976-01-28 | 9 | 2014-01-28 | NH | YES | WKN | 1 | P2 | P | 0 | P
1976-01-28 | 10 | 2014-01-28 | NH | YES | WKN | 1 | P2 | P | 0 | P
1976-01-28 | 11 | 2014-01-28 | NH | YES | WKN | 1 | P2 | P | 0 | P
1976-01-28 | 12 | 2014-01-28 | NH | YES | WKN | 1 | P2 | P | 0 | P
1976-01-28 | 13 | 2014-01-28 | NH | YES | WKN | 1 | P2 | P | 0 | P
1976-01-28 | 14 | 2014-01-28 | NH | YES | WKN | 1 | P2 | P | 0 | P
1976-01-28 | 15 | 2014-01-28 | NH | YES | WKN | 1 | P2 | P | 0 | P
1976-01-28 | 16 | 2014-01-28 | NH | YES | WKN | 1 | P2 | P | 0 | P
1976-01-28 | 17 | 2014-01-28 | NH | YES | WKN | 1 | P2 | P | 0 | P
1976-01-28 | 18 | 2014-01-28 | NH | YES | WKN | 1 | P2 | P | 0 | P
1976-01-28 | 19 | 2014-01-28 | NH | YES | WKN | 1 | P2 | P | 0 | P
1976-01-28 | 20 | 2014-01-28 | NH | YES | WKN | 1 | P2 | P | 0 | P
1976-01-28 | 21 | 2014-01-28 | NH | YES | WKN | 1 | P2 | P | 0 | P
1976-01-28 | 22 | 2014-01-28 | NH | YES | WKN | 1 | P2 | P | 0 | P
1976-01-28 | 23 | 2014-01-28 | NH | YES | WKN | 1 | P2 | OP | 0 | OP
1976-01-28 | 0 | 2014-01-28 | NH | YES | WKN | 1 | P2 | OP | 0 | OP
1976-01-29 | 1 | 2014-01-29 | NH | YES | WKN | 1 | P2 | OP | 0 | OP
1976-01-29 | 2 | 2014-01-29 | NH | YES | WKN | 1 | P2 | OP | 0 | OP
1976-01-29 | 3 | 2014-01-29 | NH | YES | WKN | 1 | P2 | OP | 0 | OP
1976-01-29 | 4 | 2014-01-29 | NH | YES | WKN | 1 | P2 | OP | 0 | OP
1976-01-29 | 5 | 2014-01-29 | NH | YES | WKN | 1 | P2 | OP | 0 | OP
1976-01-29 | 6 | 2014-01-29 | NH | YES | WKN | 1 | P2 | P | 0 | P
1976-01-29 | 7 | 2014-01-29 | NH | YES | WKN | 1 | P2 | P | 0 | P
1976-01-29 | 8 | 2014-01-29 | NH | YES | WKN | 1 | P2 | P | 0 | P
1976-01-29 | 9 | 2014-01-29 | NH | YES | WKN | 1 | P2 | P | 0 | P
1976-01-29 | 10 | 2014-01-29 | NH | YES | WKN | 1 | P2 | P | 0 | P
1976-01-29 | 11 | 2014-01-29 | NH | YES | WKN | 1 | P2 | P | 0 | P
1976-01-29 | 12 | 2014-01-29 | NH | YES | WKN | 1 | P2 | P | 0 | P
1976-01-29 | 13 | 2014-01-29 | NH | YES | WKN | 1 | P2 | P | 0 | P
1976-01-29 | 14 | 2014-01-29 | NH | YES | WKN | 1 | P2 | P | 0 | P
1976-01-29 | 15 | 2014-01-29 | NH | YES | WKN | 1 | P2 | P | 0 | P
1976-01-29 | 16 | 2014-01-29 | NH | YES | WKN | 1 | P2 | P | 0 | P
1976-01-29 | 17 | 2014-01-29 | NH | YES | WKN | 1 | P2 | P | 0 | P
1976-01-29 | 18 | 2014-01-29 | NH | YES | WKN | 1 | P2 | P | 0 | P
1976-01-29 | 19 | 2014-01-29 | NH | YES | WKN | 1 | P2 | P | 0 | P
1976-01-29 | 20 | 2014-01-29 | NH | YES | WKN | 1 | P2 | P | 0 | P
1976-01-29 | 21 | 2014-01-29 | NH | YES | WKN | 1 | P2 | P | 0 | P
1976-01-29 | 22 | 2014-01-29 | NH | YES | WKN | 1 | P2 | P | 0 | P
1976-01-29 | 23 | 2014-01-29 | NH | YES | WKN | 1 | P2 | OP | 0 | OP
1976-01-29 | 0 | 2014-01-29 | NH | YES | WKN | 1 | P2 | OP | 0 | OP
1976-01-30 | 1 | 2014-01-30 | NH | YES | WKN | 1 | P2 | OP | 0 | OP
1976-01-30 | 2 | 2014-01-30 | NH | YES | WKN | 1 | P2 | OP | 0 | OP
1976-01-30 | 3 | 2014-01-30 | NH | YES | WKN | 1 | P2 | OP | 0 | OP
1976-01-30 | 4 | 2014-01-30 | NH | YES | WKN | 1 | P2 | OP | 0 | OP
1976-01-30 | 5 | 2014-01-30 | NH | YES | WKN | 1 | P2 | OP | 0 | OP
1976-01-30 | 6 | 2014-01-30 | NH | YES | WKN | 1 | P2 | P | 0 | P
1976-01-30 | 7 | 2014-01-30 | NH | YES | WKN | 1 | P2 | P | 0 | P
1976-01-30 | 8 | 2014-01-30 | NH | YES | WKN | 1 | P2 | P | 0 | P
1976-01-30 | 9 | 2014-01-30 | NH | YES | WKN | 1 | P2 | P | 0 | P
1976-01-30 | 10 | 2014-01-30 | NH | YES | WKN | 1 | P2 | P | 0 | P
1976-01-30 | 11 | 2014-01-30 | NH | YES | WKN | 1 | P2 | P | 0 | P
1976-01-30 | 12 | 2014-01-30 | NH | YES | WKN | 1 | P2 | P | 0 | P
1976-01-30 | 13 | 2014-01-30 | NH | YES | WKN | 1 | P2 | P | 0 | P
1976-01-30 | 14 | 2014-01-30 | NH | YES | WKN | 1 | P2 | P | 0 | P
1976-01-30 | 15 | 2014-01-30 | NH | YES | WKN | 1 | P2 | P | 0 | P
1976-01-30 | 16 | 2014-01-30 | NH | YES | WKN | 1 | P2 | P | 0 | P
1976-01-30 | 17 | 2014-01-30 | NH | YES | WKN | 1 | P2 | P | 0 | P
1976-01-30 | 18 | 2014-01-30 | NH | YES | WKN | 1 | P2 | P | 0 | P
1976-01-30 | 19 | 2014-01-30 | NH | YES | WKN | 1 | P2 | P | 0 | P
1976-01-30 | 20 | 2014-01-30 | NH | YES | WKN | 1 | P2 | P | 0 | P
1976-01-30 | 21 | 2014-01-30 | NH | YES | WKN | 1 | P2 | P | 0 | P
1976-01-30 | 22 | 2014-01-30 | NH | YES | WKN | 1 | P2 | P | 0 | P
1976-01-30 | 23 | 2014-01-30 | NH | YES | WKN | 1 | P2 | OP | 0 | OP
1976-01-30 | 0 | 2014-01-30 | NH | YES | WKN | 1 | P2 | OP | 0 | OP
1976-01-31 | 1 | 2014-01-31 | NH | YES | WKN | 1 | P2 | OP | 0 | OP
1976-01-31 | 2 | 2014-01-31 | NH | YES | WKN | 1 | P2 | OP | 0 | OP
1976-01-31 | 3 | 2014-01-31 | NH | YES | WKN | 1 | P2 | OP | 0 | OP
1976-01-31 | 4 | 2014-01-31 | NH | YES | WKN | 1 | P2 | OP | 0 | OP
1976-01-31 | 5 | 2014-01-31 | NH | YES | WKN | 1 | P2 | OP | 0 | OP
1976-01-31 | 6 | 2014-01-31 | NH | YES | WKN | 1 | P2 | P | 0 | P
1976-01-31 | 7 | 2014-01-31 | NH | YES | WKN | 1 | P2 | P | 0 | P
1976-01-31 | 8 | 2014-01-31 | NH | YES | WKN | 1 | P2 | P | 0 | P
1976-01-31 | 9 | 2014-01-31 | NH | YES | WKN | 1 | P2 | P | 0 | P
1976-01-31 | 10 | 2014-01-31 | NH | YES | WKN | 1 | P2 | P | 0 | P
1976-01-31 | 11 | 2014-01-31 | NH | YES | WKN | 1 | P2 | P | 0 | P
1976-01-31 | 12 | 2014-01-31 | NH | YES | WKN | 1 | P2 | P | 0 | P
1976-01-31 | 13 | 2014-01-31 | NH | YES | WKN | 1 | P2 | P | 0 | P
1976-01-31 | 14 | 2014-01-31 | NH | YES | WKN | 1 | P2 | P | 0 | P
1976-01-31 | 15 | 2014-01-31 | NH | YES | WKN | 1 | P2 | P | 0 | P
1976-01-31 | 16 | 2014-01-31 | NH | YES | WKN | 1 | P2 | P | 0 | P
1976-01-31 | 17 | 2014-01-31 | NH | YES | WKN | 1 | P2 | P | 0 | P
1976-01-31 | 18 | 2014-01-31 | NH | YES | WKN | 1 | P2 | P | 0 | P
1976-01-31 | 19 | 2014-01-31 | NH | YES | WKN | 1 | P2 | P | 0 | P
1976-01-31 | 20 | 2014-01-31 | NH | YES | WKN | 1 | P2 | P | 0 | P
1976-01-31 | 21 | 2014-01-31 | NH | YES | WKN | 1 | P2 | P | 0 | P
1976-01-31 | 22 | 2014-01-31 | NH | YES | WKN | 1 | P2 | P | 0 | P
1976-01-31 | 23 | 2014-01-31 | NH | YES | WKN | 1 | P2 | OP | 0 | OP
1976-01-31 | 0 | 2014-01-31 | NH | YES | WKN | 1 | P2 | OP | 0 | OP
1977-02-01 | 1 | 2014-02-01 | NH | NO | WE | 0 | P2 | OP | 0 | OP
1977-02-01 | 2 | 2014-02-01 | NH | NO | WE | 0 | P2 | OP | 0 | OP
1977-02-01 | 3 | 2014-02-01 | NH | NO | WE | 0 | P2 | OP | 0 | OP
1977-02-01 | 4 | 2014-02-01 | NH | NO | WE | 0 | P2 | OP | 0 | OP
1977-02-01 | 5 | 2014-02-01 | NH | NO | WE | 0 | P2 | OP | 0 | OP
1977-02-01 | 6 | 2014-02-01 | NH | NO | WE | 0 | P2 | OP | 0 | OP
1977-02-01 | 7 | 2014-02-01 | NH | NO | WE | 0 | P2 | OP | 0 | OP
1977-02-01 | 8 | 2014-02-01 | NH | NO | WE | 0 | P2 | OP | 0 | OP
1977-02-01 | 9 | 2014-02-01 | NH | NO | WE | 0 | P2 | OP | 0 | OP
1977-02-01 | 10 | 2014-02-01 | NH | NO | WE | 0 | P2 | OP | 0 | OP
1977-02-01 | 11 | 2014-02-01 | NH | NO | WE | 0 | P2 | OP | 0 | OP
1977-02-01 | 12 | 2014-02-01 | NH | NO | WE | 0 | P2 | OP | 0 | OP
1977-02-01 | 13 | 2014-02-01 | NH | NO | WE | 0 | P2 | OP | 0 | OP
1977-02-01 | 14 | 2014-02-01 | NH | NO | WE | 0 | P2 | OP | 0 | OP
1977-02-01 | 15 | 2014-02-01 | NH | NO | WE | 0 | P2 | OP | 0 | OP
1977-02-01 | 16 | 2014-02-01 | NH | NO | WE | 0 | P2 | OP | 0 | OP
1977-02-01 | 17 | 2014-02-01 | NH | NO | WE | 0 | P2 | OP | 0 | OP
1977-02-01 | 18 | 2014-02-01 | NH | NO | WE | 0 | P2 | OP | 0 | OP
1977-02-01 | 19 | 2014-02-01 | NH | NO | WE | 0 | P2 | OP | 0 | OP
1977-02-01 | 20 | 2014-02-01 | NH | NO | WE | 0 | P2 | OP | 0 | OP
1977-02-01 | 21 | 2014-02-01 | NH | NO | WE | 0 | P2 | OP | 0 | OP
1977-02-01 | 22 | 2014-02-01 | NH | NO | WE | 0 | P2 | OP | 0 | OP
1977-02-01 | 23 | 2014-02-01 | NH | NO | WE | 0 | P2 | OP | 0 | OP
1977-02-01 | 0 | 2014-02-01 | NH | NO | WE | 0 | P2 | OP | 0 | OP
1977-02-02 | 1 | 2014-02-02 | NH | NO | WE | 0 | P2 | OP | 0 | OP
1977-02-02 | 2 | 2014-02-02 | NH | NO | WE | 0 | P2 | OP | 0 | OP
1977-02-02 | 3 | 2014-02-02 | NH | NO | WE | 0 | P2 | OP | 0 | OP
1977-02-02 | 4 | 2014-02-02 | NH | NO | WE | 0 | P2 | OP | 0 | OP
1977-02-02 | 5 | 2014-02-02 | NH | NO | WE | 0 | P2 | OP | 0 | OP
1977-02-02 | 6 | 2014-02-02 | NH | NO | WE | 0 | P2 | OP | 0 | OP
1977-02-02 | 7 | 2014-02-02 | NH | NO | WE | 0 | P2 | OP | 0 | OP
1977-02-02 | 8 | 2014-02-02 | NH | NO | WE | 0 | P2 | OP | 0 | OP
1977-02-02 | 9 | 2014-02-02 | NH | NO | WE | 0 | P2 | OP | 0 | OP
1977-02-02 | 10 | 2014-02-02 | NH | NO | WE | 0 | P2 | OP | 0 | OP
1977-02-02 | 11 | 2014-02-02 | NH | NO | WE | 0 | P2 | OP | 0 | OP
1977-02-02 | 12 | 2014-02-02 | NH | NO | WE | 0 | P2 | OP | 0 | OP
1977-02-02 | 13 | 2014-02-02 | NH | NO | WE | 0 | P2 | OP | 0 | OP
1977-02-02 | 14 | 2014-02-02 | NH | NO | WE | 0 | P2 | OP | 0 | OP
1977-02-02 | 15 | 2014-02-02 | NH | NO | WE | 0 | P2 | OP | 0 | OP
1977-02-02 | 16 | 2014-02-02 | NH | NO | WE | 0 | P2 | OP | 0 | OP
1977-02-02 | 17 | 2014-02-02 | NH | NO | WE | 0 | P2 | OP | 0 | OP
1977-02-02 | 18 | 2014-02-02 | NH | NO | WE | 0 | P2 | OP | 0 | OP
1977-02-02 | 19 | 2014-02-02 | NH | NO | WE | 0 | P2 | OP | 0 | OP
1977-02-02 | 20 | 2014-02-02 | NH | NO | WE | 0 | P2 | OP | 0 | OP
1977-02-02 | 21 | 2014-02-02 | NH | NO | WE | 0 | P2 | OP | 0 | OP
1977-02-02 | 22 | 2014-02-02 | NH | NO | WE | 0 | P2 | OP | 0 | OP
1977-02-02 | 23 | 2014-02-02 | NH | NO | WE | 0 | P2 | OP | 0 | OP
1977-02-02 | 0 | 2014-02-02 | NH | NO | WE | 0 | P2 | OP | 0 | OP
1977-02-03 | 1 | 2014-02-03 | NH | YES | WKN | 1 | P2 | OP | 0 | OP
1977-02-03 | 2 | 2014-02-03 | NH | YES | WKN | 1 | P2 | OP | 0 | OP
1977-02-03 | 3 | 2014-02-03 | NH | YES | WKN | 1 | P2 | OP | 0 | OP
1977-02-03 | 4 | 2014-02-03 | NH | YES | WKN | 1 | P2 | OP | 0 | OP
1977-02-03 | 5 | 2014-02-03 | NH | YES | WKN | 1 | P2 | OP | 0 | OP
1977-02-03 | 6 | 2014-02-03 | NH | YES | WKN | 1 | P2 | P | 0 | P
1977-02-03 | 7 | 2014-02-03 | NH | YES | WKN | 1 | P2 | P | 0 | P
1977-02-03 | 8 | 2014-02-03 | NH | YES | WKN | 1 | P2 | P | 0 | P
1977-02-03 | 9 | 2014-02-03 | NH | YES | WKN | 1 | P2 | P | 0 | P
1977-02-03 | 10 | 2014-02-03 | NH | YES | WKN | 1 | P2 | P | 0 | P
1977-02-03 | 11 | 2014-02-03 | NH | YES | WKN | 1 | P2 | P | 0 | P
1977-02-03 | 12 | 2014-02-03 | NH | YES | WKN | 1 | P2 | P | 0 | P
1977-02-03 | 13 | 2014-02-03 | NH | YES | WKN | 1 | P2 | P | 0 | P
1977-02-03 | 14 | 2014-02-03 | NH | YES | WKN | 1 | P2 | P | 0 | P
1977-02-03 | 15 | 2014-02-03 | NH | YES | WKN | 1 | P2 | P | 0 | P
1977-02-03 | 16 | 2014-02-03 | NH | YES | WKN | 1 | P2 | P | 0 | P
1977-02-03 | 17 | 2014-02-03 | NH | YES | WKN | 1 | P2 | P | 0 | P
1977-02-03 | 18 | 2014-02-03 | NH | YES | WKN | 1 | P2 | P | 0 | P
1977-02-03 | 19 | 2014-02-03 | NH | YES | WKN | 1 | P2 | P | 0 | P
1977-02-03 | 20 | 2014-02-03 | NH | YES | WKN | 1 | P2 | P | 0 | P
1977-02-03 | 21 | 2014-02-03 | NH | YES | WKN | 1 | P2 | P | 0 | P
1977-02-03 | 22 | 2014-02-03 | NH | YES | WKN | 1 | P2 | P | 0 | P
1977-02-03 | 23 | 2014-02-03 | NH | YES | WKN | 1 | P2 | OP | 0 | OP
1977-02-03 | 0 | 2014-02-03 | NH | YES | WKN | 1 | P2 | OP | 0 | OP
1977-02-04 | 1 | 2014-02-04 | NH | YES | WKN | 1 | P2 | OP | 0 | OP
1977-02-04 | 2 | 2014-02-04 | NH | YES | WKN | 1 | P2 | OP | 0 | OP
1977-02-04 | 3 | 2014-02-04 | NH | YES | WKN | 1 | P2 | OP | 0 | OP
1977-02-04 | 4 | 2014-02-04 | NH | YES | WKN | 1 | P2 | OP | 0 | OP
1977-02-04 | 5 | 2014-02-04 | NH | YES | WKN | 1 | P2 | OP | 0 | OP
1977-02-04 | 6 | 2014-02-04 | NH | YES | WKN | 1 | P2 | P | 0 | P
1977-02-04 | 7 | 2014-02-04 | NH | YES | WKN | 1 | P2 | P | 0 | P
1977-02-04 | 8 | 2014-02-04 | NH | YES | WKN | 1 | P2 | P | 0 | P
1977-02-04 | 9 | 2014-02-04 | NH | YES | WKN | 1 | P2 | P | 0 | P
1977-02-04 | 10 | 2014-02-04 | NH | YES | WKN | 1 | P2 | P | 0 | P
1977-02-04 | 11 | 2014-02-04 | NH | YES | WKN | 1 | P2 | P | 0 | P
1977-02-04 | 12 | 2014-02-04 | NH | YES | WKN | 1 | P2 | P | 0 | P
1977-02-04 | 13 | 2014-02-04 | NH | YES | WKN | 1 | P2 | P | 0 | P
1977-02-04 | 14 | 2014-02-04 | NH | YES | WKN | 1 | P2 | P | 0 | P
1977-02-04 | 15 | 2014-02-04 | NH | YES | WKN | 1 | P2 | P | 0 | P
1977-02-04 | 16 | 2014-02-04 | NH | YES | WKN | 1 | P2 | P | 0 | P
1977-02-04 | 17 | 2014-02-04 | NH | YES | WKN | 1 | P2 | P | 0 | P
1977-02-04 | 18 | 2014-02-04 | NH | YES | WKN | 1 | P2 | P | 0 | P
1977-02-04 | 19 | 2014-02-04 | NH | YES | WKN | 1 | P2 | P | 0 | P
1977-02-04 | 20 | 2014-02-04 | NH | YES | WKN | 1 | P2 | P | 0 | P
1977-02-04 | 21 | 2014-02-04 | NH | YES | WKN | 1 | P2 | P | 0 | P
1977-02-04 | 22 | 2014-02-04 | NH | YES | WKN | 1 | P2 | P | 0 | P
1977-02-04 | 23 | 2014-02-04 | NH | YES | WKN | 1 | P2 | OP | 0 | OP
1977-02-04 | 0 | 2014-02-04 | NH | YES | WKN | 1 | P2 | OP | 0 | OP
1977-02-05 | 1 | 2014-02-05 | NH | YES | WKN | 1 | P2 | OP | 0 | OP
1977-02-05 | 2 | 2014-02-05 | NH | YES | WKN | 1 | P2 | OP | 0 | OP
1977-02-05 | 3 | 2014-02-05 | NH | YES | WKN | 1 | P2 | OP | 0 | OP
1977-02-05 | 4 | 2014-02-05 | NH | YES | WKN | 1 | P2 | OP | 0 | OP
1977-02-05 | 5 | 2014-02-05 | NH | YES | WKN | 1 | P2 | OP | 0 | OP
1977-02-05 | 6 | 2014-02-05 | NH | YES | WKN | 1 | P2 | P | 0 | P
1977-02-05 | 7 | 2014-02-05 | NH | YES | WKN | 1 | P2 | P | 0 | P
1977-02-05 | 8 | 2014-02-05 | NH | YES | WKN | 1 | P2 | P | 0 | P
1977-02-05 | 9 | 2014-02-05 | NH | YES | WKN | 1 | P2 | P | 0 | P
1977-02-05 | 10 | 2014-02-05 | NH | YES | WKN | 1 | P2 | P | 0 | P
1977-02-05 | 11 | 2014-02-05 | NH | YES | WKN | 1 | P2 | P | 0 | P
1977-02-05 | 12 | 2014-02-05 | NH | YES | WKN | 1 | P2 | P | 0 | P
1977-02-05 | 13 | 2014-02-05 | NH | YES | WKN | 1 | P2 | P | 0 | P
1977-02-05 | 14 | 2014-02-05 | NH | YES | WKN | 1 | P2 | P | 0 | P
1977-02-05 | 15 | 2014-02-05 | NH | YES | WKN | 1 | P2 | P | 0 | P
1977-02-05 | 16 | 2014-02-05 | NH | YES | WKN | 1 | P2 | P | 0 | P
1977-02-05 | 17 | 2014-02-05 | NH | YES | WKN | 1 | P2 | P | 0 | P
1977-02-05 | 18 | 2014-02-05 | NH | YES | WKN | 1 | P2 | P | 0 | P
1977-02-05 | 19 | 2014-02-05 | NH | YES | WKN | 1 | P2 | P | 0 | P
1977-02-05 | 20 | 2014-02-05 | NH | YES | WKN | 1 | P2 | P | 0 | P
1977-02-05 | 21 | 2014-02-05 | NH | YES | WKN | 1 | P2 | P | 0 | P
1977-02-05 | 22 | 2014-02-05 | NH | YES | WKN | 1 | P2 | P | 0 | P
1977-02-05 | 23 | 2014-02-05 | NH | YES | WKN | 1 | P2 | OP | 0 | OP
1977-02-05 | 0 | 2014-02-05 | NH | YES | WKN | 1 | P2 | OP | 0 | OP
1977-02-06 | 1 | 2014-02-06 | NH | YES | WKN | 1 | P2 | OP | 0 | OP
1977-02-06 | 2 | 2014-02-06 | NH | YES | WKN | 1 | P2 | OP | 0 | OP
1977-02-06 | 3 | 2014-02-06 | NH | YES | WKN | 1 | P2 | OP | 0 | OP
1977-02-06 | 4 | 2014-02-06 | NH | YES | WKN | 1 | P2 | OP | 0 | OP
1977-02-06 | 5 | 2014-02-06 | NH | YES | WKN | 1 | P2 | OP | 0 | OP
1977-02-06 | 6 | 2014-02-06 | NH | YES | WKN | 1 | P2 | P | 0 | P
1977-02-06 | 7 | 2014-02-06 | NH | YES | WKN | 1 | P2 | P | 0 | P
1977-02-06 | 8 | 2014-02-06 | NH | YES | WKN | 1 | P2 | P | 0 | P
1977-02-06 | 9 | 2014-02-06 | NH | YES | WKN | 1 | P2 | P | 0 | P
1977-02-06 | 10 | 2014-02-06 | NH | YES | WKN | 1 | P2 | P | 0 | P
1977-02-06 | 11 | 2014-02-06 | NH | YES | WKN | 1 | P2 | P | 0 | P
1977-02-06 | 12 | 2014-02-06 | NH | YES | WKN | 1 | P2 | P | 0 | P
1977-02-06 | 13 | 2014-02-06 | NH | YES | WKN | 1 | P2 | P | 0 | P
1977-02-06 | 14 | 2014-02-06 | NH | YES | WKN | 1 | P2 | P | 0 | P
1977-02-06 | 15 | 2014-02-06 | NH | YES | WKN | 1 | P2 | P | 0 | P
1977-02-06 | 16 | 2014-02-06 | NH | YES | WKN | 1 | P2 | P | 0 | P
1977-02-06 | 17 | 2014-02-06 | NH | YES | WKN | 1 | P2 | P | 0 | P
1977-02-06 | 18 | 2014-02-06 | NH | YES | WKN | 1 | P2 | P | 0 | P
1977-02-06 | 19 | 2014-02-06 | NH | YES | WKN | 1 | P2 | P | 0 | P
1977-02-06 | 20 | 2014-02-06 | NH | YES | WKN | 1 | P2 | P | 0 | P
1977-02-06 | 21 | 2014-02-06 | NH | YES | WKN | 1 | P2 | P | 0 | P
1977-02-06 | 22 | 2014-02-06 | NH | YES | WKN | 1 | P2 | P | 0 | P
1977-02-06 | 23 | 2014-02-06 | NH | YES | WKN | 1 | P2 | OP | 0 | OP
1977-02-06 | 0 | 2014-02-06 | NH | YES | WKN | 1 | P2 | OP | 0 | OP
1977-02-07 | 1 | 2014-02-07 | NH | YES | WKN | 1 | P2 | OP | 0 | OP
1977-02-07 | 2 | 2014-02-07 | NH | YES | WKN | 1 | P2 | OP | 0 | OP
1977-02-07 | 3 | 2014-02-07 | NH | YES | WKN | 1 | P2 | OP | 0 | OP
1977-02-07 | 4 | 2014-02-07 | NH | YES | WKN | 1 | P2 | OP | 0 | OP
1977-02-07 | 5 | 2014-02-07 | NH | YES | WKN | 1 | P2 | OP | 0 | OP
1977-02-07 | 6 | 2014-02-07 | NH | YES | WKN | 1 | P2 | P | 0 | P
1977-02-07 | 7 | 2014-02-07 | NH | YES | WKN | 1 | P2 | P | 0 | P
1977-02-07 | 8 | 2014-02-07 | NH | YES | WKN | 1 | P2 | P | 0 | P
1977-02-07 | 9 | 2014-02-07 | NH | YES | WKN | 1 | P2 | P | 0 | P
1977-02-07 | 10 | 2014-02-07 | NH | YES | WKN | 1 | P2 | P | 0 | P
1977-02-07 | 11 | 2014-02-07 | NH | YES | WKN | 1 | P2 | P | 0 | P
1977-02-07 | 12 | 2014-02-07 | NH | YES | WKN | 1 | P2 | P | 0 | P
1977-02-07 | 13 | 2014-02-07 | NH | YES | WKN | 1 | P2 | P | 0 | P
1977-02-07 | 14 | 2014-02-07 | NH | YES | WKN | 1 | P2 | P | 0 | P
1977-02-07 | 15 | 2014-02-07 | NH | YES | WKN | 1 | P2 | P | 0 | P
1977-02-07 | 16 | 2014-02-07 | NH | YES | WKN | 1 | P2 | P | 0 | P
1977-02-07 | 17 | 2014-02-07 | NH | YES | WKN | 1 | P2 | P | 0 | P
1977-02-07 | 18 | 2014-02-07 | NH | YES | WKN | 1 | P2 | P | 0 | P
1977-02-07 | 19 | 2014-02-07 | NH | YES | WKN | 1 | P2 | P | 0 | P
1977-02-07 | 20 | 2014-02-07 | NH | YES | WKN | 1 | P2 | P | 0 | P
1977-02-07 | 21 | 2014-02-07 | NH | YES | WKN | 1 | P2 | P | 0 | P
1977-02-07 | 22 | 2014-02-07 | NH | YES | WKN | 1 | P2 | P | 0 | P
1977-02-07 | 23 | 2014-02-07 | NH | YES | WKN | 1 | P2 | OP | 0 | OP
1977-02-07 | 0 | 2014-02-07 | NH | YES | WKN | 1 | P2 | OP | 0 | OP
1977-02-08 | 1 | 2014-02-08 | NH | NO | WE | 0 | P2 | OP | 0 | OP
1977-02-08 | 2 | 2014-02-08 | NH | NO | WE | 0 | P2 | OP | 0 | OP
1977-02-08 | 3 | 2014-02-08 | NH | NO | WE | 0 | P2 | OP | 0 | OP
1977-02-08 | 4 | 2014-02-08 | NH | NO | WE | 0 | P2 | OP | 0 | OP
1977-02-08 | 5 | 2014-02-08 | NH | NO | WE | 0 | P2 | OP | 0 | OP
1977-02-08 | 6 | 2014-02-08 | NH | NO | WE | 0 | P2 | OP | 0 | OP
1977-02-08 | 7 | 2014-02-08 | NH | NO | WE | 0 | P2 | OP | 0 | OP
1977-02-08 | 8 | 2014-02-08 | NH | NO | WE | 0 | P2 | OP | 0 | OP
1977-02-08 | 9 | 2014-02-08 | NH | NO | WE | 0 | P2 | OP | 0 | OP
1977-02-08 | 10 | 2014-02-08 | NH | NO | WE | 0 | P2 | OP | 0 | OP
1977-02-08 | 11 | 2014-02-08 | NH | NO | WE | 0 | P2 | OP | 0 | OP
1977-02-08 | 12 | 2014-02-08 | NH | NO | WE | 0 | P2 | OP | 0 | OP
1977-02-08 | 13 | 2014-02-08 | NH | NO | WE | 0 | P2 | OP | 0 | OP
1977-02-08 | 14 | 2014-02-08 | NH | NO | WE | 0 | P2 | OP | 0 | OP
1977-02-08 | 15 | 2014-02-08 | NH | NO | WE | 0 | P2 | OP | 0 | OP
1977-02-08 | 16 | 2014-02-08 | NH | NO | WE | 0 | P2 | OP | 0 | OP
1977-02-08 | 17 | 2014-02-08 | NH | NO | WE | 0 | P2 | OP | 0 | OP
1977-02-08 | 18 | 2014-02-08 | NH | NO | WE | 0 | P2 | OP | 0 | OP
1977-02-08 | 19 | 2014-02-08 | NH | NO | WE | 0 | P2 | OP | 0 | OP
1977-02-08 | 20 | 2014-02-08 | NH | NO | WE | 0 | P2 | OP | 0 | OP
1977-02-08 | 21 | 2014-02-08 | NH | NO | WE | 0 | P2 | OP | 0 | OP
1977-02-08 | 22 | 2014-02-08 | NH | NO | WE | 0 | P2 | OP | 0 | OP
1977-02-08 | 23 | 2014-02-08 | NH | NO | WE | 0 | P2 | OP | 0 | OP
1977-02-08 | 0 | 2014-02-08 | NH | NO | WE | 0 | P2 | OP | 0 | OP
1977-02-09 | 1 | 2014-02-09 | NH | NO | WE | 0 | P2 | OP | 0 | OP
1977-02-09 | 2 | 2014-02-09 | NH | NO | WE | 0 | P2 | OP | 0 | OP
1977-02-09 | 3 | 2014-02-09 | NH | NO | WE | 0 | P2 | OP | 0 | OP
1977-02-09 | 4 | 2014-02-09 | NH | NO | WE | 0 | P2 | OP | 0 | OP
1977-02-09 | 5 | 2014-02-09 | NH | NO | WE | 0 | P2 | OP | 0 | OP
1977-02-09 | 6 | 2014-02-09 | NH | NO | WE | 0 | P2 | OP | 0 | OP
1977-02-09 | 7 | 2014-02-09 | NH | NO | WE | 0 | P2 | OP | 0 | OP
1977-02-09 | 8 | 2014-02-09 | NH | NO | WE | 0 | P2 | OP | 0 | OP
1977-02-09 | 9 | 2014-02-09 | NH | NO | WE | 0 | P2 | OP | 0 | OP
1977-02-09 | 10 | 2014-02-09 | NH | NO | WE | 0 | P2 | OP | 0 | OP
1977-02-09 | 11 | 2014-02-09 | NH | NO | WE | 0 | P2 | OP | 0 | OP
1977-02-09 | 12 | 2014-02-09 | NH | NO | WE | 0 | P2 | OP | 0 | OP
1977-02-09 | 13 | 2014-02-09 | NH | NO | WE | 0 | P2 | OP | 0 | OP
1977-02-09 | 14 | 2014-02-09 | NH | NO | WE | 0 | P2 | OP | 0 | OP
1977-02-09 | 15 | 2014-02-09 | NH | NO | WE | 0 | P2 | OP | 0 | OP
1977-02-09 | 16 | 2014-02-09 | NH | NO | WE | 0 | P2 | OP | 0 | OP
1977-02-09 | 17 | 2014-02-09 | NH | NO | WE | 0 | P2 | OP | 0 | OP
1977-02-09 | 18 | 2014-02-09 | NH | NO | WE | 0 | P2 | OP | 0 | OP
1977-02-09 | 19 | 2014-02-09 | NH | NO | WE | 0 | P2 | OP | 0 | OP
1977-02-09 | 20 | 2014-02-09 | NH | NO | WE | 0 | P2 | OP | 0 | OP
1977-02-09 | 21 | 2014-02-09 | NH | NO | WE | 0 | P2 | OP | 0 | OP
1977-02-09 | 22 | 2014-02-09 | NH | NO | WE | 0 | P2 | OP | 0 | OP
1977-02-09 | 23 | 2014-02-09 | NH | NO | WE | 0 | P2 | OP | 0 | OP
1977-02-09 | 0 | 2014-02-09 | NH | NO | WE | 0 | P2 | OP | 0 | OP
1977-02-10 | 1 | 2014-02-10 | NH | YES | WKN | 1 | P2 | OP | 0 | OP
1977-02-10 | 2 | 2014-02-10 | NH | YES | WKN | 1 | P2 | OP | 0 | OP
1977-02-10 | 3 | 2014-02-10 | NH | YES | WKN | 1 | P2 | OP | 0 | OP
1977-02-10 | 4 | 2014-02-10 | NH | YES | WKN | 1 | P2 | OP | 0 | OP
1977-02-10 | 5 | 2014-02-10 | NH | YES | WKN | 1 | P2 | OP | 0 | OP
1977-02-10 | 6 | 2014-02-10 | NH | YES | WKN | 1 | P2 | P | 0 | P
1977-02-10 | 7 | 2014-02-10 | NH | YES | WKN | 1 | P2 | P | 0 | P
1977-02-10 | 8 | 2014-02-10 | NH | YES | WKN | 1 | P2 | P | 0 | P
1977-02-10 | 9 | 2014-02-10 | NH | YES | WKN | 1 | P2 | P | 0 | P
1977-02-10 | 10 | 2014-02-10 | NH | YES | WKN | 1 | P2 | P | 0 | P
1977-02-10 | 11 | 2014-02-10 | NH | YES | WKN | 1 | P2 | P | 0 | P
1977-02-10 | 12 | 2014-02-10 | NH | YES | WKN | 1 | P2 | P | 0 | P
1977-02-10 | 13 | 2014-02-10 | NH | YES | WKN | 1 | P2 | P | 0 | P
1977-02-10 | 14 | 2014-02-10 | NH | YES | WKN | 1 | P2 | P | 0 | P
1977-02-10 | 15 | 2014-02-10 | NH | YES | WKN | 1 | P2 | P | 0 | P
1977-02-10 | 16 | 2014-02-10 | NH | YES | WKN | 1 | P2 | P | 0 | P
1977-02-10 | 17 | 2014-02-10 | NH | YES | WKN | 1 | P2 | P | 0 | P
1977-02-10 | 18 | 2014-02-10 | NH | YES | WKN | 1 | P2 | P | 0 | P
1977-02-10 | 19 | 2014-02-10 | NH | YES | WKN | 1 | P2 | P | 0 | P
1977-02-10 | 20 | 2014-02-10 | NH | YES | WKN | 1 | P2 | P | 0 | P
1977-02-10 | 21 | 2014-02-10 | NH | YES | WKN | 1 | P2 | P | 0 | P
1977-02-10 | 22 | 2014-02-10 | NH | YES | WKN | 1 | P2 | P | 0 | P
1977-02-10 | 23 | 2014-02-10 | NH | YES | WKN | 1 | P2 | OP | 0 | OP
1977-02-10 | 0 | 2014-02-10 | NH | YES | WKN | 1 | P2 | OP | 0 | OP
1977-02-11 | 1 | 2014-02-11 | NH | YES | WKN | 1 | P2 | OP | 0 | OP
1977-02-11 | 2 | 2014-02-11 | NH | YES | WKN | 1 | P2 | OP | 0 | OP
1977-02-11 | 3 | 2014-02-11 | NH | YES | WKN | 1 | P2 | OP | 0 | OP
1977-02-11 | 4 | 2014-02-11 | NH | YES | WKN | 1 | P2 | OP | 0 | OP
1977-02-11 | 5 | 2014-02-11 | NH | YES | WKN | 1 | P2 | OP | 0 | OP
1977-02-11 | 6 | 2014-02-11 | NH | YES | WKN | 1 | P2 | P | 0 | P
1977-02-11 | 7 | 2014-02-11 | NH | YES | WKN | 1 | P2 | P | 0 | P
1977-02-11 | 8 | 2014-02-11 | NH | YES | WKN | 1 | P2 | P | 0 | P
1977-02-11 | 9 | 2014-02-11 | NH | YES | WKN | 1 | P2 | P | 0 | P
1977-02-11 | 10 | 2014-02-11 | NH | YES | WKN | 1 | P2 | P | 0 | P
1977-02-11 | 11 | 2014-02-11 | NH | YES | WKN | 1 | P2 | P | 0 | P
1977-02-11 | 12 | 2014-02-11 | NH | YES | WKN | 1 | P2 | P | 0 | P
1977-02-11 | 13 | 2014-02-11 | NH | YES | WKN | 1 | P2 | P | 0 | P
1977-02-11 | 14 | 2014-02-11 | NH | YES | WKN | 1 | P2 | P | 0 | P
1977-02-11 | 15 | 2014-02-11 | NH | YES | WKN | 1 | P2 | P | 0 | P
1977-02-11 | 16 | 2014-02-11 | NH | YES | WKN | 1 | P2 | P | 0 | P
1977-02-11 | 17 | 2014-02-11 | NH | YES | WKN | 1 | P2 | P | 0 | P
1977-02-11 | 18 | 2014-02-11 | NH | YES | WKN | 1 | P2 | P | 0 | P
1977-02-11 | 19 | 2014-02-11 | NH | YES | WKN | 1 | P2 | P | 0 | P
1977-02-11 | 20 | 2014-02-11 | NH | YES | WKN | 1 | P2 | P | 0 | P
1977-02-11 | 21 | 2014-02-11 | NH | YES | WKN | 1 | P2 | P | 0 | P
1977-02-11 | 22 | 2014-02-11 | NH | YES | WKN | 1 | P2 | P | 0 | P
1977-02-11 | 23 | 2014-02-11 | NH | YES | WKN | 1 | P2 | OP | 0 | OP
1977-02-11 | 0 | 2014-02-11 | NH | YES | WKN | 1 | P2 | OP | 0 | OP
1977-02-12 | 1 | 2014-02-12 | NH | YES | WKN | 1 | P2 | OP | 0 | OP
1977-02-12 | 2 | 2014-02-12 | NH | YES | WKN | 1 | P2 | OP | 0 | OP
1977-02-12 | 3 | 2014-02-12 | NH | YES | WKN | 1 | P2 | OP | 0 | OP
1977-02-12 | 4 | 2014-02-12 | NH | YES | WKN | 1 | P2 | OP | 0 | OP
1977-02-12 | 5 | 2014-02-12 | NH | YES | WKN | 1 | P2 | OP | 0 | OP
1977-02-12 | 6 | 2014-02-12 | NH | YES | WKN | 1 | P2 | P | 0 | P
1977-02-12 | 7 | 2014-02-12 | NH | YES | WKN | 1 | P2 | P | 0 | P
1977-02-12 | 8 | 2014-02-12 | NH | YES | WKN | 1 | P2 | P | 0 | P
1977-02-12 | 9 | 2014-02-12 | NH | YES | WKN | 1 | P2 | P | 0 | P
1977-02-12 | 10 | 2014-02-12 | NH | YES | WKN | 1 | P2 | P | 0 | P
1977-02-12 | 11 | 2014-02-12 | NH | YES | WKN | 1 | P2 | P | 0 | P
1977-02-12 | 12 | 2014-02-12 | NH | YES | WKN | 1 | P2 | P | 0 | P
1977-02-12 | 13 | 2014-02-12 | NH | YES | WKN | 1 | P2 | P | 0 | P
1977-02-12 | 14 | 2014-02-12 | NH | YES | WKN | 1 | P2 | P | 0 | P
1977-02-12 | 15 | 2014-02-12 | NH | YES | WKN | 1 | P2 | P | 0 | P
1977-02-12 | 16 | 2014-02-12 | NH | YES | WKN | 1 | P2 | P | 0 | P
1977-02-12 | 17 | 2014-02-12 | NH | YES | WKN | 1 | P2 | P | 0 | P
1977-02-12 | 18 | 2014-02-12 | NH | YES | WKN | 1 | P2 | P | 0 | P
1977-02-12 | 19 | 2014-02-12 | NH | YES | WKN | 1 | P2 | P | 0 | P
1977-02-12 | 20 | 2014-02-12 | NH | YES | WKN | 1 | P2 | P | 0 | P
1977-02-12 | 21 | 2014-02-12 | NH | YES | WKN | 1 | P2 | P | 0 | P
1977-02-12 | 22 | 2014-02-12 | NH | YES | WKN | 1 | P2 | P | 0 | P
1977-02-12 | 23 | 2014-02-12 | NH | YES | WKN | 1 | P2 | OP | 0 | OP
1977-02-12 | 0 | 2014-02-12 | NH | YES | WKN | 1 | P2 | OP | 0 | OP
1977-02-13 | 1 | 2014-02-13 | NH | YES | WKN | 1 | P2 | OP | 0 | OP
1977-02-13 | 2 | 2014-02-13 | NH | YES | WKN | 1 | P2 | OP | 0 | OP
1977-02-13 | 3 | 2014-02-13 | NH | YES | WKN | 1 | P2 | OP | 0 | OP
1977-02-13 | 4 | 2014-02-13 | NH | YES | WKN | 1 | P2 | OP | 0 | OP
1977-02-13 | 5 | 2014-02-13 | NH | YES | WKN | 1 | P2 | OP | 0 | OP
1977-02-13 | 6 | 2014-02-13 | NH | YES | WKN | 1 | P2 | P | 0 | P
1977-02-13 | 7 | 2014-02-13 | NH | YES | WKN | 1 | P2 | P | 0 | P
1977-02-13 | 8 | 2014-02-13 | NH | YES | WKN | 1 | P2 | P | 0 | P
1977-02-13 | 9 | 2014-02-13 | NH | YES | WKN | 1 | P2 | P | 0 | P
1977-02-13 | 10 | 2014-02-13 | NH | YES | WKN | 1 | P2 | P | 0 | P
1977-02-13 | 11 | 2014-02-13 | NH | YES | WKN | 1 | P2 | P | 0 | P
1977-02-13 | 12 | 2014-02-13 | NH | YES | WKN | 1 | P2 | P | 0 | P
1977-02-13 | 13 | 2014-02-13 | NH | YES | WKN | 1 | P2 | P | 0 | P
1977-02-13 | 14 | 2014-02-13 | NH | YES | WKN | 1 | P2 | P | 0 | P
1977-02-13 | 15 | 2014-02-13 | NH | YES | WKN | 1 | P2 | P | 0 | P
1977-02-13 | 16 | 2014-02-13 | NH | YES | WKN | 1 | P2 | P | 0 | P
1977-02-13 | 17 | 2014-02-13 | NH | YES | WKN | 1 | P2 | P | 0 | P
1977-02-13 | 18 | 2014-02-13 | NH | YES | WKN | 1 | P2 | P | 0 | P
1977-02-13 | 19 | 2014-02-13 | NH | YES | WKN | 1 | P2 | P | 0 | P
1977-02-13 | 20 | 2014-02-13 | NH | YES | WKN | 1 | P2 | P | 0 | P
1977-02-13 | 21 | 2014-02-13 | NH | YES | WKN | 1 | P2 | P | 0 | P
1977-02-13 | 22 | 2014-02-13 | NH | YES | WKN | 1 | P2 | P | 0 | P
1977-02-13 | 23 | 2014-02-13 | NH | YES | WKN | 1 | P2 | OP | 0 | OP
1977-02-13 | 0 | 2014-02-13 | NH | YES | WKN | 1 | P2 | OP | 0 | OP
1977-02-14 | 1 | 2014-02-14 | NH | YES | WKN | 1 | P2 | OP | 0 | OP
1977-02-14 | 2 | 2014-02-14 | NH | YES | WKN | 1 | P2 | OP | 0 | OP
1977-02-14 | 3 | 2014-02-14 | NH | YES | WKN | 1 | P2 | OP | 0 | OP
1977-02-14 | 4 | 2014-02-14 | NH | YES | WKN | 1 | P2 | OP | 0 | OP
1977-02-14 | 5 | 2014-02-14 | NH | YES | WKN | 1 | P2 | OP | 0 | OP
1977-02-14 | 6 | 2014-02-14 | NH | YES | WKN | 1 | P2 | P | 0 | P
1977-02-14 | 7 | 2014-02-14 | NH | YES | WKN | 1 | P2 | P | 0 | P
1977-02-14 | 8 | 2014-02-14 | NH | YES | WKN | 1 | P2 | P | 0 | P
1977-02-14 | 9 | 2014-02-14 | NH | YES | WKN | 1 | P2 | P | 0 | P
1977-02-14 | 10 | 2014-02-14 | NH | YES | WKN | 1 | P2 | P | 0 | P
1977-02-14 | 11 | 2014-02-14 | NH | YES | WKN | 1 | P2 | P | 0 | P
1977-02-14 | 12 | 2014-02-14 | NH | YES | WKN | 1 | P2 | P | 0 | P
1977-02-14 | 13 | 2014-02-14 | NH | YES | WKN | 1 | P2 | P | 0 | P
1977-02-14 | 14 | 2014-02-14 | NH | YES | WKN | 1 | P2 | P | 0 | P
1977-02-14 | 15 | 2014-02-14 | NH | YES | WKN | 1 | P2 | P | 0 | P
1977-02-14 | 16 | 2014-02-14 | NH | YES | WKN | 1 | P2 | P | 0 | P
1977-02-14 | 17 | 2014-02-14 | NH | YES | WKN | 1 | P2 | P | 0 | P
1977-02-14 | 18 | 2014-02-14 | NH | YES | WKN | 1 | P2 | P | 0 | P
1977-02-14 | 19 | 2014-02-14 | NH | YES | WKN | 1 | P2 | P | 0 | P
1977-02-14 | 20 | 2014-02-14 | NH | YES | WKN | 1 | P2 | P | 0 | P
1977-02-14 | 21 | 2014-02-14 | NH | YES | WKN | 1 | P2 | P | 0 | P
1977-02-14 | 22 | 2014-02-14 | NH | YES | WKN | 1 | P2 | P | 0 | P
1977-02-14 | 23 | 2014-02-14 | NH | YES | WKN | 1 | P2 | OP | 0 | OP
1977-02-14 | 0 | 2014-02-14 | NH | YES | WKN | 1 | P2 | OP | 0 | OP
1977-02-15 | 1 | 2014-02-15 | NH | NO | WE | 0 | P2 | OP | 0 | OP
1977-02-15 | 2 | 2014-02-15 | NH | NO | WE | 0 | P2 | OP | 0 | OP
1977-02-15 | 3 | 2014-02-15 | NH | NO | WE | 0 | P2 | OP | 0 | OP
1977-02-15 | 4 | 2014-02-15 | NH | NO | WE | 0 | P2 | OP | 0 | OP
1977-02-15 | 5 | 2014-02-15 | NH | NO | WE | 0 | P2 | OP | 0 | OP
1977-02-15 | 6 | 2014-02-15 | NH | NO | WE | 0 | P2 | OP | 0 | OP
1977-02-15 | 7 | 2014-02-15 | NH | NO | WE | 0 | P2 | OP | 0 | OP
1977-02-15 | 8 | 2014-02-15 | NH | NO | WE | 0 | P2 | OP | 0 | OP
1977-02-15 | 9 | 2014-02-15 | NH | NO | WE | 0 | P2 | OP | 0 | OP
1977-02-15 | 10 | 2014-02-15 | NH | NO | WE | 0 | P2 | OP | 0 | OP
1977-02-15 | 11 | 2014-02-15 | NH | NO | WE | 0 | P2 | OP | 0 | OP
1977-02-15 | 12 | 2014-02-15 | NH | NO | WE | 0 | P2 | OP | 0 | OP
1977-02-15 | 13 | 2014-02-15 | NH | NO | WE | 0 | P2 | OP | 0 | OP
1977-02-15 | 14 | 2014-02-15 | NH | NO | WE | 0 | P2 | OP | 0 | OP
1977-02-15 | 15 | 2014-02-15 | NH | NO | WE | 0 | P2 | OP | 0 | OP
1977-02-15 | 16 | 2014-02-15 | NH | NO | WE | 0 | P2 | OP | 0 | OP
1977-02-15 | 17 | 2014-02-15 | NH | NO | WE | 0 | P2 | OP | 0 | OP
1977-02-15 | 18 | 2014-02-15 | NH | NO | WE | 0 | P2 | OP | 0 | OP
1977-02-15 | 19 | 2014-02-15 | NH | NO | WE | 0 | P2 | OP | 0 | OP
1977-02-15 | 20 | 2014-02-15 | NH | NO | WE | 0 | P2 | OP | 0 | OP
1977-02-15 | 21 | 2014-02-15 | NH | NO | WE | 0 | P2 | OP | 0 | OP
1977-02-15 | 22 | 2014-02-15 | NH | NO | WE | 0 | P2 | OP | 0 | OP
1977-02-15 | 23 | 2014-02-15 | NH | NO | WE | 0 | P2 | OP | 0 | OP
1977-02-15 | 0 | 2014-02-15 | NH | NO | WE | 0 | P2 | OP | 0 | OP
1977-02-16 | 1 | 2014-02-16 | NH | NO | WE | 0 | P2 | OP | 0 | OP
1977-02-16 | 2 | 2014-02-16 | NH | NO | WE | 0 | P2 | OP | 0 | OP
1977-02-16 | 3 | 2014-02-16 | NH | NO | WE | 0 | P2 | OP | 0 | OP
1977-02-16 | 4 | 2014-02-16 | NH | NO | WE | 0 | P2 | OP | 0 | OP
1977-02-16 | 5 | 2014-02-16 | NH | NO | WE | 0 | P2 | OP | 0 | OP
1977-02-16 | 6 | 2014-02-16 | NH | NO | WE | 0 | P2 | OP | 0 | OP
1977-02-16 | 7 | 2014-02-16 | NH | NO | WE | 0 | P2 | OP | 0 | OP
1977-02-16 | 8 | 2014-02-16 | NH | NO | WE | 0 | P2 | OP | 0 | OP
1977-02-16 | 9 | 2014-02-16 | NH | NO | WE | 0 | P2 | OP | 0 | OP
1977-02-16 | 10 | 2014-02-16 | NH | NO | WE | 0 | P2 | OP | 0 | OP
1977-02-16 | 11 | 2014-02-16 | NH | NO | WE | 0 | P2 | OP | 0 | OP
1977-02-16 | 12 | 2014-02-16 | NH | NO | WE | 0 | P2 | OP | 0 | OP
1977-02-16 | 13 | 2014-02-16 | NH | NO | WE | 0 | P2 | OP | 0 | OP
1977-02-16 | 14 | 2014-02-16 | NH | NO | WE | 0 | P2 | OP | 0 | OP
1977-02-16 | 15 | 2014-02-16 | NH | NO | WE | 0 | P2 | OP | 0 | OP
1977-02-16 | 16 | 2014-02-16 | NH | NO | WE | 0 | P2 | OP | 0 | OP
1977-02-16 | 17 | 2014-02-16 | NH | NO | WE | 0 | P2 | OP | 0 | OP
1977-02-16 | 18 | 2014-02-16 | NH | NO | WE | 0 | P2 | OP | 0 | OP
1977-02-16 | 19 | 2014-02-16 | NH | NO | WE | 0 | P2 | OP | 0 | OP
1977-02-16 | 20 | 2014-02-16 | NH | NO | WE | 0 | P2 | OP | 0 | OP
1977-02-16 | 21 | 2014-02-16 | NH | NO | WE | 0 | P2 | OP | 0 | OP
1977-02-16 | 22 | 2014-02-16 | NH | NO | WE | 0 | P2 | OP | 0 | OP
1977-02-16 | 23 | 2014-02-16 | NH | NO | WE | 0 | P2 | OP | 0 | OP
1977-02-16 | 0 | 2014-02-16 | NH | NO | WE | 0 | P2 | OP | 0 | OP
1977-02-17 | 1 | 2014-02-17 | H | YES | H | 0 | P2 | OP | 0 | OP
1977-02-17 | 2 | 2014-02-17 | H | YES | H | 0 | P2 | OP | 0 | OP
1977-02-17 | 3 | 2014-02-17 | H | YES | H | 0 | P2 | OP | 0 | OP
1977-02-17 | 4 | 2014-02-17 | H | YES | H | 0 | P2 | OP | 0 | OP
1977-02-17 | 5 | 2014-02-17 | H | YES | H | 0 | P2 | OP | 0 | OP
1977-02-17 | 6 | 2014-02-17 | H | YES | H | 0 | P2 | OP | 0 | OP
1977-02-17 | 7 | 2014-02-17 | H | YES | H | 0 | P2 | OP | 0 | OP
1977-02-17 | 8 | 2014-02-17 | H | YES | H | 0 | P2 | OP | 0 | OP
1977-02-17 | 9 | 2014-02-17 | H | YES | H | 0 | P2 | OP | 0 | OP
1977-02-17 | 10 | 2014-02-17 | H | YES | H | 0 | P2 | OP | 0 | OP
1977-02-17 | 11 | 2014-02-17 | H | YES | H | 0 | P2 | OP | 0 | OP
1977-02-17 | 12 | 2014-02-17 | H | YES | H | 0 | P2 | OP | 0 | OP
1977-02-17 | 13 | 2014-02-17 | H | YES | H | 0 | P2 | OP | 0 | OP
1977-02-17 | 14 | 2014-02-17 | H | YES | H | 0 | P2 | OP | 0 | OP
1977-02-17 | 15 | 2014-02-17 | H | YES | H | 0 | P2 | OP | 0 | OP
1977-02-17 | 16 | 2014-02-17 | H | YES | H | 0 | P2 | OP | 0 | OP
1977-02-17 | 17 | 2014-02-17 | H | YES | H | 0 | P2 | OP | 0 | OP
1977-02-17 | 18 | 2014-02-17 | H | YES | H | 0 | P2 | OP | 0 | OP
1977-02-17 | 19 | 2014-02-17 | H | YES | H | 0 | P2 | OP | 0 | OP
1977-02-17 | 20 | 2014-02-17 | H | YES | H | 0 | P2 | OP | 0 | OP
1977-02-17 | 21 | 2014-02-17 | H | YES | H | 0 | P2 | OP | 0 | OP
1977-02-17 | 22 | 2014-02-17 | H | YES | H | 0 | P2 | OP | 0 | OP
1977-02-17 | 23 | 2014-02-17 | H | YES | H | 0 | P2 | OP | 0 | OP
1977-02-17 | 0 | 2014-02-17 | H | YES | H | 0 | P2 | OP | 0 | OP
1977-02-18 | 1 | 2014-02-18 | NH | YES | WKN | 1 | P2 | OP | 0 | OP
1977-02-18 | 2 | 2014-02-18 | NH | YES | WKN | 1 | P2 | OP | 0 | OP
1977-02-18 | 3 | 2014-02-18 | NH | YES | WKN | 1 | P2 | OP | 0 | OP
1977-02-18 | 4 | 2014-02-18 | NH | YES | WKN | 1 | P2 | OP | 0 | OP
1977-02-18 | 5 | 2014-02-18 | NH | YES | WKN | 1 | P2 | OP | 0 | OP
1977-02-18 | 6 | 2014-02-18 | NH | YES | WKN | 1 | P2 | P | 0 | P
1977-02-18 | 7 | 2014-02-18 | NH | YES | WKN | 1 | P2 | P | 0 | P
1977-02-18 | 8 | 2014-02-18 | NH | YES | WKN | 1 | P2 | P | 0 | P
1977-02-18 | 9 | 2014-02-18 | NH | YES | WKN | 1 | P2 | P | 0 | P
1977-02-18 | 10 | 2014-02-18 | NH | YES | WKN | 1 | P2 | P | 0 | P
1977-02-18 | 11 | 2014-02-18 | NH | YES | WKN | 1 | P2 | P | 0 | P
1977-02-18 | 12 | 2014-02-18 | NH | YES | WKN | 1 | P2 | P | 0 | P
1977-02-18 | 13 | 2014-02-18 | NH | YES | WKN | 1 | P2 | P | 0 | P
1977-02-18 | 14 | 2014-02-18 | NH | YES | WKN | 1 | P2 | P | 0 | P
1977-02-18 | 15 | 2014-02-18 | NH | YES | WKN | 1 | P2 | P | 0 | P
1977-02-18 | 16 | 2014-02-18 | NH | YES | WKN | 1 | P2 | P | 0 | P
1977-02-18 | 17 | 2014-02-18 | NH | YES | WKN | 1 | P2 | P | 0 | P
1977-02-18 | 18 | 2014-02-18 | NH | YES | WKN | 1 | P2 | P | 0 | P
1977-02-18 | 19 | 2014-02-18 | NH | YES | WKN | 1 | P2 | P | 0 | P
1977-02-18 | 20 | 2014-02-18 | NH | YES | WKN | 1 | P2 | P | 0 | P
1977-02-18 | 21 | 2014-02-18 | NH | YES | WKN | 1 | P2 | P | 0 | P
1977-02-18 | 22 | 2014-02-18 | NH | YES | WKN | 1 | P2 | P | 0 | P
1977-02-18 | 23 | 2014-02-18 | NH | YES | WKN | 1 | P2 | OP | 0 | OP
1977-02-18 | 0 | 2014-02-18 | NH | YES | WKN | 1 | P2 | OP | 0 | OP
1977-02-19 | 1 | 2014-02-19 | NH | YES | WKN | 1 | P2 | OP | 0 | OP
1977-02-19 | 2 | 2014-02-19 | NH | YES | WKN | 1 | P2 | OP | 0 | OP
1977-02-19 | 3 | 2014-02-19 | NH | YES | WKN | 1 | P2 | OP | 0 | OP
1977-02-19 | 4 | 2014-02-19 | NH | YES | WKN | 1 | P2 | OP | 0 | OP
1977-02-19 | 5 | 2014-02-19 | NH | YES | WKN | 1 | P2 | OP | 0 | OP
1977-02-19 | 6 | 2014-02-19 | NH | YES | WKN | 1 | P2 | P | 0 | P
1977-02-19 | 7 | 2014-02-19 | NH | YES | WKN | 1 | P2 | P | 0 | P
1977-02-19 | 8 | 2014-02-19 | NH | YES | WKN | 1 | P2 | P | 0 | P
1977-02-19 | 9 | 2014-02-19 | NH | YES | WKN | 1 | P2 | P | 0 | P
1977-02-19 | 10 | 2014-02-19 | NH | YES | WKN | 1 | P2 | P | 0 | P
1977-02-19 | 11 | 2014-02-19 | NH | YES | WKN | 1 | P2 | P | 0 | P
1977-02-19 | 12 | 2014-02-19 | NH | YES | WKN | 1 | P2 | P | 0 | P
1977-02-19 | 13 | 2014-02-19 | NH | YES | WKN | 1 | P2 | P | 0 | P
1977-02-19 | 14 | 2014-02-19 | NH | YES | WKN | 1 | P2 | P | 0 | P
1977-02-19 | 15 | 2014-02-19 | NH | YES | WKN | 1 | P2 | P | 0 | P
1977-02-19 | 16 | 2014-02-19 | NH | YES | WKN | 1 | P2 | P | 0 | P
1977-02-19 | 17 | 2014-02-19 | NH | YES | WKN | 1 | P2 | P | 0 | P
1977-02-19 | 18 | 2014-02-19 | NH | YES | WKN | 1 | P2 | P | 0 | P
1977-02-19 | 19 | 2014-02-19 | NH | YES | WKN | 1 | P2 | P | 0 | P
1977-02-19 | 20 | 2014-02-19 | NH | YES | WKN | 1 | P2 | P | 0 | P
1977-02-19 | 21 | 2014-02-19 | NH | YES | WKN | 1 | P2 | P | 0 | P
1977-02-19 | 22 | 2014-02-19 | NH | YES | WKN | 1 | P2 | P | 0 | P
1977-02-19 | 23 | 2014-02-19 | NH | YES | WKN | 1 | P2 | OP | 0 | OP
1977-02-19 | 0 | 2014-02-19 | NH | YES | WKN | 1 | P2 | OP | 0 | OP
1977-02-20 | 1 | 2014-02-20 | NH | YES | WKN | 1 | P2 | OP | 0 | OP
1977-02-20 | 2 | 2014-02-20 | NH | YES | WKN | 1 | P2 | OP | 0 | OP
1977-02-20 | 3 | 2014-02-20 | NH | YES | WKN | 1 | P2 | OP | 0 | OP
1977-02-20 | 4 | 2014-02-20 | NH | YES | WKN | 1 | P2 | OP | 0 | OP
1977-02-20 | 5 | 2014-02-20 | NH | YES | WKN | 1 | P2 | OP | 0 | OP
1977-02-20 | 6 | 2014-02-20 | NH | YES | WKN | 1 | P2 | P | 0 | P
1977-02-20 | 7 | 2014-02-20 | NH | YES | WKN | 1 | P2 | P | 0 | P
1977-02-20 | 8 | 2014-02-20 | NH | YES | WKN | 1 | P2 | P | 0 | P
1977-02-20 | 9 | 2014-02-20 | NH | YES | WKN | 1 | P2 | P | 0 | P
1977-02-20 | 10 | 2014-02-20 | NH | YES | WKN | 1 | P2 | P | 0 | P
1977-02-20 | 11 | 2014-02-20 | NH | YES | WKN | 1 | P2 | P | 0 | P
1977-02-20 | 12 | 2014-02-20 | NH | YES | WKN | 1 | P2 | P | 0 | P
1977-02-20 | 13 | 2014-02-20 | NH | YES | WKN | 1 | P2 | P | 0 | P
1977-02-20 | 14 | 2014-02-20 | NH | YES | WKN | 1 | P2 | P | 0 | P
1977-02-20 | 15 | 2014-02-20 | NH | YES | WKN | 1 | P2 | P | 0 | P
1977-02-20 | 16 | 2014-02-20 | NH | YES | WKN | 1 | P2 | P | 0 | P
1977-02-20 | 17 | 2014-02-20 | NH | YES | WKN | 1 | P2 | P | 0 | P
1977-02-20 | 18 | 2014-02-20 | NH | YES | WKN | 1 | P2 | P | 0 | P
1977-02-20 | 19 | 2014-02-20 | NH | YES | WKN | 1 | P2 | P | 0 | P
1977-02-20 | 20 | 2014-02-20 | NH | YES | WKN | 1 | P2 | P | 0 | P
1977-02-20 | 21 | 2014-02-20 | NH | YES | WKN | 1 | P2 | P | 0 | P
1977-02-20 | 22 | 2014-02-20 | NH | YES | WKN | 1 | P2 | P | 0 | P
1977-02-20 | 23 | 2014-02-20 | NH | YES | WKN | 1 | P2 | OP | 0 | OP
1977-02-20 | 0 | 2014-02-20 | NH | YES | WKN | 1 | P2 | OP | 0 | OP
1977-02-21 | 1 | 2014-02-21 | NH | YES | WKN | 1 | P2 | OP | 0 | OP
1977-02-21 | 2 | 2014-02-21 | NH | YES | WKN | 1 | P2 | OP | 0 | OP
1977-02-21 | 3 | 2014-02-21 | NH | YES | WKN | 1 | P2 | OP | 0 | OP
1977-02-21 | 4 | 2014-02-21 | NH | YES | WKN | 1 | P2 | OP | 0 | OP
1977-02-21 | 5 | 2014-02-21 | NH | YES | WKN | 1 | P2 | OP | 0 | OP
1977-02-21 | 6 | 2014-02-21 | NH | YES | WKN | 1 | P2 | P | 0 | P
1977-02-21 | 7 | 2014-02-21 | NH | YES | WKN | 1 | P2 | P | 0 | P
1977-02-21 | 8 | 2014-02-21 | NH | YES | WKN | 1 | P2 | P | 0 | P
1977-02-21 | 9 | 2014-02-21 | NH | YES | WKN | 1 | P2 | P | 0 | P
1977-02-21 | 10 | 2014-02-21 | NH | YES | WKN | 1 | P2 | P | 0 | P
1977-02-21 | 11 | 2014-02-21 | NH | YES | WKN | 1 | P2 | P | 0 | P
1977-02-21 | 12 | 2014-02-21 | NH | YES | WKN | 1 | P2 | P | 0 | P
1977-02-21 | 13 | 2014-02-21 | NH | YES | WKN | 1 | P2 | P | 0 | P
1977-02-21 | 14 | 2014-02-21 | NH | YES | WKN | 1 | P2 | P | 0 | P
1977-02-21 | 15 | 2014-02-21 | NH | YES | WKN | 1 | P2 | P | 0 | P
1977-02-21 | 16 | 2014-02-21 | NH | YES | WKN | 1 | P2 | P | 0 | P
1977-02-21 | 17 | 2014-02-21 | NH | YES | WKN | 1 | P2 | P | 0 | P
1977-02-21 | 18 | 2014-02-21 | NH | YES | WKN | 1 | P2 | P | 0 | P
1977-02-21 | 19 | 2014-02-21 | NH | YES | WKN | 1 | P2 | P | 0 | P
1977-02-21 | 20 | 2014-02-21 | NH | YES | WKN | 1 | P2 | P | 0 | P
1977-02-21 | 21 | 2014-02-21 | NH | YES | WKN | 1 | P2 | P | 0 | P
1977-02-21 | 22 | 2014-02-21 | NH | YES | WKN | 1 | P2 | P | 0 | P
1977-02-21 | 23 | 2014-02-21 | NH | YES | WKN | 1 | P2 | OP | 0 | OP
1977-02-21 | 0 | 2014-02-21 | NH | YES | WKN | 1 | P2 | OP | 0 | OP
1977-02-22 | 1 | 2014-02-22 | NH | NO | WE | 0 | P2 | OP | 0 | OP
1977-02-22 | 2 | 2014-02-22 | NH | NO | WE | 0 | P2 | OP | 0 | OP
1977-02-22 | 3 | 2014-02-22 | NH | NO | WE | 0 | P2 | OP | 0 | OP
1977-02-22 | 4 | 2014-02-22 | NH | NO | WE | 0 | P2 | OP | 0 | OP
1977-02-22 | 5 | 2014-02-22 | NH | NO | WE | 0 | P2 | OP | 0 | OP
1977-02-22 | 6 | 2014-02-22 | NH | NO | WE | 0 | P2 | OP | 0 | OP
1977-02-22 | 7 | 2014-02-22 | NH | NO | WE | 0 | P2 | OP | 0 | OP
1977-02-22 | 8 | 2014-02-22 | NH | NO | WE | 0 | P2 | OP | 0 | OP
1977-02-22 | 9 | 2014-02-22 | NH | NO | WE | 0 | P2 | OP | 0 | OP
1977-02-22 | 10 | 2014-02-22 | NH | NO | WE | 0 | P2 | OP | 0 | OP
1977-02-22 | 11 | 2014-02-22 | NH | NO | WE | 0 | P2 | OP | 0 | OP
1977-02-22 | 12 | 2014-02-22 | NH | NO | WE | 0 | P2 | OP | 0 | OP
1977-02-22 | 13 | 2014-02-22 | NH | NO | WE | 0 | P2 | OP | 0 | OP
1977-02-22 | 14 | 2014-02-22 | NH | NO | WE | 0 | P2 | OP | 0 | OP
1977-02-22 | 15 | 2014-02-22 | NH | NO | WE | 0 | P2 | OP | 0 | OP
1977-02-22 | 16 | 2014-02-22 | NH | NO | WE | 0 | P2 | OP | 0 | OP
1977-02-22 | 17 | 2014-02-22 | NH | NO | WE | 0 | P2 | OP | 0 | OP
1977-02-22 | 18 | 2014-02-22 | NH | NO | WE | 0 | P2 | OP | 0 | OP
1977-02-22 | 19 | 2014-02-22 | NH | NO | WE | 0 | P2 | OP | 0 | OP
1977-02-22 | 20 | 2014-02-22 | NH | NO | WE | 0 | P2 | OP | 0 | OP
1977-02-22 | 21 | 2014-02-22 | NH | NO | WE | 0 | P2 | OP | 0 | OP
1977-02-22 | 22 | 2014-02-22 | NH | NO | WE | 0 | P2 | OP | 0 | OP
1977-02-22 | 23 | 2014-02-22 | NH | NO | WE | 0 | P2 | OP | 0 | OP
1977-02-22 | 0 | 2014-02-22 | NH | NO | WE | 0 | P2 | OP | 0 | OP
1977-02-23 | 1 | 2014-02-23 | NH | NO | WE | 0 | P2 | OP | 0 | OP
1977-02-23 | 2 | 2014-02-23 | NH | NO | WE | 0 | P2 | OP | 0 | OP
1977-02-23 | 3 | 2014-02-23 | NH | NO | WE | 0 | P2 | OP | 0 | OP
1977-02-23 | 4 | 2014-02-23 | NH | NO | WE | 0 | P2 | OP | 0 | OP
1977-02-23 | 5 | 2014-02-23 | NH | NO | WE | 0 | P2 | OP | 0 | OP
1977-02-23 | 6 | 2014-02-23 | NH | NO | WE | 0 | P2 | OP | 0 | OP
1977-02-23 | 7 | 2014-02-23 | NH | NO | WE | 0 | P2 | OP | 0 | OP
1977-02-23 | 8 | 2014-02-23 | NH | NO | WE | 0 | P2 | OP | 0 | OP
1977-02-23 | 9 | 2014-02-23 | NH | NO | WE | 0 | P2 | OP | 0 | OP
1977-02-23 | 10 | 2014-02-23 | NH | NO | WE | 0 | P2 | OP | 0 | OP
1977-02-23 | 11 | 2014-02-23 | NH | NO | WE | 0 | P2 | OP | 0 | OP
1977-02-23 | 12 | 2014-02-23 | NH | NO | WE | 0 | P2 | OP | 0 | OP
1977-02-23 | 13 | 2014-02-23 | NH | NO | WE | 0 | P2 | OP | 0 | OP
1977-02-23 | 14 | 2014-02-23 | NH | NO | WE | 0 | P2 | OP | 0 | OP
1977-02-23 | 15 | 2014-02-23 | NH | NO | WE | 0 | P2 | OP | 0 | OP
1977-02-23 | 16 | 2014-02-23 | NH | NO | WE | 0 | P2 | OP | 0 | OP
1977-02-23 | 17 | 2014-02-23 | NH | NO | WE | 0 | P2 | OP | 0 | OP
1977-02-23 | 18 | 2014-02-23 | NH | NO | WE | 0 | P2 | OP | 0 | OP
1977-02-23 | 19 | 2014-02-23 | NH | NO | WE | 0 | P2 | OP | 0 | OP
1977-02-23 | 20 | 2014-02-23 | NH | NO | WE | 0 | P2 | OP | 0 | OP
1977-02-23 | 21 | 2014-02-23 | NH | NO | WE | 0 | P2 | OP | 0 | OP
1977-02-23 | 22 | 2014-02-23 | NH | NO | WE | 0 | P2 | OP | 0 | OP
1977-02-23 | 23 | 2014-02-23 | NH | NO | WE | 0 | P2 | OP | 0 | OP
1977-02-23 | 0 | 2014-02-23 | NH | NO | WE | 0 | P2 | OP | 0 | OP
1977-02-24 | 1 | 2014-02-24 | NH | YES | WKN | 1 | P2 | OP | 0 | OP
1977-02-24 | 2 | 2014-02-24 | NH | YES | WKN | 1 | P2 | OP | 0 | OP
1977-02-24 | 3 | 2014-02-24 | NH | YES | WKN | 1 | P2 | OP | 0 | OP
1977-02-24 | 4 | 2014-02-24 | NH | YES | WKN | 1 | P2 | OP | 0 | OP
1977-02-24 | 5 | 2014-02-24 | NH | YES | WKN | 1 | P2 | OP | 0 | OP
1977-02-24 | 6 | 2014-02-24 | NH | YES | WKN | 1 | P2 | P | 0 | P
1977-02-24 | 7 | 2014-02-24 | NH | YES | WKN | 1 | P2 | P | 0 | P
1977-02-24 | 8 | 2014-02-24 | NH | YES | WKN | 1 | P2 | P | 0 | P
1977-02-24 | 9 | 2014-02-24 | NH | YES | WKN | 1 | P2 | P | 0 | P
1977-02-24 | 10 | 2014-02-24 | NH | YES | WKN | 1 | P2 | P | 0 | P
1977-02-24 | 11 | 2014-02-24 | NH | YES | WKN | 1 | P2 | P | 0 | P
1977-02-24 | 12 | 2014-02-24 | NH | YES | WKN | 1 | P2 | P | 0 | P
1977-02-24 | 13 | 2014-02-24 | NH | YES | WKN | 1 | P2 | P | 0 | P
1977-02-24 | 14 | 2014-02-24 | NH | YES | WKN | 1 | P2 | P | 0 | P
1977-02-24 | 15 | 2014-02-24 | NH | YES | WKN | 1 | P2 | P | 0 | P
1977-02-24 | 16 | 2014-02-24 | NH | YES | WKN | 1 | P2 | P | 0 | P
1977-02-24 | 17 | 2014-02-24 | NH | YES | WKN | 1 | P2 | P | 0 | P
1977-02-24 | 18 | 2014-02-24 | NH | YES | WKN | 1 | P2 | P | 0 | P
1977-02-24 | 19 | 2014-02-24 | NH | YES | WKN | 1 | P2 | P | 0 | P
1977-02-24 | 20 | 2014-02-24 | NH | YES | WKN | 1 | P2 | P | 0 | P
1977-02-24 | 21 | 2014-02-24 | NH | YES | WKN | 1 | P2 | P | 0 | P
1977-02-24 | 22 | 2014-02-24 | NH | YES | WKN | 1 | P2 | P | 0 | P
1977-02-24 | 23 | 2014-02-24 | NH | YES | WKN | 1 | P2 | OP | 0 | OP
1977-02-24 | 0 | 2014-02-24 | NH | YES | WKN | 1 | P2 | OP | 0 | OP
1977-02-25 | 1 | 2014-02-25 | NH | YES | WKN | 1 | P2 | OP | 0 | OP
1977-02-25 | 2 | 2014-02-25 | NH | YES | WKN | 1 | P2 | OP | 0 | OP
1977-02-25 | 3 | 2014-02-25 | NH | YES | WKN | 1 | P2 | OP | 0 | OP
1977-02-25 | 4 | 2014-02-25 | NH | YES | WKN | 1 | P2 | OP | 0 | OP
1977-02-25 | 5 | 2014-02-25 | NH | YES | WKN | 1 | P2 | OP | 0 | OP
1977-02-25 | 6 | 2014-02-25 | NH | YES | WKN | 1 | P2 | P | 0 | P
1977-02-25 | 7 | 2014-02-25 | NH | YES | WKN | 1 | P2 | P | 0 | P
1977-02-25 | 8 | 2014-02-25 | NH | YES | WKN | 1 | P2 | P | 0 | P
1977-02-25 | 9 | 2014-02-25 | NH | YES | WKN | 1 | P2 | P | 0 | P
1977-02-25 | 10 | 2014-02-25 | NH | YES | WKN | 1 | P2 | P | 0 | P
1977-02-25 | 11 | 2014-02-25 | NH | YES | WKN | 1 | P2 | P | 0 | P
1977-02-25 | 12 | 2014-02-25 | NH | YES | WKN | 1 | P2 | P | 0 | P
1977-02-25 | 13 | 2014-02-25 | NH | YES | WKN | 1 | P2 | P | 0 | P
1977-02-25 | 14 | 2014-02-25 | NH | YES | WKN | 1 | P2 | P | 0 | P
1977-02-25 | 15 | 2014-02-25 | NH | YES | WKN | 1 | P2 | P | 0 | P
1977-02-25 | 16 | 2014-02-25 | NH | YES | WKN | 1 | P2 | P | 0 | P
1977-02-25 | 17 | 2014-02-25 | NH | YES | WKN | 1 | P2 | P | 0 | P
1977-02-25 | 18 | 2014-02-25 | NH | YES | WKN | 1 | P2 | P | 0 | P
1977-02-25 | 19 | 2014-02-25 | NH | YES | WKN | 1 | P2 | P | 0 | P
1977-02-25 | 20 | 2014-02-25 | NH | YES | WKN | 1 | P2 | P | 0 | P
1977-02-25 | 21 | 2014-02-25 | NH | YES | WKN | 1 | P2 | P | 0 | P
1977-02-25 | 22 | 2014-02-25 | NH | YES | WKN | 1 | P2 | P | 0 | P
1977-02-25 | 23 | 2014-02-25 | NH | YES | WKN | 1 | P2 | OP | 0 | OP
1977-02-25 | 0 | 2014-02-25 | NH | YES | WKN | 1 | P2 | OP | 0 | OP
1977-02-26 | 1 | 2014-02-26 | NH | YES | WKN | 1 | P2 | OP | 0 | OP
1977-02-26 | 2 | 2014-02-26 | NH | YES | WKN | 1 | P2 | OP | 0 | OP
1977-02-26 | 3 | 2014-02-26 | NH | YES | WKN | 1 | P2 | OP | 0 | OP
1977-02-26 | 4 | 2014-02-26 | NH | YES | WKN | 1 | P2 | OP | 0 | OP
1977-02-26 | 5 | 2014-02-26 | NH | YES | WKN | 1 | P2 | OP | 0 | OP
1977-02-26 | 6 | 2014-02-26 | NH | YES | WKN | 1 | P2 | P | 0 | P
1977-02-26 | 7 | 2014-02-26 | NH | YES | WKN | 1 | P2 | P | 0 | P
1977-02-26 | 8 | 2014-02-26 | NH | YES | WKN | 1 | P2 | P | 0 | P
1977-02-26 | 9 | 2014-02-26 | NH | YES | WKN | 1 | P2 | P | 0 | P
1977-02-26 | 10 | 2014-02-26 | NH | YES | WKN | 1 | P2 | P | 0 | P
1977-02-26 | 11 | 2014-02-26 | NH | YES | WKN | 1 | P2 | P | 0 | P
1977-02-26 | 12 | 2014-02-26 | NH | YES | WKN | 1 | P2 | P | 0 | P
1977-02-26 | 13 | 2014-02-26 | NH | YES | WKN | 1 | P2 | P | 0 | P
1977-02-26 | 14 | 2014-02-26 | NH | YES | WKN | 1 | P2 | P | 0 | P
1977-02-26 | 15 | 2014-02-26 | NH | YES | WKN | 1 | P2 | P | 0 | P
1977-02-26 | 16 | 2014-02-26 | NH | YES | WKN | 1 | P2 | P | 0 | P
1977-02-26 | 17 | 2014-02-26 | NH | YES | WKN | 1 | P2 | P | 0 | P
1977-02-26 | 18 | 2014-02-26 | NH | YES | WKN | 1 | P2 | P | 0 | P
1977-02-26 | 19 | 2014-02-26 | NH | YES | WKN | 1 | P2 | P | 0 | P
1977-02-26 | 20 | 2014-02-26 | NH | YES | WKN | 1 | P2 | P | 0 | P
1977-02-26 | 21 | 2014-02-26 | NH | YES | WKN | 1 | P2 | P | 0 | P
1977-02-26 | 22 | 2014-02-26 | NH | YES | WKN | 1 | P2 | P | 0 | P
1977-02-26 | 23 | 2014-02-26 | NH | YES | WKN | 1 | P2 | OP | 0 | OP
1977-02-26 | 0 | 2014-02-26 | NH | YES | WKN | 1 | P2 | OP | 0 | OP
1977-02-27 | 1 | 2014-02-27 | NH | YES | WKN | 1 | P2 | OP | 0 | OP
1977-02-27 | 2 | 2014-02-27 | NH | YES | WKN | 1 | P2 | OP | 0 | OP
1977-02-27 | 3 | 2014-02-27 | NH | YES | WKN | 1 | P2 | OP | 0 | OP
1977-02-27 | 4 | 2014-02-27 | NH | YES | WKN | 1 | P2 | OP | 0 | OP
1977-02-27 | 5 | 2014-02-27 | NH | YES | WKN | 1 | P2 | OP | 0 | OP
1977-02-27 | 6 | 2014-02-27 | NH | YES | WKN | 1 | P2 | P | 0 | P
1977-02-27 | 7 | 2014-02-27 | NH | YES | WKN | 1 | P2 | P | 0 | P
1977-02-27 | 8 | 2014-02-27 | NH | YES | WKN | 1 | P2 | P | 0 | P
1977-02-27 | 9 | 2014-02-27 | NH | YES | WKN | 1 | P2 | P | 0 | P
1977-02-27 | 10 | 2014-02-27 | NH | YES | WKN | 1 | P2 | P | 0 | P
1977-02-27 | 11 | 2014-02-27 | NH | YES | WKN | 1 | P2 | P | 0 | P
1977-02-27 | 12 | 2014-02-27 | NH | YES | WKN | 1 | P2 | P | 0 | P
1977-02-27 | 13 | 2014-02-27 | NH | YES | WKN | 1 | P2 | P | 0 | P
1977-02-27 | 14 | 2014-02-27 | NH | YES | WKN | 1 | P2 | P | 0 | P
1977-02-27 | 15 | 2014-02-27 | NH | YES | WKN | 1 | P2 | P | 0 | P
1977-02-27 | 16 | 2014-02-27 | NH | YES | WKN | 1 | P2 | P | 0 | P
1977-02-27 | 17 | 2014-02-27 | NH | YES | WKN | 1 | P2 | P | 0 | P
1977-02-27 | 18 | 2014-02-27 | NH | YES | WKN | 1 | P2 | P | 0 | P
1977-02-27 | 19 | 2014-02-27 | NH | YES | WKN | 1 | P2 | P | 0 | P
1977-02-27 | 20 | 2014-02-27 | NH | YES | WKN | 1 | P2 | P | 0 | P
1977-02-27 | 21 | 2014-02-27 | NH | YES | WKN | 1 | P2 | P | 0 | P
1977-02-27 | 22 | 2014-02-27 | NH | YES | WKN | 1 | P2 | P | 0 | P
1977-02-27 | 23 | 2014-02-27 | NH | YES | WKN | 1 | P2 | OP | 0 | OP
1977-02-27 | 0 | 2014-02-27 | NH | YES | WKN | 1 | P2 | OP | 0 | OP
1977-02-28 | 1 | 2014-02-28 | NH | YES | WKN | 1 | P2 | OP | 0 | OP
1977-02-28 | 2 | 2014-02-28 | NH | YES | WKN | 1 | P2 | OP | 0 | OP
1977-02-28 | 3 | 2014-02-28 | NH | YES | WKN | 1 | P2 | OP | 0 | OP
1977-02-28 | 4 | 2014-02-28 | NH | YES | WKN | 1 | P2 | OP | 0 | OP
1977-02-28 | 5 | 2014-02-28 | NH | YES | WKN | 1 | P2 | OP | 0 | OP
1977-02-28 | 6 | 2014-02-28 | NH | YES | WKN | 1 | P2 | P | 0 | P
1977-02-28 | 7 | 2014-02-28 | NH | YES | WKN | 1 | P2 | P | 0 | P
1977-02-28 | 8 | 2014-02-28 | NH | YES | WKN | 1 | P2 | P | 0 | P
1977-02-28 | 9 | 2014-02-28 | NH | YES | WKN | 1 | P2 | P | 0 | P
1977-02-28 | 10 | 2014-02-28 | NH | YES | WKN | 1 | P2 | P | 0 | P
1977-02-28 | 11 | 2014-02-28 | NH | YES | WKN | 1 | P2 | P | 0 | P
1977-02-28 | 12 | 2014-02-28 | NH | YES | WKN | 1 | P2 | P | 0 | P
1977-02-28 | 13 | 2014-02-28 | NH | YES | WKN | 1 | P2 | P | 0 | P
1977-02-28 | 14 | 2014-02-28 | NH | YES | WKN | 1 | P2 | P | 0 | P
1977-02-28 | 15 | 2014-02-28 | NH | YES | WKN | 1 | P2 | P | 0 | P
1977-02-28 | 16 | 2014-02-28 | NH | YES | WKN | 1 | P2 | P | 0 | P
1977-02-28 | 17 | 2014-02-28 | NH | YES | WKN | 1 | P2 | P | 0 | P
1977-02-28 | 18 | 2014-02-28 | NH | YES | WKN | 1 | P2 | P | 0 | P
1977-02-28 | 19 | 2014-02-28 | NH | YES | WKN | 1 | P2 | P | 0 | P
1977-02-28 | 20 | 2014-02-28 | NH | YES | WKN | 1 | P2 | P | 0 | P
1977-02-28 | 21 | 2014-02-28 | NH | YES | WKN | 1 | P2 | P | 0 | P
1977-02-28 | 22 | 2014-02-28 | NH | YES | WKN | 1 | P2 | P | 0 | P
1977-02-28 | 23 | 2014-02-28 | NH | YES | WKN | 1 | P2 | OP | 0 | OP
1977-02-28 | 0 | 2014-02-28 | NH | YES | WKN | 1 | P2 | OP | 0 | OP
1981-03-01 | 1 | 2014-03-01 | NH | NO | WE | 0 | P2 | OP | 0 | OP
1981-03-01 | 2 | 2014-03-01 | NH | NO | WE | 0 | P2 | OP | 0 | OP
1981-03-01 | 3 | 2014-03-01 | NH | NO | WE | 0 | P2 | OP | 0 | OP
1981-03-01 | 4 | 2014-03-01 | NH | NO | WE | 0 | P2 | OP | 0 | OP
1981-03-01 | 5 | 2014-03-01 | NH | NO | WE | 0 | P2 | OP | 0 | OP
1981-03-01 | 6 | 2014-03-01 | NH | NO | WE | 0 | P2 | OP | 0 | OP
1981-03-01 | 7 | 2014-03-01 | NH | NO | WE | 0 | P2 | OP | 0 | OP
1981-03-01 | 8 | 2014-03-01 | NH | NO | WE | 0 | P2 | OP | 0 | OP
1981-03-01 | 9 | 2014-03-01 | NH | NO | WE | 0 | P2 | OP | 0 | OP
1981-03-01 | 10 | 2014-03-01 | NH | NO | WE | 0 | P2 | OP | 0 | OP
1981-03-01 | 11 | 2014-03-01 | NH | NO | WE | 0 | P2 | OP | 0 | OP
1981-03-01 | 12 | 2014-03-01 | NH | NO | WE | 0 | P2 | OP | 0 | OP
1981-03-01 | 13 | 2014-03-01 | NH | NO | WE | 0 | P2 | OP | 0 | OP
1981-03-01 | 14 | 2014-03-01 | NH | NO | WE | 0 | P2 | OP | 0 | OP
1981-03-01 | 15 | 2014-03-01 | NH | NO | WE | 0 | P2 | OP | 0 | OP
1981-03-01 | 16 | 2014-03-01 | NH | NO | WE | 0 | P2 | OP | 0 | OP
1981-03-01 | 17 | 2014-03-01 | NH | NO | WE | 0 | P2 | OP | 0 | OP
1981-03-01 | 18 | 2014-03-01 | NH | NO | WE | 0 | P2 | OP | 0 | OP
1981-03-01 | 19 | 2014-03-01 | NH | NO | WE | 0 | P2 | OP | 0 | OP
1981-03-01 | 20 | 2014-03-01 | NH | NO | WE | 0 | P2 | OP | 0 | OP
1981-03-01 | 21 | 2014-03-01 | NH | NO | WE | 0 | P2 | OP | 0 | OP
1981-03-01 | 22 | 2014-03-01 | NH | NO | WE | 0 | P2 | OP | 0 | OP
1981-03-01 | 23 | 2014-03-01 | NH | NO | WE | 0 | P2 | OP | 0 | OP
1981-03-01 | 0 | 2014-03-01 | NH | NO | WE | 0 | P2 | OP | 0 | OP
1981-03-02 | 1 | 2014-03-02 | NH | NO | WE | 0 | P2 | OP | 0 | OP
1981-03-02 | 2 | 2014-03-02 | NH | NO | WE | 0 | P2 | OP | 0 | OP
1981-03-02 | 3 | 2014-03-02 | NH | NO | WE | 0 | P2 | OP | 0 | OP
1981-03-02 | 4 | 2014-03-02 | NH | NO | WE | 0 | P2 | OP | 0 | OP
1981-03-02 | 5 | 2014-03-02 | NH | NO | WE | 0 | P2 | OP | 0 | OP
1981-03-02 | 6 | 2014-03-02 | NH | NO | WE | 0 | P2 | OP | 0 | OP
1981-03-02 | 7 | 2014-03-02 | NH | NO | WE | 0 | P2 | OP | 0 | OP
1981-03-02 | 8 | 2014-03-02 | NH | NO | WE | 0 | P2 | OP | 0 | OP
1981-03-02 | 9 | 2014-03-02 | NH | NO | WE | 0 | P2 | OP | 0 | OP
1981-03-02 | 10 | 2014-03-02 | NH | NO | WE | 0 | P2 | OP | 0 | OP
1981-03-02 | 11 | 2014-03-02 | NH | NO | WE | 0 | P2 | OP | 0 | OP
1981-03-02 | 12 | 2014-03-02 | NH | NO | WE | 0 | P2 | OP | 0 | OP
1981-03-02 | 13 | 2014-03-02 | NH | NO | WE | 0 | P2 | OP | 0 | OP
1981-03-02 | 14 | 2014-03-02 | NH | NO | WE | 0 | P2 | OP | 0 | OP
1981-03-02 | 15 | 2014-03-02 | NH | NO | WE | 0 | P2 | OP | 0 | OP
1981-03-02 | 16 | 2014-03-02 | NH | NO | WE | 0 | P2 | OP | 0 | OP
1981-03-02 | 17 | 2014-03-02 | NH | NO | WE | 0 | P2 | OP | 0 | OP
1981-03-02 | 18 | 2014-03-02 | NH | NO | WE | 0 | P2 | OP | 0 | OP
1981-03-02 | 19 | 2014-03-02 | NH | NO | WE | 0 | P2 | OP | 0 | OP
1981-03-02 | 20 | 2014-03-02 | NH | NO | WE | 0 | P2 | OP | 0 | OP
1981-03-02 | 21 | 2014-03-02 | NH | NO | WE | 0 | P2 | OP | 0 | OP
1981-03-02 | 22 | 2014-03-02 | NH | NO | WE | 0 | P2 | OP | 0 | OP
1981-03-02 | 23 | 2014-03-02 | NH | NO | WE | 0 | P2 | OP | 0 | OP
1981-03-02 | 0 | 2014-03-02 | NH | NO | WE | 0 | P2 | OP | 0 | OP
1981-03-03 | 1 | 2014-03-03 | NH | YES | WKN | 1 | P2 | OP | 0 | OP
1981-03-03 | 2 | 2014-03-03 | NH | YES | WKN | 1 | P2 | OP | 0 | OP
1981-03-03 | 3 | 2014-03-03 | NH | YES | WKN | 1 | P2 | OP | 0 | OP
1981-03-03 | 4 | 2014-03-03 | NH | YES | WKN | 1 | P2 | OP | 0 | OP
1981-03-03 | 5 | 2014-03-03 | NH | YES | WKN | 1 | P2 | OP | 0 | OP
1981-03-03 | 6 | 2014-03-03 | NH | YES | WKN | 1 | P2 | P | 0 | P
1981-03-03 | 7 | 2014-03-03 | NH | YES | WKN | 1 | P2 | P | 0 | P
1981-03-03 | 8 | 2014-03-03 | NH | YES | WKN | 1 | P2 | P | 0 | P
1981-03-03 | 9 | 2014-03-03 | NH | YES | WKN | 1 | P2 | P | 0 | P
1981-03-03 | 10 | 2014-03-03 | NH | YES | WKN | 1 | P2 | P | 0 | P
1981-03-03 | 11 | 2014-03-03 | NH | YES | WKN | 1 | P2 | P | 0 | P
1981-03-03 | 12 | 2014-03-03 | NH | YES | WKN | 1 | P2 | P | 0 | P
1981-03-03 | 13 | 2014-03-03 | NH | YES | WKN | 1 | P2 | P | 0 | P
1981-03-03 | 14 | 2014-03-03 | NH | YES | WKN | 1 | P2 | P | 0 | P
1981-03-03 | 15 | 2014-03-03 | NH | YES | WKN | 1 | P2 | P | 0 | P
1981-03-03 | 16 | 2014-03-03 | NH | YES | WKN | 1 | P2 | P | 0 | P
1981-03-03 | 17 | 2014-03-03 | NH | YES | WKN | 1 | P2 | P | 0 | P
1981-03-03 | 18 | 2014-03-03 | NH | YES | WKN | 1 | P2 | P | 0 | P
1981-03-03 | 19 | 2014-03-03 | NH | YES | WKN | 1 | P2 | P | 0 | P
1981-03-03 | 20 | 2014-03-03 | NH | YES | WKN | 1 | P2 | P | 0 | P
1981-03-03 | 21 | 2014-03-03 | NH | YES | WKN | 1 | P2 | P | 0 | P
1981-03-03 | 22 | 2014-03-03 | NH | YES | WKN | 1 | P2 | P | 0 | P
1981-03-03 | 23 | 2014-03-03 | NH | YES | WKN | 1 | P2 | OP | 0 | OP
1981-03-03 | 0 | 2014-03-03 | NH | YES | WKN | 1 | P2 | OP | 0 | OP
1981-03-04 | 1 | 2014-03-04 | NH | YES | WKN | 1 | P2 | OP | 0 | OP
1981-03-04 | 2 | 2014-03-04 | NH | YES | WKN | 1 | P2 | OP | 0 | OP
1981-03-04 | 3 | 2014-03-04 | NH | YES | WKN | 1 | P2 | OP | 0 | OP
1981-03-04 | 4 | 2014-03-04 | NH | YES | WKN | 1 | P2 | OP | 0 | OP
1981-03-04 | 5 | 2014-03-04 | NH | YES | WKN | 1 | P2 | OP | 0 | OP
1981-03-04 | 6 | 2014-03-04 | NH | YES | WKN | 1 | P2 | P | 0 | P
1981-03-04 | 7 | 2014-03-04 | NH | YES | WKN | 1 | P2 | P | 0 | P
1981-03-04 | 8 | 2014-03-04 | NH | YES | WKN | 1 | P2 | P | 0 | P
1981-03-04 | 9 | 2014-03-04 | NH | YES | WKN | 1 | P2 | P | 0 | P
1981-03-04 | 10 | 2014-03-04 | NH | YES | WKN | 1 | P2 | P | 0 | P
1981-03-04 | 11 | 2014-03-04 | NH | YES | WKN | 1 | P2 | P | 0 | P
1981-03-04 | 12 | 2014-03-04 | NH | YES | WKN | 1 | P2 | P | 0 | P
1981-03-04 | 13 | 2014-03-04 | NH | YES | WKN | 1 | P2 | P | 0 | P
1981-03-04 | 14 | 2014-03-04 | NH | YES | WKN | 1 | P2 | P | 0 | P
1981-03-04 | 15 | 2014-03-04 | NH | YES | WKN | 1 | P2 | P | 0 | P
1981-03-04 | 16 | 2014-03-04 | NH | YES | WKN | 1 | P2 | P | 0 | P
1981-03-04 | 17 | 2014-03-04 | NH | YES | WKN | 1 | P2 | P | 0 | P
1981-03-04 | 18 | 2014-03-04 | NH | YES | WKN | 1 | P2 | P | 0 | P
1981-03-04 | 19 | 2014-03-04 | NH | YES | WKN | 1 | P2 | P | 0 | P
1981-03-04 | 20 | 2014-03-04 | NH | YES | WKN | 1 | P2 | P | 0 | P
1981-03-04 | 21 | 2014-03-04 | NH | YES | WKN | 1 | P2 | P | 0 | P
1981-03-04 | 22 | 2014-03-04 | NH | YES | WKN | 1 | P2 | P | 0 | P
1981-03-04 | 23 | 2014-03-04 | NH | YES | WKN | 1 | P2 | OP | 0 | OP
1981-03-04 | 0 | 2014-03-04 | NH | YES | WKN | 1 | P2 | OP | 0 | OP
1981-03-05 | 1 | 2014-03-05 | NH | YES | WKN | 1 | P2 | OP | 0 | OP
1981-03-05 | 2 | 2014-03-05 | NH | YES | WKN | 1 | P2 | OP | 0 | OP
1981-03-05 | 3 | 2014-03-05 | NH | YES | WKN | 1 | P2 | OP | 0 | OP
1981-03-05 | 4 | 2014-03-05 | NH | YES | WKN | 1 | P2 | OP | 0 | OP
1981-03-05 | 5 | 2014-03-05 | NH | YES | WKN | 1 | P2 | OP | 0 | OP
1981-03-05 | 6 | 2014-03-05 | NH | YES | WKN | 1 | P2 | P | 0 | P
1981-03-05 | 7 | 2014-03-05 | NH | YES | WKN | 1 | P2 | P | 0 | P
1981-03-05 | 8 | 2014-03-05 | NH | YES | WKN | 1 | P2 | P | 0 | P
1981-03-05 | 9 | 2014-03-05 | NH | YES | WKN | 1 | P2 | P | 0 | P
1981-03-05 | 10 | 2014-03-05 | NH | YES | WKN | 1 | P2 | P | 0 | P
1981-03-05 | 11 | 2014-03-05 | NH | YES | WKN | 1 | P2 | P | 0 | P
1981-03-05 | 12 | 2014-03-05 | NH | YES | WKN | 1 | P2 | P | 0 | P
1981-03-05 | 13 | 2014-03-05 | NH | YES | WKN | 1 | P2 | P | 0 | P
1981-03-05 | 14 | 2014-03-05 | NH | YES | WKN | 1 | P2 | P | 0 | P
1981-03-05 | 15 | 2014-03-05 | NH | YES | WKN | 1 | P2 | P | 0 | P
1981-03-05 | 16 | 2014-03-05 | NH | YES | WKN | 1 | P2 | P | 0 | P
1981-03-05 | 17 | 2014-03-05 | NH | YES | WKN | 1 | P2 | P | 0 | P
1981-03-05 | 18 | 2014-03-05 | NH | YES | WKN | 1 | P2 | P | 0 | P
1981-03-05 | 19 | 2014-03-05 | NH | YES | WKN | 1 | P2 | P | 0 | P
1981-03-05 | 20 | 2014-03-05 | NH | YES | WKN | 1 | P2 | P | 0 | P
1981-03-05 | 21 | 2014-03-05 | NH | YES | WKN | 1 | P2 | P | 0 | P
1981-03-05 | 22 | 2014-03-05 | NH | YES | WKN | 1 | P2 | P | 0 | P
1981-03-05 | 23 | 2014-03-05 | NH | YES | WKN | 1 | P2 | OP | 0 | OP
1981-03-05 | 0 | 2014-03-05 | NH | YES | WKN | 1 | P2 | OP | 0 | OP
1981-03-06 | 1 | 2014-03-06 | NH | YES | WKN | 1 | P2 | OP | 0 | OP
1981-03-06 | 2 | 2014-03-06 | NH | YES | WKN | 1 | P2 | OP | 0 | OP
1981-03-06 | 3 | 2014-03-06 | NH | YES | WKN | 1 | P2 | OP | 0 | OP
1981-03-06 | 4 | 2014-03-06 | NH | YES | WKN | 1 | P2 | OP | 0 | OP
1981-03-06 | 5 | 2014-03-06 | NH | YES | WKN | 1 | P2 | OP | 0 | OP
1981-03-06 | 6 | 2014-03-06 | NH | YES | WKN | 1 | P2 | P | 0 | P
1981-03-06 | 7 | 2014-03-06 | NH | YES | WKN | 1 | P2 | P | 0 | P
1981-03-06 | 8 | 2014-03-06 | NH | YES | WKN | 1 | P2 | P | 0 | P
1981-03-06 | 9 | 2014-03-06 | NH | YES | WKN | 1 | P2 | P | 0 | P
1981-03-06 | 10 | 2014-03-06 | NH | YES | WKN | 1 | P2 | P | 0 | P
1981-03-06 | 11 | 2014-03-06 | NH | YES | WKN | 1 | P2 | P | 0 | P
1981-03-06 | 12 | 2014-03-06 | NH | YES | WKN | 1 | P2 | P | 0 | P
1981-03-06 | 13 | 2014-03-06 | NH | YES | WKN | 1 | P2 | P | 0 | P
1981-03-06 | 14 | 2014-03-06 | NH | YES | WKN | 1 | P2 | P | 0 | P
1981-03-06 | 15 | 2014-03-06 | NH | YES | WKN | 1 | P2 | P | 0 | P
1981-03-06 | 16 | 2014-03-06 | NH | YES | WKN | 1 | P2 | P | 0 | P
1981-03-06 | 17 | 2014-03-06 | NH | YES | WKN | 1 | P2 | P | 0 | P
1981-03-06 | 18 | 2014-03-06 | NH | YES | WKN | 1 | P2 | P | 0 | P
1981-03-06 | 19 | 2014-03-06 | NH | YES | WKN | 1 | P2 | P | 0 | P
1981-03-06 | 20 | 2014-03-06 | NH | YES | WKN | 1 | P2 | P | 0 | P
1981-03-06 | 21 | 2014-03-06 | NH | YES | WKN | 1 | P2 | P | 0 | P
1981-03-06 | 22 | 2014-03-06 | NH | YES | WKN | 1 | P2 | P | 0 | P
1981-03-06 | 23 | 2014-03-06 | NH | YES | WKN | 1 | P2 | OP | 0 | OP
1981-03-06 | 0 | 2014-03-06 | NH | YES | WKN | 1 | P2 | OP | 0 | OP
1981-03-07 | 1 | 2014-03-07 | NH | YES | WKN | 1 | P2 | OP | 0 | OP
1981-03-07 | 2 | 2014-03-07 | NH | YES | WKN | 1 | P2 | OP | 0 | OP
1981-03-07 | 3 | 2014-03-07 | NH | YES | WKN | 1 | P2 | OP | 0 | OP
1981-03-07 | 4 | 2014-03-07 | NH | YES | WKN | 1 | P2 | OP | 0 | OP
1981-03-07 | 5 | 2014-03-07 | NH | YES | WKN | 1 | P2 | OP | 0 | OP
1981-03-07 | 6 | 2014-03-07 | NH | YES | WKN | 1 | P2 | P | 0 | P
1981-03-07 | 7 | 2014-03-07 | NH | YES | WKN | 1 | P2 | P | 0 | P
1981-03-07 | 8 | 2014-03-07 | NH | YES | WKN | 1 | P2 | P | 0 | P
1981-03-07 | 9 | 2014-03-07 | NH | YES | WKN | 1 | P2 | P | 0 | P
1981-03-07 | 10 | 2014-03-07 | NH | YES | WKN | 1 | P2 | P | 0 | P
1981-03-07 | 11 | 2014-03-07 | NH | YES | WKN | 1 | P2 | P | 0 | P
1981-03-07 | 12 | 2014-03-07 | NH | YES | WKN | 1 | P2 | P | 0 | P
1981-03-07 | 13 | 2014-03-07 | NH | YES | WKN | 1 | P2 | P | 0 | P
1981-03-07 | 14 | 2014-03-07 | NH | YES | WKN | 1 | P2 | P | 0 | P
1981-03-07 | 15 | 2014-03-07 | NH | YES | WKN | 1 | P2 | P | 0 | P
1981-03-07 | 16 | 2014-03-07 | NH | YES | WKN | 1 | P2 | P | 0 | P
1981-03-07 | 17 | 2014-03-07 | NH | YES | WKN | 1 | P2 | P | 0 | P
1981-03-07 | 18 | 2014-03-07 | NH | YES | WKN | 1 | P2 | P | 0 | P
1981-03-07 | 19 | 2014-03-07 | NH | YES | WKN | 1 | P2 | P | 0 | P
1981-03-07 | 20 | 2014-03-07 | NH | YES | WKN | 1 | P2 | P | 0 | P
1981-03-07 | 21 | 2014-03-07 | NH | YES | WKN | 1 | P2 | P | 0 | P
1981-03-07 | 22 | 2014-03-07 | NH | YES | WKN | 1 | P2 | P | 0 | P
1981-03-07 | 23 | 2014-03-07 | NH | YES | WKN | 1 | P2 | OP | 0 | OP
1981-03-07 | 0 | 2014-03-07 | NH | YES | WKN | 1 | P2 | OP | 0 | OP
1981-03-08 | 1 | 2014-03-08 | NH | NO | WE | 0 | P2 | OP | 0 | OP
1981-03-08 | 2 | 2014-03-08 | NH | NO | WE | 0 | P2 | OP | 0 | OP
1981-03-08 | 3 | 2014-03-08 | NH | NO | WE | 0 | P2 | OP | 0 | OP
1981-03-08 | 4 | 2014-03-08 | NH | NO | WE | 0 | P2 | OP | 0 | OP
1981-03-08 | 5 | 2014-03-08 | NH | NO | WE | 0 | P2 | OP | 0 | OP
1981-03-08 | 6 | 2014-03-08 | NH | NO | WE | 0 | P2 | OP | 0 | OP
1981-03-08 | 7 | 2014-03-08 | NH | NO | WE | 0 | P2 | OP | 0 | OP
1981-03-08 | 8 | 2014-03-08 | NH | NO | WE | 0 | P2 | OP | 0 | OP
1981-03-08 | 9 | 2014-03-08 | NH | NO | WE | 0 | P2 | OP | 0 | OP
1981-03-08 | 10 | 2014-03-08 | NH | NO | WE | 0 | P2 | OP | 0 | OP
1981-03-08 | 11 | 2014-03-08 | NH | NO | WE | 0 | P2 | OP | 0 | OP
1981-03-08 | 12 | 2014-03-08 | NH | NO | WE | 0 | P2 | OP | 0 | OP
1981-03-08 | 13 | 2014-03-08 | NH | NO | WE | 0 | P2 | OP | 0 | OP
1981-03-08 | 14 | 2014-03-08 | NH | NO | WE | 0 | P2 | OP | 0 | OP
1981-03-08 | 15 | 2014-03-08 | NH | NO | WE | 0 | P2 | OP | 0 | OP
1981-03-08 | 16 | 2014-03-08 | NH | NO | WE | 0 | P2 | OP | 0 | OP
1981-03-08 | 17 | 2014-03-08 | NH | NO | WE | 0 | P2 | OP | 0 | OP
1981-03-08 | 18 | 2014-03-08 | NH | NO | WE | 0 | P2 | OP | 0 | OP
1981-03-08 | 19 | 2014-03-08 | NH | NO | WE | 0 | P2 | OP | 0 | OP
1981-03-08 | 20 | 2014-03-08 | NH | NO | WE | 0 | P2 | OP | 0 | OP
1981-03-08 | 21 | 2014-03-08 | NH | NO | WE | 0 | P2 | OP | 0 | OP
1981-03-08 | 22 | 2014-03-08 | NH | NO | WE | 0 | P2 | OP | 0 | OP
1981-03-08 | 23 | 2014-03-08 | NH | NO | WE | 0 | P2 | OP | 0 | OP
1981-03-08 | 0 | 2014-03-08 | NH | NO | WE | 0 | P2 | OP | 0 | OP
1981-03-09 | 1 | 2014-03-09 | NH | NO | WE | 0 | P2 | OP | 0 | OP
1981-03-09 | 2 | 2014-03-09 | NH | NO | WE | 0 | P2 | OP | 0 | OP
1981-03-09 | 3 | 2014-03-09 | NH | NO | WE | 0 | P2 | OP | 0 | OP
1981-03-09 | 4 | 2014-03-09 | NH | NO | WE | 0 | P2 | OP | 0 | OP
1981-03-09 | 5 | 2014-03-09 | NH | NO | WE | 0 | P2 | OP | 0 | OP
1981-03-09 | 6 | 2014-03-09 | NH | NO | WE | 0 | P2 | OP | 0 | OP
1981-03-09 | 7 | 2014-03-09 | NH | NO | WE | 0 | P2 | OP | 0 | OP
1981-03-09 | 8 | 2014-03-09 | NH | NO | WE | 0 | P2 | OP | 0 | OP
1981-03-09 | 9 | 2014-03-09 | NH | NO | WE | 0 | P2 | OP | 0 | OP
1981-03-09 | 10 | 2014-03-09 | NH | NO | WE | 0 | P2 | OP | 0 | OP
1981-03-09 | 11 | 2014-03-09 | NH | NO | WE | 0 | P2 | OP | 0 | OP
1981-03-09 | 12 | 2014-03-09 | NH | NO | WE | 0 | P2 | OP | 0 | OP
1981-03-09 | 13 | 2014-03-09 | NH | NO | WE | 0 | P2 | OP | 0 | OP
1981-03-09 | 14 | 2014-03-09 | NH | NO | WE | 0 | P2 | OP | 0 | OP
1981-03-09 | 15 | 2014-03-09 | NH | NO | WE | 0 | P2 | OP | 0 | OP
1981-03-09 | 16 | 2014-03-09 | NH | NO | WE | 0 | P2 | OP | 0 | OP
1981-03-09 | 17 | 2014-03-09 | NH | NO | WE | 0 | P2 | OP | 0 | OP
1981-03-09 | 18 | 2014-03-09 | NH | NO | WE | 0 | P2 | OP | 0 | OP
1981-03-09 | 19 | 2014-03-09 | NH | NO | WE | 0 | P2 | OP | 0 | OP
1981-03-09 | 20 | 2014-03-09 | NH | NO | WE | 0 | P2 | OP | 0 | OP
1981-03-09 | 21 | 2014-03-09 | NH | NO | WE | 0 | P2 | OP | 0 | OP
1981-03-09 | 22 | 2014-03-09 | NH | NO | WE | 0 | P2 | OP | 0 | OP
1981-03-09 | 23 | 2014-03-09 | NH | NO | WE | 0 | P2 | OP | 0 | OP
1981-03-09 | 0 | 2014-03-09 | NH | NO | WE | 0 | P2 | OP | 0 | OP
1981-03-10 | 1 | 2014-03-10 | NH | YES | WKN | 1 | P2 | OP | 0 | OP
1981-03-10 | 2 | 2014-03-10 | NH | YES | WKN | 1 | P2 | OP | 0 | OP
1981-03-10 | 3 | 2014-03-10 | NH | YES | WKN | 1 | P2 | OP | 0 | OP
1981-03-10 | 4 | 2014-03-10 | NH | YES | WKN | 1 | P2 | OP | 0 | OP
1981-03-10 | 5 | 2014-03-10 | NH | YES | WKN | 1 | P2 | OP | 0 | OP
1981-03-10 | 6 | 2014-03-10 | NH | YES | WKN | 1 | P2 | P | 0 | P
1981-03-10 | 7 | 2014-03-10 | NH | YES | WKN | 1 | P2 | P | 0 | P
1981-03-10 | 8 | 2014-03-10 | NH | YES | WKN | 1 | P2 | P | 0 | P
1981-03-10 | 9 | 2014-03-10 | NH | YES | WKN | 1 | P2 | P | 0 | P
1981-03-10 | 10 | 2014-03-10 | NH | YES | WKN | 1 | P2 | P | 0 | P
1981-03-10 | 11 | 2014-03-10 | NH | YES | WKN | 1 | P2 | P | 0 | P
1981-03-10 | 12 | 2014-03-10 | NH | YES | WKN | 1 | P2 | P | 0 | P
1981-03-10 | 13 | 2014-03-10 | NH | YES | WKN | 1 | P2 | P | 0 | P
1981-03-10 | 14 | 2014-03-10 | NH | YES | WKN | 1 | P2 | P | 0 | P
1981-03-10 | 15 | 2014-03-10 | NH | YES | WKN | 1 | P2 | P | 0 | P
1981-03-10 | 16 | 2014-03-10 | NH | YES | WKN | 1 | P2 | P | 0 | P
1981-03-10 | 17 | 2014-03-10 | NH | YES | WKN | 1 | P2 | P | 0 | P
1981-03-10 | 18 | 2014-03-10 | NH | YES | WKN | 1 | P2 | P | 0 | P
1981-03-10 | 19 | 2014-03-10 | NH | YES | WKN | 1 | P2 | P | 0 | P
1981-03-10 | 20 | 2014-03-10 | NH | YES | WKN | 1 | P2 | P | 0 | P
1981-03-10 | 21 | 2014-03-10 | NH | YES | WKN | 1 | P2 | P | 0 | P
1981-03-10 | 22 | 2014-03-10 | NH | YES | WKN | 1 | P2 | P | 0 | P
1981-03-10 | 23 | 2014-03-10 | NH | YES | WKN | 1 | P2 | OP | 0 | OP
1981-03-10 | 0 | 2014-03-10 | NH | YES | WKN | 1 | P2 | OP | 0 | OP
1981-03-11 | 1 | 2014-03-11 | NH | YES | WKN | 1 | P2 | OP | 0 | OP
1981-03-11 | 2 | 2014-03-11 | NH | YES | WKN | 1 | P2 | OP | 0 | OP
1981-03-11 | 3 | 2014-03-11 | NH | YES | WKN | 1 | P2 | OP | 0 | OP
1981-03-11 | 4 | 2014-03-11 | NH | YES | WKN | 1 | P2 | OP | 0 | OP
1981-03-11 | 5 | 2014-03-11 | NH | YES | WKN | 1 | P2 | OP | 0 | OP
1981-03-11 | 6 | 2014-03-11 | NH | YES | WKN | 1 | P2 | P | 0 | P
1981-03-11 | 7 | 2014-03-11 | NH | YES | WKN | 1 | P2 | P | 0 | P
1981-03-11 | 8 | 2014-03-11 | NH | YES | WKN | 1 | P2 | P | 0 | P
1981-03-11 | 9 | 2014-03-11 | NH | YES | WKN | 1 | P2 | P | 0 | P
1981-03-11 | 10 | 2014-03-11 | NH | YES | WKN | 1 | P2 | P | 0 | P
1981-03-11 | 11 | 2014-03-11 | NH | YES | WKN | 1 | P2 | P | 0 | P
1981-03-11 | 12 | 2014-03-11 | NH | YES | WKN | 1 | P2 | P | 0 | P
1981-03-11 | 13 | 2014-03-11 | NH | YES | WKN | 1 | P2 | P | 0 | P
1981-03-11 | 14 | 2014-03-11 | NH | YES | WKN | 1 | P2 | P | 0 | P
1981-03-11 | 15 | 2014-03-11 | NH | YES | WKN | 1 | P2 | P | 0 | P
1981-03-11 | 16 | 2014-03-11 | NH | YES | WKN | 1 | P2 | P | 0 | P
1981-03-11 | 17 | 2014-03-11 | NH | YES | WKN | 1 | P2 | P | 0 | P
1981-03-11 | 18 | 2014-03-11 | NH | YES | WKN | 1 | P2 | P | 0 | P
1981-03-11 | 19 | 2014-03-11 | NH | YES | WKN | 1 | P2 | P | 0 | P
1981-03-11 | 20 | 2014-03-11 | NH | YES | WKN | 1 | P2 | P | 0 | P
1981-03-11 | 21 | 2014-03-11 | NH | YES | WKN | 1 | P2 | P | 0 | P
1981-03-11 | 22 | 2014-03-11 | NH | YES | WKN | 1 | P2 | P | 0 | P
1981-03-11 | 23 | 2014-03-11 | NH | YES | WKN | 1 | P2 | OP | 0 | OP
1981-03-11 | 0 | 2014-03-11 | NH | YES | WKN | 1 | P2 | OP | 0 | OP
1981-03-12 | 1 | 2014-03-12 | NH | YES | WKN | 1 | P2 | OP | 0 | OP
1981-03-12 | 2 | 2014-03-12 | NH | YES | WKN | 1 | P2 | OP | 0 | OP
1981-03-12 | 3 | 2014-03-12 | NH | YES | WKN | 1 | P2 | OP | 0 | OP
1981-03-12 | 4 | 2014-03-12 | NH | YES | WKN | 1 | P2 | OP | 0 | OP
1981-03-12 | 5 | 2014-03-12 | NH | YES | WKN | 1 | P2 | OP | 0 | OP
1981-03-12 | 6 | 2014-03-12 | NH | YES | WKN | 1 | P2 | P | 0 | P
1981-03-12 | 7 | 2014-03-12 | NH | YES | WKN | 1 | P2 | P | 0 | P
1981-03-12 | 8 | 2014-03-12 | NH | YES | WKN | 1 | P2 | P | 0 | P
1981-03-12 | 9 | 2014-03-12 | NH | YES | WKN | 1 | P2 | P | 0 | P
1981-03-12 | 10 | 2014-03-12 | NH | YES | WKN | 1 | P2 | P | 0 | P
1981-03-12 | 11 | 2014-03-12 | NH | YES | WKN | 1 | P2 | P | 0 | P
1981-03-12 | 12 | 2014-03-12 | NH | YES | WKN | 1 | P2 | P | 0 | P
1981-03-12 | 13 | 2014-03-12 | NH | YES | WKN | 1 | P2 | P | 0 | P
1981-03-12 | 14 | 2014-03-12 | NH | YES | WKN | 1 | P2 | P | 0 | P
1981-03-12 | 15 | 2014-03-12 | NH | YES | WKN | 1 | P2 | P | 0 | P
1981-03-12 | 16 | 2014-03-12 | NH | YES | WKN | 1 | P2 | P | 0 | P
1981-03-12 | 17 | 2014-03-12 | NH | YES | WKN | 1 | P2 | P | 0 | P
1981-03-12 | 18 | 2014-03-12 | NH | YES | WKN | 1 | P2 | P | 0 | P
1981-03-12 | 19 | 2014-03-12 | NH | YES | WKN | 1 | P2 | P | 0 | P
1981-03-12 | 20 | 2014-03-12 | NH | YES | WKN | 1 | P2 | P | 0 | P
1981-03-12 | 21 | 2014-03-12 | NH | YES | WKN | 1 | P2 | P | 0 | P
1981-03-12 | 22 | 2014-03-12 | NH | YES | WKN | 1 | P2 | P | 0 | P
1981-03-12 | 23 | 2014-03-12 | NH | YES | WKN | 1 | P2 | OP | 0 | OP
1981-03-12 | 0 | 2014-03-12 | NH | YES | WKN | 1 | P2 | OP | 0 | OP
1981-03-13 | 1 | 2014-03-13 | NH | YES | WKN | 1 | P2 | OP | 0 | OP
1981-03-13 | 2 | 2014-03-13 | NH | YES | WKN | 1 | P2 | OP | 0 | OP
1981-03-13 | 3 | 2014-03-13 | NH | YES | WKN | 1 | P2 | OP | 0 | OP
1981-03-13 | 4 | 2014-03-13 | NH | YES | WKN | 1 | P2 | OP | 0 | OP
1981-03-13 | 5 | 2014-03-13 | NH | YES | WKN | 1 | P2 | OP | 0 | OP
1981-03-13 | 6 | 2014-03-13 | NH | YES | WKN | 1 | P2 | P | 0 | P
1981-03-13 | 7 | 2014-03-13 | NH | YES | WKN | 1 | P2 | P | 0 | P
1981-03-13 | 8 | 2014-03-13 | NH | YES | WKN | 1 | P2 | P | 0 | P
1981-03-13 | 9 | 2014-03-13 | NH | YES | WKN | 1 | P2 | P | 0 | P
1981-03-13 | 10 | 2014-03-13 | NH | YES | WKN | 1 | P2 | P | 0 | P
1981-03-13 | 11 | 2014-03-13 | NH | YES | WKN | 1 | P2 | P | 0 | P
1981-03-13 | 12 | 2014-03-13 | NH | YES | WKN | 1 | P2 | P | 0 | P
1981-03-13 | 13 | 2014-03-13 | NH | YES | WKN | 1 | P2 | P | 0 | P
1981-03-13 | 14 | 2014-03-13 | NH | YES | WKN | 1 | P2 | P | 0 | P
1981-03-13 | 15 | 2014-03-13 | NH | YES | WKN | 1 | P2 | P | 0 | P
1981-03-13 | 16 | 2014-03-13 | NH | YES | WKN | 1 | P2 | P | 0 | P
1981-03-13 | 17 | 2014-03-13 | NH | YES | WKN | 1 | P2 | P | 0 | P
1981-03-13 | 18 | 2014-03-13 | NH | YES | WKN | 1 | P2 | P | 0 | P
1981-03-13 | 19 | 2014-03-13 | NH | YES | WKN | 1 | P2 | P | 0 | P
1981-03-13 | 20 | 2014-03-13 | NH | YES | WKN | 1 | P2 | P | 0 | P
1981-03-13 | 21 | 2014-03-13 | NH | YES | WKN | 1 | P2 | P | 0 | P
1981-03-13 | 22 | 2014-03-13 | NH | YES | WKN | 1 | P2 | P | 0 | P
1981-03-13 | 23 | 2014-03-13 | NH | YES | WKN | 1 | P2 | OP | 0 | OP
1981-03-13 | 0 | 2014-03-13 | NH | YES | WKN | 1 | P2 | OP | 0 | OP
1981-03-14 | 1 | 2014-03-14 | NH | YES | WKN | 1 | P2 | OP | 0 | OP
1981-03-14 | 2 | 2014-03-14 | NH | YES | WKN | 1 | P2 | OP | 0 | OP
1981-03-14 | 3 | 2014-03-14 | NH | YES | WKN | 1 | P2 | OP | 0 | OP
1981-03-14 | 4 | 2014-03-14 | NH | YES | WKN | 1 | P2 | OP | 0 | OP
1981-03-14 | 5 | 2014-03-14 | NH | YES | WKN | 1 | P2 | OP | 0 | OP
1981-03-14 | 6 | 2014-03-14 | NH | YES | WKN | 1 | P2 | P | 0 | P
1981-03-14 | 7 | 2014-03-14 | NH | YES | WKN | 1 | P2 | P | 0 | P
1981-03-14 | 8 | 2014-03-14 | NH | YES | WKN | 1 | P2 | P | 0 | P
1981-03-14 | 9 | 2014-03-14 | NH | YES | WKN | 1 | P2 | P | 0 | P
1981-03-14 | 10 | 2014-03-14 | NH | YES | WKN | 1 | P2 | P | 0 | P
1981-03-14 | 11 | 2014-03-14 | NH | YES | WKN | 1 | P2 | P | 0 | P
1981-03-14 | 12 | 2014-03-14 | NH | YES | WKN | 1 | P2 | P | 0 | P
1981-03-14 | 13 | 2014-03-14 | NH | YES | WKN | 1 | P2 | P | 0 | P
1981-03-14 | 14 | 2014-03-14 | NH | YES | WKN | 1 | P2 | P | 0 | P
1981-03-14 | 15 | 2014-03-14 | NH | YES | WKN | 1 | P2 | P | 0 | P
1981-03-14 | 16 | 2014-03-14 | NH | YES | WKN | 1 | P2 | P | 0 | P
1981-03-14 | 17 | 2014-03-14 | NH | YES | WKN | 1 | P2 | P | 0 | P
1981-03-14 | 18 | 2014-03-14 | NH | YES | WKN | 1 | P2 | P | 0 | P
1981-03-14 | 19 | 2014-03-14 | NH | YES | WKN | 1 | P2 | P | 0 | P
1981-03-14 | 20 | 2014-03-14 | NH | YES | WKN | 1 | P2 | P | 0 | P
1981-03-14 | 21 | 2014-03-14 | NH | YES | WKN | 1 | P2 | P | 0 | P
1981-03-14 | 22 | 2014-03-14 | NH | YES | WKN | 1 | P2 | P | 0 | P
1981-03-14 | 23 | 2014-03-14 | NH | YES | WKN | 1 | P2 | OP | 0 | OP
1981-03-14 | 0 | 2014-03-14 | NH | YES | WKN | 1 | P2 | OP | 0 | OP
1981-03-15 | 1 | 2014-03-15 | NH | NO | WE | 0 | P2 | OP | 0 | OP
1981-03-15 | 2 | 2014-03-15 | NH | NO | WE | 0 | P2 | OP | 0 | OP
1981-03-15 | 3 | 2014-03-15 | NH | NO | WE | 0 | P2 | OP | 0 | OP
1981-03-15 | 4 | 2014-03-15 | NH | NO | WE | 0 | P2 | OP | 0 | OP
1981-03-15 | 5 | 2014-03-15 | NH | NO | WE | 0 | P2 | OP | 0 | OP
1981-03-15 | 6 | 2014-03-15 | NH | NO | WE | 0 | P2 | OP | 0 | OP
1981-03-15 | 7 | 2014-03-15 | NH | NO | WE | 0 | P2 | OP | 0 | OP
1981-03-15 | 8 | 2014-03-15 | NH | NO | WE | 0 | P2 | OP | 0 | OP
1981-03-15 | 9 | 2014-03-15 | NH | NO | WE | 0 | P2 | OP | 0 | OP
1981-03-15 | 10 | 2014-03-15 | NH | NO | WE | 0 | P2 | OP | 0 | OP
1981-03-15 | 11 | 2014-03-15 | NH | NO | WE | 0 | P2 | OP | 0 | OP
1981-03-15 | 12 | 2014-03-15 | NH | NO | WE | 0 | P2 | OP | 0 | OP
1981-03-15 | 13 | 2014-03-15 | NH | NO | WE | 0 | P2 | OP | 0 | OP
1981-03-15 | 14 | 2014-03-15 | NH | NO | WE | 0 | P2 | OP | 0 | OP
1981-03-15 | 15 | 2014-03-15 | NH | NO | WE | 0 | P2 | OP | 0 | OP
1981-03-15 | 16 | 2014-03-15 | NH | NO | WE | 0 | P2 | OP | 0 | OP
1981-03-15 | 17 | 2014-03-15 | NH | NO | WE | 0 | P2 | OP | 0 | OP
1981-03-15 | 18 | 2014-03-15 | NH | NO | WE | 0 | P2 | OP | 0 | OP
1981-03-15 | 19 | 2014-03-15 | NH | NO | WE | 0 | P2 | OP | 0 | OP
1981-03-15 | 20 | 2014-03-15 | NH | NO | WE | 0 | P2 | OP | 0 | OP
1981-03-15 | 21 | 2014-03-15 | NH | NO | WE | 0 | P2 | OP | 0 | OP
1981-03-15 | 22 | 2014-03-15 | NH | NO | WE | 0 | P2 | OP | 0 | OP
1981-03-15 | 23 | 2014-03-15 | NH | NO | WE | 0 | P2 | OP | 0 | OP
1981-03-15 | 0 | 2014-03-15 | NH | NO | WE | 0 | P2 | OP | 0 | OP
1981-03-16 | 1 | 2014-03-16 | NH | NO | WE | 0 | P2 | OP | 0 | OP
1981-03-16 | 2 | 2014-03-16 | NH | NO | WE | 0 | P2 | OP | 0 | OP
1981-03-16 | 3 | 2014-03-16 | NH | NO | WE | 0 | P2 | OP | 0 | OP
1981-03-16 | 4 | 2014-03-16 | NH | NO | WE | 0 | P2 | OP | 0 | OP
1981-03-16 | 5 | 2014-03-16 | NH | NO | WE | 0 | P2 | OP | 0 | OP
1981-03-16 | 6 | 2014-03-16 | NH | NO | WE | 0 | P2 | OP | 0 | OP
1981-03-16 | 7 | 2014-03-16 | NH | NO | WE | 0 | P2 | OP | 0 | OP
1981-03-16 | 8 | 2014-03-16 | NH | NO | WE | 0 | P2 | OP | 0 | OP
1981-03-16 | 9 | 2014-03-16 | NH | NO | WE | 0 | P2 | OP | 0 | OP
1981-03-16 | 10 | 2014-03-16 | NH | NO | WE | 0 | P2 | OP | 0 | OP
1981-03-16 | 11 | 2014-03-16 | NH | NO | WE | 0 | P2 | OP | 0 | OP
1981-03-16 | 12 | 2014-03-16 | NH | NO | WE | 0 | P2 | OP | 0 | OP
1981-03-16 | 13 | 2014-03-16 | NH | NO | WE | 0 | P2 | OP | 0 | OP
1981-03-16 | 14 | 2014-03-16 | NH | NO | WE | 0 | P2 | OP | 0 | OP
1981-03-16 | 15 | 2014-03-16 | NH | NO | WE | 0 | P2 | OP | 0 | OP
1981-03-16 | 16 | 2014-03-16 | NH | NO | WE | 0 | P2 | OP | 0 | OP
1981-03-16 | 17 | 2014-03-16 | NH | NO | WE | 0 | P2 | OP | 0 | OP
1981-03-16 | 18 | 2014-03-16 | NH | NO | WE | 0 | P2 | OP | 0 | OP
1981-03-16 | 19 | 2014-03-16 | NH | NO | WE | 0 | P2 | OP | 0 | OP
1981-03-16 | 20 | 2014-03-16 | NH | NO | WE | 0 | P2 | OP | 0 | OP
1981-03-16 | 21 | 2014-03-16 | NH | NO | WE | 0 | P2 | OP | 0 | OP
1981-03-16 | 22 | 2014-03-16 | NH | NO | WE | 0 | P2 | OP | 0 | OP
1981-03-16 | 23 | 2014-03-16 | NH | NO | WE | 0 | P2 | OP | 0 | OP
1981-03-16 | 0 | 2014-03-16 | NH | NO | WE | 0 | P2 | OP | 0 | OP
1981-03-17 | 1 | 2014-03-17 | NH | YES | WKN | 1 | P2 | OP | 0 | OP
1981-03-17 | 2 | 2014-03-17 | NH | YES | WKN | 1 | P2 | OP | 0 | OP
1981-03-17 | 3 | 2014-03-17 | NH | YES | WKN | 1 | P2 | OP | 0 | OP
1981-03-17 | 4 | 2014-03-17 | NH | YES | WKN | 1 | P2 | OP | 0 | OP
1981-03-17 | 5 | 2014-03-17 | NH | YES | WKN | 1 | P2 | OP | 0 | OP
1981-03-17 | 6 | 2014-03-17 | NH | YES | WKN | 1 | P2 | P | 0 | P
1981-03-17 | 7 | 2014-03-17 | NH | YES | WKN | 1 | P2 | P | 0 | P
1981-03-17 | 8 | 2014-03-17 | NH | YES | WKN | 1 | P2 | P | 0 | P
1981-03-17 | 9 | 2014-03-17 | NH | YES | WKN | 1 | P2 | P | 0 | P
1981-03-17 | 10 | 2014-03-17 | NH | YES | WKN | 1 | P2 | P | 0 | P
1981-03-17 | 11 | 2014-03-17 | NH | YES | WKN | 1 | P2 | P | 0 | P
1981-03-17 | 12 | 2014-03-17 | NH | YES | WKN | 1 | P2 | P | 0 | P
1981-03-17 | 13 | 2014-03-17 | NH | YES | WKN | 1 | P2 | P | 0 | P
1981-03-17 | 14 | 2014-03-17 | NH | YES | WKN | 1 | P2 | P | 0 | P
1981-03-17 | 15 | 2014-03-17 | NH | YES | WKN | 1 | P2 | P | 0 | P
1981-03-17 | 16 | 2014-03-17 | NH | YES | WKN | 1 | P2 | P | 0 | P
1981-03-17 | 17 | 2014-03-17 | NH | YES | WKN | 1 | P2 | P | 0 | P
1981-03-17 | 18 | 2014-03-17 | NH | YES | WKN | 1 | P2 | P | 0 | P
1981-03-17 | 19 | 2014-03-17 | NH | YES | WKN | 1 | P2 | P | 0 | P
1981-03-17 | 20 | 2014-03-17 | NH | YES | WKN | 1 | P2 | P | 0 | P
1981-03-17 | 21 | 2014-03-17 | NH | YES | WKN | 1 | P2 | P | 0 | P
1981-03-17 | 22 | 2014-03-17 | NH | YES | WKN | 1 | P2 | P | 0 | P
1981-03-17 | 23 | 2014-03-17 | NH | YES | WKN | 1 | P2 | OP | 0 | OP
1981-03-17 | 0 | 2014-03-17 | NH | YES | WKN | 1 | P2 | OP | 0 | OP
1981-03-18 | 1 | 2014-03-18 | NH | YES | WKN | 1 | P2 | OP | 0 | OP
1981-03-18 | 2 | 2014-03-18 | NH | YES | WKN | 1 | P2 | OP | 0 | OP
1981-03-18 | 3 | 2014-03-18 | NH | YES | WKN | 1 | P2 | OP | 0 | OP
1981-03-18 | 4 | 2014-03-18 | NH | YES | WKN | 1 | P2 | OP | 0 | OP
1981-03-18 | 5 | 2014-03-18 | NH | YES | WKN | 1 | P2 | OP | 0 | OP
1981-03-18 | 6 | 2014-03-18 | NH | YES | WKN | 1 | P2 | P | 0 | P
1981-03-18 | 7 | 2014-03-18 | NH | YES | WKN | 1 | P2 | P | 0 | P
1981-03-18 | 8 | 2014-03-18 | NH | YES | WKN | 1 | P2 | P | 0 | P
1981-03-18 | 9 | 2014-03-18 | NH | YES | WKN | 1 | P2 | P | 0 | P
1981-03-18 | 10 | 2014-03-18 | NH | YES | WKN | 1 | P2 | P | 0 | P
1981-03-18 | 11 | 2014-03-18 | NH | YES | WKN | 1 | P2 | P | 0 | P
1981-03-18 | 12 | 2014-03-18 | NH | YES | WKN | 1 | P2 | P | 0 | P
1981-03-18 | 13 | 2014-03-18 | NH | YES | WKN | 1 | P2 | P | 0 | P
1981-03-18 | 14 | 2014-03-18 | NH | YES | WKN | 1 | P2 | P | 0 | P
1981-03-18 | 15 | 2014-03-18 | NH | YES | WKN | 1 | P2 | P | 0 | P
1981-03-18 | 16 | 2014-03-18 | NH | YES | WKN | 1 | P2 | P | 0 | P
1981-03-18 | 17 | 2014-03-18 | NH | YES | WKN | 1 | P2 | P | 0 | P
1981-03-18 | 18 | 2014-03-18 | NH | YES | WKN | 1 | P2 | P | 0 | P
1981-03-18 | 19 | 2014-03-18 | NH | YES | WKN | 1 | P2 | P | 0 | P
1981-03-18 | 20 | 2014-03-18 | NH | YES | WKN | 1 | P2 | P | 0 | P
1981-03-18 | 21 | 2014-03-18 | NH | YES | WKN | 1 | P2 | P | 0 | P
1981-03-18 | 22 | 2014-03-18 | NH | YES | WKN | 1 | P2 | P | 0 | P
1981-03-18 | 23 | 2014-03-18 | NH | YES | WKN | 1 | P2 | OP | 0 | OP
1981-03-18 | 0 | 2014-03-18 | NH | YES | WKN | 1 | P2 | OP | 0 | OP
1981-03-19 | 1 | 2014-03-19 | NH | YES | WKN | 1 | P2 | OP | 0 | OP
1981-03-19 | 2 | 2014-03-19 | NH | YES | WKN | 1 | P2 | OP | 0 | OP
1981-03-19 | 3 | 2014-03-19 | NH | YES | WKN | 1 | P2 | OP | 0 | OP
1981-03-19 | 4 | 2014-03-19 | NH | YES | WKN | 1 | P2 | OP | 0 | OP
1981-03-19 | 5 | 2014-03-19 | NH | YES | WKN | 1 | P2 | OP | 0 | OP
1981-03-19 | 6 | 2014-03-19 | NH | YES | WKN | 1 | P2 | P | 0 | P
1981-03-19 | 7 | 2014-03-19 | NH | YES | WKN | 1 | P2 | P | 0 | P
1981-03-19 | 8 | 2014-03-19 | NH | YES | WKN | 1 | P2 | P | 0 | P
1981-03-19 | 9 | 2014-03-19 | NH | YES | WKN | 1 | P2 | P | 0 | P
1981-03-19 | 10 | 2014-03-19 | NH | YES | WKN | 1 | P2 | P | 0 | P
1981-03-19 | 11 | 2014-03-19 | NH | YES | WKN | 1 | P2 | P | 0 | P
1981-03-19 | 12 | 2014-03-19 | NH | YES | WKN | 1 | P2 | P | 0 | P
1981-03-19 | 13 | 2014-03-19 | NH | YES | WKN | 1 | P2 | P | 0 | P
1981-03-19 | 14 | 2014-03-19 | NH | YES | WKN | 1 | P2 | P | 0 | P
1981-03-19 | 15 | 2014-03-19 | NH | YES | WKN | 1 | P2 | P | 0 | P
1981-03-19 | 16 | 2014-03-19 | NH | YES | WKN | 1 | P2 | P | 0 | P
1981-03-19 | 17 | 2014-03-19 | NH | YES | WKN | 1 | P2 | P | 0 | P
1981-03-19 | 18 | 2014-03-19 | NH | YES | WKN | 1 | P2 | P | 0 | P
1981-03-19 | 19 | 2014-03-19 | NH | YES | WKN | 1 | P2 | P | 0 | P
1981-03-19 | 20 | 2014-03-19 | NH | YES | WKN | 1 | P2 | P | 0 | P
1981-03-19 | 21 | 2014-03-19 | NH | YES | WKN | 1 | P2 | P | 0 | P
1981-03-19 | 22 | 2014-03-19 | NH | YES | WKN | 1 | P2 | P | 0 | P
1981-03-19 | 23 | 2014-03-19 | NH | YES | WKN | 1 | P2 | OP | 0 | OP
1981-03-19 | 0 | 2014-03-19 | NH | YES | WKN | 1 | P2 | OP | 0 | OP
1981-03-20 | 1 | 2014-03-20 | NH | YES | WKN | 1 | P2 | OP | 0 | OP
1981-03-20 | 2 | 2014-03-20 | NH | YES | WKN | 1 | P2 | OP | 0 | OP
1981-03-20 | 3 | 2014-03-20 | NH | YES | WKN | 1 | P2 | OP | 0 | OP
1981-03-20 | 4 | 2014-03-20 | NH | YES | WKN | 1 | P2 | OP | 0 | OP
1981-03-20 | 5 | 2014-03-20 | NH | YES | WKN | 1 | P2 | OP | 0 | OP
1981-03-20 | 6 | 2014-03-20 | NH | YES | WKN | 1 | P2 | P | 0 | P
1981-03-20 | 7 | 2014-03-20 | NH | YES | WKN | 1 | P2 | P | 0 | P
1981-03-20 | 8 | 2014-03-20 | NH | YES | WKN | 1 | P2 | P | 0 | P
1981-03-20 | 9 | 2014-03-20 | NH | YES | WKN | 1 | P2 | P | 0 | P
1981-03-20 | 10 | 2014-03-20 | NH | YES | WKN | 1 | P2 | P | 0 | P
1981-03-20 | 11 | 2014-03-20 | NH | YES | WKN | 1 | P2 | P | 0 | P
1981-03-20 | 12 | 2014-03-20 | NH | YES | WKN | 1 | P2 | P | 0 | P
1981-03-20 | 13 | 2014-03-20 | NH | YES | WKN | 1 | P2 | P | 0 | P
1981-03-20 | 14 | 2014-03-20 | NH | YES | WKN | 1 | P2 | P | 0 | P
1981-03-20 | 15 | 2014-03-20 | NH | YES | WKN | 1 | P2 | P | 0 | P
1981-03-20 | 16 | 2014-03-20 | NH | YES | WKN | 1 | P2 | P | 0 | P
1981-03-20 | 17 | 2014-03-20 | NH | YES | WKN | 1 | P2 | P | 0 | P
1981-03-20 | 18 | 2014-03-20 | NH | YES | WKN | 1 | P2 | P | 0 | P
1981-03-20 | 19 | 2014-03-20 | NH | YES | WKN | 1 | P2 | P | 0 | P
1981-03-20 | 20 | 2014-03-20 | NH | YES | WKN | 1 | P2 | P | 0 | P
1981-03-20 | 21 | 2014-03-20 | NH | YES | WKN | 1 | P2 | P | 0 | P
1981-03-20 | 22 | 2014-03-20 | NH | YES | WKN | 1 | P2 | P | 0 | P
1981-03-20 | 23 | 2014-03-20 | NH | YES | WKN | 1 | P2 | OP | 0 | OP
1981-03-20 | 0 | 2014-03-20 | NH | YES | WKN | 1 | P2 | OP | 0 | OP
1981-03-21 | 1 | 2014-03-21 | NH | YES | WKN | 1 | P2 | OP | 0 | OP
1981-03-21 | 2 | 2014-03-21 | NH | YES | WKN | 1 | P2 | OP | 0 | OP
1981-03-21 | 3 | 2014-03-21 | NH | YES | WKN | 1 | P2 | OP | 0 | OP
1981-03-21 | 4 | 2014-03-21 | NH | YES | WKN | 1 | P2 | OP | 0 | OP
1981-03-21 | 5 | 2014-03-21 | NH | YES | WKN | 1 | P2 | OP | 0 | OP
1981-03-21 | 6 | 2014-03-21 | NH | YES | WKN | 1 | P2 | P | 0 | P
1981-03-21 | 7 | 2014-03-21 | NH | YES | WKN | 1 | P2 | P | 0 | P
1981-03-21 | 8 | 2014-03-21 | NH | YES | WKN | 1 | P2 | P | 0 | P
1981-03-21 | 9 | 2014-03-21 | NH | YES | WKN | 1 | P2 | P | 0 | P
1981-03-21 | 10 | 2014-03-21 | NH | YES | WKN | 1 | P2 | P | 0 | P
1981-03-21 | 11 | 2014-03-21 | NH | YES | WKN | 1 | P2 | P | 0 | P
1981-03-21 | 12 | 2014-03-21 | NH | YES | WKN | 1 | P2 | P | 0 | P
1981-03-21 | 13 | 2014-03-21 | NH | YES | WKN | 1 | P2 | P | 0 | P
1981-03-21 | 14 | 2014-03-21 | NH | YES | WKN | 1 | P2 | P | 0 | P
1981-03-21 | 15 | 2014-03-21 | NH | YES | WKN | 1 | P2 | P | 0 | P
1981-03-21 | 16 | 2014-03-21 | NH | YES | WKN | 1 | P2 | P | 0 | P
1981-03-21 | 17 | 2014-03-21 | NH | YES | WKN | 1 | P2 | P | 0 | P
1981-03-21 | 18 | 2014-03-21 | NH | YES | WKN | 1 | P2 | P | 0 | P
1981-03-21 | 19 | 2014-03-21 | NH | YES | WKN | 1 | P2 | P | 0 | P
1981-03-21 | 20 | 2014-03-21 | NH | YES | WKN | 1 | P2 | P | 0 | P
1981-03-21 | 21 | 2014-03-21 | NH | YES | WKN | 1 | P2 | P | 0 | P
1981-03-21 | 22 | 2014-03-21 | NH | YES | WKN | 1 | P2 | P | 0 | P
1981-03-21 | 23 | 2014-03-21 | NH | YES | WKN | 1 | P2 | OP | 0 | OP
1981-03-21 | 0 | 2014-03-21 | NH | YES | WKN | 1 | P2 | OP | 0 | OP
1981-03-22 | 1 | 2014-03-22 | NH | NO | WE | 0 | P2 | OP | 0 | OP
1981-03-22 | 2 | 2014-03-22 | NH | NO | WE | 0 | P2 | OP | 0 | OP
1981-03-22 | 3 | 2014-03-22 | NH | NO | WE | 0 | P2 | OP | 0 | OP
1981-03-22 | 4 | 2014-03-22 | NH | NO | WE | 0 | P2 | OP | 0 | OP
1981-03-22 | 5 | 2014-03-22 | NH | NO | WE | 0 | P2 | OP | 0 | OP
1981-03-22 | 6 | 2014-03-22 | NH | NO | WE | 0 | P2 | OP | 0 | OP
1981-03-22 | 7 | 2014-03-22 | NH | NO | WE | 0 | P2 | OP | 0 | OP
1981-03-22 | 8 | 2014-03-22 | NH | NO | WE | 0 | P2 | OP | 0 | OP
1981-03-22 | 9 | 2014-03-22 | NH | NO | WE | 0 | P2 | OP | 0 | OP
1981-03-22 | 10 | 2014-03-22 | NH | NO | WE | 0 | P2 | OP | 0 | OP
1981-03-22 | 11 | 2014-03-22 | NH | NO | WE | 0 | P2 | OP | 0 | OP
1981-03-22 | 12 | 2014-03-22 | NH | NO | WE | 0 | P2 | OP | 0 | OP
1981-03-22 | 13 | 2014-03-22 | NH | NO | WE | 0 | P2 | OP | 0 | OP
1981-03-22 | 14 | 2014-03-22 | NH | NO | WE | 0 | P2 | OP | 0 | OP
1981-03-22 | 15 | 2014-03-22 | NH | NO | WE | 0 | P2 | OP | 0 | OP
1981-03-22 | 16 | 2014-03-22 | NH | NO | WE | 0 | P2 | OP | 0 | OP
1981-03-22 | 17 | 2014-03-22 | NH | NO | WE | 0 | P2 | OP | 0 | OP
1981-03-22 | 18 | 2014-03-22 | NH | NO | WE | 0 | P2 | OP | 0 | OP
1981-03-22 | 19 | 2014-03-22 | NH | NO | WE | 0 | P2 | OP | 0 | OP
1981-03-22 | 20 | 2014-03-22 | NH | NO | WE | 0 | P2 | OP | 0 | OP
1981-03-22 | 21 | 2014-03-22 | NH | NO | WE | 0 | P2 | OP | 0 | OP
1981-03-22 | 22 | 2014-03-22 | NH | NO | WE | 0 | P2 | OP | 0 | OP
1981-03-22 | 23 | 2014-03-22 | NH | NO | WE | 0 | P2 | OP | 0 | OP
1981-03-22 | 0 | 2014-03-22 | NH | NO | WE | 0 | P2 | OP | 0 | OP
1981-03-23 | 1 | 2014-03-23 | NH | NO | WE | 0 | P2 | OP | 0 | OP
1981-03-23 | 2 | 2014-03-23 | NH | NO | WE | 0 | P2 | OP | 0 | OP
1981-03-23 | 3 | 2014-03-23 | NH | NO | WE | 0 | P2 | OP | 0 | OP
1981-03-23 | 4 | 2014-03-23 | NH | NO | WE | 0 | P2 | OP | 0 | OP
1981-03-23 | 5 | 2014-03-23 | NH | NO | WE | 0 | P2 | OP | 0 | OP
1981-03-23 | 6 | 2014-03-23 | NH | NO | WE | 0 | P2 | OP | 0 | OP
1981-03-23 | 7 | 2014-03-23 | NH | NO | WE | 0 | P2 | OP | 0 | OP
1981-03-23 | 8 | 2014-03-23 | NH | NO | WE | 0 | P2 | OP | 0 | OP
1981-03-23 | 9 | 2014-03-23 | NH | NO | WE | 0 | P2 | OP | 0 | OP
1981-03-23 | 10 | 2014-03-23 | NH | NO | WE | 0 | P2 | OP | 0 | OP
1981-03-23 | 11 | 2014-03-23 | NH | NO | WE | 0 | P2 | OP | 0 | OP
1981-03-23 | 12 | 2014-03-23 | NH | NO | WE | 0 | P2 | OP | 0 | OP
1981-03-23 | 13 | 2014-03-23 | NH | NO | WE | 0 | P2 | OP | 0 | OP
1981-03-23 | 14 | 2014-03-23 | NH | NO | WE | 0 | P2 | OP | 0 | OP
1981-03-23 | 15 | 2014-03-23 | NH | NO | WE | 0 | P2 | OP | 0 | OP
1981-03-23 | 16 | 2014-03-23 | NH | NO | WE | 0 | P2 | OP | 0 | OP
1981-03-23 | 17 | 2014-03-23 | NH | NO | WE | 0 | P2 | OP | 0 | OP
1981-03-23 | 18 | 2014-03-23 | NH | NO | WE | 0 | P2 | OP | 0 | OP
1981-03-23 | 19 | 2014-03-23 | NH | NO | WE | 0 | P2 | OP | 0 | OP
1981-03-23 | 20 | 2014-03-23 | NH | NO | WE | 0 | P2 | OP | 0 | OP
1981-03-23 | 21 | 2014-03-23 | NH | NO | WE | 0 | P2 | OP | 0 | OP
1981-03-23 | 22 | 2014-03-23 | NH | NO | WE | 0 | P2 | OP | 0 | OP
1981-03-23 | 23 | 2014-03-23 | NH | NO | WE | 0 | P2 | OP | 0 | OP
1981-03-23 | 0 | 2014-03-23 | NH | NO | WE | 0 | P2 | OP | 0 | OP
1981-03-24 | 1 | 2014-03-24 | NH | YES | WKN | 1 | P2 | OP | 0 | OP
1981-03-24 | 2 | 2014-03-24 | NH | YES | WKN | 1 | P2 | OP | 0 | OP
1981-03-24 | 3 | 2014-03-24 | NH | YES | WKN | 1 | P2 | OP | 0 | OP
1981-03-24 | 4 | 2014-03-24 | NH | YES | WKN | 1 | P2 | OP | 0 | OP
1981-03-24 | 5 | 2014-03-24 | NH | YES | WKN | 1 | P2 | OP | 0 | OP
1981-03-24 | 6 | 2014-03-24 | NH | YES | WKN | 1 | P2 | P | 0 | P
1981-03-24 | 7 | 2014-03-24 | NH | YES | WKN | 1 | P2 | P | 0 | P
1981-03-24 | 8 | 2014-03-24 | NH | YES | WKN | 1 | P2 | P | 0 | P
1981-03-24 | 9 | 2014-03-24 | NH | YES | WKN | 1 | P2 | P | 0 | P
1981-03-24 | 10 | 2014-03-24 | NH | YES | WKN | 1 | P2 | P | 0 | P
1981-03-24 | 11 | 2014-03-24 | NH | YES | WKN | 1 | P2 | P | 0 | P
1981-03-24 | 12 | 2014-03-24 | NH | YES | WKN | 1 | P2 | P | 0 | P
1981-03-24 | 13 | 2014-03-24 | NH | YES | WKN | 1 | P2 | P | 0 | P
1981-03-24 | 14 | 2014-03-24 | NH | YES | WKN | 1 | P2 | P | 0 | P
1981-03-24 | 15 | 2014-03-24 | NH | YES | WKN | 1 | P2 | P | 0 | P
1981-03-24 | 16 | 2014-03-24 | NH | YES | WKN | 1 | P2 | P | 0 | P
1981-03-24 | 17 | 2014-03-24 | NH | YES | WKN | 1 | P2 | P | 0 | P
1981-03-24 | 18 | 2014-03-24 | NH | YES | WKN | 1 | P2 | P | 0 | P
1981-03-24 | 19 | 2014-03-24 | NH | YES | WKN | 1 | P2 | P | 0 | P
1981-03-24 | 20 | 2014-03-24 | NH | YES | WKN | 1 | P2 | P | 0 | P
1981-03-24 | 21 | 2014-03-24 | NH | YES | WKN | 1 | P2 | P | 0 | P
1981-03-24 | 22 | 2014-03-24 | NH | YES | WKN | 1 | P2 | P | 0 | P
1981-03-24 | 23 | 2014-03-24 | NH | YES | WKN | 1 | P2 | OP | 0 | OP
1981-03-24 | 0 | 2014-03-24 | NH | YES | WKN | 1 | P2 | OP | 0 | OP
1981-03-25 | 1 | 2014-03-25 | NH | YES | WKN | 1 | P2 | OP | 0 | OP
1981-03-25 | 2 | 2014-03-25 | NH | YES | WKN | 1 | P2 | OP | 0 | OP
1981-03-25 | 3 | 2014-03-25 | NH | YES | WKN | 1 | P2 | OP | 0 | OP
1981-03-25 | 4 | 2014-03-25 | NH | YES | WKN | 1 | P2 | OP | 0 | OP
1981-03-25 | 5 | 2014-03-25 | NH | YES | WKN | 1 | P2 | OP | 0 | OP
1981-03-25 | 6 | 2014-03-25 | NH | YES | WKN | 1 | P2 | P | 0 | P
1981-03-25 | 7 | 2014-03-25 | NH | YES | WKN | 1 | P2 | P | 0 | P
1981-03-25 | 8 | 2014-03-25 | NH | YES | WKN | 1 | P2 | P | 0 | P
1981-03-25 | 9 | 2014-03-25 | NH | YES | WKN | 1 | P2 | P | 0 | P
1981-03-25 | 10 | 2014-03-25 | NH | YES | WKN | 1 | P2 | P | 0 | P
1981-03-25 | 11 | 2014-03-25 | NH | YES | WKN | 1 | P2 | P | 0 | P
1981-03-25 | 12 | 2014-03-25 | NH | YES | WKN | 1 | P2 | P | 0 | P
1981-03-25 | 13 | 2014-03-25 | NH | YES | WKN | 1 | P2 | P | 0 | P
1981-03-25 | 14 | 2014-03-25 | NH | YES | WKN | 1 | P2 | P | 0 | P
1981-03-25 | 15 | 2014-03-25 | NH | YES | WKN | 1 | P2 | P | 0 | P
1981-03-25 | 16 | 2014-03-25 | NH | YES | WKN | 1 | P2 | P | 0 | P
1981-03-25 | 17 | 2014-03-25 | NH | YES | WKN | 1 | P2 | P | 0 | P
1981-03-25 | 18 | 2014-03-25 | NH | YES | WKN | 1 | P2 | P | 0 | P
1981-03-25 | 19 | 2014-03-25 | NH | YES | WKN | 1 | P2 | P | 0 | P
1981-03-25 | 20 | 2014-03-25 | NH | YES | WKN | 1 | P2 | P | 0 | P
1981-03-25 | 21 | 2014-03-25 | NH | YES | WKN | 1 | P2 | P | 0 | P
1981-03-25 | 22 | 2014-03-25 | NH | YES | WKN | 1 | P2 | P | 0 | P
1981-03-25 | 23 | 2014-03-25 | NH | YES | WKN | 1 | P2 | OP | 0 | OP
1981-03-25 | 0 | 2014-03-25 | NH | YES | WKN | 1 | P2 | OP | 0 | OP
1981-03-26 | 1 | 2014-03-26 | NH | YES | WKN | 1 | P2 | OP | 0 | OP
1981-03-26 | 2 | 2014-03-26 | NH | YES | WKN | 1 | P2 | OP | 0 | OP
1981-03-26 | 3 | 2014-03-26 | NH | YES | WKN | 1 | P2 | OP | 0 | OP
1981-03-26 | 4 | 2014-03-26 | NH | YES | WKN | 1 | P2 | OP | 0 | OP
1981-03-26 | 5 | 2014-03-26 | NH | YES | WKN | 1 | P2 | OP | 0 | OP
1981-03-26 | 6 | 2014-03-26 | NH | YES | WKN | 1 | P2 | P | 0 | P
1981-03-26 | 7 | 2014-03-26 | NH | YES | WKN | 1 | P2 | P | 0 | P
1981-03-26 | 8 | 2014-03-26 | NH | YES | WKN | 1 | P2 | P | 0 | P
1981-03-26 | 9 | 2014-03-26 | NH | YES | WKN | 1 | P2 | P | 0 | P
1981-03-26 | 10 | 2014-03-26 | NH | YES | WKN | 1 | P2 | P | 0 | P
1981-03-26 | 11 | 2014-03-26 | NH | YES | WKN | 1 | P2 | P | 0 | P
1981-03-26 | 12 | 2014-03-26 | NH | YES | WKN | 1 | P2 | P | 0 | P
1981-03-26 | 13 | 2014-03-26 | NH | YES | WKN | 1 | P2 | P | 0 | P
1981-03-26 | 14 | 2014-03-26 | NH | YES | WKN | 1 | P2 | P | 0 | P
1981-03-26 | 15 | 2014-03-26 | NH | YES | WKN | 1 | P2 | P | 0 | P
1981-03-26 | 16 | 2014-03-26 | NH | YES | WKN | 1 | P2 | P | 0 | P
1981-03-26 | 17 | 2014-03-26 | NH | YES | WKN | 1 | P2 | P | 0 | P
1981-03-26 | 18 | 2014-03-26 | NH | YES | WKN | 1 | P2 | P | 0 | P
1981-03-26 | 19 | 2014-03-26 | NH | YES | WKN | 1 | P2 | P | 0 | P
1981-03-26 | 20 | 2014-03-26 | NH | YES | WKN | 1 | P2 | P | 0 | P
1981-03-26 | 21 | 2014-03-26 | NH | YES | WKN | 1 | P2 | P | 0 | P
1981-03-26 | 22 | 2014-03-26 | NH | YES | WKN | 1 | P2 | P | 0 | P
1981-03-26 | 23 | 2014-03-26 | NH | YES | WKN | 1 | P2 | OP | 0 | OP
1981-03-26 | 0 | 2014-03-26 | NH | YES | WKN | 1 | P2 | OP | 0 | OP
1981-03-27 | 1 | 2014-03-27 | NH | YES | WKN | 1 | P2 | OP | 0 | OP
1981-03-27 | 2 | 2014-03-27 | NH | YES | WKN | 1 | P2 | OP | 0 | OP
1981-03-27 | 3 | 2014-03-27 | NH | YES | WKN | 1 | P2 | OP | 0 | OP
1981-03-27 | 4 | 2014-03-27 | NH | YES | WKN | 1 | P2 | OP | 0 | OP
1981-03-27 | 5 | 2014-03-27 | NH | YES | WKN | 1 | P2 | OP | 0 | OP
1981-03-27 | 6 | 2014-03-27 | NH | YES | WKN | 1 | P2 | P | 0 | P
1981-03-27 | 7 | 2014-03-27 | NH | YES | WKN | 1 | P2 | P | 0 | P
1981-03-27 | 8 | 2014-03-27 | NH | YES | WKN | 1 | P2 | P | 0 | P
1981-03-27 | 9 | 2014-03-27 | NH | YES | WKN | 1 | P2 | P | 0 | P
1981-03-27 | 10 | 2014-03-27 | NH | YES | WKN | 1 | P2 | P | 0 | P
1981-03-27 | 11 | 2014-03-27 | NH | YES | WKN | 1 | P2 | P | 0 | P
1981-03-27 | 12 | 2014-03-27 | NH | YES | WKN | 1 | P2 | P | 0 | P
1981-03-27 | 13 | 2014-03-27 | NH | YES | WKN | 1 | P2 | P | 0 | P
1981-03-27 | 14 | 2014-03-27 | NH | YES | WKN | 1 | P2 | P | 0 | P
1981-03-27 | 15 | 2014-03-27 | NH | YES | WKN | 1 | P2 | P | 0 | P
1981-03-27 | 16 | 2014-03-27 | NH | YES | WKN | 1 | P2 | P | 0 | P
1981-03-27 | 17 | 2014-03-27 | NH | YES | WKN | 1 | P2 | P | 0 | P
1981-03-27 | 18 | 2014-03-27 | NH | YES | WKN | 1 | P2 | P | 0 | P
1981-03-27 | 19 | 2014-03-27 | NH | YES | WKN | 1 | P2 | P | 0 | P
1981-03-27 | 20 | 2014-03-27 | NH | YES | WKN | 1 | P2 | P | 0 | P
1981-03-27 | 21 | 2014-03-27 | NH | YES | WKN | 1 | P2 | P | 0 | P
1981-03-27 | 22 | 2014-03-27 | NH | YES | WKN | 1 | P2 | P | 0 | P
1981-03-27 | 23 | 2014-03-27 | NH | YES | WKN | 1 | P2 | OP | 0 | OP
1981-03-27 | 0 | 2014-03-27 | NH | YES | WKN | 1 | P2 | OP | 0 | OP
1981-03-28 | 1 | 2014-03-28 | NH | YES | WKN | 1 | P2 | OP | 0 | OP
1981-03-28 | 2 | 2014-03-28 | NH | YES | WKN | 1 | P2 | OP | 0 | OP
1981-03-28 | 3 | 2014-03-28 | NH | YES | WKN | 1 | P2 | OP | 0 | OP
1981-03-28 | 4 | 2014-03-28 | NH | YES | WKN | 1 | P2 | OP | 0 | OP
1981-03-28 | 5 | 2014-03-28 | NH | YES | WKN | 1 | P2 | OP | 0 | OP
1981-03-28 | 6 | 2014-03-28 | NH | YES | WKN | 1 | P2 | P | 0 | P
1981-03-28 | 7 | 2014-03-28 | NH | YES | WKN | 1 | P2 | P | 0 | P
1981-03-28 | 8 | 2014-03-28 | NH | YES | WKN | 1 | P2 | P | 0 | P
1981-03-28 | 9 | 2014-03-28 | NH | YES | WKN | 1 | P2 | P | 0 | P
1981-03-28 | 10 | 2014-03-28 | NH | YES | WKN | 1 | P2 | P | 0 | P
1981-03-28 | 11 | 2014-03-28 | NH | YES | WKN | 1 | P2 | P | 0 | P
1981-03-28 | 12 | 2014-03-28 | NH | YES | WKN | 1 | P2 | P | 0 | P
1981-03-28 | 13 | 2014-03-28 | NH | YES | WKN | 1 | P2 | P | 0 | P
1981-03-28 | 14 | 2014-03-28 | NH | YES | WKN | 1 | P2 | P | 0 | P
1981-03-28 | 15 | 2014-03-28 | NH | YES | WKN | 1 | P2 | P | 0 | P
1981-03-28 | 16 | 2014-03-28 | NH | YES | WKN | 1 | P2 | P | 0 | P
1981-03-28 | 17 | 2014-03-28 | NH | YES | WKN | 1 | P2 | P | 0 | P
1981-03-28 | 18 | 2014-03-28 | NH | YES | WKN | 1 | P2 | P | 0 | P
1981-03-28 | 19 | 2014-03-28 | NH | YES | WKN | 1 | P2 | P | 0 | P
1981-03-28 | 20 | 2014-03-28 | NH | YES | WKN | 1 | P2 | P | 0 | P
1981-03-28 | 21 | 2014-03-28 | NH | YES | WKN | 1 | P2 | P | 0 | P
1981-03-28 | 22 | 2014-03-28 | NH | YES | WKN | 1 | P2 | P | 0 | P
1981-03-28 | 23 | 2014-03-28 | NH | YES | WKN | 1 | P2 | OP | 0 | OP
1981-03-28 | 0 | 2014-03-28 | NH | YES | WKN | 1 | P2 | OP | 0 | OP
1981-03-29 | 1 | 2014-03-29 | NH | NO | WE | 0 | P2 | OP | 0 | OP
1981-03-29 | 2 | 2014-03-29 | NH | NO | WE | 0 | P2 | OP | 0 | OP
1981-03-29 | 3 | 2014-03-29 | NH | NO | WE | 0 | P2 | OP | 0 | OP
1981-03-29 | 4 | 2014-03-29 | NH | NO | WE | 0 | P2 | OP | 0 | OP
1981-03-29 | 5 | 2014-03-29 | NH | NO | WE | 0 | P2 | OP | 0 | OP
1981-03-29 | 6 | 2014-03-29 | NH | NO | WE | 0 | P2 | OP | 0 | OP
1981-03-29 | 7 | 2014-03-29 | NH | NO | WE | 0 | P2 | OP | 0 | OP
1981-03-29 | 8 | 2014-03-29 | NH | NO | WE | 0 | P2 | OP | 0 | OP
1981-03-29 | 9 | 2014-03-29 | NH | NO | WE | 0 | P2 | OP | 0 | OP
1981-03-29 | 10 | 2014-03-29 | NH | NO | WE | 0 | P2 | OP | 0 | OP
1981-03-29 | 11 | 2014-03-29 | NH | NO | WE | 0 | P2 | OP | 0 | OP
1981-03-29 | 12 | 2014-03-29 | NH | NO | WE | 0 | P2 | OP | 0 | OP
1981-03-29 | 13 | 2014-03-29 | NH | NO | WE | 0 | P2 | OP | 0 | OP
1981-03-29 | 14 | 2014-03-29 | NH | NO | WE | 0 | P2 | OP | 0 | OP
1981-03-29 | 15 | 2014-03-29 | NH | NO | WE | 0 | P2 | OP | 0 | OP
1981-03-29 | 16 | 2014-03-29 | NH | NO | WE | 0 | P2 | OP | 0 | OP
1981-03-29 | 17 | 2014-03-29 | NH | NO | WE | 0 | P2 | OP | 0 | OP
1981-03-29 | 18 | 2014-03-29 | NH | NO | WE | 0 | P2 | OP | 0 | OP
1981-03-29 | 19 | 2014-03-29 | NH | NO | WE | 0 | P2 | OP | 0 | OP
1981-03-29 | 20 | 2014-03-29 | NH | NO | WE | 0 | P2 | OP | 0 | OP
1981-03-29 | 21 | 2014-03-29 | NH | NO | WE | 0 | P2 | OP | 0 | OP
1981-03-29 | 22 | 2014-03-29 | NH | NO | WE | 0 | P2 | OP | 0 | OP
1981-03-29 | 23 | 2014-03-29 | NH | NO | WE | 0 | P2 | OP | 0 | OP
1981-03-29 | 0 | 2014-03-29 | NH | NO | WE | 0 | P2 | OP | 0 | OP
1981-03-30 | 1 | 2014-03-30 | NH | NO | WE | 0 | P2 | OP | 0 | OP
1981-03-30 | 2 | 2014-03-30 | NH | NO | WE | 0 | P2 | OP | 0 | OP
1981-03-30 | 3 | 2014-03-30 | NH | NO | WE | 0 | P2 | OP | 0 | OP
1981-03-30 | 4 | 2014-03-30 | NH | NO | WE | 0 | P2 | OP | 0 | OP
1981-03-30 | 5 | 2014-03-30 | NH | NO | WE | 0 | P2 | OP | 0 | OP
1981-03-30 | 6 | 2014-03-30 | NH | NO | WE | 0 | P2 | OP | 0 | OP
1981-03-30 | 7 | 2014-03-30 | NH | NO | WE | 0 | P2 | OP | 0 | OP
1981-03-30 | 8 | 2014-03-30 | NH | NO | WE | 0 | P2 | OP | 0 | OP
1981-03-30 | 9 | 2014-03-30 | NH | NO | WE | 0 | P2 | OP | 0 | OP
1981-03-30 | 10 | 2014-03-30 | NH | NO | WE | 0 | P2 | OP | 0 | OP
1981-03-30 | 11 | 2014-03-30 | NH | NO | WE | 0 | P2 | OP | 0 | OP
1981-03-30 | 12 | 2014-03-30 | NH | NO | WE | 0 | P2 | OP | 0 | OP
1981-03-30 | 13 | 2014-03-30 | NH | NO | WE | 0 | P2 | OP | 0 | OP
1981-03-30 | 14 | 2014-03-30 | NH | NO | WE | 0 | P2 | OP | 0 | OP
1981-03-30 | 15 | 2014-03-30 | NH | NO | WE | 0 | P2 | OP | 0 | OP
1981-03-30 | 16 | 2014-03-30 | NH | NO | WE | 0 | P2 | OP | 0 | OP
1981-03-30 | 17 | 2014-03-30 | NH | NO | WE | 0 | P2 | OP | 0 | OP
1981-03-30 | 18 | 2014-03-30 | NH | NO | WE | 0 | P2 | OP | 0 | OP
1981-03-30 | 19 | 2014-03-30 | NH | NO | WE | 0 | P2 | OP | 0 | OP
1981-03-30 | 20 | 2014-03-30 | NH | NO | WE | 0 | P2 | OP | 0 | OP
1981-03-30 | 21 | 2014-03-30 | NH | NO | WE | 0 | P2 | OP | 0 | OP
1981-03-30 | 22 | 2014-03-30 | NH | NO | WE | 0 | P2 | OP | 0 | OP
1981-03-30 | 23 | 2014-03-30 | NH | NO | WE | 0 | P2 | OP | 0 | OP
1981-03-30 | 0 | 2014-03-30 | NH | NO | WE | 0 | P2 | OP | 0 | OP
1981-03-31 | 1 | 2014-03-31 | NH | YES | WKN | 1 | P2 | OP | 0 | OP
1981-03-31 | 2 | 2014-03-31 | NH | YES | WKN | 1 | P2 | OP | 0 | OP
1981-03-31 | 3 | 2014-03-31 | NH | YES | WKN | 1 | P2 | OP | 0 | OP
1981-03-31 | 4 | 2014-03-31 | NH | YES | WKN | 1 | P2 | OP | 0 | OP
1981-03-31 | 5 | 2014-03-31 | NH | YES | WKN | 1 | P2 | OP | 0 | OP
1981-03-31 | 6 | 2014-03-31 | NH | YES | WKN | 1 | P2 | P | 0 | P
1981-03-31 | 7 | 2014-03-31 | NH | YES | WKN | 1 | P2 | P | 0 | P
1981-03-31 | 8 | 2014-03-31 | NH | YES | WKN | 1 | P2 | P | 0 | P
1981-03-31 | 9 | 2014-03-31 | NH | YES | WKN | 1 | P2 | P | 0 | P
1981-03-31 | 10 | 2014-03-31 | NH | YES | WKN | 1 | P2 | P | 0 | P
1981-03-31 | 11 | 2014-03-31 | NH | YES | WKN | 1 | P2 | P | 0 | P
1981-03-31 | 12 | 2014-03-31 | NH | YES | WKN | 1 | P2 | P | 0 | P
1981-03-31 | 13 | 2014-03-31 | NH | YES | WKN | 1 | P2 | P | 0 | P
1981-03-31 | 14 | 2014-03-31 | NH | YES | WKN | 1 | P2 | P | 0 | P
1981-03-31 | 15 | 2014-03-31 | NH | YES | WKN | 1 | P2 | P | 0 | P
1981-03-31 | 16 | 2014-03-31 | NH | YES | WKN | 1 | P2 | P | 0 | P
1981-03-31 | 17 | 2014-03-31 | NH | YES | WKN | 1 | P2 | P | 0 | P
1981-03-31 | 18 | 2014-03-31 | NH | YES | WKN | 1 | P2 | P | 0 | P
1981-03-31 | 19 | 2014-03-31 | NH | YES | WKN | 1 | P2 | P | 0 | P
1981-03-31 | 20 | 2014-03-31 | NH | YES | WKN | 1 | P2 | P | 0 | P
1981-03-31 | 21 | 2014-03-31 | NH | YES | WKN | 1 | P2 | P | 0 | P
1981-03-31 | 22 | 2014-03-31 | NH | YES | WKN | 1 | P2 | P | 0 | P
1981-03-31 | 23 | 2014-03-31 | NH | YES | WKN | 1 | P2 | OP | 0 | OP
1981-03-31 | 0 | 2014-03-31 | NH | YES | WKN | 1 | P2 | OP | 0 | OP
1990-04-01 | 1 | 2014-04-01 | NH | YES | WKN | 1 | P2 | OP | 0 | OP
1990-04-01 | 2 | 2014-04-01 | NH | YES | WKN | 1 | P2 | OP | 0 | OP
1990-04-01 | 3 | 2014-04-01 | NH | YES | WKN | 1 | P2 | OP | 0 | OP
1990-04-01 | 4 | 2014-04-01 | NH | YES | WKN | 1 | P2 | OP | 0 | OP
1990-04-01 | 5 | 2014-04-01 | NH | YES | WKN | 1 | P2 | OP | 0 | OP
1990-04-01 | 6 | 2014-04-01 | NH | YES | WKN | 1 | P2 | P | 0 | P
1990-04-01 | 7 | 2014-04-01 | NH | YES | WKN | 1 | P2 | P | 0 | P
1990-04-01 | 8 | 2014-04-01 | NH | YES | WKN | 1 | P2 | P | 0 | P
1990-04-01 | 9 | 2014-04-01 | NH | YES | WKN | 1 | P2 | P | 0 | P
1990-04-01 | 10 | 2014-04-01 | NH | YES | WKN | 1 | P2 | P | 0 | P
1990-04-01 | 11 | 2014-04-01 | NH | YES | WKN | 1 | P2 | P | 0 | P
1990-04-01 | 12 | 2014-04-01 | NH | YES | WKN | 1 | P2 | P | 0 | P
1990-04-01 | 13 | 2014-04-01 | NH | YES | WKN | 1 | P2 | P | 0 | P
1990-04-01 | 14 | 2014-04-01 | NH | YES | WKN | 1 | P2 | P | 0 | P
1990-04-01 | 15 | 2014-04-01 | NH | YES | WKN | 1 | P2 | P | 0 | P
1990-04-01 | 16 | 2014-04-01 | NH | YES | WKN | 1 | P2 | P | 0 | P
1990-04-01 | 17 | 2014-04-01 | NH | YES | WKN | 1 | P2 | P | 0 | P
1990-04-01 | 18 | 2014-04-01 | NH | YES | WKN | 1 | P2 | P | 0 | P
1990-04-01 | 19 | 2014-04-01 | NH | YES | WKN | 1 | P2 | P | 0 | P
1990-04-01 | 20 | 2014-04-01 | NH | YES | WKN | 1 | P2 | P | 0 | P
1990-04-01 | 21 | 2014-04-01 | NH | YES | WKN | 1 | P2 | P | 0 | P
1990-04-01 | 22 | 2014-04-01 | NH | YES | WKN | 1 | P2 | P | 0 | P
1990-04-01 | 23 | 2014-04-01 | NH | YES | WKN | 1 | P2 | OP | 0 | OP
1990-04-01 | 0 | 2014-04-01 | NH | YES | WKN | 1 | P2 | OP | 0 | OP
1990-04-02 | 1 | 2014-04-02 | NH | YES | WKN | 1 | P2 | OP | 0 | OP
1990-04-02 | 2 | 2014-04-02 | NH | YES | WKN | 1 | P2 | OP | 0 | OP
1990-04-02 | 3 | 2014-04-02 | NH | YES | WKN | 1 | P2 | OP | 0 | OP
1990-04-02 | 4 | 2014-04-02 | NH | YES | WKN | 1 | P2 | OP | 0 | OP
1990-04-02 | 5 | 2014-04-02 | NH | YES | WKN | 1 | P2 | OP | 0 | OP
1990-04-02 | 6 | 2014-04-02 | NH | YES | WKN | 1 | P2 | P | 0 | P
1990-04-02 | 7 | 2014-04-02 | NH | YES | WKN | 1 | P2 | P | 0 | P
1990-04-02 | 8 | 2014-04-02 | NH | YES | WKN | 1 | P2 | P | 0 | P
1990-04-02 | 9 | 2014-04-02 | NH | YES | WKN | 1 | P2 | P | 0 | P
1990-04-02 | 10 | 2014-04-02 | NH | YES | WKN | 1 | P2 | P | 0 | P
1990-04-02 | 11 | 2014-04-02 | NH | YES | WKN | 1 | P2 | P | 0 | P
1990-04-02 | 12 | 2014-04-02 | NH | YES | WKN | 1 | P2 | P | 0 | P
1990-04-02 | 13 | 2014-04-02 | NH | YES | WKN | 1 | P2 | P | 0 | P
1990-04-02 | 14 | 2014-04-02 | NH | YES | WKN | 1 | P2 | P | 0 | P
1990-04-02 | 15 | 2014-04-02 | NH | YES | WKN | 1 | P2 | P | 0 | P
1990-04-02 | 16 | 2014-04-02 | NH | YES | WKN | 1 | P2 | P | 0 | P
1990-04-02 | 17 | 2014-04-02 | NH | YES | WKN | 1 | P2 | P | 0 | P
1990-04-02 | 18 | 2014-04-02 | NH | YES | WKN | 1 | P2 | P | 0 | P
1990-04-02 | 19 | 2014-04-02 | NH | YES | WKN | 1 | P2 | P | 0 | P
1990-04-02 | 20 | 2014-04-02 | NH | YES | WKN | 1 | P2 | P | 0 | P
1990-04-02 | 21 | 2014-04-02 | NH | YES | WKN | 1 | P2 | P | 0 | P
1990-04-02 | 22 | 2014-04-02 | NH | YES | WKN | 1 | P2 | P | 0 | P
1990-04-02 | 23 | 2014-04-02 | NH | YES | WKN | 1 | P2 | OP | 0 | OP
1990-04-02 | 0 | 2014-04-02 | NH | YES | WKN | 1 | P2 | OP | 0 | OP
1990-04-03 | 1 | 2014-04-03 | NH | YES | WKN | 1 | P2 | OP | 0 | OP
1990-04-03 | 2 | 2014-04-03 | NH | YES | WKN | 1 | P2 | OP | 0 | OP
1990-04-03 | 3 | 2014-04-03 | NH | YES | WKN | 1 | P2 | OP | 0 | OP
1990-04-03 | 4 | 2014-04-03 | NH | YES | WKN | 1 | P2 | OP | 0 | OP
1990-04-03 | 5 | 2014-04-03 | NH | YES | WKN | 1 | P2 | OP | 0 | OP
1990-04-03 | 6 | 2014-04-03 | NH | YES | WKN | 1 | P2 | P | 0 | P
1990-04-03 | 7 | 2014-04-03 | NH | YES | WKN | 1 | P2 | P | 0 | P
1990-04-03 | 8 | 2014-04-03 | NH | YES | WKN | 1 | P2 | P | 0 | P
1990-04-03 | 9 | 2014-04-03 | NH | YES | WKN | 1 | P2 | P | 0 | P
1990-04-03 | 10 | 2014-04-03 | NH | YES | WKN | 1 | P2 | P | 0 | P
1990-04-03 | 11 | 2014-04-03 | NH | YES | WKN | 1 | P2 | P | 0 | P
1990-04-03 | 12 | 2014-04-03 | NH | YES | WKN | 1 | P2 | P | 0 | P
1990-04-03 | 13 | 2014-04-03 | NH | YES | WKN | 1 | P2 | P | 0 | P
1990-04-03 | 14 | 2014-04-03 | NH | YES | WKN | 1 | P2 | P | 0 | P
1990-04-03 | 15 | 2014-04-03 | NH | YES | WKN | 1 | P2 | P | 0 | P
1990-04-03 | 16 | 2014-04-03 | NH | YES | WKN | 1 | P2 | P | 0 | P
1990-04-03 | 17 | 2014-04-03 | NH | YES | WKN | 1 | P2 | P | 0 | P
1990-04-03 | 18 | 2014-04-03 | NH | YES | WKN | 1 | P2 | P | 0 | P
1990-04-03 | 19 | 2014-04-03 | NH | YES | WKN | 1 | P2 | P | 0 | P
1990-04-03 | 20 | 2014-04-03 | NH | YES | WKN | 1 | P2 | P | 0 | P
1990-04-03 | 21 | 2014-04-03 | NH | YES | WKN | 1 | P2 | P | 0 | P
1990-04-03 | 22 | 2014-04-03 | NH | YES | WKN | 1 | P2 | P | 0 | P
1990-04-03 | 23 | 2014-04-03 | NH | YES | WKN | 1 | P2 | OP | 0 | OP
1990-04-03 | 0 | 2014-04-03 | NH | YES | WKN | 1 | P2 | OP | 0 | OP
1990-04-04 | 1 | 2014-04-04 | NH | YES | WKN | 1 | P2 | OP | 0 | OP
1990-04-04 | 2 | 2014-04-04 | NH | YES | WKN | 1 | P2 | OP | 0 | OP
1990-04-04 | 3 | 2014-04-04 | NH | YES | WKN | 1 | P2 | OP | 0 | OP
1990-04-04 | 4 | 2014-04-04 | NH | YES | WKN | 1 | P2 | OP | 0 | OP
1990-04-04 | 5 | 2014-04-04 | NH | YES | WKN | 1 | P2 | OP | 0 | OP
1990-04-04 | 6 | 2014-04-04 | NH | YES | WKN | 1 | P2 | P | 0 | P
1990-04-04 | 7 | 2014-04-04 | NH | YES | WKN | 1 | P2 | P | 0 | P
1990-04-04 | 8 | 2014-04-04 | NH | YES | WKN | 1 | P2 | P | 0 | P
1990-04-04 | 9 | 2014-04-04 | NH | YES | WKN | 1 | P2 | P | 0 | P
1990-04-04 | 10 | 2014-04-04 | NH | YES | WKN | 1 | P2 | P | 0 | P
1990-04-04 | 11 | 2014-04-04 | NH | YES | WKN | 1 | P2 | P | 0 | P
1990-04-04 | 12 | 2014-04-04 | NH | YES | WKN | 1 | P2 | P | 0 | P
1990-04-04 | 13 | 2014-04-04 | NH | YES | WKN | 1 | P2 | P | 0 | P
1990-04-04 | 14 | 2014-04-04 | NH | YES | WKN | 1 | P2 | P | 0 | P
1990-04-04 | 15 | 2014-04-04 | NH | YES | WKN | 1 | P2 | P | 0 | P
1990-04-04 | 16 | 2014-04-04 | NH | YES | WKN | 1 | P2 | P | 0 | P
1990-04-04 | 17 | 2014-04-04 | NH | YES | WKN | 1 | P2 | P | 0 | P
1990-04-04 | 18 | 2014-04-04 | NH | YES | WKN | 1 | P2 | P | 0 | P
1990-04-04 | 19 | 2014-04-04 | NH | YES | WKN | 1 | P2 | P | 0 | P
1990-04-04 | 20 | 2014-04-04 | NH | YES | WKN | 1 | P2 | P | 0 | P
1990-04-04 | 21 | 2014-04-04 | NH | YES | WKN | 1 | P2 | P | 0 | P
1990-04-04 | 22 | 2014-04-04 | NH | YES | WKN | 1 | P2 | P | 0 | P
1990-04-04 | 23 | 2014-04-04 | NH | YES | WKN | 1 | P2 | OP | 0 | OP
1990-04-04 | 0 | 2014-04-04 | NH | YES | WKN | 1 | P2 | OP | 0 | OP
1990-04-05 | 1 | 2014-04-05 | NH | NO | WE | 0 | P2 | OP | 0 | OP
1990-04-05 | 2 | 2014-04-05 | NH | NO | WE | 0 | P2 | OP | 0 | OP
1990-04-05 | 3 | 2014-04-05 | NH | NO | WE | 0 | P2 | OP | 0 | OP
1990-04-05 | 4 | 2014-04-05 | NH | NO | WE | 0 | P2 | OP | 0 | OP
1990-04-05 | 5 | 2014-04-05 | NH | NO | WE | 0 | P2 | OP | 0 | OP
1990-04-05 | 6 | 2014-04-05 | NH | NO | WE | 0 | P2 | OP | 0 | OP
1990-04-05 | 7 | 2014-04-05 | NH | NO | WE | 0 | P2 | OP | 0 | OP
1990-04-05 | 8 | 2014-04-05 | NH | NO | WE | 0 | P2 | OP | 0 | OP
1990-04-05 | 9 | 2014-04-05 | NH | NO | WE | 0 | P2 | OP | 0 | OP
1990-04-05 | 10 | 2014-04-05 | NH | NO | WE | 0 | P2 | OP | 0 | OP
1990-04-05 | 11 | 2014-04-05 | NH | NO | WE | 0 | P2 | OP | 0 | OP
1990-04-05 | 12 | 2014-04-05 | NH | NO | WE | 0 | P2 | OP | 0 | OP
1990-04-05 | 13 | 2014-04-05 | NH | NO | WE | 0 | P2 | OP | 0 | OP
1990-04-05 | 14 | 2014-04-05 | NH | NO | WE | 0 | P2 | OP | 0 | OP
1990-04-05 | 15 | 2014-04-05 | NH | NO | WE | 0 | P2 | OP | 0 | OP
1990-04-05 | 16 | 2014-04-05 | NH | NO | WE | 0 | P2 | OP | 0 | OP
1990-04-05 | 17 | 2014-04-05 | NH | NO | WE | 0 | P2 | OP | 0 | OP
1990-04-05 | 18 | 2014-04-05 | NH | NO | WE | 0 | P2 | OP | 0 | OP
1990-04-05 | 19 | 2014-04-05 | NH | NO | WE | 0 | P2 | OP | 0 | OP
1990-04-05 | 20 | 2014-04-05 | NH | NO | WE | 0 | P2 | OP | 0 | OP
1990-04-05 | 21 | 2014-04-05 | NH | NO | WE | 0 | P2 | OP | 0 | OP
1990-04-05 | 22 | 2014-04-05 | NH | NO | WE | 0 | P2 | OP | 0 | OP
1990-04-05 | 23 | 2014-04-05 | NH | NO | WE | 0 | P2 | OP | 0 | OP
1990-04-05 | 0 | 2014-04-05 | NH | NO | WE | 0 | P2 | OP | 0 | OP
1990-04-06 | 1 | 2014-04-06 | NH | NO | WE | 0 | P2 | OP | 0 | OP
1990-04-06 | 2 | 2014-04-06 | NH | NO | WE | 0 | P2 | OP | 0 | OP
1990-04-06 | 3 | 2014-04-06 | NH | NO | WE | 0 | P2 | OP | 0 | OP
1990-04-06 | 4 | 2014-04-06 | NH | NO | WE | 0 | P2 | OP | 0 | OP
1990-04-06 | 5 | 2014-04-06 | NH | NO | WE | 0 | P2 | OP | 0 | OP
1990-04-06 | 6 | 2014-04-06 | NH | NO | WE | 0 | P2 | OP | 0 | OP
1990-04-06 | 7 | 2014-04-06 | NH | NO | WE | 0 | P2 | OP | 0 | OP
1990-04-06 | 8 | 2014-04-06 | NH | NO | WE | 0 | P2 | OP | 0 | OP
1990-04-06 | 9 | 2014-04-06 | NH | NO | WE | 0 | P2 | OP | 0 | OP
1990-04-06 | 10 | 2014-04-06 | NH | NO | WE | 0 | P2 | OP | 0 | OP
1990-04-06 | 11 | 2014-04-06 | NH | NO | WE | 0 | P2 | OP | 0 | OP
1990-04-06 | 12 | 2014-04-06 | NH | NO | WE | 0 | P2 | OP | 0 | OP
1990-04-06 | 13 | 2014-04-06 | NH | NO | WE | 0 | P2 | OP | 0 | OP
1990-04-06 | 14 | 2014-04-06 | NH | NO | WE | 0 | P2 | OP | 0 | OP
1990-04-06 | 15 | 2014-04-06 | NH | NO | WE | 0 | P2 | OP | 0 | OP
1990-04-06 | 16 | 2014-04-06 | NH | NO | WE | 0 | P2 | OP | 0 | OP
1990-04-06 | 17 | 2014-04-06 | NH | NO | WE | 0 | P2 | OP | 0 | OP
1990-04-06 | 18 | 2014-04-06 | NH | NO | WE | 0 | P2 | OP | 0 | OP
1990-04-06 | 19 | 2014-04-06 | NH | NO | WE | 0 | P2 | OP | 0 | OP
1990-04-06 | 20 | 2014-04-06 | NH | NO | WE | 0 | P2 | OP | 0 | OP
1990-04-06 | 21 | 2014-04-06 | NH | NO | WE | 0 | P2 | OP | 0 | OP
1990-04-06 | 22 | 2014-04-06 | NH | NO | WE | 0 | P2 | OP | 0 | OP
1990-04-06 | 23 | 2014-04-06 | NH | NO | WE | 0 | P2 | OP | 0 | OP
1990-04-06 | 0 | 2014-04-06 | NH | NO | WE | 0 | P2 | OP | 0 | OP
1990-04-07 | 1 | 2014-04-07 | NH | YES | WKN | 1 | P2 | OP | 0 | OP
1990-04-07 | 2 | 2014-04-07 | NH | YES | WKN | 1 | P2 | OP | 0 | OP
1990-04-07 | 3 | 2014-04-07 | NH | YES | WKN | 1 | P2 | OP | 0 | OP
1990-04-07 | 4 | 2014-04-07 | NH | YES | WKN | 1 | P2 | OP | 0 | OP
1990-04-07 | 5 | 2014-04-07 | NH | YES | WKN | 1 | P2 | OP | 0 | OP
1990-04-07 | 6 | 2014-04-07 | NH | YES | WKN | 1 | P2 | P | 0 | P
1990-04-07 | 7 | 2014-04-07 | NH | YES | WKN | 1 | P2 | P | 0 | P
1990-04-07 | 8 | 2014-04-07 | NH | YES | WKN | 1 | P2 | P | 0 | P
1990-04-07 | 9 | 2014-04-07 | NH | YES | WKN | 1 | P2 | P | 0 | P
1990-04-07 | 10 | 2014-04-07 | NH | YES | WKN | 1 | P2 | P | 0 | P
1990-04-07 | 11 | 2014-04-07 | NH | YES | WKN | 1 | P2 | P | 0 | P
1990-04-07 | 12 | 2014-04-07 | NH | YES | WKN | 1 | P2 | P | 0 | P
1990-04-07 | 13 | 2014-04-07 | NH | YES | WKN | 1 | P2 | P | 0 | P
1990-04-07 | 14 | 2014-04-07 | NH | YES | WKN | 1 | P2 | P | 0 | P
1990-04-07 | 15 | 2014-04-07 | NH | YES | WKN | 1 | P2 | P | 0 | P
1990-04-07 | 16 | 2014-04-07 | NH | YES | WKN | 1 | P2 | P | 0 | P
1990-04-07 | 17 | 2014-04-07 | NH | YES | WKN | 1 | P2 | P | 0 | P
1990-04-07 | 18 | 2014-04-07 | NH | YES | WKN | 1 | P2 | P | 0 | P
1990-04-07 | 19 | 2014-04-07 | NH | YES | WKN | 1 | P2 | P | 0 | P
1990-04-07 | 20 | 2014-04-07 | NH | YES | WKN | 1 | P2 | P | 0 | P
1990-04-07 | 21 | 2014-04-07 | NH | YES | WKN | 1 | P2 | P | 0 | P
1990-04-07 | 22 | 2014-04-07 | NH | YES | WKN | 1 | P2 | P | 0 | P
1990-04-07 | 23 | 2014-04-07 | NH | YES | WKN | 1 | P2 | OP | 0 | OP
1990-04-07 | 0 | 2014-04-07 | NH | YES | WKN | 1 | P2 | OP | 0 | OP
1990-04-08 | 1 | 2014-04-08 | NH | YES | WKN | 1 | P2 | OP | 0 | OP
1990-04-08 | 2 | 2014-04-08 | NH | YES | WKN | 1 | P2 | OP | 0 | OP
1990-04-08 | 3 | 2014-04-08 | NH | YES | WKN | 1 | P2 | OP | 0 | OP
1990-04-08 | 4 | 2014-04-08 | NH | YES | WKN | 1 | P2 | OP | 0 | OP
1990-04-08 | 5 | 2014-04-08 | NH | YES | WKN | 1 | P2 | OP | 0 | OP
1990-04-08 | 6 | 2014-04-08 | NH | YES | WKN | 1 | P2 | P | 0 | P
1990-04-08 | 7 | 2014-04-08 | NH | YES | WKN | 1 | P2 | P | 0 | P
1990-04-08 | 8 | 2014-04-08 | NH | YES | WKN | 1 | P2 | P | 0 | P
1990-04-08 | 9 | 2014-04-08 | NH | YES | WKN | 1 | P2 | P | 0 | P
1990-04-08 | 10 | 2014-04-08 | NH | YES | WKN | 1 | P2 | P | 0 | P
1990-04-08 | 11 | 2014-04-08 | NH | YES | WKN | 1 | P2 | P | 0 | P
1990-04-08 | 12 | 2014-04-08 | NH | YES | WKN | 1 | P2 | P | 0 | P
1990-04-08 | 13 | 2014-04-08 | NH | YES | WKN | 1 | P2 | P | 0 | P
1990-04-08 | 14 | 2014-04-08 | NH | YES | WKN | 1 | P2 | P | 0 | P
1990-04-08 | 15 | 2014-04-08 | NH | YES | WKN | 1 | P2 | P | 0 | P
1990-04-08 | 16 | 2014-04-08 | NH | YES | WKN | 1 | P2 | P | 0 | P
1990-04-08 | 17 | 2014-04-08 | NH | YES | WKN | 1 | P2 | P | 0 | P
1990-04-08 | 18 | 2014-04-08 | NH | YES | WKN | 1 | P2 | P | 0 | P
1990-04-08 | 19 | 2014-04-08 | NH | YES | WKN | 1 | P2 | P | 0 | P
1990-04-08 | 20 | 2014-04-08 | NH | YES | WKN | 1 | P2 | P | 0 | P
1990-04-08 | 21 | 2014-04-08 | NH | YES | WKN | 1 | P2 | P | 0 | P
1990-04-08 | 22 | 2014-04-08 | NH | YES | WKN | 1 | P2 | P | 0 | P
1990-04-08 | 23 | 2014-04-08 | NH | YES | WKN | 1 | P2 | OP | 0 | OP
1990-04-08 | 0 | 2014-04-08 | NH | YES | WKN | 1 | P2 | OP | 0 | OP
1990-04-09 | 1 | 2014-04-09 | NH | YES | WKN | 1 | P2 | OP | 0 | OP
1990-04-09 | 2 | 2014-04-09 | NH | YES | WKN | 1 | P2 | OP | 0 | OP
1990-04-09 | 3 | 2014-04-09 | NH | YES | WKN | 1 | P2 | OP | 0 | OP
1990-04-09 | 4 | 2014-04-09 | NH | YES | WKN | 1 | P2 | OP | 0 | OP
1990-04-09 | 5 | 2014-04-09 | NH | YES | WKN | 1 | P2 | OP | 0 | OP
1990-04-09 | 6 | 2014-04-09 | NH | YES | WKN | 1 | P2 | P | 0 | P
1990-04-09 | 7 | 2014-04-09 | NH | YES | WKN | 1 | P2 | P | 0 | P
1990-04-09 | 8 | 2014-04-09 | NH | YES | WKN | 1 | P2 | P | 0 | P
1990-04-09 | 9 | 2014-04-09 | NH | YES | WKN | 1 | P2 | P | 0 | P
1990-04-09 | 10 | 2014-04-09 | NH | YES | WKN | 1 | P2 | P | 0 | P
1990-04-09 | 11 | 2014-04-09 | NH | YES | WKN | 1 | P2 | P | 0 | P
1990-04-09 | 12 | 2014-04-09 | NH | YES | WKN | 1 | P2 | P | 0 | P
1990-04-09 | 13 | 2014-04-09 | NH | YES | WKN | 1 | P2 | P | 0 | P
1990-04-09 | 14 | 2014-04-09 | NH | YES | WKN | 1 | P2 | P | 0 | P
1990-04-09 | 15 | 2014-04-09 | NH | YES | WKN | 1 | P2 | P | 0 | P
1990-04-09 | 16 | 2014-04-09 | NH | YES | WKN | 1 | P2 | P | 0 | P
1990-04-09 | 17 | 2014-04-09 | NH | YES | WKN | 1 | P2 | P | 0 | P
1990-04-09 | 18 | 2014-04-09 | NH | YES | WKN | 1 | P2 | P | 0 | P
1990-04-09 | 19 | 2014-04-09 | NH | YES | WKN | 1 | P2 | P | 0 | P
1990-04-09 | 20 | 2014-04-09 | NH | YES | WKN | 1 | P2 | P | 0 | P
1990-04-09 | 21 | 2014-04-09 | NH | YES | WKN | 1 | P2 | P | 0 | P
1990-04-09 | 22 | 2014-04-09 | NH | YES | WKN | 1 | P2 | P | 0 | P
1990-04-09 | 23 | 2014-04-09 | NH | YES | WKN | 1 | P2 | OP | 0 | OP
1990-04-09 | 0 | 2014-04-09 | NH | YES | WKN | 1 | P2 | OP | 0 | OP
1990-04-10 | 1 | 2014-04-10 | NH | YES | WKN | 1 | P2 | OP | 0 | OP
1990-04-10 | 2 | 2014-04-10 | NH | YES | WKN | 1 | P2 | OP | 0 | OP
1990-04-10 | 3 | 2014-04-10 | NH | YES | WKN | 1 | P2 | OP | 0 | OP
1990-04-10 | 4 | 2014-04-10 | NH | YES | WKN | 1 | P2 | OP | 0 | OP
1990-04-10 | 5 | 2014-04-10 | NH | YES | WKN | 1 | P2 | OP | 0 | OP
1990-04-10 | 6 | 2014-04-10 | NH | YES | WKN | 1 | P2 | P | 0 | P
1990-04-10 | 7 | 2014-04-10 | NH | YES | WKN | 1 | P2 | P | 0 | P
1990-04-10 | 8 | 2014-04-10 | NH | YES | WKN | 1 | P2 | P | 0 | P
1990-04-10 | 9 | 2014-04-10 | NH | YES | WKN | 1 | P2 | P | 0 | P
1990-04-10 | 10 | 2014-04-10 | NH | YES | WKN | 1 | P2 | P | 0 | P
1990-04-10 | 11 | 2014-04-10 | NH | YES | WKN | 1 | P2 | P | 0 | P
1990-04-10 | 12 | 2014-04-10 | NH | YES | WKN | 1 | P2 | P | 0 | P
1990-04-10 | 13 | 2014-04-10 | NH | YES | WKN | 1 | P2 | P | 0 | P
1990-04-10 | 14 | 2014-04-10 | NH | YES | WKN | 1 | P2 | P | 0 | P
1990-04-10 | 15 | 2014-04-10 | NH | YES | WKN | 1 | P2 | P | 0 | P
1990-04-10 | 16 | 2014-04-10 | NH | YES | WKN | 1 | P2 | P | 0 | P
1990-04-10 | 17 | 2014-04-10 | NH | YES | WKN | 1 | P2 | P | 0 | P
1990-04-10 | 18 | 2014-04-10 | NH | YES | WKN | 1 | P2 | P | 0 | P
1990-04-10 | 19 | 2014-04-10 | NH | YES | WKN | 1 | P2 | P | 0 | P
1990-04-10 | 20 | 2014-04-10 | NH | YES | WKN | 1 | P2 | P | 0 | P
1990-04-10 | 21 | 2014-04-10 | NH | YES | WKN | 1 | P2 | P | 0 | P
1990-04-10 | 22 | 2014-04-10 | NH | YES | WKN | 1 | P2 | P | 0 | P
1990-04-10 | 23 | 2014-04-10 | NH | YES | WKN | 1 | P2 | OP | 0 | OP
1990-04-10 | 0 | 2014-04-10 | NH | YES | WKN | 1 | P2 | OP | 0 | OP
1990-04-11 | 1 | 2014-04-11 | NH | YES | WKN | 1 | P2 | OP | 0 | OP
1990-04-11 | 2 | 2014-04-11 | NH | YES | WKN | 1 | P2 | OP | 0 | OP
1990-04-11 | 3 | 2014-04-11 | NH | YES | WKN | 1 | P2 | OP | 0 | OP
1990-04-11 | 4 | 2014-04-11 | NH | YES | WKN | 1 | P2 | OP | 0 | OP
1990-04-11 | 5 | 2014-04-11 | NH | YES | WKN | 1 | P2 | OP | 0 | OP
1990-04-11 | 6 | 2014-04-11 | NH | YES | WKN | 1 | P2 | P | 0 | P
1990-04-11 | 7 | 2014-04-11 | NH | YES | WKN | 1 | P2 | P | 0 | P
1990-04-11 | 8 | 2014-04-11 | NH | YES | WKN | 1 | P2 | P | 0 | P
1990-04-11 | 9 | 2014-04-11 | NH | YES | WKN | 1 | P2 | P | 0 | P
1990-04-11 | 10 | 2014-04-11 | NH | YES | WKN | 1 | P2 | P | 0 | P
1990-04-11 | 11 | 2014-04-11 | NH | YES | WKN | 1 | P2 | P | 0 | P
1990-04-11 | 12 | 2014-04-11 | NH | YES | WKN | 1 | P2 | P | 0 | P
1990-04-11 | 13 | 2014-04-11 | NH | YES | WKN | 1 | P2 | P | 0 | P
1990-04-11 | 14 | 2014-04-11 | NH | YES | WKN | 1 | P2 | P | 0 | P
1990-04-11 | 15 | 2014-04-11 | NH | YES | WKN | 1 | P2 | P | 0 | P
1990-04-11 | 16 | 2014-04-11 | NH | YES | WKN | 1 | P2 | P | 0 | P
1990-04-11 | 17 | 2014-04-11 | NH | YES | WKN | 1 | P2 | P | 0 | P
1990-04-11 | 18 | 2014-04-11 | NH | YES | WKN | 1 | P2 | P | 0 | P
1990-04-11 | 19 | 2014-04-11 | NH | YES | WKN | 1 | P2 | P | 0 | P
1990-04-11 | 20 | 2014-04-11 | NH | YES | WKN | 1 | P2 | P | 0 | P
1990-04-11 | 21 | 2014-04-11 | NH | YES | WKN | 1 | P2 | P | 0 | P
1990-04-11 | 22 | 2014-04-11 | NH | YES | WKN | 1 | P2 | P | 0 | P
1990-04-11 | 23 | 2014-04-11 | NH | YES | WKN | 1 | P2 | OP | 0 | OP
1990-04-11 | 0 | 2014-04-11 | NH | YES | WKN | 1 | P2 | OP | 0 | OP
1990-04-12 | 1 | 2014-04-12 | NH | NO | WE | 0 | P2 | OP | 0 | OP
1990-04-12 | 2 | 2014-04-12 | NH | NO | WE | 0 | P2 | OP | 0 | OP
1990-04-12 | 3 | 2014-04-12 | NH | NO | WE | 0 | P2 | OP | 0 | OP
1990-04-12 | 4 | 2014-04-12 | NH | NO | WE | 0 | P2 | OP | 0 | OP
1990-04-12 | 5 | 2014-04-12 | NH | NO | WE | 0 | P2 | OP | 0 | OP
1990-04-12 | 6 | 2014-04-12 | NH | NO | WE | 0 | P2 | OP | 0 | OP
1990-04-12 | 7 | 2014-04-12 | NH | NO | WE | 0 | P2 | OP | 0 | OP
1990-04-12 | 8 | 2014-04-12 | NH | NO | WE | 0 | P2 | OP | 0 | OP
1990-04-12 | 9 | 2014-04-12 | NH | NO | WE | 0 | P2 | OP | 0 | OP
1990-04-12 | 10 | 2014-04-12 | NH | NO | WE | 0 | P2 | OP | 0 | OP
1990-04-12 | 11 | 2014-04-12 | NH | NO | WE | 0 | P2 | OP | 0 | OP
1990-04-12 | 12 | 2014-04-12 | NH | NO | WE | 0 | P2 | OP | 0 | OP
1990-04-12 | 13 | 2014-04-12 | NH | NO | WE | 0 | P2 | OP | 0 | OP
1990-04-12 | 14 | 2014-04-12 | NH | NO | WE | 0 | P2 | OP | 0 | OP
1990-04-12 | 15 | 2014-04-12 | NH | NO | WE | 0 | P2 | OP | 0 | OP
1990-04-12 | 16 | 2014-04-12 | NH | NO | WE | 0 | P2 | OP | 0 | OP
1990-04-12 | 17 | 2014-04-12 | NH | NO | WE | 0 | P2 | OP | 0 | OP
1990-04-12 | 18 | 2014-04-12 | NH | NO | WE | 0 | P2 | OP | 0 | OP
1990-04-12 | 19 | 2014-04-12 | NH | NO | WE | 0 | P2 | OP | 0 | OP
1990-04-12 | 20 | 2014-04-12 | NH | NO | WE | 0 | P2 | OP | 0 | OP
1990-04-12 | 21 | 2014-04-12 | NH | NO | WE | 0 | P2 | OP | 0 | OP
1990-04-12 | 22 | 2014-04-12 | NH | NO | WE | 0 | P2 | OP | 0 | OP
1990-04-12 | 23 | 2014-04-12 | NH | NO | WE | 0 | P2 | OP | 0 | OP
1990-04-12 | 0 | 2014-04-12 | NH | NO | WE | 0 | P2 | OP | 0 | OP
1990-04-13 | 1 | 2014-04-13 | NH | NO | WE | 0 | P2 | OP | 0 | OP
1990-04-13 | 2 | 2014-04-13 | NH | NO | WE | 0 | P2 | OP | 0 | OP
1990-04-13 | 3 | 2014-04-13 | NH | NO | WE | 0 | P2 | OP | 0 | OP
1990-04-13 | 4 | 2014-04-13 | NH | NO | WE | 0 | P2 | OP | 0 | OP
1990-04-13 | 5 | 2014-04-13 | NH | NO | WE | 0 | P2 | OP | 0 | OP
1990-04-13 | 6 | 2014-04-13 | NH | NO | WE | 0 | P2 | OP | 0 | OP
1990-04-13 | 7 | 2014-04-13 | NH | NO | WE | 0 | P2 | OP | 0 | OP
1990-04-13 | 8 | 2014-04-13 | NH | NO | WE | 0 | P2 | OP | 0 | OP
1990-04-13 | 9 | 2014-04-13 | NH | NO | WE | 0 | P2 | OP | 0 | OP
1990-04-13 | 10 | 2014-04-13 | NH | NO | WE | 0 | P2 | OP | 0 | OP
1990-04-13 | 11 | 2014-04-13 | NH | NO | WE | 0 | P2 | OP | 0 | OP
1990-04-13 | 12 | 2014-04-13 | NH | NO | WE | 0 | P2 | OP | 0 | OP
1990-04-13 | 13 | 2014-04-13 | NH | NO | WE | 0 | P2 | OP | 0 | OP
1990-04-13 | 14 | 2014-04-13 | NH | NO | WE | 0 | P2 | OP | 0 | OP
1990-04-13 | 15 | 2014-04-13 | NH | NO | WE | 0 | P2 | OP | 0 | OP
1990-04-13 | 16 | 2014-04-13 | NH | NO | WE | 0 | P2 | OP | 0 | OP
1990-04-13 | 17 | 2014-04-13 | NH | NO | WE | 0 | P2 | OP | 0 | OP
1990-04-13 | 18 | 2014-04-13 | NH | NO | WE | 0 | P2 | OP | 0 | OP
1990-04-13 | 19 | 2014-04-13 | NH | NO | WE | 0 | P2 | OP | 0 | OP
1990-04-13 | 20 | 2014-04-13 | NH | NO | WE | 0 | P2 | OP | 0 | OP
1990-04-13 | 21 | 2014-04-13 | NH | NO | WE | 0 | P2 | OP | 0 | OP
1990-04-13 | 22 | 2014-04-13 | NH | NO | WE | 0 | P2 | OP | 0 | OP
1990-04-13 | 23 | 2014-04-13 | NH | NO | WE | 0 | P2 | OP | 0 | OP
1990-04-13 | 0 | 2014-04-13 | NH | NO | WE | 0 | P2 | OP | 0 | OP
1990-04-14 | 1 | 2014-04-14 | NH | YES | WKN | 1 | P2 | OP | 0 | OP
1990-04-14 | 2 | 2014-04-14 | NH | YES | WKN | 1 | P2 | OP | 0 | OP
1990-04-14 | 3 | 2014-04-14 | NH | YES | WKN | 1 | P2 | OP | 0 | OP
1990-04-14 | 4 | 2014-04-14 | NH | YES | WKN | 1 | P2 | OP | 0 | OP
1990-04-14 | 5 | 2014-04-14 | NH | YES | WKN | 1 | P2 | OP | 0 | OP
1990-04-14 | 6 | 2014-04-14 | NH | YES | WKN | 1 | P2 | P | 0 | P
1990-04-14 | 7 | 2014-04-14 | NH | YES | WKN | 1 | P2 | P | 0 | P
1990-04-14 | 8 | 2014-04-14 | NH | YES | WKN | 1 | P2 | P | 0 | P
1990-04-14 | 9 | 2014-04-14 | NH | YES | WKN | 1 | P2 | P | 0 | P
1990-04-14 | 10 | 2014-04-14 | NH | YES | WKN | 1 | P2 | P | 0 | P
1990-04-14 | 11 | 2014-04-14 | NH | YES | WKN | 1 | P2 | P | 0 | P
1990-04-14 | 12 | 2014-04-14 | NH | YES | WKN | 1 | P2 | P | 0 | P
1990-04-14 | 13 | 2014-04-14 | NH | YES | WKN | 1 | P2 | P | 0 | P
1990-04-14 | 14 | 2014-04-14 | NH | YES | WKN | 1 | P2 | P | 0 | P
1990-04-14 | 15 | 2014-04-14 | NH | YES | WKN | 1 | P2 | P | 0 | P
1990-04-14 | 16 | 2014-04-14 | NH | YES | WKN | 1 | P2 | P | 0 | P
1990-04-14 | 17 | 2014-04-14 | NH | YES | WKN | 1 | P2 | P | 0 | P
1990-04-14 | 18 | 2014-04-14 | NH | YES | WKN | 1 | P2 | P | 0 | P
1990-04-14 | 19 | 2014-04-14 | NH | YES | WKN | 1 | P2 | P | 0 | P
1990-04-14 | 20 | 2014-04-14 | NH | YES | WKN | 1 | P2 | P | 0 | P
1990-04-14 | 21 | 2014-04-14 | NH | YES | WKN | 1 | P2 | P | 0 | P
1990-04-14 | 22 | 2014-04-14 | NH | YES | WKN | 1 | P2 | P | 0 | P
1990-04-14 | 23 | 2014-04-14 | NH | YES | WKN | 1 | P2 | OP | 0 | OP
1990-04-14 | 0 | 2014-04-14 | NH | YES | WKN | 1 | P2 | OP | 0 | OP
1990-04-15 | 1 | 2014-04-15 | NH | YES | WKN | 1 | P2 | OP | 0 | OP
1990-04-15 | 2 | 2014-04-15 | NH | YES | WKN | 1 | P2 | OP | 0 | OP
1990-04-15 | 3 | 2014-04-15 | NH | YES | WKN | 1 | P2 | OP | 0 | OP
1990-04-15 | 4 | 2014-04-15 | NH | YES | WKN | 1 | P2 | OP | 0 | OP
1990-04-15 | 5 | 2014-04-15 | NH | YES | WKN | 1 | P2 | OP | 0 | OP
1990-04-15 | 6 | 2014-04-15 | NH | YES | WKN | 1 | P2 | P | 0 | P
1990-04-15 | 7 | 2014-04-15 | NH | YES | WKN | 1 | P2 | P | 0 | P
1990-04-15 | 8 | 2014-04-15 | NH | YES | WKN | 1 | P2 | P | 0 | P
1990-04-15 | 9 | 2014-04-15 | NH | YES | WKN | 1 | P2 | P | 0 | P
1990-04-15 | 10 | 2014-04-15 | NH | YES | WKN | 1 | P2 | P | 0 | P
1990-04-15 | 11 | 2014-04-15 | NH | YES | WKN | 1 | P2 | P | 0 | P
1990-04-15 | 12 | 2014-04-15 | NH | YES | WKN | 1 | P2 | P | 0 | P
1990-04-15 | 13 | 2014-04-15 | NH | YES | WKN | 1 | P2 | P | 0 | P
1990-04-15 | 14 | 2014-04-15 | NH | YES | WKN | 1 | P2 | P | 0 | P
1990-04-15 | 15 | 2014-04-15 | NH | YES | WKN | 1 | P2 | P | 0 | P
1990-04-15 | 16 | 2014-04-15 | NH | YES | WKN | 1 | P2 | P | 0 | P
1990-04-15 | 17 | 2014-04-15 | NH | YES | WKN | 1 | P2 | P | 0 | P
1990-04-15 | 18 | 2014-04-15 | NH | YES | WKN | 1 | P2 | P | 0 | P
1990-04-15 | 19 | 2014-04-15 | NH | YES | WKN | 1 | P2 | P | 0 | P
1990-04-15 | 20 | 2014-04-15 | NH | YES | WKN | 1 | P2 | P | 0 | P
1990-04-15 | 21 | 2014-04-15 | NH | YES | WKN | 1 | P2 | P | 0 | P
1990-04-15 | 22 | 2014-04-15 | NH | YES | WKN | 1 | P2 | P | 0 | P
1990-04-15 | 23 | 2014-04-15 | NH | YES | WKN | 1 | P2 | OP | 0 | OP
1990-04-15 | 0 | 2014-04-15 | NH | YES | WKN | 1 | P2 | OP | 0 | OP
1990-04-16 | 1 | 2014-04-16 | NH | YES | WKN | 1 | P2 | OP | 0 | OP
1990-04-16 | 2 | 2014-04-16 | NH | YES | WKN | 1 | P2 | OP | 0 | OP
1990-04-16 | 3 | 2014-04-16 | NH | YES | WKN | 1 | P2 | OP | 0 | OP
1990-04-16 | 4 | 2014-04-16 | NH | YES | WKN | 1 | P2 | OP | 0 | OP
1990-04-16 | 5 | 2014-04-16 | NH | YES | WKN | 1 | P2 | OP | 0 | OP
1990-04-16 | 6 | 2014-04-16 | NH | YES | WKN | 1 | P2 | P | 0 | P
1990-04-16 | 7 | 2014-04-16 | NH | YES | WKN | 1 | P2 | P | 0 | P
1990-04-16 | 8 | 2014-04-16 | NH | YES | WKN | 1 | P2 | P | 0 | P
1990-04-16 | 9 | 2014-04-16 | NH | YES | WKN | 1 | P2 | P | 0 | P
1990-04-16 | 10 | 2014-04-16 | NH | YES | WKN | 1 | P2 | P | 0 | P
1990-04-16 | 11 | 2014-04-16 | NH | YES | WKN | 1 | P2 | P | 0 | P
1990-04-16 | 12 | 2014-04-16 | NH | YES | WKN | 1 | P2 | P | 0 | P
1990-04-16 | 13 | 2014-04-16 | NH | YES | WKN | 1 | P2 | P | 0 | P
1990-04-16 | 14 | 2014-04-16 | NH | YES | WKN | 1 | P2 | P | 0 | P
1990-04-16 | 15 | 2014-04-16 | NH | YES | WKN | 1 | P2 | P | 0 | P
1990-04-16 | 16 | 2014-04-16 | NH | YES | WKN | 1 | P2 | P | 0 | P
1990-04-16 | 17 | 2014-04-16 | NH | YES | WKN | 1 | P2 | P | 0 | P
1990-04-16 | 18 | 2014-04-16 | NH | YES | WKN | 1 | P2 | P | 0 | P
1990-04-16 | 19 | 2014-04-16 | NH | YES | WKN | 1 | P2 | P | 0 | P
1990-04-16 | 20 | 2014-04-16 | NH | YES | WKN | 1 | P2 | P | 0 | P
1990-04-16 | 21 | 2014-04-16 | NH | YES | WKN | 1 | P2 | P | 0 | P
1990-04-16 | 22 | 2014-04-16 | NH | YES | WKN | 1 | P2 | P | 0 | P
1990-04-16 | 23 | 2014-04-16 | NH | YES | WKN | 1 | P2 | OP | 0 | OP
1990-04-16 | 0 | 2014-04-16 | NH | YES | WKN | 1 | P2 | OP | 0 | OP
1990-04-17 | 1 | 2014-04-17 | NH | YES | WKN | 1 | P2 | OP | 0 | OP
1990-04-17 | 2 | 2014-04-17 | NH | YES | WKN | 1 | P2 | OP | 0 | OP
1990-04-17 | 3 | 2014-04-17 | NH | YES | WKN | 1 | P2 | OP | 0 | OP
1990-04-17 | 4 | 2014-04-17 | NH | YES | WKN | 1 | P2 | OP | 0 | OP
1990-04-17 | 5 | 2014-04-17 | NH | YES | WKN | 1 | P2 | OP | 0 | OP
1990-04-17 | 6 | 2014-04-17 | NH | YES | WKN | 1 | P2 | P | 0 | P
1990-04-17 | 7 | 2014-04-17 | NH | YES | WKN | 1 | P2 | P | 0 | P
1990-04-17 | 8 | 2014-04-17 | NH | YES | WKN | 1 | P2 | P | 0 | P
1990-04-17 | 9 | 2014-04-17 | NH | YES | WKN | 1 | P2 | P | 0 | P
1990-04-17 | 10 | 2014-04-17 | NH | YES | WKN | 1 | P2 | P | 0 | P
1990-04-17 | 11 | 2014-04-17 | NH | YES | WKN | 1 | P2 | P | 0 | P
1990-04-17 | 12 | 2014-04-17 | NH | YES | WKN | 1 | P2 | P | 0 | P
1990-04-17 | 13 | 2014-04-17 | NH | YES | WKN | 1 | P2 | P | 0 | P
1990-04-17 | 14 | 2014-04-17 | NH | YES | WKN | 1 | P2 | P | 0 | P
1990-04-17 | 15 | 2014-04-17 | NH | YES | WKN | 1 | P2 | P | 0 | P
1990-04-17 | 16 | 2014-04-17 | NH | YES | WKN | 1 | P2 | P | 0 | P
1990-04-17 | 17 | 2014-04-17 | NH | YES | WKN | 1 | P2 | P | 0 | P
1990-04-17 | 18 | 2014-04-17 | NH | YES | WKN | 1 | P2 | P | 0 | P
1990-04-17 | 19 | 2014-04-17 | NH | YES | WKN | 1 | P2 | P | 0 | P
1990-04-17 | 20 | 2014-04-17 | NH | YES | WKN | 1 | P2 | P | 0 | P
1990-04-17 | 21 | 2014-04-17 | NH | YES | WKN | 1 | P2 | P | 0 | P
1990-04-17 | 22 | 2014-04-17 | NH | YES | WKN | 1 | P2 | P | 0 | P
1990-04-17 | 23 | 2014-04-17 | NH | YES | WKN | 1 | P2 | OP | 0 | OP
1990-04-17 | 0 | 2014-04-17 | NH | YES | WKN | 1 | P2 | OP | 0 | OP
1990-04-18 | 1 | 2014-04-18 | NH | YES | WKN | 1 | P2 | OP | 0 | OP
1990-04-18 | 2 | 2014-04-18 | NH | YES | WKN | 1 | P2 | OP | 0 | OP
1990-04-18 | 3 | 2014-04-18 | NH | YES | WKN | 1 | P2 | OP | 0 | OP
1990-04-18 | 4 | 2014-04-18 | NH | YES | WKN | 1 | P2 | OP | 0 | OP
1990-04-18 | 5 | 2014-04-18 | NH | YES | WKN | 1 | P2 | OP | 0 | OP
1990-04-18 | 6 | 2014-04-18 | NH | YES | WKN | 1 | P2 | P | 0 | P
1990-04-18 | 7 | 2014-04-18 | NH | YES | WKN | 1 | P2 | P | 0 | P
1990-04-18 | 8 | 2014-04-18 | NH | YES | WKN | 1 | P2 | P | 0 | P
1990-04-18 | 9 | 2014-04-18 | NH | YES | WKN | 1 | P2 | P | 0 | P
1990-04-18 | 10 | 2014-04-18 | NH | YES | WKN | 1 | P2 | P | 0 | P
1990-04-18 | 11 | 2014-04-18 | NH | YES | WKN | 1 | P2 | P | 0 | P
1990-04-18 | 12 | 2014-04-18 | NH | YES | WKN | 1 | P2 | P | 0 | P
1990-04-18 | 13 | 2014-04-18 | NH | YES | WKN | 1 | P2 | P | 0 | P
1990-04-18 | 14 | 2014-04-18 | NH | YES | WKN | 1 | P2 | P | 0 | P
1990-04-18 | 15 | 2014-04-18 | NH | YES | WKN | 1 | P2 | P | 0 | P
1990-04-18 | 16 | 2014-04-18 | NH | YES | WKN | 1 | P2 | P | 0 | P
1990-04-18 | 17 | 2014-04-18 | NH | YES | WKN | 1 | P2 | P | 0 | P
1990-04-18 | 18 | 2014-04-18 | NH | YES | WKN | 1 | P2 | P | 0 | P
1990-04-18 | 19 | 2014-04-18 | NH | YES | WKN | 1 | P2 | P | 0 | P
1990-04-18 | 20 | 2014-04-18 | NH | YES | WKN | 1 | P2 | P | 0 | P
1990-04-18 | 21 | 2014-04-18 | NH | YES | WKN | 1 | P2 | P | 0 | P
1990-04-18 | 22 | 2014-04-18 | NH | YES | WKN | 1 | P2 | P | 0 | P
1990-04-18 | 23 | 2014-04-18 | NH | YES | WKN | 1 | P2 | OP | 0 | OP
1990-04-18 | 0 | 2014-04-18 | NH | YES | WKN | 1 | P2 | OP | 0 | OP
1990-04-19 | 1 | 2014-04-19 | NH | NO | WE | 0 | P2 | OP | 0 | OP
1990-04-19 | 2 | 2014-04-19 | NH | NO | WE | 0 | P2 | OP | 0 | OP
1990-04-19 | 3 | 2014-04-19 | NH | NO | WE | 0 | P2 | OP | 0 | OP
1990-04-19 | 4 | 2014-04-19 | NH | NO | WE | 0 | P2 | OP | 0 | OP
1990-04-19 | 5 | 2014-04-19 | NH | NO | WE | 0 | P2 | OP | 0 | OP
1990-04-19 | 6 | 2014-04-19 | NH | NO | WE | 0 | P2 | OP | 0 | OP
1990-04-19 | 7 | 2014-04-19 | NH | NO | WE | 0 | P2 | OP | 0 | OP
1990-04-19 | 8 | 2014-04-19 | NH | NO | WE | 0 | P2 | OP | 0 | OP
1990-04-19 | 9 | 2014-04-19 | NH | NO | WE | 0 | P2 | OP | 0 | OP
1990-04-19 | 10 | 2014-04-19 | NH | NO | WE | 0 | P2 | OP | 0 | OP
1990-04-19 | 11 | 2014-04-19 | NH | NO | WE | 0 | P2 | OP | 0 | OP
1990-04-19 | 12 | 2014-04-19 | NH | NO | WE | 0 | P2 | OP | 0 | OP
1990-04-19 | 13 | 2014-04-19 | NH | NO | WE | 0 | P2 | OP | 0 | OP
1990-04-19 | 14 | 2014-04-19 | NH | NO | WE | 0 | P2 | OP | 0 | OP
1990-04-19 | 15 | 2014-04-19 | NH | NO | WE | 0 | P2 | OP | 0 | OP
1990-04-19 | 16 | 2014-04-19 | NH | NO | WE | 0 | P2 | OP | 0 | OP
1990-04-19 | 17 | 2014-04-19 | NH | NO | WE | 0 | P2 | OP | 0 | OP
1990-04-19 | 18 | 2014-04-19 | NH | NO | WE | 0 | P2 | OP | 0 | OP
1990-04-19 | 19 | 2014-04-19 | NH | NO | WE | 0 | P2 | OP | 0 | OP
1990-04-19 | 20 | 2014-04-19 | NH | NO | WE | 0 | P2 | OP | 0 | OP
1990-04-19 | 21 | 2014-04-19 | NH | NO | WE | 0 | P2 | OP | 0 | OP
1990-04-19 | 22 | 2014-04-19 | NH | NO | WE | 0 | P2 | OP | 0 | OP
1990-04-19 | 23 | 2014-04-19 | NH | NO | WE | 0 | P2 | OP | 0 | OP
1990-04-19 | 0 | 2014-04-19 | NH | NO | WE | 0 | P2 | OP | 0 | OP
1990-04-20 | 1 | 2014-04-20 | NH | NO | WE | 0 | P2 | OP | 0 | OP
1990-04-20 | 2 | 2014-04-20 | NH | NO | WE | 0 | P2 | OP | 0 | OP
1990-04-20 | 3 | 2014-04-20 | NH | NO | WE | 0 | P2 | OP | 0 | OP
1990-04-20 | 4 | 2014-04-20 | NH | NO | WE | 0 | P2 | OP | 0 | OP
1990-04-20 | 5 | 2014-04-20 | NH | NO | WE | 0 | P2 | OP | 0 | OP
1990-04-20 | 6 | 2014-04-20 | NH | NO | WE | 0 | P2 | OP | 0 | OP
1990-04-20 | 7 | 2014-04-20 | NH | NO | WE | 0 | P2 | OP | 0 | OP
1990-04-20 | 8 | 2014-04-20 | NH | NO | WE | 0 | P2 | OP | 0 | OP
1990-04-20 | 9 | 2014-04-20 | NH | NO | WE | 0 | P2 | OP | 0 | OP
1990-04-20 | 10 | 2014-04-20 | NH | NO | WE | 0 | P2 | OP | 0 | OP
1990-04-20 | 11 | 2014-04-20 | NH | NO | WE | 0 | P2 | OP | 0 | OP
1990-04-20 | 12 | 2014-04-20 | NH | NO | WE | 0 | P2 | OP | 0 | OP
1990-04-20 | 13 | 2014-04-20 | NH | NO | WE | 0 | P2 | OP | 0 | OP
1990-04-20 | 14 | 2014-04-20 | NH | NO | WE | 0 | P2 | OP | 0 | OP
1990-04-20 | 15 | 2014-04-20 | NH | NO | WE | 0 | P2 | OP | 0 | OP
1990-04-20 | 16 | 2014-04-20 | NH | NO | WE | 0 | P2 | OP | 0 | OP
1990-04-20 | 17 | 2014-04-20 | NH | NO | WE | 0 | P2 | OP | 0 | OP
1990-04-20 | 18 | 2014-04-20 | NH | NO | WE | 0 | P2 | OP | 0 | OP
1990-04-20 | 19 | 2014-04-20 | NH | NO | WE | 0 | P2 | OP | 0 | OP
1990-04-20 | 20 | 2014-04-20 | NH | NO | WE | 0 | P2 | OP | 0 | OP
1990-04-20 | 21 | 2014-04-20 | NH | NO | WE | 0 | P2 | OP | 0 | OP
1990-04-20 | 22 | 2014-04-20 | NH | NO | WE | 0 | P2 | OP | 0 | OP
1990-04-20 | 23 | 2014-04-20 | NH | NO | WE | 0 | P2 | OP | 0 | OP
1990-04-20 | 0 | 2014-04-20 | NH | NO | WE | 0 | P2 | OP | 0 | OP
1990-04-21 | 1 | 2014-04-21 | H | YES | H | 0 | P2 | OP | 0 | OP
1990-04-21 | 2 | 2014-04-21 | H | YES | H | 0 | P2 | OP | 0 | OP
1990-04-21 | 3 | 2014-04-21 | H | YES | H | 0 | P2 | OP | 0 | OP
1990-04-21 | 4 | 2014-04-21 | H | YES | H | 0 | P2 | OP | 0 | OP
1990-04-21 | 5 | 2014-04-21 | H | YES | H | 0 | P2 | OP | 0 | OP
1990-04-21 | 6 | 2014-04-21 | H | YES | H | 0 | P2 | OP | 0 | OP
1990-04-21 | 7 | 2014-04-21 | H | YES | H | 0 | P2 | OP | 0 | OP
1990-04-21 | 8 | 2014-04-21 | H | YES | H | 0 | P2 | OP | 0 | OP
1990-04-21 | 9 | 2014-04-21 | H | YES | H | 0 | P2 | OP | 0 | OP
1990-04-21 | 10 | 2014-04-21 | H | YES | H | 0 | P2 | OP | 0 | OP
1990-04-21 | 11 | 2014-04-21 | H | YES | H | 0 | P2 | OP | 0 | OP
1990-04-21 | 12 | 2014-04-21 | H | YES | H | 0 | P2 | OP | 0 | OP
1990-04-21 | 13 | 2014-04-21 | H | YES | H | 0 | P2 | OP | 0 | OP
1990-04-21 | 14 | 2014-04-21 | H | YES | H | 0 | P2 | OP | 0 | OP
1990-04-21 | 15 | 2014-04-21 | H | YES | H | 0 | P2 | OP | 0 | OP
1990-04-21 | 16 | 2014-04-21 | H | YES | H | 0 | P2 | OP | 0 | OP
1990-04-21 | 17 | 2014-04-21 | H | YES | H | 0 | P2 | OP | 0 | OP
1990-04-21 | 18 | 2014-04-21 | H | YES | H | 0 | P2 | OP | 0 | OP
1990-04-21 | 19 | 2014-04-21 | H | YES | H | 0 | P2 | OP | 0 | OP
1990-04-21 | 20 | 2014-04-21 | H | YES | H | 0 | P2 | OP | 0 | OP
1990-04-21 | 21 | 2014-04-21 | H | YES | H | 0 | P2 | OP | 0 | OP
1990-04-21 | 22 | 2014-04-21 | H | YES | H | 0 | P2 | OP | 0 | OP
1990-04-21 | 23 | 2014-04-21 | H | YES | H | 0 | P2 | OP | 0 | OP
1990-04-21 | 0 | 2014-04-21 | H | YES | H | 0 | P2 | OP | 0 | OP
1990-04-22 | 1 | 2014-04-22 | NH | YES | WKN | 1 | P2 | OP | 0 | OP
1990-04-22 | 2 | 2014-04-22 | NH | YES | WKN | 1 | P2 | OP | 0 | OP
1990-04-22 | 3 | 2014-04-22 | NH | YES | WKN | 1 | P2 | OP | 0 | OP
1990-04-22 | 4 | 2014-04-22 | NH | YES | WKN | 1 | P2 | OP | 0 | OP
1990-04-22 | 5 | 2014-04-22 | NH | YES | WKN | 1 | P2 | OP | 0 | OP
1990-04-22 | 6 | 2014-04-22 | NH | YES | WKN | 1 | P2 | P | 0 | P
1990-04-22 | 7 | 2014-04-22 | NH | YES | WKN | 1 | P2 | P | 0 | P
1990-04-22 | 8 | 2014-04-22 | NH | YES | WKN | 1 | P2 | P | 0 | P
1990-04-22 | 9 | 2014-04-22 | NH | YES | WKN | 1 | P2 | P | 0 | P
1990-04-22 | 10 | 2014-04-22 | NH | YES | WKN | 1 | P2 | P | 0 | P
1990-04-22 | 11 | 2014-04-22 | NH | YES | WKN | 1 | P2 | P | 0 | P
1990-04-22 | 12 | 2014-04-22 | NH | YES | WKN | 1 | P2 | P | 0 | P
1990-04-22 | 13 | 2014-04-22 | NH | YES | WKN | 1 | P2 | P | 0 | P
1990-04-22 | 14 | 2014-04-22 | NH | YES | WKN | 1 | P2 | P | 0 | P
1990-04-22 | 15 | 2014-04-22 | NH | YES | WKN | 1 | P2 | P | 0 | P
1990-04-22 | 16 | 2014-04-22 | NH | YES | WKN | 1 | P2 | P | 0 | P
1990-04-22 | 17 | 2014-04-22 | NH | YES | WKN | 1 | P2 | P | 0 | P
1990-04-22 | 18 | 2014-04-22 | NH | YES | WKN | 1 | P2 | P | 0 | P
1990-04-22 | 19 | 2014-04-22 | NH | YES | WKN | 1 | P2 | P | 0 | P
1990-04-22 | 20 | 2014-04-22 | NH | YES | WKN | 1 | P2 | P | 0 | P
1990-04-22 | 21 | 2014-04-22 | NH | YES | WKN | 1 | P2 | P | 0 | P
1990-04-22 | 22 | 2014-04-22 | NH | YES | WKN | 1 | P2 | P | 0 | P
1990-04-22 | 23 | 2014-04-22 | NH | YES | WKN | 1 | P2 | OP | 0 | OP
1990-04-22 | 0 | 2014-04-22 | NH | YES | WKN | 1 | P2 | OP | 0 | OP
1990-04-23 | 1 | 2014-04-23 | NH | YES | WKN | 1 | P2 | OP | 0 | OP
1990-04-23 | 2 | 2014-04-23 | NH | YES | WKN | 1 | P2 | OP | 0 | OP
1990-04-23 | 3 | 2014-04-23 | NH | YES | WKN | 1 | P2 | OP | 0 | OP
1990-04-23 | 4 | 2014-04-23 | NH | YES | WKN | 1 | P2 | OP | 0 | OP
1990-04-23 | 5 | 2014-04-23 | NH | YES | WKN | 1 | P2 | OP | 0 | OP
1990-04-23 | 6 | 2014-04-23 | NH | YES | WKN | 1 | P2 | P | 0 | P
1990-04-23 | 7 | 2014-04-23 | NH | YES | WKN | 1 | P2 | P | 0 | P
1990-04-23 | 8 | 2014-04-23 | NH | YES | WKN | 1 | P2 | P | 0 | P
1990-04-23 | 9 | 2014-04-23 | NH | YES | WKN | 1 | P2 | P | 0 | P
1990-04-23 | 10 | 2014-04-23 | NH | YES | WKN | 1 | P2 | P | 0 | P
1990-04-23 | 11 | 2014-04-23 | NH | YES | WKN | 1 | P2 | P | 0 | P
1990-04-23 | 12 | 2014-04-23 | NH | YES | WKN | 1 | P2 | P | 0 | P
1990-04-23 | 13 | 2014-04-23 | NH | YES | WKN | 1 | P2 | P | 0 | P
1990-04-23 | 14 | 2014-04-23 | NH | YES | WKN | 1 | P2 | P | 0 | P
1990-04-23 | 15 | 2014-04-23 | NH | YES | WKN | 1 | P2 | P | 0 | P
1990-04-23 | 16 | 2014-04-23 | NH | YES | WKN | 1 | P2 | P | 0 | P
1990-04-23 | 17 | 2014-04-23 | NH | YES | WKN | 1 | P2 | P | 0 | P
1990-04-23 | 18 | 2014-04-23 | NH | YES | WKN | 1 | P2 | P | 0 | P
1990-04-23 | 19 | 2014-04-23 | NH | YES | WKN | 1 | P2 | P | 0 | P
1990-04-23 | 20 | 2014-04-23 | NH | YES | WKN | 1 | P2 | P | 0 | P
1990-04-23 | 21 | 2014-04-23 | NH | YES | WKN | 1 | P2 | P | 0 | P
1990-04-23 | 22 | 2014-04-23 | NH | YES | WKN | 1 | P2 | P | 0 | P
1990-04-23 | 23 | 2014-04-23 | NH | YES | WKN | 1 | P2 | OP | 0 | OP
1990-04-23 | 0 | 2014-04-23 | NH | YES | WKN | 1 | P2 | OP | 0 | OP
1990-04-24 | 1 | 2014-04-24 | NH | YES | WKN | 1 | P2 | OP | 0 | OP
1990-04-24 | 2 | 2014-04-24 | NH | YES | WKN | 1 | P2 | OP | 0 | OP
1990-04-24 | 3 | 2014-04-24 | NH | YES | WKN | 1 | P2 | OP | 0 | OP
1990-04-24 | 4 | 2014-04-24 | NH | YES | WKN | 1 | P2 | OP | 0 | OP
1990-04-24 | 5 | 2014-04-24 | NH | YES | WKN | 1 | P2 | OP | 0 | OP
1990-04-24 | 6 | 2014-04-24 | NH | YES | WKN | 1 | P2 | P | 0 | P
1990-04-24 | 7 | 2014-04-24 | NH | YES | WKN | 1 | P2 | P | 0 | P
1990-04-24 | 8 | 2014-04-24 | NH | YES | WKN | 1 | P2 | P | 0 | P
1990-04-24 | 9 | 2014-04-24 | NH | YES | WKN | 1 | P2 | P | 0 | P
1990-04-24 | 10 | 2014-04-24 | NH | YES | WKN | 1 | P2 | P | 0 | P
1990-04-24 | 11 | 2014-04-24 | NH | YES | WKN | 1 | P2 | P | 0 | P
1990-04-24 | 12 | 2014-04-24 | NH | YES | WKN | 1 | P2 | P | 0 | P
1990-04-24 | 13 | 2014-04-24 | NH | YES | WKN | 1 | P2 | P | 0 | P
1990-04-24 | 14 | 2014-04-24 | NH | YES | WKN | 1 | P2 | P | 0 | P
1990-04-24 | 15 | 2014-04-24 | NH | YES | WKN | 1 | P2 | P | 0 | P
1990-04-24 | 16 | 2014-04-24 | NH | YES | WKN | 1 | P2 | P | 0 | P
1990-04-24 | 17 | 2014-04-24 | NH | YES | WKN | 1 | P2 | P | 0 | P
1990-04-24 | 18 | 2014-04-24 | NH | YES | WKN | 1 | P2 | P | 0 | P
1990-04-24 | 19 | 2014-04-24 | NH | YES | WKN | 1 | P2 | P | 0 | P
1990-04-24 | 20 | 2014-04-24 | NH | YES | WKN | 1 | P2 | P | 0 | P
1990-04-24 | 21 | 2014-04-24 | NH | YES | WKN | 1 | P2 | P | 0 | P
1990-04-24 | 22 | 2014-04-24 | NH | YES | WKN | 1 | P2 | P | 0 | P
1990-04-24 | 23 | 2014-04-24 | NH | YES | WKN | 1 | P2 | OP | 0 | OP
1990-04-24 | 0 | 2014-04-24 | NH | YES | WKN | 1 | P2 | OP | 0 | OP
1990-04-25 | 1 | 2014-04-25 | NH | YES | WKN | 1 | P2 | OP | 0 | OP
1990-04-25 | 2 | 2014-04-25 | NH | YES | WKN | 1 | P2 | OP | 0 | OP
1990-04-25 | 3 | 2014-04-25 | NH | YES | WKN | 1 | P2 | OP | 0 | OP
1990-04-25 | 4 | 2014-04-25 | NH | YES | WKN | 1 | P2 | OP | 0 | OP
1990-04-25 | 5 | 2014-04-25 | NH | YES | WKN | 1 | P2 | OP | 0 | OP
1990-04-25 | 6 | 2014-04-25 | NH | YES | WKN | 1 | P2 | P | 0 | P
1990-04-25 | 7 | 2014-04-25 | NH | YES | WKN | 1 | P2 | P | 0 | P
1990-04-25 | 8 | 2014-04-25 | NH | YES | WKN | 1 | P2 | P | 0 | P
1990-04-25 | 9 | 2014-04-25 | NH | YES | WKN | 1 | P2 | P | 0 | P
1990-04-25 | 10 | 2014-04-25 | NH | YES | WKN | 1 | P2 | P | 0 | P
1990-04-25 | 11 | 2014-04-25 | NH | YES | WKN | 1 | P2 | P | 0 | P
1990-04-25 | 12 | 2014-04-25 | NH | YES | WKN | 1 | P2 | P | 0 | P
1990-04-25 | 13 | 2014-04-25 | NH | YES | WKN | 1 | P2 | P | 0 | P
1990-04-25 | 14 | 2014-04-25 | NH | YES | WKN | 1 | P2 | P | 0 | P
1990-04-25 | 15 | 2014-04-25 | NH | YES | WKN | 1 | P2 | P | 0 | P
1990-04-25 | 16 | 2014-04-25 | NH | YES | WKN | 1 | P2 | P | 0 | P
1990-04-25 | 17 | 2014-04-25 | NH | YES | WKN | 1 | P2 | P | 0 | P
1990-04-25 | 18 | 2014-04-25 | NH | YES | WKN | 1 | P2 | P | 0 | P
1990-04-25 | 19 | 2014-04-25 | NH | YES | WKN | 1 | P2 | P | 0 | P
1990-04-25 | 20 | 2014-04-25 | NH | YES | WKN | 1 | P2 | P | 0 | P
1990-04-25 | 21 | 2014-04-25 | NH | YES | WKN | 1 | P2 | P | 0 | P
1990-04-25 | 22 | 2014-04-25 | NH | YES | WKN | 1 | P2 | P | 0 | P
1990-04-25 | 23 | 2014-04-25 | NH | YES | WKN | 1 | P2 | OP | 0 | OP
1990-04-25 | 0 | 2014-04-25 | NH | YES | WKN | 1 | P2 | OP | 0 | OP
1990-04-26 | 1 | 2014-04-26 | NH | NO | WE | 0 | P2 | OP | 0 | OP
1990-04-26 | 2 | 2014-04-26 | NH | NO | WE | 0 | P2 | OP | 0 | OP
1990-04-26 | 3 | 2014-04-26 | NH | NO | WE | 0 | P2 | OP | 0 | OP
1990-04-26 | 4 | 2014-04-26 | NH | NO | WE | 0 | P2 | OP | 0 | OP
1990-04-26 | 5 | 2014-04-26 | NH | NO | WE | 0 | P2 | OP | 0 | OP
1990-04-26 | 6 | 2014-04-26 | NH | NO | WE | 0 | P2 | OP | 0 | OP
1990-04-26 | 7 | 2014-04-26 | NH | NO | WE | 0 | P2 | OP | 0 | OP
1990-04-26 | 8 | 2014-04-26 | NH | NO | WE | 0 | P2 | OP | 0 | OP
1990-04-26 | 9 | 2014-04-26 | NH | NO | WE | 0 | P2 | OP | 0 | OP
1990-04-26 | 10 | 2014-04-26 | NH | NO | WE | 0 | P2 | OP | 0 | OP
1990-04-26 | 11 | 2014-04-26 | NH | NO | WE | 0 | P2 | OP | 0 | OP
1990-04-26 | 12 | 2014-04-26 | NH | NO | WE | 0 | P2 | OP | 0 | OP
1990-04-26 | 13 | 2014-04-26 | NH | NO | WE | 0 | P2 | OP | 0 | OP
1990-04-26 | 14 | 2014-04-26 | NH | NO | WE | 0 | P2 | OP | 0 | OP
1990-04-26 | 15 | 2014-04-26 | NH | NO | WE | 0 | P2 | OP | 0 | OP
1990-04-26 | 16 | 2014-04-26 | NH | NO | WE | 0 | P2 | OP | 0 | OP
1990-04-26 | 17 | 2014-04-26 | NH | NO | WE | 0 | P2 | OP | 0 | OP
1990-04-26 | 18 | 2014-04-26 | NH | NO | WE | 0 | P2 | OP | 0 | OP
1990-04-26 | 19 | 2014-04-26 | NH | NO | WE | 0 | P2 | OP | 0 | OP
1990-04-26 | 20 | 2014-04-26 | NH | NO | WE | 0 | P2 | OP | 0 | OP
1990-04-26 | 21 | 2014-04-26 | NH | NO | WE | 0 | P2 | OP | 0 | OP
1990-04-26 | 22 | 2014-04-26 | NH | NO | WE | 0 | P2 | OP | 0 | OP
1990-04-26 | 23 | 2014-04-26 | NH | NO | WE | 0 | P2 | OP | 0 | OP
1990-04-26 | 0 | 2014-04-26 | NH | NO | WE | 0 | P2 | OP | 0 | OP
1990-04-27 | 1 | 2014-04-27 | NH | NO | WE | 0 | P2 | OP | 0 | OP
1990-04-27 | 2 | 2014-04-27 | NH | NO | WE | 0 | P2 | OP | 0 | OP
1990-04-27 | 3 | 2014-04-27 | NH | NO | WE | 0 | P2 | OP | 0 | OP
1990-04-27 | 4 | 2014-04-27 | NH | NO | WE | 0 | P2 | OP | 0 | OP
1990-04-27 | 5 | 2014-04-27 | NH | NO | WE | 0 | P2 | OP | 0 | OP
1990-04-27 | 6 | 2014-04-27 | NH | NO | WE | 0 | P2 | OP | 0 | OP
1990-04-27 | 7 | 2014-04-27 | NH | NO | WE | 0 | P2 | OP | 0 | OP
1990-04-27 | 8 | 2014-04-27 | NH | NO | WE | 0 | P2 | OP | 0 | OP
1990-04-27 | 9 | 2014-04-27 | NH | NO | WE | 0 | P2 | OP | 0 | OP
1990-04-27 | 10 | 2014-04-27 | NH | NO | WE | 0 | P2 | OP | 0 | OP
1990-04-27 | 11 | 2014-04-27 | NH | NO | WE | 0 | P2 | OP | 0 | OP
1990-04-27 | 12 | 2014-04-27 | NH | NO | WE | 0 | P2 | OP | 0 | OP
1990-04-27 | 13 | 2014-04-27 | NH | NO | WE | 0 | P2 | OP | 0 | OP
1990-04-27 | 14 | 2014-04-27 | NH | NO | WE | 0 | P2 | OP | 0 | OP
1990-04-27 | 15 | 2014-04-27 | NH | NO | WE | 0 | P2 | OP | 0 | OP
1990-04-27 | 16 | 2014-04-27 | NH | NO | WE | 0 | P2 | OP | 0 | OP
1990-04-27 | 17 | 2014-04-27 | NH | NO | WE | 0 | P2 | OP | 0 | OP
1990-04-27 | 18 | 2014-04-27 | NH | NO | WE | 0 | P2 | OP | 0 | OP
1990-04-27 | 19 | 2014-04-27 | NH | NO | WE | 0 | P2 | OP | 0 | OP
1990-04-27 | 20 | 2014-04-27 | NH | NO | WE | 0 | P2 | OP | 0 | OP
1990-04-27 | 21 | 2014-04-27 | NH | NO | WE | 0 | P2 | OP | 0 | OP
1990-04-27 | 22 | 2014-04-27 | NH | NO | WE | 0 | P2 | OP | 0 | OP
1990-04-27 | 23 | 2014-04-27 | NH | NO | WE | 0 | P2 | OP | 0 | OP
1990-04-27 | 0 | 2014-04-27 | NH | NO | WE | 0 | P2 | OP | 0 | OP
1990-04-28 | 1 | 2014-04-28 | NH | YES | WKN | 1 | P2 | OP | 0 | OP
1990-04-28 | 2 | 2014-04-28 | NH | YES | WKN | 1 | P2 | OP | 0 | OP
1990-04-28 | 3 | 2014-04-28 | NH | YES | WKN | 1 | P2 | OP | 0 | OP
1990-04-28 | 4 | 2014-04-28 | NH | YES | WKN | 1 | P2 | OP | 0 | OP
1990-04-28 | 5 | 2014-04-28 | NH | YES | WKN | 1 | P2 | OP | 0 | OP
1990-04-28 | 6 | 2014-04-28 | NH | YES | WKN | 1 | P2 | P | 0 | P
1990-04-28 | 7 | 2014-04-28 | NH | YES | WKN | 1 | P2 | P | 0 | P
1990-04-28 | 8 | 2014-04-28 | NH | YES | WKN | 1 | P2 | P | 0 | P
1990-04-28 | 9 | 2014-04-28 | NH | YES | WKN | 1 | P2 | P | 0 | P
1990-04-28 | 10 | 2014-04-28 | NH | YES | WKN | 1 | P2 | P | 0 | P
1990-04-28 | 11 | 2014-04-28 | NH | YES | WKN | 1 | P2 | P | 0 | P
1990-04-28 | 12 | 2014-04-28 | NH | YES | WKN | 1 | P2 | P | 0 | P
1990-04-28 | 13 | 2014-04-28 | NH | YES | WKN | 1 | P2 | P | 0 | P
1990-04-28 | 14 | 2014-04-28 | NH | YES | WKN | 1 | P2 | P | 0 | P
1990-04-28 | 15 | 2014-04-28 | NH | YES | WKN | 1 | P2 | P | 0 | P
1990-04-28 | 16 | 2014-04-28 | NH | YES | WKN | 1 | P2 | P | 0 | P
1990-04-28 | 17 | 2014-04-28 | NH | YES | WKN | 1 | P2 | P | 0 | P
1990-04-28 | 18 | 2014-04-28 | NH | YES | WKN | 1 | P2 | P | 0 | P
1990-04-28 | 19 | 2014-04-28 | NH | YES | WKN | 1 | P2 | P | 0 | P
1990-04-28 | 20 | 2014-04-28 | NH | YES | WKN | 1 | P2 | P | 0 | P
1990-04-28 | 21 | 2014-04-28 | NH | YES | WKN | 1 | P2 | P | 0 | P
1990-04-28 | 22 | 2014-04-28 | NH | YES | WKN | 1 | P2 | P | 0 | P
1990-04-28 | 23 | 2014-04-28 | NH | YES | WKN | 1 | P2 | OP | 0 | OP
1990-04-28 | 0 | 2014-04-28 | NH | YES | WKN | 1 | P2 | OP | 0 | OP
1990-04-29 | 1 | 2014-04-29 | NH | YES | WKN | 1 | P2 | OP | 0 | OP
1990-04-29 | 2 | 2014-04-29 | NH | YES | WKN | 1 | P2 | OP | 0 | OP
1990-04-29 | 3 | 2014-04-29 | NH | YES | WKN | 1 | P2 | OP | 0 | OP
1990-04-29 | 4 | 2014-04-29 | NH | YES | WKN | 1 | P2 | OP | 0 | OP
1990-04-29 | 5 | 2014-04-29 | NH | YES | WKN | 1 | P2 | OP | 0 | OP
1990-04-29 | 6 | 2014-04-29 | NH | YES | WKN | 1 | P2 | P | 0 | P
1990-04-29 | 7 | 2014-04-29 | NH | YES | WKN | 1 | P2 | P | 0 | P
1990-04-29 | 8 | 2014-04-29 | NH | YES | WKN | 1 | P2 | P | 0 | P
1990-04-29 | 9 | 2014-04-29 | NH | YES | WKN | 1 | P2 | P | 0 | P
1990-04-29 | 10 | 2014-04-29 | NH | YES | WKN | 1 | P2 | P | 0 | P
1990-04-29 | 11 | 2014-04-29 | NH | YES | WKN | 1 | P2 | P | 0 | P
1990-04-29 | 12 | 2014-04-29 | NH | YES | WKN | 1 | P2 | P | 0 | P
1990-04-29 | 13 | 2014-04-29 | NH | YES | WKN | 1 | P2 | P | 0 | P
1990-04-29 | 14 | 2014-04-29 | NH | YES | WKN | 1 | P2 | P | 0 | P
1990-04-29 | 15 | 2014-04-29 | NH | YES | WKN | 1 | P2 | P | 0 | P
1990-04-29 | 16 | 2014-04-29 | NH | YES | WKN | 1 | P2 | P | 0 | P
1990-04-29 | 17 | 2014-04-29 | NH | YES | WKN | 1 | P2 | P | 0 | P
1990-04-29 | 18 | 2014-04-29 | NH | YES | WKN | 1 | P2 | P | 0 | P
1990-04-29 | 19 | 2014-04-29 | NH | YES | WKN | 1 | P2 | P | 0 | P
1990-04-29 | 20 | 2014-04-29 | NH | YES | WKN | 1 | P2 | P | 0 | P
1990-04-29 | 21 | 2014-04-29 | NH | YES | WKN | 1 | P2 | P | 0 | P
1990-04-29 | 22 | 2014-04-29 | NH | YES | WKN | 1 | P2 | P | 0 | P
1990-04-29 | 23 | 2014-04-29 | NH | YES | WKN | 1 | P2 | OP | 0 | OP
1990-04-29 | 0 | 2014-04-29 | NH | YES | WKN | 1 | P2 | OP | 0 | OP
1990-04-30 | 1 | 2014-04-30 | NH | YES | WKN | 1 | P2 | OP | 0 | OP
1990-04-30 | 2 | 2014-04-30 | NH | YES | WKN | 1 | P2 | OP | 0 | OP
1990-04-30 | 3 | 2014-04-30 | NH | YES | WKN | 1 | P2 | OP | 0 | OP
1990-04-30 | 4 | 2014-04-30 | NH | YES | WKN | 1 | P2 | OP | 0 | OP
1990-04-30 | 5 | 2014-04-30 | NH | YES | WKN | 1 | P2 | OP | 0 | OP
1990-04-30 | 6 | 2014-04-30 | NH | YES | WKN | 1 | P2 | P | 0 | P
1990-04-30 | 7 | 2014-04-30 | NH | YES | WKN | 1 | P2 | P | 0 | P
1990-04-30 | 8 | 2014-04-30 | NH | YES | WKN | 1 | P2 | P | 0 | P
1990-04-30 | 9 | 2014-04-30 | NH | YES | WKN | 1 | P2 | P | 0 | P
1990-04-30 | 10 | 2014-04-30 | NH | YES | WKN | 1 | P2 | P | 0 | P
1990-04-30 | 11 | 2014-04-30 | NH | YES | WKN | 1 | P2 | P | 0 | P
1990-04-30 | 12 | 2014-04-30 | NH | YES | WKN | 1 | P2 | P | 0 | P
1990-04-30 | 13 | 2014-04-30 | NH | YES | WKN | 1 | P2 | P | 0 | P
1990-04-30 | 14 | 2014-04-30 | NH | YES | WKN | 1 | P2 | P | 0 | P
1990-04-30 | 15 | 2014-04-30 | NH | YES | WKN | 1 | P2 | P | 0 | P
1990-04-30 | 16 | 2014-04-30 | NH | YES | WKN | 1 | P2 | P | 0 | P
1990-04-30 | 17 | 2014-04-30 | NH | YES | WKN | 1 | P2 | P | 0 | P
1990-04-30 | 18 | 2014-04-30 | NH | YES | WKN | 1 | P2 | P | 0 | P
1990-04-30 | 19 | 2014-04-30 | NH | YES | WKN | 1 | P2 | P | 0 | P
1990-04-30 | 20 | 2014-04-30 | NH | YES | WKN | 1 | P2 | P | 0 | P
1990-04-30 | 21 | 2014-04-30 | NH | YES | WKN | 1 | P2 | P | 0 | P
1990-04-30 | 22 | 2014-04-30 | NH | YES | WKN | 1 | P2 | P | 0 | P
1990-04-30 | 23 | 2014-04-30 | NH | YES | WKN | 1 | P2 | OP | 0 | OP
1990-04-30 | 0 | 2014-04-30 | NH | YES | WKN | 1 | P2 | OP | 0 | OP
1978-05-01 | 1 | 2014-05-01 | NH | YES | WKN | 1 | P2 | OP | 0 | OP
1978-05-01 | 2 | 2014-05-01 | NH | YES | WKN | 1 | P2 | OP | 0 | OP
1978-05-01 | 3 | 2014-05-01 | NH | YES | WKN | 1 | P2 | OP | 0 | OP
1978-05-01 | 4 | 2014-05-01 | NH | YES | WKN | 1 | P2 | OP | 0 | OP
1978-05-01 | 5 | 2014-05-01 | NH | YES | WKN | 1 | P2 | OP | 0 | OP
1978-05-01 | 6 | 2014-05-01 | NH | YES | WKN | 1 | P2 | P | 0 | P
1978-05-01 | 7 | 2014-05-01 | NH | YES | WKN | 1 | P2 | P | 0 | P
1978-05-01 | 8 | 2014-05-01 | NH | YES | WKN | 1 | P2 | P | 0 | P
1978-05-01 | 9 | 2014-05-01 | NH | YES | WKN | 1 | P2 | P | 0 | P
1978-05-01 | 10 | 2014-05-01 | NH | YES | WKN | 1 | P2 | P | 0 | P
1978-05-01 | 11 | 2014-05-01 | NH | YES | WKN | 1 | P2 | P | 0 | P
1978-05-01 | 12 | 2014-05-01 | NH | YES | WKN | 1 | P2 | P | 0 | P
1978-05-01 | 13 | 2014-05-01 | NH | YES | WKN | 1 | P2 | P | 0 | P
1978-05-01 | 14 | 2014-05-01 | NH | YES | WKN | 1 | P2 | P | 0 | P
1978-05-01 | 15 | 2014-05-01 | NH | YES | WKN | 1 | P2 | P | 0 | P
1978-05-01 | 16 | 2014-05-01 | NH | YES | WKN | 1 | P2 | P | 0 | P
1978-05-01 | 17 | 2014-05-01 | NH | YES | WKN | 1 | P2 | P | 0 | P
1978-05-01 | 18 | 2014-05-01 | NH | YES | WKN | 1 | P2 | P | 0 | P
1978-05-01 | 19 | 2014-05-01 | NH | YES | WKN | 1 | P2 | P | 0 | P
1978-05-01 | 20 | 2014-05-01 | NH | YES | WKN | 1 | P2 | P | 0 | P
1978-05-01 | 21 | 2014-05-01 | NH | YES | WKN | 1 | P2 | P | 0 | P
1978-05-01 | 22 | 2014-05-01 | NH | YES | WKN | 1 | P2 | P | 0 | P
1978-05-01 | 23 | 2014-05-01 | NH | YES | WKN | 1 | P2 | OP | 0 | OP
1978-05-01 | 0 | 2014-05-01 | NH | YES | WKN | 1 | P2 | OP | 0 | OP
1978-05-02 | 1 | 2014-05-02 | NH | YES | WKN | 1 | P2 | OP | 0 | OP
1978-05-02 | 2 | 2014-05-02 | NH | YES | WKN | 1 | P2 | OP | 0 | OP
1978-05-02 | 3 | 2014-05-02 | NH | YES | WKN | 1 | P2 | OP | 0 | OP
1978-05-02 | 4 | 2014-05-02 | NH | YES | WKN | 1 | P2 | OP | 0 | OP
1978-05-02 | 5 | 2014-05-02 | NH | YES | WKN | 1 | P2 | OP | 0 | OP
1978-05-02 | 6 | 2014-05-02 | NH | YES | WKN | 1 | P2 | P | 0 | P
1978-05-02 | 7 | 2014-05-02 | NH | YES | WKN | 1 | P2 | P | 0 | P
1978-05-02 | 8 | 2014-05-02 | NH | YES | WKN | 1 | P2 | P | 0 | P
1978-05-02 | 9 | 2014-05-02 | NH | YES | WKN | 1 | P2 | P | 0 | P
1978-05-02 | 10 | 2014-05-02 | NH | YES | WKN | 1 | P2 | P | 0 | P
1978-05-02 | 11 | 2014-05-02 | NH | YES | WKN | 1 | P2 | P | 0 | P
1978-05-02 | 12 | 2014-05-02 | NH | YES | WKN | 1 | P2 | P | 0 | P
1978-05-02 | 13 | 2014-05-02 | NH | YES | WKN | 1 | P2 | P | 0 | P
1978-05-02 | 14 | 2014-05-02 | NH | YES | WKN | 1 | P2 | P | 0 | P
1978-05-02 | 15 | 2014-05-02 | NH | YES | WKN | 1 | P2 | P | 0 | P
1978-05-02 | 16 | 2014-05-02 | NH | YES | WKN | 1 | P2 | P | 0 | P
1978-05-02 | 17 | 2014-05-02 | NH | YES | WKN | 1 | P2 | P | 0 | P
1978-05-02 | 18 | 2014-05-02 | NH | YES | WKN | 1 | P2 | P | 0 | P
1978-05-02 | 19 | 2014-05-02 | NH | YES | WKN | 1 | P2 | P | 0 | P
1978-05-02 | 20 | 2014-05-02 | NH | YES | WKN | 1 | P2 | P | 0 | P
1978-05-02 | 21 | 2014-05-02 | NH | YES | WKN | 1 | P2 | P | 0 | P
1978-05-02 | 22 | 2014-05-02 | NH | YES | WKN | 1 | P2 | P | 0 | P
1978-05-02 | 23 | 2014-05-02 | NH | YES | WKN | 1 | P2 | OP | 0 | OP
1978-05-02 | 0 | 2014-05-02 | NH | YES | WKN | 1 | P2 | OP | 0 | OP
1978-05-03 | 1 | 2014-05-03 | NH | NO | WE | 0 | P2 | OP | 0 | OP
1978-05-03 | 2 | 2014-05-03 | NH | NO | WE | 0 | P2 | OP | 0 | OP
1978-05-03 | 3 | 2014-05-03 | NH | NO | WE | 0 | P2 | OP | 0 | OP
1978-05-03 | 4 | 2014-05-03 | NH | NO | WE | 0 | P2 | OP | 0 | OP
1978-05-03 | 5 | 2014-05-03 | NH | NO | WE | 0 | P2 | OP | 0 | OP
1978-05-03 | 6 | 2014-05-03 | NH | NO | WE | 0 | P2 | OP | 0 | OP
1978-05-03 | 7 | 2014-05-03 | NH | NO | WE | 0 | P2 | OP | 0 | OP
1978-05-03 | 8 | 2014-05-03 | NH | NO | WE | 0 | P2 | OP | 0 | OP
1978-05-03 | 9 | 2014-05-03 | NH | NO | WE | 0 | P2 | OP | 0 | OP
1978-05-03 | 10 | 2014-05-03 | NH | NO | WE | 0 | P2 | OP | 0 | OP
1978-05-03 | 11 | 2014-05-03 | NH | NO | WE | 0 | P2 | OP | 0 | OP
1978-05-03 | 12 | 2014-05-03 | NH | NO | WE | 0 | P2 | OP | 0 | OP
1978-05-03 | 13 | 2014-05-03 | NH | NO | WE | 0 | P2 | OP | 0 | OP
1978-05-03 | 14 | 2014-05-03 | NH | NO | WE | 0 | P2 | OP | 0 | OP
1978-05-03 | 15 | 2014-05-03 | NH | NO | WE | 0 | P2 | OP | 0 | OP
1978-05-03 | 16 | 2014-05-03 | NH | NO | WE | 0 | P2 | OP | 0 | OP
1978-05-03 | 17 | 2014-05-03 | NH | NO | WE | 0 | P2 | OP | 0 | OP
1978-05-03 | 18 | 2014-05-03 | NH | NO | WE | 0 | P2 | OP | 0 | OP
1978-05-03 | 19 | 2014-05-03 | NH | NO | WE | 0 | P2 | OP | 0 | OP
1978-05-03 | 20 | 2014-05-03 | NH | NO | WE | 0 | P2 | OP | 0 | OP
1978-05-03 | 21 | 2014-05-03 | NH | NO | WE | 0 | P2 | OP | 0 | OP
1978-05-03 | 22 | 2014-05-03 | NH | NO | WE | 0 | P2 | OP | 0 | OP
1978-05-03 | 23 | 2014-05-03 | NH | NO | WE | 0 | P2 | OP | 0 | OP
1978-05-03 | 0 | 2014-05-03 | NH | NO | WE | 0 | P2 | OP | 0 | OP
1978-05-04 | 1 | 2014-05-04 | NH | NO | WE | 0 | P2 | OP | 0 | OP
1978-05-04 | 2 | 2014-05-04 | NH | NO | WE | 0 | P2 | OP | 0 | OP
1978-05-04 | 3 | 2014-05-04 | NH | NO | WE | 0 | P2 | OP | 0 | OP
1978-05-04 | 4 | 2014-05-04 | NH | NO | WE | 0 | P2 | OP | 0 | OP
1978-05-04 | 5 | 2014-05-04 | NH | NO | WE | 0 | P2 | OP | 0 | OP
1978-05-04 | 6 | 2014-05-04 | NH | NO | WE | 0 | P2 | OP | 0 | OP
1978-05-04 | 7 | 2014-05-04 | NH | NO | WE | 0 | P2 | OP | 0 | OP
1978-05-04 | 8 | 2014-05-04 | NH | NO | WE | 0 | P2 | OP | 0 | OP
1978-05-04 | 9 | 2014-05-04 | NH | NO | WE | 0 | P2 | OP | 0 | OP
1978-05-04 | 10 | 2014-05-04 | NH | NO | WE | 0 | P2 | OP | 0 | OP
1978-05-04 | 11 | 2014-05-04 | NH | NO | WE | 0 | P2 | OP | 0 | OP
1978-05-04 | 12 | 2014-05-04 | NH | NO | WE | 0 | P2 | OP | 0 | OP
1978-05-04 | 13 | 2014-05-04 | NH | NO | WE | 0 | P2 | OP | 0 | OP
1978-05-04 | 14 | 2014-05-04 | NH | NO | WE | 0 | P2 | OP | 0 | OP
1978-05-04 | 15 | 2014-05-04 | NH | NO | WE | 0 | P2 | OP | 0 | OP
1978-05-04 | 16 | 2014-05-04 | NH | NO | WE | 0 | P2 | OP | 0 | OP
1978-05-04 | 17 | 2014-05-04 | NH | NO | WE | 0 | P2 | OP | 0 | OP
1978-05-04 | 18 | 2014-05-04 | NH | NO | WE | 0 | P2 | OP | 0 | OP
1978-05-04 | 19 | 2014-05-04 | NH | NO | WE | 0 | P2 | OP | 0 | OP
1978-05-04 | 20 | 2014-05-04 | NH | NO | WE | 0 | P2 | OP | 0 | OP
1978-05-04 | 21 | 2014-05-04 | NH | NO | WE | 0 | P2 | OP | 0 | OP
1978-05-04 | 22 | 2014-05-04 | NH | NO | WE | 0 | P2 | OP | 0 | OP
1978-05-04 | 23 | 2014-05-04 | NH | NO | WE | 0 | P2 | OP | 0 | OP
1978-05-04 | 0 | 2014-05-04 | NH | NO | WE | 0 | P2 | OP | 0 | OP
1978-05-05 | 1 | 2014-05-05 | NH | YES | WKN | 1 | P2 | OP | 0 | OP
1978-05-05 | 2 | 2014-05-05 | NH | YES | WKN | 1 | P2 | OP | 0 | OP
1978-05-05 | 3 | 2014-05-05 | NH | YES | WKN | 1 | P2 | OP | 0 | OP
1978-05-05 | 4 | 2014-05-05 | NH | YES | WKN | 1 | P2 | OP | 0 | OP
1978-05-05 | 5 | 2014-05-05 | NH | YES | WKN | 1 | P2 | OP | 0 | OP
1978-05-05 | 6 | 2014-05-05 | NH | YES | WKN | 1 | P2 | P | 0 | P
1978-05-05 | 7 | 2014-05-05 | NH | YES | WKN | 1 | P2 | P | 0 | P
1978-05-05 | 8 | 2014-05-05 | NH | YES | WKN | 1 | P2 | P | 0 | P
1978-05-05 | 9 | 2014-05-05 | NH | YES | WKN | 1 | P2 | P | 0 | P
1978-05-05 | 10 | 2014-05-05 | NH | YES | WKN | 1 | P2 | P | 0 | P
1978-05-05 | 11 | 2014-05-05 | NH | YES | WKN | 1 | P2 | P | 0 | P
1978-05-05 | 12 | 2014-05-05 | NH | YES | WKN | 1 | P2 | P | 0 | P
1978-05-05 | 13 | 2014-05-05 | NH | YES | WKN | 1 | P2 | P | 0 | P
1978-05-05 | 14 | 2014-05-05 | NH | YES | WKN | 1 | P2 | P | 0 | P
1978-05-05 | 15 | 2014-05-05 | NH | YES | WKN | 1 | P2 | P | 0 | P
1978-05-05 | 16 | 2014-05-05 | NH | YES | WKN | 1 | P2 | P | 0 | P
1978-05-05 | 17 | 2014-05-05 | NH | YES | WKN | 1 | P2 | P | 0 | P
1978-05-05 | 18 | 2014-05-05 | NH | YES | WKN | 1 | P2 | P | 0 | P
1978-05-05 | 19 | 2014-05-05 | NH | YES | WKN | 1 | P2 | P | 0 | P
1978-05-05 | 20 | 2014-05-05 | NH | YES | WKN | 1 | P2 | P | 0 | P
1978-05-05 | 21 | 2014-05-05 | NH | YES | WKN | 1 | P2 | P | 0 | P
1978-05-05 | 22 | 2014-05-05 | NH | YES | WKN | 1 | P2 | P | 0 | P
1978-05-05 | 23 | 2014-05-05 | NH | YES | WKN | 1 | P2 | OP | 0 | OP
1978-05-05 | 0 | 2014-05-05 | NH | YES | WKN | 1 | P2 | OP | 0 | OP
1978-05-06 | 1 | 2014-05-06 | NH | YES | WKN | 1 | P2 | OP | 0 | OP
1978-05-06 | 2 | 2014-05-06 | NH | YES | WKN | 1 | P2 | OP | 0 | OP
1978-05-06 | 3 | 2014-05-06 | NH | YES | WKN | 1 | P2 | OP | 0 | OP
1978-05-06 | 4 | 2014-05-06 | NH | YES | WKN | 1 | P2 | OP | 0 | OP
1978-05-06 | 5 | 2014-05-06 | NH | YES | WKN | 1 | P2 | OP | 0 | OP
1978-05-06 | 6 | 2014-05-06 | NH | YES | WKN | 1 | P2 | P | 0 | P
1978-05-06 | 7 | 2014-05-06 | NH | YES | WKN | 1 | P2 | P | 0 | P
1978-05-06 | 8 | 2014-05-06 | NH | YES | WKN | 1 | P2 | P | 0 | P
1978-05-06 | 9 | 2014-05-06 | NH | YES | WKN | 1 | P2 | P | 0 | P
1978-05-06 | 10 | 2014-05-06 | NH | YES | WKN | 1 | P2 | P | 0 | P
1978-05-06 | 11 | 2014-05-06 | NH | YES | WKN | 1 | P2 | P | 0 | P
1978-05-06 | 12 | 2014-05-06 | NH | YES | WKN | 1 | P2 | P | 0 | P
1978-05-06 | 13 | 2014-05-06 | NH | YES | WKN | 1 | P2 | P | 0 | P
1978-05-06 | 14 | 2014-05-06 | NH | YES | WKN | 1 | P2 | P | 0 | P
1978-05-06 | 15 | 2014-05-06 | NH | YES | WKN | 1 | P2 | P | 0 | P
1978-05-06 | 16 | 2014-05-06 | NH | YES | WKN | 1 | P2 | P | 0 | P
1978-05-06 | 17 | 2014-05-06 | NH | YES | WKN | 1 | P2 | P | 0 | P
1978-05-06 | 18 | 2014-05-06 | NH | YES | WKN | 1 | P2 | P | 0 | P
1978-05-06 | 19 | 2014-05-06 | NH | YES | WKN | 1 | P2 | P | 0 | P
1978-05-06 | 20 | 2014-05-06 | NH | YES | WKN | 1 | P2 | P | 0 | P
1978-05-06 | 21 | 2014-05-06 | NH | YES | WKN | 1 | P2 | P | 0 | P
1978-05-06 | 22 | 2014-05-06 | NH | YES | WKN | 1 | P2 | P | 0 | P
1978-05-06 | 23 | 2014-05-06 | NH | YES | WKN | 1 | P2 | OP | 0 | OP
1978-05-06 | 0 | 2014-05-06 | NH | YES | WKN | 1 | P2 | OP | 0 | OP
1978-05-07 | 1 | 2014-05-07 | NH | YES | WKN | 1 | P2 | OP | 0 | OP
1978-05-07 | 2 | 2014-05-07 | NH | YES | WKN | 1 | P2 | OP | 0 | OP
1978-05-07 | 3 | 2014-05-07 | NH | YES | WKN | 1 | P2 | OP | 0 | OP
1978-05-07 | 4 | 2014-05-07 | NH | YES | WKN | 1 | P2 | OP | 0 | OP
1978-05-07 | 5 | 2014-05-07 | NH | YES | WKN | 1 | P2 | OP | 0 | OP
1978-05-07 | 6 | 2014-05-07 | NH | YES | WKN | 1 | P2 | P | 0 | P
1978-05-07 | 7 | 2014-05-07 | NH | YES | WKN | 1 | P2 | P | 0 | P
1978-05-07 | 8 | 2014-05-07 | NH | YES | WKN | 1 | P2 | P | 0 | P
1978-05-07 | 9 | 2014-05-07 | NH | YES | WKN | 1 | P2 | P | 0 | P
1978-05-07 | 10 | 2014-05-07 | NH | YES | WKN | 1 | P2 | P | 0 | P
1978-05-07 | 11 | 2014-05-07 | NH | YES | WKN | 1 | P2 | P | 0 | P
1978-05-07 | 12 | 2014-05-07 | NH | YES | WKN | 1 | P2 | P | 0 | P
1978-05-07 | 13 | 2014-05-07 | NH | YES | WKN | 1 | P2 | P | 0 | P
1978-05-07 | 14 | 2014-05-07 | NH | YES | WKN | 1 | P2 | P | 0 | P
1978-05-07 | 15 | 2014-05-07 | NH | YES | WKN | 1 | P2 | P | 0 | P
1978-05-07 | 16 | 2014-05-07 | NH | YES | WKN | 1 | P2 | P | 0 | P
1978-05-07 | 17 | 2014-05-07 | NH | YES | WKN | 1 | P2 | P | 0 | P
1978-05-07 | 18 | 2014-05-07 | NH | YES | WKN | 1 | P2 | P | 0 | P
1978-05-07 | 19 | 2014-05-07 | NH | YES | WKN | 1 | P2 | P | 0 | P
1978-05-07 | 20 | 2014-05-07 | NH | YES | WKN | 1 | P2 | P | 0 | P
1978-05-07 | 21 | 2014-05-07 | NH | YES | WKN | 1 | P2 | P | 0 | P
1978-05-07 | 22 | 2014-05-07 | NH | YES | WKN | 1 | P2 | P | 0 | P
1978-05-07 | 23 | 2014-05-07 | NH | YES | WKN | 1 | P2 | OP | 0 | OP
1978-05-07 | 0 | 2014-05-07 | NH | YES | WKN | 1 | P2 | OP | 0 | OP
1978-05-08 | 1 | 2014-05-08 | NH | YES | WKN | 1 | P2 | OP | 0 | OP
1978-05-08 | 2 | 2014-05-08 | NH | YES | WKN | 1 | P2 | OP | 0 | OP
1978-05-08 | 3 | 2014-05-08 | NH | YES | WKN | 1 | P2 | OP | 0 | OP
1978-05-08 | 4 | 2014-05-08 | NH | YES | WKN | 1 | P2 | OP | 0 | OP
1978-05-08 | 5 | 2014-05-08 | NH | YES | WKN | 1 | P2 | OP | 0 | OP
1978-05-08 | 6 | 2014-05-08 | NH | YES | WKN | 1 | P2 | P | 0 | P
1978-05-08 | 7 | 2014-05-08 | NH | YES | WKN | 1 | P2 | P | 0 | P
1978-05-08 | 8 | 2014-05-08 | NH | YES | WKN | 1 | P2 | P | 0 | P
1978-05-08 | 9 | 2014-05-08 | NH | YES | WKN | 1 | P2 | P | 0 | P
1978-05-08 | 10 | 2014-05-08 | NH | YES | WKN | 1 | P2 | P | 0 | P
1978-05-08 | 11 | 2014-05-08 | NH | YES | WKN | 1 | P2 | P | 0 | P
1978-05-08 | 12 | 2014-05-08 | NH | YES | WKN | 1 | P2 | P | 0 | P
1978-05-08 | 13 | 2014-05-08 | NH | YES | WKN | 1 | P2 | P | 0 | P
1978-05-08 | 14 | 2014-05-08 | NH | YES | WKN | 1 | P2 | P | 0 | P
1978-05-08 | 15 | 2014-05-08 | NH | YES | WKN | 1 | P2 | P | 0 | P
1978-05-08 | 16 | 2014-05-08 | NH | YES | WKN | 1 | P2 | P | 0 | P
1978-05-08 | 17 | 2014-05-08 | NH | YES | WKN | 1 | P2 | P | 0 | P
1978-05-08 | 18 | 2014-05-08 | NH | YES | WKN | 1 | P2 | P | 0 | P
1978-05-08 | 19 | 2014-05-08 | NH | YES | WKN | 1 | P2 | P | 0 | P
1978-05-08 | 20 | 2014-05-08 | NH | YES | WKN | 1 | P2 | P | 0 | P
1978-05-08 | 21 | 2014-05-08 | NH | YES | WKN | 1 | P2 | P | 0 | P
1978-05-08 | 22 | 2014-05-08 | NH | YES | WKN | 1 | P2 | P | 0 | P
1978-05-08 | 23 | 2014-05-08 | NH | YES | WKN | 1 | P2 | OP | 0 | OP
1978-05-08 | 0 | 2014-05-08 | NH | YES | WKN | 1 | P2 | OP | 0 | OP
1978-05-09 | 1 | 2014-05-09 | NH | YES | WKN | 1 | P2 | OP | 0 | OP
1978-05-09 | 2 | 2014-05-09 | NH | YES | WKN | 1 | P2 | OP | 0 | OP
1978-05-09 | 3 | 2014-05-09 | NH | YES | WKN | 1 | P2 | OP | 0 | OP
1978-05-09 | 4 | 2014-05-09 | NH | YES | WKN | 1 | P2 | OP | 0 | OP
1978-05-09 | 5 | 2014-05-09 | NH | YES | WKN | 1 | P2 | OP | 0 | OP
1978-05-09 | 6 | 2014-05-09 | NH | YES | WKN | 1 | P2 | P | 0 | P
1978-05-09 | 7 | 2014-05-09 | NH | YES | WKN | 1 | P2 | P | 0 | P
1978-05-09 | 8 | 2014-05-09 | NH | YES | WKN | 1 | P2 | P | 0 | P
1978-05-09 | 9 | 2014-05-09 | NH | YES | WKN | 1 | P2 | P | 0 | P
1978-05-09 | 10 | 2014-05-09 | NH | YES | WKN | 1 | P2 | P | 0 | P
1978-05-09 | 11 | 2014-05-09 | NH | YES | WKN | 1 | P2 | P | 0 | P
1978-05-09 | 12 | 2014-05-09 | NH | YES | WKN | 1 | P2 | P | 0 | P
1978-05-09 | 13 | 2014-05-09 | NH | YES | WKN | 1 | P2 | P | 0 | P
1978-05-09 | 14 | 2014-05-09 | NH | YES | WKN | 1 | P2 | P | 0 | P
1978-05-09 | 15 | 2014-05-09 | NH | YES | WKN | 1 | P2 | P | 0 | P
1978-05-09 | 16 | 2014-05-09 | NH | YES | WKN | 1 | P2 | P | 0 | P
1978-05-09 | 17 | 2014-05-09 | NH | YES | WKN | 1 | P2 | P | 0 | P
1978-05-09 | 18 | 2014-05-09 | NH | YES | WKN | 1 | P2 | P | 0 | P
1978-05-09 | 19 | 2014-05-09 | NH | YES | WKN | 1 | P2 | P | 0 | P
1978-05-09 | 20 | 2014-05-09 | NH | YES | WKN | 1 | P2 | P | 0 | P
1978-05-09 | 21 | 2014-05-09 | NH | YES | WKN | 1 | P2 | P | 0 | P
1978-05-09 | 22 | 2014-05-09 | NH | YES | WKN | 1 | P2 | P | 0 | P
1978-05-09 | 23 | 2014-05-09 | NH | YES | WKN | 1 | P2 | OP | 0 | OP
1978-05-09 | 0 | 2014-05-09 | NH | YES | WKN | 1 | P2 | OP | 0 | OP
1978-05-10 | 1 | 2014-05-10 | NH | NO | WE | 0 | P2 | OP | 0 | OP
1978-05-10 | 2 | 2014-05-10 | NH | NO | WE | 0 | P2 | OP | 0 | OP
1978-05-10 | 3 | 2014-05-10 | NH | NO | WE | 0 | P2 | OP | 0 | OP
1978-05-10 | 4 | 2014-05-10 | NH | NO | WE | 0 | P2 | OP | 0 | OP
1978-05-10 | 5 | 2014-05-10 | NH | NO | WE | 0 | P2 | OP | 0 | OP
1978-05-10 | 6 | 2014-05-10 | NH | NO | WE | 0 | P2 | OP | 0 | OP
1978-05-10 | 7 | 2014-05-10 | NH | NO | WE | 0 | P2 | OP | 0 | OP
1978-05-10 | 8 | 2014-05-10 | NH | NO | WE | 0 | P2 | OP | 0 | OP
1978-05-10 | 9 | 2014-05-10 | NH | NO | WE | 0 | P2 | OP | 0 | OP
1978-05-10 | 10 | 2014-05-10 | NH | NO | WE | 0 | P2 | OP | 0 | OP
1978-05-10 | 11 | 2014-05-10 | NH | NO | WE | 0 | P2 | OP | 0 | OP
1978-05-10 | 12 | 2014-05-10 | NH | NO | WE | 0 | P2 | OP | 0 | OP
1978-05-10 | 13 | 2014-05-10 | NH | NO | WE | 0 | P2 | OP | 0 | OP
1978-05-10 | 14 | 2014-05-10 | NH | NO | WE | 0 | P2 | OP | 0 | OP
1978-05-10 | 15 | 2014-05-10 | NH | NO | WE | 0 | P2 | OP | 0 | OP
1978-05-10 | 16 | 2014-05-10 | NH | NO | WE | 0 | P2 | OP | 0 | OP
1978-05-10 | 17 | 2014-05-10 | NH | NO | WE | 0 | P2 | OP | 0 | OP
1978-05-10 | 18 | 2014-05-10 | NH | NO | WE | 0 | P2 | OP | 0 | OP
1978-05-10 | 19 | 2014-05-10 | NH | NO | WE | 0 | P2 | OP | 0 | OP
1978-05-10 | 20 | 2014-05-10 | NH | NO | WE | 0 | P2 | OP | 0 | OP
1978-05-10 | 21 | 2014-05-10 | NH | NO | WE | 0 | P2 | OP | 0 | OP
1978-05-10 | 22 | 2014-05-10 | NH | NO | WE | 0 | P2 | OP | 0 | OP
1978-05-10 | 23 | 2014-05-10 | NH | NO | WE | 0 | P2 | OP | 0 | OP
1978-05-10 | 0 | 2014-05-10 | NH | NO | WE | 0 | P2 | OP | 0 | OP
1978-05-11 | 1 | 2014-05-11 | NH | NO | WE | 0 | P2 | OP | 0 | OP
1978-05-11 | 2 | 2014-05-11 | NH | NO | WE | 0 | P2 | OP | 0 | OP
1978-05-11 | 3 | 2014-05-11 | NH | NO | WE | 0 | P2 | OP | 0 | OP
1978-05-11 | 4 | 2014-05-11 | NH | NO | WE | 0 | P2 | OP | 0 | OP
1978-05-11 | 5 | 2014-05-11 | NH | NO | WE | 0 | P2 | OP | 0 | OP
1978-05-11 | 6 | 2014-05-11 | NH | NO | WE | 0 | P2 | OP | 0 | OP
1978-05-11 | 7 | 2014-05-11 | NH | NO | WE | 0 | P2 | OP | 0 | OP
1978-05-11 | 8 | 2014-05-11 | NH | NO | WE | 0 | P2 | OP | 0 | OP
1978-05-11 | 9 | 2014-05-11 | NH | NO | WE | 0 | P2 | OP | 0 | OP
1978-05-11 | 10 | 2014-05-11 | NH | NO | WE | 0 | P2 | OP | 0 | OP
1978-05-11 | 11 | 2014-05-11 | NH | NO | WE | 0 | P2 | OP | 0 | OP
1978-05-11 | 12 | 2014-05-11 | NH | NO | WE | 0 | P2 | OP | 0 | OP
1978-05-11 | 13 | 2014-05-11 | NH | NO | WE | 0 | P2 | OP | 0 | OP
1978-05-11 | 14 | 2014-05-11 | NH | NO | WE | 0 | P2 | OP | 0 | OP
1978-05-11 | 15 | 2014-05-11 | NH | NO | WE | 0 | P2 | OP | 0 | OP
1978-05-11 | 16 | 2014-05-11 | NH | NO | WE | 0 | P2 | OP | 0 | OP
1978-05-11 | 17 | 2014-05-11 | NH | NO | WE | 0 | P2 | OP | 0 | OP
1978-05-11 | 18 | 2014-05-11 | NH | NO | WE | 0 | P2 | OP | 0 | OP
1978-05-11 | 19 | 2014-05-11 | NH | NO | WE | 0 | P2 | OP | 0 | OP
1978-05-11 | 20 | 2014-05-11 | NH | NO | WE | 0 | P2 | OP | 0 | OP
1978-05-11 | 21 | 2014-05-11 | NH | NO | WE | 0 | P2 | OP | 0 | OP
1978-05-11 | 22 | 2014-05-11 | NH | NO | WE | 0 | P2 | OP | 0 | OP
1978-05-11 | 23 | 2014-05-11 | NH | NO | WE | 0 | P2 | OP | 0 | OP
1978-05-11 | 0 | 2014-05-11 | NH | NO | WE | 0 | P2 | OP | 0 | OP
1978-05-12 | 1 | 2014-05-12 | NH | YES | WKN | 1 | P2 | OP | 0 | OP
1978-05-12 | 2 | 2014-05-12 | NH | YES | WKN | 1 | P2 | OP | 0 | OP
1978-05-12 | 3 | 2014-05-12 | NH | YES | WKN | 1 | P2 | OP | 0 | OP
1978-05-12 | 4 | 2014-05-12 | NH | YES | WKN | 1 | P2 | OP | 0 | OP
1978-05-12 | 5 | 2014-05-12 | NH | YES | WKN | 1 | P2 | OP | 0 | OP
1978-05-12 | 6 | 2014-05-12 | NH | YES | WKN | 1 | P2 | P | 0 | P
1978-05-12 | 7 | 2014-05-12 | NH | YES | WKN | 1 | P2 | P | 0 | P
1978-05-12 | 8 | 2014-05-12 | NH | YES | WKN | 1 | P2 | P | 0 | P
1978-05-12 | 9 | 2014-05-12 | NH | YES | WKN | 1 | P2 | P | 0 | P
1978-05-12 | 10 | 2014-05-12 | NH | YES | WKN | 1 | P2 | P | 0 | P
1978-05-12 | 11 | 2014-05-12 | NH | YES | WKN | 1 | P2 | P | 0 | P
1978-05-12 | 12 | 2014-05-12 | NH | YES | WKN | 1 | P2 | P | 0 | P
1978-05-12 | 13 | 2014-05-12 | NH | YES | WKN | 1 | P2 | P | 0 | P
1978-05-12 | 14 | 2014-05-12 | NH | YES | WKN | 1 | P2 | P | 0 | P
1978-05-12 | 15 | 2014-05-12 | NH | YES | WKN | 1 | P2 | P | 0 | P
1978-05-12 | 16 | 2014-05-12 | NH | YES | WKN | 1 | P2 | P | 0 | P
1978-05-12 | 17 | 2014-05-12 | NH | YES | WKN | 1 | P2 | P | 0 | P
1978-05-12 | 18 | 2014-05-12 | NH | YES | WKN | 1 | P2 | P | 0 | P
1978-05-12 | 19 | 2014-05-12 | NH | YES | WKN | 1 | P2 | P | 0 | P
1978-05-12 | 20 | 2014-05-12 | NH | YES | WKN | 1 | P2 | P | 0 | P
1978-05-12 | 21 | 2014-05-12 | NH | YES | WKN | 1 | P2 | P | 0 | P
1978-05-12 | 22 | 2014-05-12 | NH | YES | WKN | 1 | P2 | P | 0 | P
1978-05-12 | 23 | 2014-05-12 | NH | YES | WKN | 1 | P2 | OP | 0 | OP
1978-05-12 | 0 | 2014-05-12 | NH | YES | WKN | 1 | P2 | OP | 0 | OP
1978-05-13 | 1 | 2014-05-13 | NH | YES | WKN | 1 | P2 | OP | 0 | OP
1978-05-13 | 2 | 2014-05-13 | NH | YES | WKN | 1 | P2 | OP | 0 | OP
1978-05-13 | 3 | 2014-05-13 | NH | YES | WKN | 1 | P2 | OP | 0 | OP
1978-05-13 | 4 | 2014-05-13 | NH | YES | WKN | 1 | P2 | OP | 0 | OP
1978-05-13 | 5 | 2014-05-13 | NH | YES | WKN | 1 | P2 | OP | 0 | OP
1978-05-13 | 6 | 2014-05-13 | NH | YES | WKN | 1 | P2 | P | 0 | P
1978-05-13 | 7 | 2014-05-13 | NH | YES | WKN | 1 | P2 | P | 0 | P
1978-05-13 | 8 | 2014-05-13 | NH | YES | WKN | 1 | P2 | P | 0 | P
1978-05-13 | 9 | 2014-05-13 | NH | YES | WKN | 1 | P2 | P | 0 | P
1978-05-13 | 10 | 2014-05-13 | NH | YES | WKN | 1 | P2 | P | 0 | P
1978-05-13 | 11 | 2014-05-13 | NH | YES | WKN | 1 | P2 | P | 0 | P
1978-05-13 | 12 | 2014-05-13 | NH | YES | WKN | 1 | P2 | P | 0 | P
1978-05-13 | 13 | 2014-05-13 | NH | YES | WKN | 1 | P2 | P | 0 | P
1978-05-13 | 14 | 2014-05-13 | NH | YES | WKN | 1 | P2 | P | 0 | P
1978-05-13 | 15 | 2014-05-13 | NH | YES | WKN | 1 | P2 | P | 0 | P
1978-05-13 | 16 | 2014-05-13 | NH | YES | WKN | 1 | P2 | P | 0 | P
1978-05-13 | 17 | 2014-05-13 | NH | YES | WKN | 1 | P2 | P | 0 | P
1978-05-13 | 18 | 2014-05-13 | NH | YES | WKN | 1 | P2 | P | 0 | P
1978-05-13 | 19 | 2014-05-13 | NH | YES | WKN | 1 | P2 | P | 0 | P
1978-05-13 | 20 | 2014-05-13 | NH | YES | WKN | 1 | P2 | P | 0 | P
1978-05-13 | 21 | 2014-05-13 | NH | YES | WKN | 1 | P2 | P | 0 | P
1978-05-13 | 22 | 2014-05-13 | NH | YES | WKN | 1 | P2 | P | 0 | P
1978-05-13 | 23 | 2014-05-13 | NH | YES | WKN | 1 | P2 | OP | 0 | OP
1978-05-13 | 0 | 2014-05-13 | NH | YES | WKN | 1 | P2 | OP | 0 | OP
1978-05-14 | 1 | 2014-05-14 | NH | YES | WKN | 1 | P2 | OP | 0 | OP
1978-05-14 | 2 | 2014-05-14 | NH | YES | WKN | 1 | P2 | OP | 0 | OP
1978-05-14 | 3 | 2014-05-14 | NH | YES | WKN | 1 | P2 | OP | 0 | OP
1978-05-14 | 4 | 2014-05-14 | NH | YES | WKN | 1 | P2 | OP | 0 | OP
1978-05-14 | 5 | 2014-05-14 | NH | YES | WKN | 1 | P2 | OP | 0 | OP
1978-05-14 | 6 | 2014-05-14 | NH | YES | WKN | 1 | P2 | P | 0 | P
1978-05-14 | 7 | 2014-05-14 | NH | YES | WKN | 1 | P2 | P | 0 | P
1978-05-14 | 8 | 2014-05-14 | NH | YES | WKN | 1 | P2 | P | 0 | P
1978-05-14 | 9 | 2014-05-14 | NH | YES | WKN | 1 | P2 | P | 0 | P
1978-05-14 | 10 | 2014-05-14 | NH | YES | WKN | 1 | P2 | P | 0 | P
1978-05-14 | 11 | 2014-05-14 | NH | YES | WKN | 1 | P2 | P | 0 | P
1978-05-14 | 12 | 2014-05-14 | NH | YES | WKN | 1 | P2 | P | 0 | P
1978-05-14 | 13 | 2014-05-14 | NH | YES | WKN | 1 | P2 | P | 0 | P
1978-05-14 | 14 | 2014-05-14 | NH | YES | WKN | 1 | P2 | P | 0 | P
1978-05-14 | 15 | 2014-05-14 | NH | YES | WKN | 1 | P2 | P | 0 | P
1978-05-14 | 16 | 2014-05-14 | NH | YES | WKN | 1 | P2 | P | 0 | P
1978-05-14 | 17 | 2014-05-14 | NH | YES | WKN | 1 | P2 | P | 0 | P
1978-05-14 | 18 | 2014-05-14 | NH | YES | WKN | 1 | P2 | P | 0 | P
1978-05-14 | 19 | 2014-05-14 | NH | YES | WKN | 1 | P2 | P | 0 | P
1978-05-14 | 20 | 2014-05-14 | NH | YES | WKN | 1 | P2 | P | 0 | P
1978-05-14 | 21 | 2014-05-14 | NH | YES | WKN | 1 | P2 | P | 0 | P
1978-05-14 | 22 | 2014-05-14 | NH | YES | WKN | 1 | P2 | P | 0 | P
1978-05-14 | 23 | 2014-05-14 | NH | YES | WKN | 1 | P2 | OP | 0 | OP
1978-05-14 | 0 | 2014-05-14 | NH | YES | WKN | 1 | P2 | OP | 0 | OP
1978-05-15 | 1 | 2014-05-15 | NH | YES | WKN | 1 | P2 | OP | 0 | OP
1978-05-15 | 2 | 2014-05-15 | NH | YES | WKN | 1 | P2 | OP | 0 | OP
1978-05-15 | 3 | 2014-05-15 | NH | YES | WKN | 1 | P2 | OP | 0 | OP
1978-05-15 | 4 | 2014-05-15 | NH | YES | WKN | 1 | P2 | OP | 0 | OP
1978-05-15 | 5 | 2014-05-15 | NH | YES | WKN | 1 | P2 | OP | 0 | OP
1978-05-15 | 6 | 2014-05-15 | NH | YES | WKN | 1 | P2 | P | 0 | P
1978-05-15 | 7 | 2014-05-15 | NH | YES | WKN | 1 | P2 | P | 0 | P
1978-05-15 | 8 | 2014-05-15 | NH | YES | WKN | 1 | P2 | P | 0 | P
1978-05-15 | 9 | 2014-05-15 | NH | YES | WKN | 1 | P2 | P | 0 | P
1978-05-15 | 10 | 2014-05-15 | NH | YES | WKN | 1 | P2 | P | 0 | P
1978-05-15 | 11 | 2014-05-15 | NH | YES | WKN | 1 | P2 | P | 0 | P
1978-05-15 | 12 | 2014-05-15 | NH | YES | WKN | 1 | P2 | P | 0 | P
1978-05-15 | 13 | 2014-05-15 | NH | YES | WKN | 1 | P2 | P | 0 | P
1978-05-15 | 14 | 2014-05-15 | NH | YES | WKN | 1 | P2 | P | 0 | P
1978-05-15 | 15 | 2014-05-15 | NH | YES | WKN | 1 | P2 | P | 0 | P
1978-05-15 | 16 | 2014-05-15 | NH | YES | WKN | 1 | P2 | P | 0 | P
1978-05-15 | 17 | 2014-05-15 | NH | YES | WKN | 1 | P2 | P | 0 | P
1978-05-15 | 18 | 2014-05-15 | NH | YES | WKN | 1 | P2 | P | 0 | P
1978-05-15 | 19 | 2014-05-15 | NH | YES | WKN | 1 | P2 | P | 0 | P
1978-05-15 | 20 | 2014-05-15 | NH | YES | WKN | 1 | P2 | P | 0 | P
1978-05-15 | 21 | 2014-05-15 | NH | YES | WKN | 1 | P2 | P | 0 | P
1978-05-15 | 22 | 2014-05-15 | NH | YES | WKN | 1 | P2 | P | 0 | P
1978-05-15 | 23 | 2014-05-15 | NH | YES | WKN | 1 | P2 | OP | 0 | OP
1978-05-15 | 0 | 2014-05-15 | NH | YES | WKN | 1 | P2 | OP | 0 | OP
1978-05-16 | 1 | 2014-05-16 | NH | YES | WKN | 1 | P2 | OP | 0 | OP
1978-05-16 | 2 | 2014-05-16 | NH | YES | WKN | 1 | P2 | OP | 0 | OP
1978-05-16 | 3 | 2014-05-16 | NH | YES | WKN | 1 | P2 | OP | 0 | OP
1978-05-16 | 4 | 2014-05-16 | NH | YES | WKN | 1 | P2 | OP | 0 | OP
1978-05-16 | 5 | 2014-05-16 | NH | YES | WKN | 1 | P2 | OP | 0 | OP
1978-05-16 | 6 | 2014-05-16 | NH | YES | WKN | 1 | P2 | P | 0 | P
1978-05-16 | 7 | 2014-05-16 | NH | YES | WKN | 1 | P2 | P | 0 | P
1978-05-16 | 8 | 2014-05-16 | NH | YES | WKN | 1 | P2 | P | 0 | P
1978-05-16 | 9 | 2014-05-16 | NH | YES | WKN | 1 | P2 | P | 0 | P
1978-05-16 | 10 | 2014-05-16 | NH | YES | WKN | 1 | P2 | P | 0 | P
1978-05-16 | 11 | 2014-05-16 | NH | YES | WKN | 1 | P2 | P | 0 | P
1978-05-16 | 12 | 2014-05-16 | NH | YES | WKN | 1 | P2 | P | 0 | P
1978-05-16 | 13 | 2014-05-16 | NH | YES | WKN | 1 | P2 | P | 0 | P
1978-05-16 | 14 | 2014-05-16 | NH | YES | WKN | 1 | P2 | P | 0 | P
1978-05-16 | 15 | 2014-05-16 | NH | YES | WKN | 1 | P2 | P | 0 | P
1978-05-16 | 16 | 2014-05-16 | NH | YES | WKN | 1 | P2 | P | 0 | P
1978-05-16 | 17 | 2014-05-16 | NH | YES | WKN | 1 | P2 | P | 0 | P
1978-05-16 | 18 | 2014-05-16 | NH | YES | WKN | 1 | P2 | P | 0 | P
1978-05-16 | 19 | 2014-05-16 | NH | YES | WKN | 1 | P2 | P | 0 | P
1978-05-16 | 20 | 2014-05-16 | NH | YES | WKN | 1 | P2 | P | 0 | P
1978-05-16 | 21 | 2014-05-16 | NH | YES | WKN | 1 | P2 | P | 0 | P
1978-05-16 | 22 | 2014-05-16 | NH | YES | WKN | 1 | P2 | P | 0 | P
1978-05-16 | 23 | 2014-05-16 | NH | YES | WKN | 1 | P2 | OP | 0 | OP
1978-05-16 | 0 | 2014-05-16 | NH | YES | WKN | 1 | P2 | OP | 0 | OP
1978-05-17 | 1 | 2014-05-17 | NH | NO | WE | 0 | P2 | OP | 0 | OP
1978-05-17 | 2 | 2014-05-17 | NH | NO | WE | 0 | P2 | OP | 0 | OP
1978-05-17 | 3 | 2014-05-17 | NH | NO | WE | 0 | P2 | OP | 0 | OP
1978-05-17 | 4 | 2014-05-17 | NH | NO | WE | 0 | P2 | OP | 0 | OP
1978-05-17 | 5 | 2014-05-17 | NH | NO | WE | 0 | P2 | OP | 0 | OP
1978-05-17 | 6 | 2014-05-17 | NH | NO | WE | 0 | P2 | OP | 0 | OP
1978-05-17 | 7 | 2014-05-17 | NH | NO | WE | 0 | P2 | OP | 0 | OP
1978-05-17 | 8 | 2014-05-17 | NH | NO | WE | 0 | P2 | OP | 0 | OP
1978-05-17 | 9 | 2014-05-17 | NH | NO | WE | 0 | P2 | OP | 0 | OP
1978-05-17 | 10 | 2014-05-17 | NH | NO | WE | 0 | P2 | OP | 0 | OP
1978-05-17 | 11 | 2014-05-17 | NH | NO | WE | 0 | P2 | OP | 0 | OP
1978-05-17 | 12 | 2014-05-17 | NH | NO | WE | 0 | P2 | OP | 0 | OP
1978-05-17 | 13 | 2014-05-17 | NH | NO | WE | 0 | P2 | OP | 0 | OP
1978-05-17 | 14 | 2014-05-17 | NH | NO | WE | 0 | P2 | OP | 0 | OP
1978-05-17 | 15 | 2014-05-17 | NH | NO | WE | 0 | P2 | OP | 0 | OP
1978-05-17 | 16 | 2014-05-17 | NH | NO | WE | 0 | P2 | OP | 0 | OP
1978-05-17 | 17 | 2014-05-17 | NH | NO | WE | 0 | P2 | OP | 0 | OP
1978-05-17 | 18 | 2014-05-17 | NH | NO | WE | 0 | P2 | OP | 0 | OP
1978-05-17 | 19 | 2014-05-17 | NH | NO | WE | 0 | P2 | OP | 0 | OP
1978-05-17 | 20 | 2014-05-17 | NH | NO | WE | 0 | P2 | OP | 0 | OP
1978-05-17 | 21 | 2014-05-17 | NH | NO | WE | 0 | P2 | OP | 0 | OP
1978-05-17 | 22 | 2014-05-17 | NH | NO | WE | 0 | P2 | OP | 0 | OP
1978-05-17 | 23 | 2014-05-17 | NH | NO | WE | 0 | P2 | OP | 0 | OP
1978-05-17 | 0 | 2014-05-17 | NH | NO | WE | 0 | P2 | OP | 0 | OP
1978-05-18 | 1 | 2014-05-18 | NH | NO | WE | 0 | P2 | OP | 0 | OP
1978-05-18 | 2 | 2014-05-18 | NH | NO | WE | 0 | P2 | OP | 0 | OP
1978-05-18 | 3 | 2014-05-18 | NH | NO | WE | 0 | P2 | OP | 0 | OP
1978-05-18 | 4 | 2014-05-18 | NH | NO | WE | 0 | P2 | OP | 0 | OP
1978-05-18 | 5 | 2014-05-18 | NH | NO | WE | 0 | P2 | OP | 0 | OP
1978-05-18 | 6 | 2014-05-18 | NH | NO | WE | 0 | P2 | OP | 0 | OP
1978-05-18 | 7 | 2014-05-18 | NH | NO | WE | 0 | P2 | OP | 0 | OP
1978-05-18 | 8 | 2014-05-18 | NH | NO | WE | 0 | P2 | OP | 0 | OP
1978-05-18 | 9 | 2014-05-18 | NH | NO | WE | 0 | P2 | OP | 0 | OP
1978-05-18 | 10 | 2014-05-18 | NH | NO | WE | 0 | P2 | OP | 0 | OP
1978-05-18 | 11 | 2014-05-18 | NH | NO | WE | 0 | P2 | OP | 0 | OP
1978-05-18 | 12 | 2014-05-18 | NH | NO | WE | 0 | P2 | OP | 0 | OP
1978-05-18 | 13 | 2014-05-18 | NH | NO | WE | 0 | P2 | OP | 0 | OP
1978-05-18 | 14 | 2014-05-18 | NH | NO | WE | 0 | P2 | OP | 0 | OP
1978-05-18 | 15 | 2014-05-18 | NH | NO | WE | 0 | P2 | OP | 0 | OP
1978-05-18 | 16 | 2014-05-18 | NH | NO | WE | 0 | P2 | OP | 0 | OP
1978-05-18 | 17 | 2014-05-18 | NH | NO | WE | 0 | P2 | OP | 0 | OP
1978-05-18 | 18 | 2014-05-18 | NH | NO | WE | 0 | P2 | OP | 0 | OP
1978-05-18 | 19 | 2014-05-18 | NH | NO | WE | 0 | P2 | OP | 0 | OP
1978-05-18 | 20 | 2014-05-18 | NH | NO | WE | 0 | P2 | OP | 0 | OP
1978-05-18 | 21 | 2014-05-18 | NH | NO | WE | 0 | P2 | OP | 0 | OP
1978-05-18 | 22 | 2014-05-18 | NH | NO | WE | 0 | P2 | OP | 0 | OP
1978-05-18 | 23 | 2014-05-18 | NH | NO | WE | 0 | P2 | OP | 0 | OP
1978-05-18 | 0 | 2014-05-18 | NH | NO | WE | 0 | P2 | OP | 0 | OP
1978-05-19 | 1 | 2014-05-19 | NH | YES | WKN | 1 | P2 | OP | 0 | OP
1978-05-19 | 2 | 2014-05-19 | NH | YES | WKN | 1 | P2 | OP | 0 | OP
1978-05-19 | 3 | 2014-05-19 | NH | YES | WKN | 1 | P2 | OP | 0 | OP
1978-05-19 | 4 | 2014-05-19 | NH | YES | WKN | 1 | P2 | OP | 0 | OP
1978-05-19 | 5 | 2014-05-19 | NH | YES | WKN | 1 | P2 | OP | 0 | OP
1978-05-19 | 6 | 2014-05-19 | NH | YES | WKN | 1 | P2 | P | 0 | P
1978-05-19 | 7 | 2014-05-19 | NH | YES | WKN | 1 | P2 | P | 0 | P
1978-05-19 | 8 | 2014-05-19 | NH | YES | WKN | 1 | P2 | P | 0 | P
1978-05-19 | 9 | 2014-05-19 | NH | YES | WKN | 1 | P2 | P | 0 | P
1978-05-19 | 10 | 2014-05-19 | NH | YES | WKN | 1 | P2 | P | 0 | P
1978-05-19 | 11 | 2014-05-19 | NH | YES | WKN | 1 | P2 | P | 0 | P
1978-05-19 | 12 | 2014-05-19 | NH | YES | WKN | 1 | P2 | P | 0 | P
1978-05-19 | 13 | 2014-05-19 | NH | YES | WKN | 1 | P2 | P | 0 | P
1978-05-19 | 14 | 2014-05-19 | NH | YES | WKN | 1 | P2 | P | 0 | P
1978-05-19 | 15 | 2014-05-19 | NH | YES | WKN | 1 | P2 | P | 0 | P
1978-05-19 | 16 | 2014-05-19 | NH | YES | WKN | 1 | P2 | P | 0 | P
1978-05-19 | 17 | 2014-05-19 | NH | YES | WKN | 1 | P2 | P | 0 | P
1978-05-19 | 18 | 2014-05-19 | NH | YES | WKN | 1 | P2 | P | 0 | P
1978-05-19 | 19 | 2014-05-19 | NH | YES | WKN | 1 | P2 | P | 0 | P
1978-05-19 | 20 | 2014-05-19 | NH | YES | WKN | 1 | P2 | P | 0 | P
1978-05-19 | 21 | 2014-05-19 | NH | YES | WKN | 1 | P2 | P | 0 | P
1978-05-19 | 22 | 2014-05-19 | NH | YES | WKN | 1 | P2 | P | 0 | P
1978-05-19 | 23 | 2014-05-19 | NH | YES | WKN | 1 | P2 | OP | 0 | OP
1978-05-19 | 0 | 2014-05-19 | NH | YES | WKN | 1 | P2 | OP | 0 | OP
1978-05-20 | 1 | 2014-05-20 | NH | YES | WKN | 1 | P2 | OP | 0 | OP
1978-05-20 | 2 | 2014-05-20 | NH | YES | WKN | 1 | P2 | OP | 0 | OP
1978-05-20 | 3 | 2014-05-20 | NH | YES | WKN | 1 | P2 | OP | 0 | OP
1978-05-20 | 4 | 2014-05-20 | NH | YES | WKN | 1 | P2 | OP | 0 | OP
1978-05-20 | 5 | 2014-05-20 | NH | YES | WKN | 1 | P2 | OP | 0 | OP
1978-05-20 | 6 | 2014-05-20 | NH | YES | WKN | 1 | P2 | P | 0 | P
1978-05-20 | 7 | 2014-05-20 | NH | YES | WKN | 1 | P2 | P | 0 | P
1978-05-20 | 8 | 2014-05-20 | NH | YES | WKN | 1 | P2 | P | 0 | P
1978-05-20 | 9 | 2014-05-20 | NH | YES | WKN | 1 | P2 | P | 0 | P
1978-05-20 | 10 | 2014-05-20 | NH | YES | WKN | 1 | P2 | P | 0 | P
1978-05-20 | 11 | 2014-05-20 | NH | YES | WKN | 1 | P2 | P | 0 | P
1978-05-20 | 12 | 2014-05-20 | NH | YES | WKN | 1 | P2 | P | 0 | P
1978-05-20 | 13 | 2014-05-20 | NH | YES | WKN | 1 | P2 | P | 0 | P
1978-05-20 | 14 | 2014-05-20 | NH | YES | WKN | 1 | P2 | P | 0 | P
1978-05-20 | 15 | 2014-05-20 | NH | YES | WKN | 1 | P2 | P | 0 | P
1978-05-20 | 16 | 2014-05-20 | NH | YES | WKN | 1 | P2 | P | 0 | P
1978-05-20 | 17 | 2014-05-20 | NH | YES | WKN | 1 | P2 | P | 0 | P
1978-05-20 | 18 | 2014-05-20 | NH | YES | WKN | 1 | P2 | P | 0 | P
1978-05-20 | 19 | 2014-05-20 | NH | YES | WKN | 1 | P2 | P | 0 | P
1978-05-20 | 20 | 2014-05-20 | NH | YES | WKN | 1 | P2 | P | 0 | P
1978-05-20 | 21 | 2014-05-20 | NH | YES | WKN | 1 | P2 | P | 0 | P
1978-05-20 | 22 | 2014-05-20 | NH | YES | WKN | 1 | P2 | P | 0 | P
1978-05-20 | 23 | 2014-05-20 | NH | YES | WKN | 1 | P2 | OP | 0 | OP
1978-05-20 | 0 | 2014-05-20 | NH | YES | WKN | 1 | P2 | OP | 0 | OP
1978-05-21 | 1 | 2014-05-21 | NH | YES | WKN | 1 | P2 | OP | 0 | OP
1978-05-21 | 2 | 2014-05-21 | NH | YES | WKN | 1 | P2 | OP | 0 | OP
1978-05-21 | 3 | 2014-05-21 | NH | YES | WKN | 1 | P2 | OP | 0 | OP
1978-05-21 | 4 | 2014-05-21 | NH | YES | WKN | 1 | P2 | OP | 0 | OP
1978-05-21 | 5 | 2014-05-21 | NH | YES | WKN | 1 | P2 | OP | 0 | OP
1978-05-21 | 6 | 2014-05-21 | NH | YES | WKN | 1 | P2 | P | 0 | P
1978-05-21 | 7 | 2014-05-21 | NH | YES | WKN | 1 | P2 | P | 0 | P
1978-05-21 | 8 | 2014-05-21 | NH | YES | WKN | 1 | P2 | P | 0 | P
1978-05-21 | 9 | 2014-05-21 | NH | YES | WKN | 1 | P2 | P | 0 | P
1978-05-21 | 10 | 2014-05-21 | NH | YES | WKN | 1 | P2 | P | 0 | P
1978-05-21 | 11 | 2014-05-21 | NH | YES | WKN | 1 | P2 | P | 0 | P
1978-05-21 | 12 | 2014-05-21 | NH | YES | WKN | 1 | P2 | P | 0 | P
1978-05-21 | 13 | 2014-05-21 | NH | YES | WKN | 1 | P2 | P | 0 | P
1978-05-21 | 14 | 2014-05-21 | NH | YES | WKN | 1 | P2 | P | 0 | P
1978-05-21 | 15 | 2014-05-21 | NH | YES | WKN | 1 | P2 | P | 0 | P
1978-05-21 | 16 | 2014-05-21 | NH | YES | WKN | 1 | P2 | P | 0 | P
1978-05-21 | 17 | 2014-05-21 | NH | YES | WKN | 1 | P2 | P | 0 | P
1978-05-21 | 18 | 2014-05-21 | NH | YES | WKN | 1 | P2 | P | 0 | P
1978-05-21 | 19 | 2014-05-21 | NH | YES | WKN | 1 | P2 | P | 0 | P
1978-05-21 | 20 | 2014-05-21 | NH | YES | WKN | 1 | P2 | P | 0 | P
1978-05-21 | 21 | 2014-05-21 | NH | YES | WKN | 1 | P2 | P | 0 | P
1978-05-21 | 22 | 2014-05-21 | NH | YES | WKN | 1 | P2 | P | 0 | P
1978-05-21 | 23 | 2014-05-21 | NH | YES | WKN | 1 | P2 | OP | 0 | OP
1978-05-21 | 0 | 2014-05-21 | NH | YES | WKN | 1 | P2 | OP | 0 | OP
1978-05-22 | 1 | 2014-05-22 | NH | YES | WKN | 1 | P2 | OP | 0 | OP
1978-05-22 | 2 | 2014-05-22 | NH | YES | WKN | 1 | P2 | OP | 0 | OP
1978-05-22 | 3 | 2014-05-22 | NH | YES | WKN | 1 | P2 | OP | 0 | OP
1978-05-22 | 4 | 2014-05-22 | NH | YES | WKN | 1 | P2 | OP | 0 | OP
1978-05-22 | 5 | 2014-05-22 | NH | YES | WKN | 1 | P2 | OP | 0 | OP
1978-05-22 | 6 | 2014-05-22 | NH | YES | WKN | 1 | P2 | P | 0 | P
1978-05-22 | 7 | 2014-05-22 | NH | YES | WKN | 1 | P2 | P | 0 | P
1978-05-22 | 8 | 2014-05-22 | NH | YES | WKN | 1 | P2 | P | 0 | P
1978-05-22 | 9 | 2014-05-22 | NH | YES | WKN | 1 | P2 | P | 0 | P
1978-05-22 | 10 | 2014-05-22 | NH | YES | WKN | 1 | P2 | P | 0 | P
1978-05-22 | 11 | 2014-05-22 | NH | YES | WKN | 1 | P2 | P | 0 | P
1978-05-22 | 12 | 2014-05-22 | NH | YES | WKN | 1 | P2 | P | 0 | P
1978-05-22 | 13 | 2014-05-22 | NH | YES | WKN | 1 | P2 | P | 0 | P
1978-05-22 | 14 | 2014-05-22 | NH | YES | WKN | 1 | P2 | P | 0 | P
1978-05-22 | 15 | 2014-05-22 | NH | YES | WKN | 1 | P2 | P | 0 | P
1978-05-22 | 16 | 2014-05-22 | NH | YES | WKN | 1 | P2 | P | 0 | P
1978-05-22 | 17 | 2014-05-22 | NH | YES | WKN | 1 | P2 | P | 0 | P
1978-05-22 | 18 | 2014-05-22 | NH | YES | WKN | 1 | P2 | P | 0 | P
1978-05-22 | 19 | 2014-05-22 | NH | YES | WKN | 1 | P2 | P | 0 | P
1978-05-22 | 20 | 2014-05-22 | NH | YES | WKN | 1 | P2 | P | 0 | P
1978-05-22 | 21 | 2014-05-22 | NH | YES | WKN | 1 | P2 | P | 0 | P
1978-05-22 | 22 | 2014-05-22 | NH | YES | WKN | 1 | P2 | P | 0 | P
1978-05-22 | 23 | 2014-05-22 | NH | YES | WKN | 1 | P2 | OP | 0 | OP
1978-05-22 | 0 | 2014-05-22 | NH | YES | WKN | 1 | P2 | OP | 0 | OP
1978-05-23 | 1 | 2014-05-23 | NH | YES | WKN | 1 | P2 | OP | 0 | OP
1978-05-23 | 2 | 2014-05-23 | NH | YES | WKN | 1 | P2 | OP | 0 | OP
1978-05-23 | 3 | 2014-05-23 | NH | YES | WKN | 1 | P2 | OP | 0 | OP
1978-05-23 | 4 | 2014-05-23 | NH | YES | WKN | 1 | P2 | OP | 0 | OP
1978-05-23 | 5 | 2014-05-23 | NH | YES | WKN | 1 | P2 | OP | 0 | OP
1978-05-23 | 6 | 2014-05-23 | NH | YES | WKN | 1 | P2 | P | 0 | P
1978-05-23 | 7 | 2014-05-23 | NH | YES | WKN | 1 | P2 | P | 0 | P
1978-05-23 | 8 | 2014-05-23 | NH | YES | WKN | 1 | P2 | P | 0 | P
1978-05-23 | 9 | 2014-05-23 | NH | YES | WKN | 1 | P2 | P | 0 | P
1978-05-23 | 10 | 2014-05-23 | NH | YES | WKN | 1 | P2 | P | 0 | P
1978-05-23 | 11 | 2014-05-23 | NH | YES | WKN | 1 | P2 | P | 0 | P
1978-05-23 | 12 | 2014-05-23 | NH | YES | WKN | 1 | P2 | P | 0 | P
1978-05-23 | 13 | 2014-05-23 | NH | YES | WKN | 1 | P2 | P | 0 | P
1978-05-23 | 14 | 2014-05-23 | NH | YES | WKN | 1 | P2 | P | 0 | P
1978-05-23 | 15 | 2014-05-23 | NH | YES | WKN | 1 | P2 | P | 0 | P
1978-05-23 | 16 | 2014-05-23 | NH | YES | WKN | 1 | P2 | P | 0 | P
1978-05-23 | 17 | 2014-05-23 | NH | YES | WKN | 1 | P2 | P | 0 | P
1978-05-23 | 18 | 2014-05-23 | NH | YES | WKN | 1 | P2 | P | 0 | P
1978-05-23 | 19 | 2014-05-23 | NH | YES | WKN | 1 | P2 | P | 0 | P
1978-05-23 | 20 | 2014-05-23 | NH | YES | WKN | 1 | P2 | P | 0 | P
1978-05-23 | 21 | 2014-05-23 | NH | YES | WKN | 1 | P2 | P | 0 | P
1978-05-23 | 22 | 2014-05-23 | NH | YES | WKN | 1 | P2 | P | 0 | P
1978-05-23 | 23 | 2014-05-23 | NH | YES | WKN | 1 | P2 | OP | 0 | OP
1978-05-23 | 0 | 2014-05-23 | NH | YES | WKN | 1 | P2 | OP | 0 | OP
1978-05-24 | 1 | 2014-05-24 | NH | NO | WE | 0 | P2 | OP | 0 | OP
1978-05-24 | 2 | 2014-05-24 | NH | NO | WE | 0 | P2 | OP | 0 | OP
1978-05-24 | 3 | 2014-05-24 | NH | NO | WE | 0 | P2 | OP | 0 | OP
1978-05-24 | 4 | 2014-05-24 | NH | NO | WE | 0 | P2 | OP | 0 | OP
1978-05-24 | 5 | 2014-05-24 | NH | NO | WE | 0 | P2 | OP | 0 | OP
1978-05-24 | 6 | 2014-05-24 | NH | NO | WE | 0 | P2 | OP | 0 | OP
1978-05-24 | 7 | 2014-05-24 | NH | NO | WE | 0 | P2 | OP | 0 | OP
1978-05-24 | 8 | 2014-05-24 | NH | NO | WE | 0 | P2 | OP | 0 | OP
1978-05-24 | 9 | 2014-05-24 | NH | NO | WE | 0 | P2 | OP | 0 | OP
1978-05-24 | 10 | 2014-05-24 | NH | NO | WE | 0 | P2 | OP | 0 | OP
1978-05-24 | 11 | 2014-05-24 | NH | NO | WE | 0 | P2 | OP | 0 | OP
1978-05-24 | 12 | 2014-05-24 | NH | NO | WE | 0 | P2 | OP | 0 | OP
1978-05-24 | 13 | 2014-05-24 | NH | NO | WE | 0 | P2 | OP | 0 | OP
1978-05-24 | 14 | 2014-05-24 | NH | NO | WE | 0 | P2 | OP | 0 | OP
1978-05-24 | 15 | 2014-05-24 | NH | NO | WE | 0 | P2 | OP | 0 | OP
1978-05-24 | 16 | 2014-05-24 | NH | NO | WE | 0 | P2 | OP | 0 | OP
1978-05-24 | 17 | 2014-05-24 | NH | NO | WE | 0 | P2 | OP | 0 | OP
1978-05-24 | 18 | 2014-05-24 | NH | NO | WE | 0 | P2 | OP | 0 | OP
1978-05-24 | 19 | 2014-05-24 | NH | NO | WE | 0 | P2 | OP | 0 | OP
1978-05-24 | 20 | 2014-05-24 | NH | NO | WE | 0 | P2 | OP | 0 | OP
1978-05-24 | 21 | 2014-05-24 | NH | NO | WE | 0 | P2 | OP | 0 | OP
1978-05-24 | 22 | 2014-05-24 | NH | NO | WE | 0 | P2 | OP | 0 | OP
1978-05-24 | 23 | 2014-05-24 | NH | NO | WE | 0 | P2 | OP | 0 | OP
1978-05-24 | 0 | 2014-05-24 | NH | NO | WE | 0 | P2 | OP | 0 | OP
1978-05-25 | 1 | 2014-05-25 | NH | NO | WE | 0 | P2 | OP | 0 | OP
1978-05-25 | 2 | 2014-05-25 | NH | NO | WE | 0 | P2 | OP | 0 | OP
1978-05-25 | 3 | 2014-05-25 | NH | NO | WE | 0 | P2 | OP | 0 | OP
1978-05-25 | 4 | 2014-05-25 | NH | NO | WE | 0 | P2 | OP | 0 | OP
1978-05-25 | 5 | 2014-05-25 | NH | NO | WE | 0 | P2 | OP | 0 | OP
1978-05-25 | 6 | 2014-05-25 | NH | NO | WE | 0 | P2 | OP | 0 | OP
1978-05-25 | 7 | 2014-05-25 | NH | NO | WE | 0 | P2 | OP | 0 | OP
1978-05-25 | 8 | 2014-05-25 | NH | NO | WE | 0 | P2 | OP | 0 | OP
1978-05-25 | 9 | 2014-05-25 | NH | NO | WE | 0 | P2 | OP | 0 | OP
1978-05-25 | 10 | 2014-05-25 | NH | NO | WE | 0 | P2 | OP | 0 | OP
1978-05-25 | 11 | 2014-05-25 | NH | NO | WE | 0 | P2 | OP | 0 | OP
1978-05-25 | 12 | 2014-05-25 | NH | NO | WE | 0 | P2 | OP | 0 | OP
1978-05-25 | 13 | 2014-05-25 | NH | NO | WE | 0 | P2 | OP | 0 | OP
1978-05-25 | 14 | 2014-05-25 | NH | NO | WE | 0 | P2 | OP | 0 | OP
1978-05-25 | 15 | 2014-05-25 | NH | NO | WE | 0 | P2 | OP | 0 | OP
1978-05-25 | 16 | 2014-05-25 | NH | NO | WE | 0 | P2 | OP | 0 | OP
1978-05-25 | 17 | 2014-05-25 | NH | NO | WE | 0 | P2 | OP | 0 | OP
1978-05-25 | 18 | 2014-05-25 | NH | NO | WE | 0 | P2 | OP | 0 | OP
1978-05-25 | 19 | 2014-05-25 | NH | NO | WE | 0 | P2 | OP | 0 | OP
1978-05-25 | 20 | 2014-05-25 | NH | NO | WE | 0 | P2 | OP | 0 | OP
1978-05-25 | 21 | 2014-05-25 | NH | NO | WE | 0 | P2 | OP | 0 | OP
1978-05-25 | 22 | 2014-05-25 | NH | NO | WE | 0 | P2 | OP | 0 | OP
1978-05-25 | 23 | 2014-05-25 | NH | NO | WE | 0 | P2 | OP | 0 | OP
1978-05-25 | 0 | 2014-05-25 | NH | NO | WE | 0 | P2 | OP | 0 | OP
1978-05-26 | 1 | 2014-05-26 | H | YES | H | 0 | P2 | OP | 0 | OP
1978-05-26 | 2 | 2014-05-26 | H | YES | H | 0 | P2 | OP | 0 | OP
1978-05-26 | 3 | 2014-05-26 | H | YES | H | 0 | P2 | OP | 0 | OP
1978-05-26 | 4 | 2014-05-26 | H | YES | H | 0 | P2 | OP | 0 | OP
1978-05-26 | 5 | 2014-05-26 | H | YES | H | 0 | P2 | OP | 0 | OP
1978-05-26 | 6 | 2014-05-26 | H | YES | H | 0 | P2 | OP | 0 | OP
1978-05-26 | 7 | 2014-05-26 | H | YES | H | 0 | P2 | OP | 0 | OP
1978-05-26 | 8 | 2014-05-26 | H | YES | H | 0 | P2 | OP | 0 | OP
1978-05-26 | 9 | 2014-05-26 | H | YES | H | 0 | P2 | OP | 0 | OP
1978-05-26 | 10 | 2014-05-26 | H | YES | H | 0 | P2 | OP | 0 | OP
1978-05-26 | 11 | 2014-05-26 | H | YES | H | 0 | P2 | OP | 0 | OP
1978-05-26 | 12 | 2014-05-26 | H | YES | H | 0 | P2 | OP | 0 | OP
1978-05-26 | 13 | 2014-05-26 | H | YES | H | 0 | P2 | OP | 0 | OP
1978-05-26 | 14 | 2014-05-26 | H | YES | H | 0 | P2 | OP | 0 | OP
1978-05-26 | 15 | 2014-05-26 | H | YES | H | 0 | P2 | OP | 0 | OP
1978-05-26 | 16 | 2014-05-26 | H | YES | H | 0 | P2 | OP | 0 | OP
1978-05-26 | 17 | 2014-05-26 | H | YES | H | 0 | P2 | OP | 0 | OP
1978-05-26 | 18 | 2014-05-26 | H | YES | H | 0 | P2 | OP | 0 | OP
1978-05-26 | 19 | 2014-05-26 | H | YES | H | 0 | P2 | OP | 0 | OP
1978-05-26 | 20 | 2014-05-26 | H | YES | H | 0 | P2 | OP | 0 | OP
1978-05-26 | 21 | 2014-05-26 | H | YES | H | 0 | P2 | OP | 0 | OP
1978-05-26 | 22 | 2014-05-26 | H | YES | H | 0 | P2 | OP | 0 | OP
1978-05-26 | 23 | 2014-05-26 | H | YES | H | 0 | P2 | OP | 0 | OP
1978-05-26 | 0 | 2014-05-26 | H | YES | H | 0 | P2 | OP | 0 | OP
1978-05-27 | 1 | 2014-05-27 | NH | YES | WKN | 1 | P2 | OP | 0 | OP
1978-05-27 | 2 | 2014-05-27 | NH | YES | WKN | 1 | P2 | OP | 0 | OP
1978-05-27 | 3 | 2014-05-27 | NH | YES | WKN | 1 | P2 | OP | 0 | OP
1978-05-27 | 4 | 2014-05-27 | NH | YES | WKN | 1 | P2 | OP | 0 | OP
1978-05-27 | 5 | 2014-05-27 | NH | YES | WKN | 1 | P2 | OP | 0 | OP
1978-05-27 | 6 | 2014-05-27 | NH | YES | WKN | 1 | P2 | P | 0 | P
1978-05-27 | 7 | 2014-05-27 | NH | YES | WKN | 1 | P2 | P | 0 | P
1978-05-27 | 8 | 2014-05-27 | NH | YES | WKN | 1 | P2 | P | 0 | P
1978-05-27 | 9 | 2014-05-27 | NH | YES | WKN | 1 | P2 | P | 0 | P
1978-05-27 | 10 | 2014-05-27 | NH | YES | WKN | 1 | P2 | P | 0 | P
1978-05-27 | 11 | 2014-05-27 | NH | YES | WKN | 1 | P2 | P | 0 | P
1978-05-27 | 12 | 2014-05-27 | NH | YES | WKN | 1 | P2 | P | 0 | P
1978-05-27 | 13 | 2014-05-27 | NH | YES | WKN | 1 | P2 | P | 0 | P
1978-05-27 | 14 | 2014-05-27 | NH | YES | WKN | 1 | P2 | P | 0 | P
1978-05-27 | 15 | 2014-05-27 | NH | YES | WKN | 1 | P2 | P | 0 | P
1978-05-27 | 16 | 2014-05-27 | NH | YES | WKN | 1 | P2 | P | 0 | P
1978-05-27 | 17 | 2014-05-27 | NH | YES | WKN | 1 | P2 | P | 0 | P
1978-05-27 | 18 | 2014-05-27 | NH | YES | WKN | 1 | P2 | P | 0 | P
1978-05-27 | 19 | 2014-05-27 | NH | YES | WKN | 1 | P2 | P | 0 | P
1978-05-27 | 20 | 2014-05-27 | NH | YES | WKN | 1 | P2 | P | 0 | P
1978-05-27 | 21 | 2014-05-27 | NH | YES | WKN | 1 | P2 | P | 0 | P
1978-05-27 | 22 | 2014-05-27 | NH | YES | WKN | 1 | P2 | P | 0 | P
1978-05-27 | 23 | 2014-05-27 | NH | YES | WKN | 1 | P2 | OP | 0 | OP
1978-05-27 | 0 | 2014-05-27 | NH | YES | WKN | 1 | P2 | OP | 0 | OP
1978-05-28 | 1 | 2014-05-28 | NH | YES | WKN | 1 | P2 | OP | 0 | OP
1978-05-28 | 2 | 2014-05-28 | NH | YES | WKN | 1 | P2 | OP | 0 | OP
1978-05-28 | 3 | 2014-05-28 | NH | YES | WKN | 1 | P2 | OP | 0 | OP
1978-05-28 | 4 | 2014-05-28 | NH | YES | WKN | 1 | P2 | OP | 0 | OP
1978-05-28 | 5 | 2014-05-28 | NH | YES | WKN | 1 | P2 | OP | 0 | OP
1978-05-28 | 6 | 2014-05-28 | NH | YES | WKN | 1 | P2 | P | 0 | P
1978-05-28 | 7 | 2014-05-28 | NH | YES | WKN | 1 | P2 | P | 0 | P
1978-05-28 | 8 | 2014-05-28 | NH | YES | WKN | 1 | P2 | P | 0 | P
1978-05-28 | 9 | 2014-05-28 | NH | YES | WKN | 1 | P2 | P | 0 | P
1978-05-28 | 10 | 2014-05-28 | NH | YES | WKN | 1 | P2 | P | 0 | P
1978-05-28 | 11 | 2014-05-28 | NH | YES | WKN | 1 | P2 | P | 0 | P
1978-05-28 | 12 | 2014-05-28 | NH | YES | WKN | 1 | P2 | P | 0 | P
1978-05-28 | 13 | 2014-05-28 | NH | YES | WKN | 1 | P2 | P | 0 | P
1978-05-28 | 14 | 2014-05-28 | NH | YES | WKN | 1 | P2 | P | 0 | P
1978-05-28 | 15 | 2014-05-28 | NH | YES | WKN | 1 | P2 | P | 0 | P
1978-05-28 | 16 | 2014-05-28 | NH | YES | WKN | 1 | P2 | P | 0 | P
1978-05-28 | 17 | 2014-05-28 | NH | YES | WKN | 1 | P2 | P | 0 | P
1978-05-28 | 18 | 2014-05-28 | NH | YES | WKN | 1 | P2 | P | 0 | P
1978-05-28 | 19 | 2014-05-28 | NH | YES | WKN | 1 | P2 | P | 0 | P
1978-05-28 | 20 | 2014-05-28 | NH | YES | WKN | 1 | P2 | P | 0 | P
1978-05-28 | 21 | 2014-05-28 | NH | YES | WKN | 1 | P2 | P | 0 | P
1978-05-28 | 22 | 2014-05-28 | NH | YES | WKN | 1 | P2 | P | 0 | P
1978-05-28 | 23 | 2014-05-28 | NH | YES | WKN | 1 | P2 | OP | 0 | OP
1978-05-28 | 0 | 2014-05-28 | NH | YES | WKN | 1 | P2 | OP | 0 | OP
1978-05-29 | 1 | 2014-05-29 | NH | YES | WKN | 1 | P2 | OP | 0 | OP
1978-05-29 | 2 | 2014-05-29 | NH | YES | WKN | 1 | P2 | OP | 0 | OP
1978-05-29 | 3 | 2014-05-29 | NH | YES | WKN | 1 | P2 | OP | 0 | OP
1978-05-29 | 4 | 2014-05-29 | NH | YES | WKN | 1 | P2 | OP | 0 | OP
1978-05-29 | 5 | 2014-05-29 | NH | YES | WKN | 1 | P2 | OP | 0 | OP
1978-05-29 | 6 | 2014-05-29 | NH | YES | WKN | 1 | P2 | P | 0 | P
1978-05-29 | 7 | 2014-05-29 | NH | YES | WKN | 1 | P2 | P | 0 | P
1978-05-29 | 8 | 2014-05-29 | NH | YES | WKN | 1 | P2 | P | 0 | P
1978-05-29 | 9 | 2014-05-29 | NH | YES | WKN | 1 | P2 | P | 0 | P
1978-05-29 | 10 | 2014-05-29 | NH | YES | WKN | 1 | P2 | P | 0 | P
1978-05-29 | 11 | 2014-05-29 | NH | YES | WKN | 1 | P2 | P | 0 | P
1978-05-29 | 12 | 2014-05-29 | NH | YES | WKN | 1 | P2 | P | 0 | P
1978-05-29 | 13 | 2014-05-29 | NH | YES | WKN | 1 | P2 | P | 0 | P
1978-05-29 | 14 | 2014-05-29 | NH | YES | WKN | 1 | P2 | P | 0 | P
1978-05-29 | 15 | 2014-05-29 | NH | YES | WKN | 1 | P2 | P | 0 | P
1978-05-29 | 16 | 2014-05-29 | NH | YES | WKN | 1 | P2 | P | 0 | P
1978-05-29 | 17 | 2014-05-29 | NH | YES | WKN | 1 | P2 | P | 0 | P
1978-05-29 | 18 | 2014-05-29 | NH | YES | WKN | 1 | P2 | P | 0 | P
1978-05-29 | 19 | 2014-05-29 | NH | YES | WKN | 1 | P2 | P | 0 | P
1978-05-29 | 20 | 2014-05-29 | NH | YES | WKN | 1 | P2 | P | 0 | P
1978-05-29 | 21 | 2014-05-29 | NH | YES | WKN | 1 | P2 | P | 0 | P
1978-05-29 | 22 | 2014-05-29 | NH | YES | WKN | 1 | P2 | P | 0 | P
1978-05-29 | 23 | 2014-05-29 | NH | YES | WKN | 1 | P2 | OP | 0 | OP
1978-05-29 | 0 | 2014-05-29 | NH | YES | WKN | 1 | P2 | OP | 0 | OP
1978-05-30 | 1 | 2014-05-30 | NH | YES | WKN | 1 | P2 | OP | 0 | OP
1978-05-30 | 2 | 2014-05-30 | NH | YES | WKN | 1 | P2 | OP | 0 | OP
1978-05-30 | 3 | 2014-05-30 | NH | YES | WKN | 1 | P2 | OP | 0 | OP
1978-05-30 | 4 | 2014-05-30 | NH | YES | WKN | 1 | P2 | OP | 0 | OP
1978-05-30 | 5 | 2014-05-30 | NH | YES | WKN | 1 | P2 | OP | 0 | OP
1978-05-30 | 6 | 2014-05-30 | NH | YES | WKN | 1 | P2 | P | 0 | P
1978-05-30 | 7 | 2014-05-30 | NH | YES | WKN | 1 | P2 | P | 0 | P
1978-05-30 | 8 | 2014-05-30 | NH | YES | WKN | 1 | P2 | P | 0 | P
1978-05-30 | 9 | 2014-05-30 | NH | YES | WKN | 1 | P2 | P | 0 | P
1978-05-30 | 10 | 2014-05-30 | NH | YES | WKN | 1 | P2 | P | 0 | P
1978-05-30 | 11 | 2014-05-30 | NH | YES | WKN | 1 | P2 | P | 0 | P
1978-05-30 | 12 | 2014-05-30 | NH | YES | WKN | 1 | P2 | P | 0 | P
1978-05-30 | 13 | 2014-05-30 | NH | YES | WKN | 1 | P2 | P | 0 | P
1978-05-30 | 14 | 2014-05-30 | NH | YES | WKN | 1 | P2 | P | 0 | P
1978-05-30 | 15 | 2014-05-30 | NH | YES | WKN | 1 | P2 | P | 0 | P
1978-05-30 | 16 | 2014-05-30 | NH | YES | WKN | 1 | P2 | P | 0 | P
1978-05-30 | 17 | 2014-05-30 | NH | YES | WKN | 1 | P2 | P | 0 | P
1978-05-30 | 18 | 2014-05-30 | NH | YES | WKN | 1 | P2 | P | 0 | P
1978-05-30 | 19 | 2014-05-30 | NH | YES | WKN | 1 | P2 | P | 0 | P
1978-05-30 | 20 | 2014-05-30 | NH | YES | WKN | 1 | P2 | P | 0 | P
1978-05-30 | 21 | 2014-05-30 | NH | YES | WKN | 1 | P2 | P | 0 | P
1978-05-30 | 22 | 2014-05-30 | NH | YES | WKN | 1 | P2 | P | 0 | P
1978-05-30 | 23 | 2014-05-30 | NH | YES | WKN | 1 | P2 | OP | 0 | OP
1978-05-30 | 0 | 2014-05-30 | NH | YES | WKN | 1 | P2 | OP | 0 | OP
1978-05-31 | 1 | 2014-05-31 | NH | NO | WE | 0 | P2 | OP | 0 | OP
1978-05-31 | 2 | 2014-05-31 | NH | NO | WE | 0 | P2 | OP | 0 | OP
1978-05-31 | 3 | 2014-05-31 | NH | NO | WE | 0 | P2 | OP | 0 | OP
1978-05-31 | 4 | 2014-05-31 | NH | NO | WE | 0 | P2 | OP | 0 | OP
1978-05-31 | 5 | 2014-05-31 | NH | NO | WE | 0 | P2 | OP | 0 | OP
1978-05-31 | 6 | 2014-05-31 | NH | NO | WE | 0 | P2 | OP | 0 | OP
1978-05-31 | 7 | 2014-05-31 | NH | NO | WE | 0 | P2 | OP | 0 | OP
1978-05-31 | 8 | 2014-05-31 | NH | NO | WE | 0 | P2 | OP | 0 | OP
1978-05-31 | 9 | 2014-05-31 | NH | NO | WE | 0 | P2 | OP | 0 | OP
1978-05-31 | 10 | 2014-05-31 | NH | NO | WE | 0 | P2 | OP | 0 | OP
1978-05-31 | 11 | 2014-05-31 | NH | NO | WE | 0 | P2 | OP | 0 | OP
1978-05-31 | 12 | 2014-05-31 | NH | NO | WE | 0 | P2 | OP | 0 | OP
1978-05-31 | 13 | 2014-05-31 | NH | NO | WE | 0 | P2 | OP | 0 | OP
1978-05-31 | 14 | 2014-05-31 | NH | NO | WE | 0 | P2 | OP | 0 | OP
1978-05-31 | 15 | 2014-05-31 | NH | NO | WE | 0 | P2 | OP | 0 | OP
1978-05-31 | 16 | 2014-05-31 | NH | NO | WE | 0 | P2 | OP | 0 | OP
1978-05-31 | 17 | 2014-05-31 | NH | NO | WE | 0 | P2 | OP | 0 | OP
1978-05-31 | 18 | 2014-05-31 | NH | NO | WE | 0 | P2 | OP | 0 | OP
1978-05-31 | 19 | 2014-05-31 | NH | NO | WE | 0 | P2 | OP | 0 | OP
1978-05-31 | 20 | 2014-05-31 | NH | NO | WE | 0 | P2 | OP | 0 | OP
1978-05-31 | 21 | 2014-05-31 | NH | NO | WE | 0 | P2 | OP | 0 | OP
1978-05-31 | 22 | 2014-05-31 | NH | NO | WE | 0 | P2 | OP | 0 | OP
1978-05-31 | 23 | 2014-05-31 | NH | NO | WE | 0 | P2 | OP | 0 | OP
1978-05-31 | 0 | 2014-05-31 | NH | NO | WE | 0 | P2 | OP | 0 | OP
2002-06-01 | 1 | 2014-06-01 | NH | NO | WE | 0 | P1 | 0 | OP | OP
2002-06-01 | 2 | 2014-06-01 | NH | NO | WE | 0 | P1 | 0 | OP | OP
2002-06-01 | 3 | 2014-06-01 | NH | NO | WE | 0 | P1 | 0 | OP | OP
2002-06-01 | 4 | 2014-06-01 | NH | NO | WE | 0 | P1 | 0 | OP | OP
2002-06-01 | 5 | 2014-06-01 | NH | NO | WE | 0 | P1 | 0 | OP | OP
2002-06-01 | 6 | 2014-06-01 | NH | NO | WE | 0 | P1 | 0 | OP | OP
2002-06-01 | 7 | 2014-06-01 | NH | NO | WE | 0 | P1 | 0 | OP | OP
2002-06-01 | 8 | 2014-06-01 | NH | NO | WE | 0 | P1 | 0 | OP | OP
2002-06-01 | 9 | 2014-06-01 | NH | NO | WE | 0 | P1 | 0 | OP | OP
2002-06-01 | 10 | 2014-06-01 | NH | NO | WE | 0 | P1 | 0 | OP | OP
2002-06-01 | 11 | 2014-06-01 | NH | NO | WE | 0 | P1 | 0 | OP | OP
2002-06-01 | 12 | 2014-06-01 | NH | NO | WE | 0 | P1 | 0 | OP | OP
2002-06-01 | 13 | 2014-06-01 | NH | NO | WE | 0 | P1 | 0 | OP | OP
2002-06-01 | 14 | 2014-06-01 | NH | NO | WE | 0 | P1 | 0 | OP | OP
2002-06-01 | 15 | 2014-06-01 | NH | NO | WE | 0 | P1 | 0 | OP | OP
2002-06-01 | 16 | 2014-06-01 | NH | NO | WE | 0 | P1 | 0 | OP | OP
2002-06-01 | 17 | 2014-06-01 | NH | NO | WE | 0 | P1 | 0 | OP | OP
2002-06-01 | 18 | 2014-06-01 | NH | NO | WE | 0 | P1 | 0 | OP | OP
2002-06-01 | 19 | 2014-06-01 | NH | NO | WE | 0 | P1 | 0 | OP | OP
2002-06-01 | 20 | 2014-06-01 | NH | NO | WE | 0 | P1 | 0 | OP | OP
2002-06-01 | 21 | 2014-06-01 | NH | NO | WE | 0 | P1 | 0 | OP | OP
2002-06-01 | 22 | 2014-06-01 | NH | NO | WE | 0 | P1 | 0 | OP | OP
2002-06-01 | 23 | 2014-06-01 | NH | NO | WE | 0 | P1 | 0 | OP | OP
2002-06-01 | 0 | 2014-06-01 | NH | NO | WE | 0 | P1 | 0 | OP | OP
2002-06-02 | 1 | 2014-06-02 | NH | YES | WKN | 1 | P1 | 0 | OP | OP
2002-06-02 | 2 | 2014-06-02 | NH | YES | WKN | 1 | P1 | 0 | OP | OP
2002-06-02 | 3 | 2014-06-02 | NH | YES | WKN | 1 | P1 | 0 | OP | OP
2002-06-02 | 4 | 2014-06-02 | NH | YES | WKN | 1 | P1 | 0 | OP | OP
2002-06-02 | 5 | 2014-06-02 | NH | YES | WKN | 1 | P1 | 0 | OP | OP
2002-06-02 | 6 | 2014-06-02 | NH | YES | WKN | 1 | P1 | 0 | P | P
2002-06-02 | 7 | 2014-06-02 | NH | YES | WKN | 1 | P1 | 0 | P | P
2002-06-02 | 8 | 2014-06-02 | NH | YES | WKN | 1 | P1 | 0 | P | P
2002-06-02 | 9 | 2014-06-02 | NH | YES | WKN | 1 | P1 | 0 | P | P
2002-06-02 | 10 | 2014-06-02 | NH | YES | WKN | 1 | P1 | 0 | P | P
2002-06-02 | 11 | 2014-06-02 | NH | YES | WKN | 1 | P1 | 0 | P | P
2002-06-02 | 12 | 2014-06-02 | NH | YES | WKN | 1 | P1 | 0 | P | P
2002-06-02 | 13 | 2014-06-02 | NH | YES | WKN | 1 | P1 | 0 | P | P
2002-06-02 | 14 | 2014-06-02 | NH | YES | WKN | 1 | P1 | 0 | P | P
2002-06-02 | 15 | 2014-06-02 | NH | YES | WKN | 1 | P1 | 0 | P | P
2002-06-02 | 16 | 2014-06-02 | NH | YES | WKN | 1 | P1 | 0 | P | P
2002-06-02 | 17 | 2014-06-02 | NH | YES | WKN | 1 | P1 | 0 | P | P
2002-06-02 | 18 | 2014-06-02 | NH | YES | WKN | 1 | P1 | 0 | P | P
2002-06-02 | 19 | 2014-06-02 | NH | YES | WKN | 1 | P1 | 0 | P | P
2002-06-02 | 20 | 2014-06-02 | NH | YES | WKN | 1 | P1 | 0 | P | P
2002-06-02 | 21 | 2014-06-02 | NH | YES | WKN | 1 | P1 | 0 | P | P
2002-06-02 | 22 | 2014-06-02 | NH | YES | WKN | 1 | P1 | 0 | P | P
2002-06-02 | 23 | 2014-06-02 | NH | YES | WKN | 1 | P1 | 0 | OP | OP
2002-06-02 | 0 | 2014-06-02 | NH | YES | WKN | 1 | P1 | 0 | OP | OP
2002-06-03 | 1 | 2014-06-03 | NH | YES | WKN | 1 | P1 | 0 | OP | OP
2002-06-03 | 2 | 2014-06-03 | NH | YES | WKN | 1 | P1 | 0 | OP | OP
2002-06-03 | 3 | 2014-06-03 | NH | YES | WKN | 1 | P1 | 0 | OP | OP
2002-06-03 | 4 | 2014-06-03 | NH | YES | WKN | 1 | P1 | 0 | OP | OP
2002-06-03 | 5 | 2014-06-03 | NH | YES | WKN | 1 | P1 | 0 | OP | OP
2002-06-03 | 6 | 2014-06-03 | NH | YES | WKN | 1 | P1 | 0 | P | P
2002-06-03 | 7 | 2014-06-03 | NH | YES | WKN | 1 | P1 | 0 | P | P
2002-06-03 | 8 | 2014-06-03 | NH | YES | WKN | 1 | P1 | 0 | P | P
2002-06-03 | 9 | 2014-06-03 | NH | YES | WKN | 1 | P1 | 0 | P | P
2002-06-03 | 10 | 2014-06-03 | NH | YES | WKN | 1 | P1 | 0 | P | P
2002-06-03 | 11 | 2014-06-03 | NH | YES | WKN | 1 | P1 | 0 | P | P
2002-06-03 | 12 | 2014-06-03 | NH | YES | WKN | 1 | P1 | 0 | P | P
2002-06-03 | 13 | 2014-06-03 | NH | YES | WKN | 1 | P1 | 0 | P | P
2002-06-03 | 14 | 2014-06-03 | NH | YES | WKN | 1 | P1 | 0 | P | P
2002-06-03 | 15 | 2014-06-03 | NH | YES | WKN | 1 | P1 | 0 | P | P
2002-06-03 | 16 | 2014-06-03 | NH | YES | WKN | 1 | P1 | 0 | P | P
2002-06-03 | 17 | 2014-06-03 | NH | YES | WKN | 1 | P1 | 0 | P | P
2002-06-03 | 18 | 2014-06-03 | NH | YES | WKN | 1 | P1 | 0 | P | P
2002-06-03 | 19 | 2014-06-03 | NH | YES | WKN | 1 | P1 | 0 | P | P
2002-06-03 | 20 | 2014-06-03 | NH | YES | WKN | 1 | P1 | 0 | P | P
2002-06-03 | 21 | 2014-06-03 | NH | YES | WKN | 1 | P1 | 0 | P | P
2002-06-03 | 22 | 2014-06-03 | NH | YES | WKN | 1 | P1 | 0 | P | P
2002-06-03 | 23 | 2014-06-03 | NH | YES | WKN | 1 | P1 | 0 | OP | OP
2002-06-03 | 0 | 2014-06-03 | NH | YES | WKN | 1 | P1 | 0 | OP | OP
2002-06-04 | 1 | 2014-06-04 | NH | YES | WKN | 1 | P1 | 0 | OP | OP
2002-06-04 | 2 | 2014-06-04 | NH | YES | WKN | 1 | P1 | 0 | OP | OP
2002-06-04 | 3 | 2014-06-04 | NH | YES | WKN | 1 | P1 | 0 | OP | OP
2002-06-04 | 4 | 2014-06-04 | NH | YES | WKN | 1 | P1 | 0 | OP | OP
2002-06-04 | 5 | 2014-06-04 | NH | YES | WKN | 1 | P1 | 0 | OP | OP
2002-06-04 | 6 | 2014-06-04 | NH | YES | WKN | 1 | P1 | 0 | P | P
2002-06-04 | 7 | 2014-06-04 | NH | YES | WKN | 1 | P1 | 0 | P | P
2002-06-04 | 8 | 2014-06-04 | NH | YES | WKN | 1 | P1 | 0 | P | P
2002-06-04 | 9 | 2014-06-04 | NH | YES | WKN | 1 | P1 | 0 | P | P
2002-06-04 | 10 | 2014-06-04 | NH | YES | WKN | 1 | P1 | 0 | P | P
2002-06-04 | 11 | 2014-06-04 | NH | YES | WKN | 1 | P1 | 0 | P | P
2002-06-04 | 12 | 2014-06-04 | NH | YES | WKN | 1 | P1 | 0 | P | P
2002-06-04 | 13 | 2014-06-04 | NH | YES | WKN | 1 | P1 | 0 | P | P
2002-06-04 | 14 | 2014-06-04 | NH | YES | WKN | 1 | P1 | 0 | P | P
2002-06-04 | 15 | 2014-06-04 | NH | YES | WKN | 1 | P1 | 0 | P | P
2002-06-04 | 16 | 2014-06-04 | NH | YES | WKN | 1 | P1 | 0 | P | P
2002-06-04 | 17 | 2014-06-04 | NH | YES | WKN | 1 | P1 | 0 | P | P
2002-06-04 | 18 | 2014-06-04 | NH | YES | WKN | 1 | P1 | 0 | P | P
2002-06-04 | 19 | 2014-06-04 | NH | YES | WKN | 1 | P1 | 0 | P | P
2002-06-04 | 20 | 2014-06-04 | NH | YES | WKN | 1 | P1 | 0 | P | P
2002-06-04 | 21 | 2014-06-04 | NH | YES | WKN | 1 | P1 | 0 | P | P
2002-06-04 | 22 | 2014-06-04 | NH | YES | WKN | 1 | P1 | 0 | P | P
2002-06-04 | 23 | 2014-06-04 | NH | YES | WKN | 1 | P1 | 0 | OP | OP
2002-06-04 | 0 | 2014-06-04 | NH | YES | WKN | 1 | P1 | 0 | OP | OP
2002-06-05 | 1 | 2014-06-05 | NH | YES | WKN | 1 | P1 | 0 | OP | OP
2002-06-05 | 2 | 2014-06-05 | NH | YES | WKN | 1 | P1 | 0 | OP | OP
2002-06-05 | 3 | 2014-06-05 | NH | YES | WKN | 1 | P1 | 0 | OP | OP
2002-06-05 | 4 | 2014-06-05 | NH | YES | WKN | 1 | P1 | 0 | OP | OP
2002-06-05 | 5 | 2014-06-05 | NH | YES | WKN | 1 | P1 | 0 | OP | OP
2002-06-05 | 6 | 2014-06-05 | NH | YES | WKN | 1 | P1 | 0 | P | P
2002-06-05 | 7 | 2014-06-05 | NH | YES | WKN | 1 | P1 | 0 | P | P
2002-06-05 | 8 | 2014-06-05 | NH | YES | WKN | 1 | P1 | 0 | P | P
2002-06-05 | 9 | 2014-06-05 | NH | YES | WKN | 1 | P1 | 0 | P | P
2002-06-05 | 10 | 2014-06-05 | NH | YES | WKN | 1 | P1 | 0 | P | P
2002-06-05 | 11 | 2014-06-05 | NH | YES | WKN | 1 | P1 | 0 | P | P
2002-06-05 | 12 | 2014-06-05 | NH | YES | WKN | 1 | P1 | 0 | P | P
2002-06-05 | 13 | 2014-06-05 | NH | YES | WKN | 1 | P1 | 0 | P | P
2002-06-05 | 14 | 2014-06-05 | NH | YES | WKN | 1 | P1 | 0 | P | P
2002-06-05 | 15 | 2014-06-05 | NH | YES | WKN | 1 | P1 | 0 | P | P
2002-06-05 | 16 | 2014-06-05 | NH | YES | WKN | 1 | P1 | 0 | P | P
2002-06-05 | 17 | 2014-06-05 | NH | YES | WKN | 1 | P1 | 0 | P | P
2002-06-05 | 18 | 2014-06-05 | NH | YES | WKN | 1 | P1 | 0 | P | P
2002-06-05 | 19 | 2014-06-05 | NH | YES | WKN | 1 | P1 | 0 | P | P
2002-06-05 | 20 | 2014-06-05 | NH | YES | WKN | 1 | P1 | 0 | P | P
2002-06-05 | 21 | 2014-06-05 | NH | YES | WKN | 1 | P1 | 0 | P | P
2002-06-05 | 22 | 2014-06-05 | NH | YES | WKN | 1 | P1 | 0 | P | P
2002-06-05 | 23 | 2014-06-05 | NH | YES | WKN | 1 | P1 | 0 | OP | OP
2002-06-05 | 0 | 2014-06-05 | NH | YES | WKN | 1 | P1 | 0 | OP | OP
2002-06-06 | 1 | 2014-06-06 | NH | YES | WKN | 1 | P1 | 0 | OP | OP
2002-06-06 | 2 | 2014-06-06 | NH | YES | WKN | 1 | P1 | 0 | OP | OP
2002-06-06 | 3 | 2014-06-06 | NH | YES | WKN | 1 | P1 | 0 | OP | OP
2002-06-06 | 4 | 2014-06-06 | NH | YES | WKN | 1 | P1 | 0 | OP | OP
2002-06-06 | 5 | 2014-06-06 | NH | YES | WKN | 1 | P1 | 0 | OP | OP
2002-06-06 | 6 | 2014-06-06 | NH | YES | WKN | 1 | P1 | 0 | P | P
2002-06-06 | 7 | 2014-06-06 | NH | YES | WKN | 1 | P1 | 0 | P | P
2002-06-06 | 8 | 2014-06-06 | NH | YES | WKN | 1 | P1 | 0 | P | P
2002-06-06 | 9 | 2014-06-06 | NH | YES | WKN | 1 | P1 | 0 | P | P
2002-06-06 | 10 | 2014-06-06 | NH | YES | WKN | 1 | P1 | 0 | P | P
2002-06-06 | 11 | 2014-06-06 | NH | YES | WKN | 1 | P1 | 0 | P | P
2002-06-06 | 12 | 2014-06-06 | NH | YES | WKN | 1 | P1 | 0 | P | P
2002-06-06 | 13 | 2014-06-06 | NH | YES | WKN | 1 | P1 | 0 | P | P
2002-06-06 | 14 | 2014-06-06 | NH | YES | WKN | 1 | P1 | 0 | P | P
2002-06-06 | 15 | 2014-06-06 | NH | YES | WKN | 1 | P1 | 0 | P | P
2002-06-06 | 16 | 2014-06-06 | NH | YES | WKN | 1 | P1 | 0 | P | P
2002-06-06 | 17 | 2014-06-06 | NH | YES | WKN | 1 | P1 | 0 | P | P
2002-06-06 | 18 | 2014-06-06 | NH | YES | WKN | 1 | P1 | 0 | P | P
2002-06-06 | 19 | 2014-06-06 | NH | YES | WKN | 1 | P1 | 0 | P | P
2002-06-06 | 20 | 2014-06-06 | NH | YES | WKN | 1 | P1 | 0 | P | P
2002-06-06 | 21 | 2014-06-06 | NH | YES | WKN | 1 | P1 | 0 | P | P
2002-06-06 | 22 | 2014-06-06 | NH | YES | WKN | 1 | P1 | 0 | P | P
2002-06-06 | 23 | 2014-06-06 | NH | YES | WKN | 1 | P1 | 0 | OP | OP
2002-06-06 | 0 | 2014-06-06 | NH | YES | WKN | 1 | P1 | 0 | OP | OP
2002-06-07 | 1 | 2014-06-07 | NH | NO | WE | 0 | P1 | 0 | OP | OP
2002-06-07 | 2 | 2014-06-07 | NH | NO | WE | 0 | P1 | 0 | OP | OP
2002-06-07 | 3 | 2014-06-07 | NH | NO | WE | 0 | P1 | 0 | OP | OP
2002-06-07 | 4 | 2014-06-07 | NH | NO | WE | 0 | P1 | 0 | OP | OP
2002-06-07 | 5 | 2014-06-07 | NH | NO | WE | 0 | P1 | 0 | OP | OP
2002-06-07 | 6 | 2014-06-07 | NH | NO | WE | 0 | P1 | 0 | OP | OP
2002-06-07 | 7 | 2014-06-07 | NH | NO | WE | 0 | P1 | 0 | OP | OP
2002-06-07 | 8 | 2014-06-07 | NH | NO | WE | 0 | P1 | 0 | OP | OP
2002-06-07 | 9 | 2014-06-07 | NH | NO | WE | 0 | P1 | 0 | OP | OP
2002-06-07 | 10 | 2014-06-07 | NH | NO | WE | 0 | P1 | 0 | OP | OP
2002-06-07 | 11 | 2014-06-07 | NH | NO | WE | 0 | P1 | 0 | OP | OP
2002-06-07 | 12 | 2014-06-07 | NH | NO | WE | 0 | P1 | 0 | OP | OP
2002-06-07 | 13 | 2014-06-07 | NH | NO | WE | 0 | P1 | 0 | OP | OP
2002-06-07 | 14 | 2014-06-07 | NH | NO | WE | 0 | P1 | 0 | OP | OP
2002-06-07 | 15 | 2014-06-07 | NH | NO | WE | 0 | P1 | 0 | OP | OP
2002-06-07 | 16 | 2014-06-07 | NH | NO | WE | 0 | P1 | 0 | OP | OP
2002-06-07 | 17 | 2014-06-07 | NH | NO | WE | 0 | P1 | 0 | OP | OP
2002-06-07 | 18 | 2014-06-07 | NH | NO | WE | 0 | P1 | 0 | OP | OP
2002-06-07 | 19 | 2014-06-07 | NH | NO | WE | 0 | P1 | 0 | OP | OP
2002-06-07 | 20 | 2014-06-07 | NH | NO | WE | 0 | P1 | 0 | OP | OP
2002-06-07 | 21 | 2014-06-07 | NH | NO | WE | 0 | P1 | 0 | OP | OP
2002-06-07 | 22 | 2014-06-07 | NH | NO | WE | 0 | P1 | 0 | OP | OP
2002-06-07 | 23 | 2014-06-07 | NH | NO | WE | 0 | P1 | 0 | OP | OP
2002-06-07 | 0 | 2014-06-07 | NH | NO | WE | 0 | P1 | 0 | OP | OP
2002-06-08 | 1 | 2014-06-08 | NH | NO | WE | 0 | P1 | 0 | OP | OP
2002-06-08 | 2 | 2014-06-08 | NH | NO | WE | 0 | P1 | 0 | OP | OP
2002-06-08 | 3 | 2014-06-08 | NH | NO | WE | 0 | P1 | 0 | OP | OP
2002-06-08 | 4 | 2014-06-08 | NH | NO | WE | 0 | P1 | 0 | OP | OP
2002-06-08 | 5 | 2014-06-08 | NH | NO | WE | 0 | P1 | 0 | OP | OP
2002-06-08 | 6 | 2014-06-08 | NH | NO | WE | 0 | P1 | 0 | OP | OP
2002-06-08 | 7 | 2014-06-08 | NH | NO | WE | 0 | P1 | 0 | OP | OP
2002-06-08 | 8 | 2014-06-08 | NH | NO | WE | 0 | P1 | 0 | OP | OP
2002-06-08 | 9 | 2014-06-08 | NH | NO | WE | 0 | P1 | 0 | OP | OP
2002-06-08 | 10 | 2014-06-08 | NH | NO | WE | 0 | P1 | 0 | OP | OP
2002-06-08 | 11 | 2014-06-08 | NH | NO | WE | 0 | P1 | 0 | OP | OP
2002-06-08 | 12 | 2014-06-08 | NH | NO | WE | 0 | P1 | 0 | OP | OP
2002-06-08 | 13 | 2014-06-08 | NH | NO | WE | 0 | P1 | 0 | OP | OP
2002-06-08 | 14 | 2014-06-08 | NH | NO | WE | 0 | P1 | 0 | OP | OP
2002-06-08 | 15 | 2014-06-08 | NH | NO | WE | 0 | P1 | 0 | OP | OP
2002-06-08 | 16 | 2014-06-08 | NH | NO | WE | 0 | P1 | 0 | OP | OP
2002-06-08 | 17 | 2014-06-08 | NH | NO | WE | 0 | P1 | 0 | OP | OP
2002-06-08 | 18 | 2014-06-08 | NH | NO | WE | 0 | P1 | 0 | OP | OP
2002-06-08 | 19 | 2014-06-08 | NH | NO | WE | 0 | P1 | 0 | OP | OP
2002-06-08 | 20 | 2014-06-08 | NH | NO | WE | 0 | P1 | 0 | OP | OP
2002-06-08 | 21 | 2014-06-08 | NH | NO | WE | 0 | P1 | 0 | OP | OP
2002-06-08 | 22 | 2014-06-08 | NH | NO | WE | 0 | P1 | 0 | OP | OP
2002-06-08 | 23 | 2014-06-08 | NH | NO | WE | 0 | P1 | 0 | OP | OP
2002-06-08 | 0 | 2014-06-08 | NH | NO | WE | 0 | P1 | 0 | OP | OP
2002-06-09 | 1 | 2014-06-09 | NH | YES | WKN | 1 | P1 | 0 | OP | OP
2002-06-09 | 2 | 2014-06-09 | NH | YES | WKN | 1 | P1 | 0 | OP | OP
2002-06-09 | 3 | 2014-06-09 | NH | YES | WKN | 1 | P1 | 0 | OP | OP
2002-06-09 | 4 | 2014-06-09 | NH | YES | WKN | 1 | P1 | 0 | OP | OP
2002-06-09 | 5 | 2014-06-09 | NH | YES | WKN | 1 | P1 | 0 | OP | OP
2002-06-09 | 6 | 2014-06-09 | NH | YES | WKN | 1 | P1 | 0 | P | P
2002-06-09 | 7 | 2014-06-09 | NH | YES | WKN | 1 | P1 | 0 | P | P
2002-06-09 | 8 | 2014-06-09 | NH | YES | WKN | 1 | P1 | 0 | P | P
2002-06-09 | 9 | 2014-06-09 | NH | YES | WKN | 1 | P1 | 0 | P | P
2002-06-09 | 10 | 2014-06-09 | NH | YES | WKN | 1 | P1 | 0 | P | P
2002-06-09 | 11 | 2014-06-09 | NH | YES | WKN | 1 | P1 | 0 | P | P
2002-06-09 | 12 | 2014-06-09 | NH | YES | WKN | 1 | P1 | 0 | P | P
2002-06-09 | 13 | 2014-06-09 | NH | YES | WKN | 1 | P1 | 0 | P | P
2002-06-09 | 14 | 2014-06-09 | NH | YES | WKN | 1 | P1 | 0 | P | P
2002-06-09 | 15 | 2014-06-09 | NH | YES | WKN | 1 | P1 | 0 | P | P
2002-06-09 | 16 | 2014-06-09 | NH | YES | WKN | 1 | P1 | 0 | P | P
2002-06-09 | 17 | 2014-06-09 | NH | YES | WKN | 1 | P1 | 0 | P | P
2002-06-09 | 18 | 2014-06-09 | NH | YES | WKN | 1 | P1 | 0 | P | P
2002-06-09 | 19 | 2014-06-09 | NH | YES | WKN | 1 | P1 | 0 | P | P
2002-06-09 | 20 | 2014-06-09 | NH | YES | WKN | 1 | P1 | 0 | P | P
2002-06-09 | 21 | 2014-06-09 | NH | YES | WKN | 1 | P1 | 0 | P | P
2002-06-09 | 22 | 2014-06-09 | NH | YES | WKN | 1 | P1 | 0 | P | P
2002-06-09 | 23 | 2014-06-09 | NH | YES | WKN | 1 | P1 | 0 | OP | OP
2002-06-09 | 0 | 2014-06-09 | NH | YES | WKN | 1 | P1 | 0 | OP | OP
2002-06-10 | 1 | 2014-06-10 | NH | YES | WKN | 1 | P1 | 0 | OP | OP
2002-06-10 | 2 | 2014-06-10 | NH | YES | WKN | 1 | P1 | 0 | OP | OP
2002-06-10 | 3 | 2014-06-10 | NH | YES | WKN | 1 | P1 | 0 | OP | OP
2002-06-10 | 4 | 2014-06-10 | NH | YES | WKN | 1 | P1 | 0 | OP | OP
2002-06-10 | 5 | 2014-06-10 | NH | YES | WKN | 1 | P1 | 0 | OP | OP
2002-06-10 | 6 | 2014-06-10 | NH | YES | WKN | 1 | P1 | 0 | P | P
2002-06-10 | 7 | 2014-06-10 | NH | YES | WKN | 1 | P1 | 0 | P | P
2002-06-10 | 8 | 2014-06-10 | NH | YES | WKN | 1 | P1 | 0 | P | P
2002-06-10 | 9 | 2014-06-10 | NH | YES | WKN | 1 | P1 | 0 | P | P
2002-06-10 | 10 | 2014-06-10 | NH | YES | WKN | 1 | P1 | 0 | P | P
2002-06-10 | 11 | 2014-06-10 | NH | YES | WKN | 1 | P1 | 0 | P | P
2002-06-10 | 12 | 2014-06-10 | NH | YES | WKN | 1 | P1 | 0 | P | P
2002-06-10 | 13 | 2014-06-10 | NH | YES | WKN | 1 | P1 | 0 | P | P
2002-06-10 | 14 | 2014-06-10 | NH | YES | WKN | 1 | P1 | 0 | P | P
2002-06-10 | 15 | 2014-06-10 | NH | YES | WKN | 1 | P1 | 0 | P | P
2002-06-10 | 16 | 2014-06-10 | NH | YES | WKN | 1 | P1 | 0 | P | P
2002-06-10 | 17 | 2014-06-10 | NH | YES | WKN | 1 | P1 | 0 | P | P
2002-06-10 | 18 | 2014-06-10 | NH | YES | WKN | 1 | P1 | 0 | P | P
2002-06-10 | 19 | 2014-06-10 | NH | YES | WKN | 1 | P1 | 0 | P | P
2002-06-10 | 20 | 2014-06-10 | NH | YES | WKN | 1 | P1 | 0 | P | P
2002-06-10 | 21 | 2014-06-10 | NH | YES | WKN | 1 | P1 | 0 | P | P
2002-06-10 | 22 | 2014-06-10 | NH | YES | WKN | 1 | P1 | 0 | P | P
2002-06-10 | 23 | 2014-06-10 | NH | YES | WKN | 1 | P1 | 0 | OP | OP
2002-06-10 | 0 | 2014-06-10 | NH | YES | WKN | 1 | P1 | 0 | OP | OP
2002-06-11 | 1 | 2014-06-11 | NH | YES | WKN | 1 | P1 | 0 | OP | OP
2002-06-11 | 2 | 2014-06-11 | NH | YES | WKN | 1 | P1 | 0 | OP | OP
2002-06-11 | 3 | 2014-06-11 | NH | YES | WKN | 1 | P1 | 0 | OP | OP
2002-06-11 | 4 | 2014-06-11 | NH | YES | WKN | 1 | P1 | 0 | OP | OP
2002-06-11 | 5 | 2014-06-11 | NH | YES | WKN | 1 | P1 | 0 | OP | OP
2002-06-11 | 6 | 2014-06-11 | NH | YES | WKN | 1 | P1 | 0 | P | P
2002-06-11 | 7 | 2014-06-11 | NH | YES | WKN | 1 | P1 | 0 | P | P
2002-06-11 | 8 | 2014-06-11 | NH | YES | WKN | 1 | P1 | 0 | P | P
2002-06-11 | 9 | 2014-06-11 | NH | YES | WKN | 1 | P1 | 0 | P | P
2002-06-11 | 10 | 2014-06-11 | NH | YES | WKN | 1 | P1 | 0 | P | P
2002-06-11 | 11 | 2014-06-11 | NH | YES | WKN | 1 | P1 | 0 | P | P
2002-06-11 | 12 | 2014-06-11 | NH | YES | WKN | 1 | P1 | 0 | P | P
2002-06-11 | 13 | 2014-06-11 | NH | YES | WKN | 1 | P1 | 0 | P | P
2002-06-11 | 14 | 2014-06-11 | NH | YES | WKN | 1 | P1 | 0 | P | P
2002-06-11 | 15 | 2014-06-11 | NH | YES | WKN | 1 | P1 | 0 | P | P
2002-06-11 | 16 | 2014-06-11 | NH | YES | WKN | 1 | P1 | 0 | P | P
2002-06-11 | 17 | 2014-06-11 | NH | YES | WKN | 1 | P1 | 0 | P | P
2002-06-11 | 18 | 2014-06-11 | NH | YES | WKN | 1 | P1 | 0 | P | P
2002-06-11 | 19 | 2014-06-11 | NH | YES | WKN | 1 | P1 | 0 | P | P
2002-06-11 | 20 | 2014-06-11 | NH | YES | WKN | 1 | P1 | 0 | P | P
2002-06-11 | 21 | 2014-06-11 | NH | YES | WKN | 1 | P1 | 0 | P | P
2002-06-11 | 22 | 2014-06-11 | NH | YES | WKN | 1 | P1 | 0 | P | P
2002-06-11 | 23 | 2014-06-11 | NH | YES | WKN | 1 | P1 | 0 | OP | OP
2002-06-11 | 0 | 2014-06-11 | NH | YES | WKN | 1 | P1 | 0 | OP | OP
2002-06-12 | 1 | 2014-06-12 | NH | YES | WKN | 1 | P1 | 0 | OP | OP
2002-06-12 | 2 | 2014-06-12 | NH | YES | WKN | 1 | P1 | 0 | OP | OP
2002-06-12 | 3 | 2014-06-12 | NH | YES | WKN | 1 | P1 | 0 | OP | OP
2002-06-12 | 4 | 2014-06-12 | NH | YES | WKN | 1 | P1 | 0 | OP | OP
2002-06-12 | 5 | 2014-06-12 | NH | YES | WKN | 1 | P1 | 0 | OP | OP
2002-06-12 | 6 | 2014-06-12 | NH | YES | WKN | 1 | P1 | 0 | P | P
2002-06-12 | 7 | 2014-06-12 | NH | YES | WKN | 1 | P1 | 0 | P | P
2002-06-12 | 8 | 2014-06-12 | NH | YES | WKN | 1 | P1 | 0 | P | P
2002-06-12 | 9 | 2014-06-12 | NH | YES | WKN | 1 | P1 | 0 | P | P
2002-06-12 | 10 | 2014-06-12 | NH | YES | WKN | 1 | P1 | 0 | P | P
2002-06-12 | 11 | 2014-06-12 | NH | YES | WKN | 1 | P1 | 0 | P | P
2002-06-12 | 12 | 2014-06-12 | NH | YES | WKN | 1 | P1 | 0 | P | P
2002-06-12 | 13 | 2014-06-12 | NH | YES | WKN | 1 | P1 | 0 | P | P
2002-06-12 | 14 | 2014-06-12 | NH | YES | WKN | 1 | P1 | 0 | P | P
2002-06-12 | 15 | 2014-06-12 | NH | YES | WKN | 1 | P1 | 0 | P | P
2002-06-12 | 16 | 2014-06-12 | NH | YES | WKN | 1 | P1 | 0 | P | P
2002-06-12 | 17 | 2014-06-12 | NH | YES | WKN | 1 | P1 | 0 | P | P
2002-06-12 | 18 | 2014-06-12 | NH | YES | WKN | 1 | P1 | 0 | P | P
2002-06-12 | 19 | 2014-06-12 | NH | YES | WKN | 1 | P1 | 0 | P | P
2002-06-12 | 20 | 2014-06-12 | NH | YES | WKN | 1 | P1 | 0 | P | P
2002-06-12 | 21 | 2014-06-12 | NH | YES | WKN | 1 | P1 | 0 | P | P
2002-06-12 | 22 | 2014-06-12 | NH | YES | WKN | 1 | P1 | 0 | P | P
2002-06-12 | 23 | 2014-06-12 | NH | YES | WKN | 1 | P1 | 0 | OP | OP
2002-06-12 | 0 | 2014-06-12 | NH | YES | WKN | 1 | P1 | 0 | OP | OP
2002-06-13 | 1 | 2014-06-13 | NH | YES | WKN | 1 | P1 | 0 | OP | OP
2002-06-13 | 2 | 2014-06-13 | NH | YES | WKN | 1 | P1 | 0 | OP | OP
2002-06-13 | 3 | 2014-06-13 | NH | YES | WKN | 1 | P1 | 0 | OP | OP
2002-06-13 | 4 | 2014-06-13 | NH | YES | WKN | 1 | P1 | 0 | OP | OP
2002-06-13 | 5 | 2014-06-13 | NH | YES | WKN | 1 | P1 | 0 | OP | OP
2002-06-13 | 6 | 2014-06-13 | NH | YES | WKN | 1 | P1 | 0 | P | P
2002-06-13 | 7 | 2014-06-13 | NH | YES | WKN | 1 | P1 | 0 | P | P
2002-06-13 | 8 | 2014-06-13 | NH | YES | WKN | 1 | P1 | 0 | P | P
2002-06-13 | 9 | 2014-06-13 | NH | YES | WKN | 1 | P1 | 0 | P | P
2002-06-13 | 10 | 2014-06-13 | NH | YES | WKN | 1 | P1 | 0 | P | P
2002-06-13 | 11 | 2014-06-13 | NH | YES | WKN | 1 | P1 | 0 | P | P
2002-06-13 | 12 | 2014-06-13 | NH | YES | WKN | 1 | P1 | 0 | P | P
2002-06-13 | 13 | 2014-06-13 | NH | YES | WKN | 1 | P1 | 0 | P | P
2002-06-13 | 14 | 2014-06-13 | NH | YES | WKN | 1 | P1 | 0 | P | P
2002-06-13 | 15 | 2014-06-13 | NH | YES | WKN | 1 | P1 | 0 | P | P
2002-06-13 | 16 | 2014-06-13 | NH | YES | WKN | 1 | P1 | 0 | P | P
2002-06-13 | 17 | 2014-06-13 | NH | YES | WKN | 1 | P1 | 0 | P | P
2002-06-13 | 18 | 2014-06-13 | NH | YES | WKN | 1 | P1 | 0 | P | P
2002-06-13 | 19 | 2014-06-13 | NH | YES | WKN | 1 | P1 | 0 | P | P
2002-06-13 | 20 | 2014-06-13 | NH | YES | WKN | 1 | P1 | 0 | P | P
2002-06-13 | 21 | 2014-06-13 | NH | YES | WKN | 1 | P1 | 0 | P | P
2002-06-13 | 22 | 2014-06-13 | NH | YES | WKN | 1 | P1 | 0 | P | P
2002-06-13 | 23 | 2014-06-13 | NH | YES | WKN | 1 | P1 | 0 | OP | OP
2002-06-13 | 0 | 2014-06-13 | NH | YES | WKN | 1 | P1 | 0 | OP | OP
2002-06-14 | 1 | 2014-06-14 | NH | NO | WE | 0 | P1 | 0 | OP | OP
2002-06-14 | 2 | 2014-06-14 | NH | NO | WE | 0 | P1 | 0 | OP | OP
2002-06-14 | 3 | 2014-06-14 | NH | NO | WE | 0 | P1 | 0 | OP | OP
2002-06-14 | 4 | 2014-06-14 | NH | NO | WE | 0 | P1 | 0 | OP | OP
2002-06-14 | 5 | 2014-06-14 | NH | NO | WE | 0 | P1 | 0 | OP | OP
2002-06-14 | 6 | 2014-06-14 | NH | NO | WE | 0 | P1 | 0 | OP | OP
2002-06-14 | 7 | 2014-06-14 | NH | NO | WE | 0 | P1 | 0 | OP | OP
2002-06-14 | 8 | 2014-06-14 | NH | NO | WE | 0 | P1 | 0 | OP | OP
2002-06-14 | 9 | 2014-06-14 | NH | NO | WE | 0 | P1 | 0 | OP | OP
2002-06-14 | 10 | 2014-06-14 | NH | NO | WE | 0 | P1 | 0 | OP | OP
2002-06-14 | 11 | 2014-06-14 | NH | NO | WE | 0 | P1 | 0 | OP | OP
2002-06-14 | 12 | 2014-06-14 | NH | NO | WE | 0 | P1 | 0 | OP | OP
2002-06-14 | 13 | 2014-06-14 | NH | NO | WE | 0 | P1 | 0 | OP | OP
2002-06-14 | 14 | 2014-06-14 | NH | NO | WE | 0 | P1 | 0 | OP | OP
2002-06-14 | 15 | 2014-06-14 | NH | NO | WE | 0 | P1 | 0 | OP | OP
2002-06-14 | 16 | 2014-06-14 | NH | NO | WE | 0 | P1 | 0 | OP | OP
2002-06-14 | 17 | 2014-06-14 | NH | NO | WE | 0 | P1 | 0 | OP | OP
2002-06-14 | 18 | 2014-06-14 | NH | NO | WE | 0 | P1 | 0 | OP | OP
2002-06-14 | 19 | 2014-06-14 | NH | NO | WE | 0 | P1 | 0 | OP | OP
2002-06-14 | 20 | 2014-06-14 | NH | NO | WE | 0 | P1 | 0 | OP | OP
2002-06-14 | 21 | 2014-06-14 | NH | NO | WE | 0 | P1 | 0 | OP | OP
2002-06-14 | 22 | 2014-06-14 | NH | NO | WE | 0 | P1 | 0 | OP | OP
2002-06-14 | 23 | 2014-06-14 | NH | NO | WE | 0 | P1 | 0 | OP | OP
2002-06-14 | 0 | 2014-06-14 | NH | NO | WE | 0 | P1 | 0 | OP | OP
2002-06-15 | 1 | 2014-06-15 | NH | NO | WE | 0 | P1 | 0 | OP | OP
2002-06-15 | 2 | 2014-06-15 | NH | NO | WE | 0 | P1 | 0 | OP | OP
2002-06-15 | 3 | 2014-06-15 | NH | NO | WE | 0 | P1 | 0 | OP | OP
2002-06-15 | 4 | 2014-06-15 | NH | NO | WE | 0 | P1 | 0 | OP | OP
2002-06-15 | 5 | 2014-06-15 | NH | NO | WE | 0 | P1 | 0 | OP | OP
2002-06-15 | 6 | 2014-06-15 | NH | NO | WE | 0 | P1 | 0 | OP | OP
2002-06-15 | 7 | 2014-06-15 | NH | NO | WE | 0 | P1 | 0 | OP | OP
2002-06-15 | 8 | 2014-06-15 | NH | NO | WE | 0 | P1 | 0 | OP | OP
2002-06-15 | 9 | 2014-06-15 | NH | NO | WE | 0 | P1 | 0 | OP | OP
2002-06-15 | 10 | 2014-06-15 | NH | NO | WE | 0 | P1 | 0 | OP | OP
2002-06-15 | 11 | 2014-06-15 | NH | NO | WE | 0 | P1 | 0 | OP | OP
2002-06-15 | 12 | 2014-06-15 | NH | NO | WE | 0 | P1 | 0 | OP | OP
2002-06-15 | 13 | 2014-06-15 | NH | NO | WE | 0 | P1 | 0 | OP | OP
2002-06-15 | 14 | 2014-06-15 | NH | NO | WE | 0 | P1 | 0 | OP | OP
2002-06-15 | 15 | 2014-06-15 | NH | NO | WE | 0 | P1 | 0 | OP | OP
2002-06-15 | 16 | 2014-06-15 | NH | NO | WE | 0 | P1 | 0 | OP | OP
2002-06-15 | 17 | 2014-06-15 | NH | NO | WE | 0 | P1 | 0 | OP | OP
2002-06-15 | 18 | 2014-06-15 | NH | NO | WE | 0 | P1 | 0 | OP | OP
2002-06-15 | 19 | 2014-06-15 | NH | NO | WE | 0 | P1 | 0 | OP | OP
2002-06-15 | 20 | 2014-06-15 | NH | NO | WE | 0 | P1 | 0 | OP | OP
2002-06-15 | 21 | 2014-06-15 | NH | NO | WE | 0 | P1 | 0 | OP | OP
2002-06-15 | 22 | 2014-06-15 | NH | NO | WE | 0 | P1 | 0 | OP | OP
2002-06-15 | 23 | 2014-06-15 | NH | NO | WE | 0 | P1 | 0 | OP | OP
2002-06-15 | 0 | 2014-06-15 | NH | NO | WE | 0 | P1 | 0 | OP | OP
2002-06-16 | 1 | 2014-06-16 | NH | YES | WKN | 1 | P1 | 0 | OP | OP
2002-06-16 | 2 | 2014-06-16 | NH | YES | WKN | 1 | P1 | 0 | OP | OP
2002-06-16 | 3 | 2014-06-16 | NH | YES | WKN | 1 | P1 | 0 | OP | OP
2002-06-16 | 4 | 2014-06-16 | NH | YES | WKN | 1 | P1 | 0 | OP | OP
2002-06-16 | 5 | 2014-06-16 | NH | YES | WKN | 1 | P1 | 0 | OP | OP
2002-06-16 | 6 | 2014-06-16 | NH | YES | WKN | 1 | P1 | 0 | P | P
2002-06-16 | 7 | 2014-06-16 | NH | YES | WKN | 1 | P1 | 0 | P | P
2002-06-16 | 8 | 2014-06-16 | NH | YES | WKN | 1 | P1 | 0 | P | P
2002-06-16 | 9 | 2014-06-16 | NH | YES | WKN | 1 | P1 | 0 | P | P
2002-06-16 | 10 | 2014-06-16 | NH | YES | WKN | 1 | P1 | 0 | P | P
2002-06-16 | 11 | 2014-06-16 | NH | YES | WKN | 1 | P1 | 0 | P | P
2002-06-16 | 12 | 2014-06-16 | NH | YES | WKN | 1 | P1 | 0 | P | P
2002-06-16 | 13 | 2014-06-16 | NH | YES | WKN | 1 | P1 | 0 | P | P
2002-06-16 | 14 | 2014-06-16 | NH | YES | WKN | 1 | P1 | 0 | P | P
2002-06-16 | 15 | 2014-06-16 | NH | YES | WKN | 1 | P1 | 0 | P | P
2002-06-16 | 16 | 2014-06-16 | NH | YES | WKN | 1 | P1 | 0 | P | P
2002-06-16 | 17 | 2014-06-16 | NH | YES | WKN | 1 | P1 | 0 | P | P
2002-06-16 | 18 | 2014-06-16 | NH | YES | WKN | 1 | P1 | 0 | P | P
2002-06-16 | 19 | 2014-06-16 | NH | YES | WKN | 1 | P1 | 0 | P | P
2002-06-16 | 20 | 2014-06-16 | NH | YES | WKN | 1 | P1 | 0 | P | P
2002-06-16 | 21 | 2014-06-16 | NH | YES | WKN | 1 | P1 | 0 | P | P
2002-06-16 | 22 | 2014-06-16 | NH | YES | WKN | 1 | P1 | 0 | P | P
2002-06-16 | 23 | 2014-06-16 | NH | YES | WKN | 1 | P1 | 0 | OP | OP
2002-06-16 | 0 | 2014-06-16 | NH | YES | WKN | 1 | P1 | 0 | OP | OP
2002-06-17 | 1 | 2014-06-17 | NH | YES | WKN | 1 | P1 | 0 | OP | OP
2002-06-17 | 2 | 2014-06-17 | NH | YES | WKN | 1 | P1 | 0 | OP | OP
2002-06-17 | 3 | 2014-06-17 | NH | YES | WKN | 1 | P1 | 0 | OP | OP
2002-06-17 | 4 | 2014-06-17 | NH | YES | WKN | 1 | P1 | 0 | OP | OP
2002-06-17 | 5 | 2014-06-17 | NH | YES | WKN | 1 | P1 | 0 | OP | OP
2002-06-17 | 6 | 2014-06-17 | NH | YES | WKN | 1 | P1 | 0 | P | P
2002-06-17 | 7 | 2014-06-17 | NH | YES | WKN | 1 | P1 | 0 | P | P
2002-06-17 | 8 | 2014-06-17 | NH | YES | WKN | 1 | P1 | 0 | P | P
2002-06-17 | 9 | 2014-06-17 | NH | YES | WKN | 1 | P1 | 0 | P | P
2002-06-17 | 10 | 2014-06-17 | NH | YES | WKN | 1 | P1 | 0 | P | P
2002-06-17 | 11 | 2014-06-17 | NH | YES | WKN | 1 | P1 | 0 | P | P
2002-06-17 | 12 | 2014-06-17 | NH | YES | WKN | 1 | P1 | 0 | P | P
2002-06-17 | 13 | 2014-06-17 | NH | YES | WKN | 1 | P1 | 0 | P | P
2002-06-17 | 14 | 2014-06-17 | NH | YES | WKN | 1 | P1 | 0 | P | P
2002-06-17 | 15 | 2014-06-17 | NH | YES | WKN | 1 | P1 | 0 | P | P
2002-06-17 | 16 | 2014-06-17 | NH | YES | WKN | 1 | P1 | 0 | P | P
2002-06-17 | 17 | 2014-06-17 | NH | YES | WKN | 1 | P1 | 0 | P | P
2002-06-17 | 18 | 2014-06-17 | NH | YES | WKN | 1 | P1 | 0 | P | P
2002-06-17 | 19 | 2014-06-17 | NH | YES | WKN | 1 | P1 | 0 | P | P
2002-06-17 | 20 | 2014-06-17 | NH | YES | WKN | 1 | P1 | 0 | P | P
2002-06-17 | 21 | 2014-06-17 | NH | YES | WKN | 1 | P1 | 0 | P | P
2002-06-17 | 22 | 2014-06-17 | NH | YES | WKN | 1 | P1 | 0 | P | P
2002-06-17 | 23 | 2014-06-17 | NH | YES | WKN | 1 | P1 | 0 | OP | OP
2002-06-17 | 0 | 2014-06-17 | NH | YES | WKN | 1 | P1 | 0 | OP | OP
2002-06-18 | 1 | 2014-06-18 | NH | YES | WKN | 1 | P1 | 0 | OP | OP
2002-06-18 | 2 | 2014-06-18 | NH | YES | WKN | 1 | P1 | 0 | OP | OP
2002-06-18 | 3 | 2014-06-18 | NH | YES | WKN | 1 | P1 | 0 | OP | OP
2002-06-18 | 4 | 2014-06-18 | NH | YES | WKN | 1 | P1 | 0 | OP | OP
2002-06-18 | 5 | 2014-06-18 | NH | YES | WKN | 1 | P1 | 0 | OP | OP
2002-06-18 | 6 | 2014-06-18 | NH | YES | WKN | 1 | P1 | 0 | P | P
2002-06-18 | 7 | 2014-06-18 | NH | YES | WKN | 1 | P1 | 0 | P | P
2002-06-18 | 8 | 2014-06-18 | NH | YES | WKN | 1 | P1 | 0 | P | P
2002-06-18 | 9 | 2014-06-18 | NH | YES | WKN | 1 | P1 | 0 | P | P
2002-06-18 | 10 | 2014-06-18 | NH | YES | WKN | 1 | P1 | 0 | P | P
2002-06-18 | 11 | 2014-06-18 | NH | YES | WKN | 1 | P1 | 0 | P | P
2002-06-18 | 12 | 2014-06-18 | NH | YES | WKN | 1 | P1 | 0 | P | P
2002-06-18 | 13 | 2014-06-18 | NH | YES | WKN | 1 | P1 | 0 | P | P
2002-06-18 | 14 | 2014-06-18 | NH | YES | WKN | 1 | P1 | 0 | P | P
2002-06-18 | 15 | 2014-06-18 | NH | YES | WKN | 1 | P1 | 0 | P | P
2002-06-18 | 16 | 2014-06-18 | NH | YES | WKN | 1 | P1 | 0 | P | P
2002-06-18 | 17 | 2014-06-18 | NH | YES | WKN | 1 | P1 | 0 | P | P
2002-06-18 | 18 | 2014-06-18 | NH | YES | WKN | 1 | P1 | 0 | P | P
2002-06-18 | 19 | 2014-06-18 | NH | YES | WKN | 1 | P1 | 0 | P | P
2002-06-18 | 20 | 2014-06-18 | NH | YES | WKN | 1 | P1 | 0 | P | P
2002-06-18 | 21 | 2014-06-18 | NH | YES | WKN | 1 | P1 | 0 | P | P
2002-06-18 | 22 | 2014-06-18 | NH | YES | WKN | 1 | P1 | 0 | P | P
2002-06-18 | 23 | 2014-06-18 | NH | YES | WKN | 1 | P1 | 0 | OP | OP
2002-06-18 | 0 | 2014-06-18 | NH | YES | WKN | 1 | P1 | 0 | OP | OP
2002-06-19 | 1 | 2014-06-19 | NH | YES | WKN | 1 | P1 | 0 | OP | OP
2002-06-19 | 2 | 2014-06-19 | NH | YES | WKN | 1 | P1 | 0 | OP | OP
2002-06-19 | 3 | 2014-06-19 | NH | YES | WKN | 1 | P1 | 0 | OP | OP
2002-06-19 | 4 | 2014-06-19 | NH | YES | WKN | 1 | P1 | 0 | OP | OP
2002-06-19 | 5 | 2014-06-19 | NH | YES | WKN | 1 | P1 | 0 | OP | OP
2002-06-19 | 6 | 2014-06-19 | NH | YES | WKN | 1 | P1 | 0 | P | P
2002-06-19 | 7 | 2014-06-19 | NH | YES | WKN | 1 | P1 | 0 | P | P
2002-06-19 | 8 | 2014-06-19 | NH | YES | WKN | 1 | P1 | 0 | P | P
2002-06-19 | 9 | 2014-06-19 | NH | YES | WKN | 1 | P1 | 0 | P | P
2002-06-19 | 10 | 2014-06-19 | NH | YES | WKN | 1 | P1 | 0 | P | P
2002-06-19 | 11 | 2014-06-19 | NH | YES | WKN | 1 | P1 | 0 | P | P
2002-06-19 | 12 | 2014-06-19 | NH | YES | WKN | 1 | P1 | 0 | P | P
2002-06-19 | 13 | 2014-06-19 | NH | YES | WKN | 1 | P1 | 0 | P | P
2002-06-19 | 14 | 2014-06-19 | NH | YES | WKN | 1 | P1 | 0 | P | P
2002-06-19 | 15 | 2014-06-19 | NH | YES | WKN | 1 | P1 | 0 | P | P
2002-06-19 | 16 | 2014-06-19 | NH | YES | WKN | 1 | P1 | 0 | P | P
2002-06-19 | 17 | 2014-06-19 | NH | YES | WKN | 1 | P1 | 0 | P | P
2002-06-19 | 18 | 2014-06-19 | NH | YES | WKN | 1 | P1 | 0 | P | P
2002-06-19 | 19 | 2014-06-19 | NH | YES | WKN | 1 | P1 | 0 | P | P
2002-06-19 | 20 | 2014-06-19 | NH | YES | WKN | 1 | P1 | 0 | P | P
2002-06-19 | 21 | 2014-06-19 | NH | YES | WKN | 1 | P1 | 0 | P | P
2002-06-19 | 22 | 2014-06-19 | NH | YES | WKN | 1 | P1 | 0 | P | P
2002-06-19 | 23 | 2014-06-19 | NH | YES | WKN | 1 | P1 | 0 | OP | OP
2002-06-19 | 0 | 2014-06-19 | NH | YES | WKN | 1 | P1 | 0 | OP | OP
2002-06-20 | 1 | 2014-06-20 | NH | YES | WKN | 1 | P1 | 0 | OP | OP
2002-06-20 | 2 | 2014-06-20 | NH | YES | WKN | 1 | P1 | 0 | OP | OP
2002-06-20 | 3 | 2014-06-20 | NH | YES | WKN | 1 | P1 | 0 | OP | OP
2002-06-20 | 4 | 2014-06-20 | NH | YES | WKN | 1 | P1 | 0 | OP | OP
2002-06-20 | 5 | 2014-06-20 | NH | YES | WKN | 1 | P1 | 0 | OP | OP
2002-06-20 | 6 | 2014-06-20 | NH | YES | WKN | 1 | P1 | 0 | P | P
2002-06-20 | 7 | 2014-06-20 | NH | YES | WKN | 1 | P1 | 0 | P | P
2002-06-20 | 8 | 2014-06-20 | NH | YES | WKN | 1 | P1 | 0 | P | P
2002-06-20 | 9 | 2014-06-20 | NH | YES | WKN | 1 | P1 | 0 | P | P
2002-06-20 | 10 | 2014-06-20 | NH | YES | WKN | 1 | P1 | 0 | P | P
2002-06-20 | 11 | 2014-06-20 | NH | YES | WKN | 1 | P1 | 0 | P | P
2002-06-20 | 12 | 2014-06-20 | NH | YES | WKN | 1 | P1 | 0 | P | P
2002-06-20 | 13 | 2014-06-20 | NH | YES | WKN | 1 | P1 | 0 | P | P
2002-06-20 | 14 | 2014-06-20 | NH | YES | WKN | 1 | P1 | 0 | P | P
2002-06-20 | 15 | 2014-06-20 | NH | YES | WKN | 1 | P1 | 0 | P | P
2002-06-20 | 16 | 2014-06-20 | NH | YES | WKN | 1 | P1 | 0 | P | P
2002-06-20 | 17 | 2014-06-20 | NH | YES | WKN | 1 | P1 | 0 | P | P
2002-06-20 | 18 | 2014-06-20 | NH | YES | WKN | 1 | P1 | 0 | P | P
2002-06-20 | 19 | 2014-06-20 | NH | YES | WKN | 1 | P1 | 0 | P | P
2002-06-20 | 20 | 2014-06-20 | NH | YES | WKN | 1 | P1 | 0 | P | P
2002-06-20 | 21 | 2014-06-20 | NH | YES | WKN | 1 | P1 | 0 | P | P
2002-06-20 | 22 | 2014-06-20 | NH | YES | WKN | 1 | P1 | 0 | P | P
2002-06-20 | 23 | 2014-06-20 | NH | YES | WKN | 1 | P1 | 0 | OP | OP
2002-06-20 | 0 | 2014-06-20 | NH | YES | WKN | 1 | P1 | 0 | OP | OP
2002-06-21 | 1 | 2014-06-21 | NH | NO | WE | 0 | P1 | 0 | OP | OP
2002-06-21 | 2 | 2014-06-21 | NH | NO | WE | 0 | P1 | 0 | OP | OP
2002-06-21 | 3 | 2014-06-21 | NH | NO | WE | 0 | P1 | 0 | OP | OP
2002-06-21 | 4 | 2014-06-21 | NH | NO | WE | 0 | P1 | 0 | OP | OP
2002-06-21 | 5 | 2014-06-21 | NH | NO | WE | 0 | P1 | 0 | OP | OP
2002-06-21 | 6 | 2014-06-21 | NH | NO | WE | 0 | P1 | 0 | OP | OP
2002-06-21 | 7 | 2014-06-21 | NH | NO | WE | 0 | P1 | 0 | OP | OP
2002-06-21 | 8 | 2014-06-21 | NH | NO | WE | 0 | P1 | 0 | OP | OP
2002-06-21 | 9 | 2014-06-21 | NH | NO | WE | 0 | P1 | 0 | OP | OP
2002-06-21 | 10 | 2014-06-21 | NH | NO | WE | 0 | P1 | 0 | OP | OP
2002-06-21 | 11 | 2014-06-21 | NH | NO | WE | 0 | P1 | 0 | OP | OP
2002-06-21 | 12 | 2014-06-21 | NH | NO | WE | 0 | P1 | 0 | OP | OP
2002-06-21 | 13 | 2014-06-21 | NH | NO | WE | 0 | P1 | 0 | OP | OP
2002-06-21 | 14 | 2014-06-21 | NH | NO | WE | 0 | P1 | 0 | OP | OP
2002-06-21 | 15 | 2014-06-21 | NH | NO | WE | 0 | P1 | 0 | OP | OP
2002-06-21 | 16 | 2014-06-21 | NH | NO | WE | 0 | P1 | 0 | OP | OP
2002-06-21 | 17 | 2014-06-21 | NH | NO | WE | 0 | P1 | 0 | OP | OP
2002-06-21 | 18 | 2014-06-21 | NH | NO | WE | 0 | P1 | 0 | OP | OP
2002-06-21 | 19 | 2014-06-21 | NH | NO | WE | 0 | P1 | 0 | OP | OP
2002-06-21 | 20 | 2014-06-21 | NH | NO | WE | 0 | P1 | 0 | OP | OP
2002-06-21 | 21 | 2014-06-21 | NH | NO | WE | 0 | P1 | 0 | OP | OP
2002-06-21 | 22 | 2014-06-21 | NH | NO | WE | 0 | P1 | 0 | OP | OP
2002-06-21 | 23 | 2014-06-21 | NH | NO | WE | 0 | P1 | 0 | OP | OP
2002-06-21 | 0 | 2014-06-21 | NH | NO | WE | 0 | P1 | 0 | OP | OP
2002-06-22 | 1 | 2014-06-22 | NH | NO | WE | 0 | P1 | 0 | OP | OP
2002-06-22 | 2 | 2014-06-22 | NH | NO | WE | 0 | P1 | 0 | OP | OP
2002-06-22 | 3 | 2014-06-22 | NH | NO | WE | 0 | P1 | 0 | OP | OP
2002-06-22 | 4 | 2014-06-22 | NH | NO | WE | 0 | P1 | 0 | OP | OP
2002-06-22 | 5 | 2014-06-22 | NH | NO | WE | 0 | P1 | 0 | OP | OP
2002-06-22 | 6 | 2014-06-22 | NH | NO | WE | 0 | P1 | 0 | OP | OP
2002-06-22 | 7 | 2014-06-22 | NH | NO | WE | 0 | P1 | 0 | OP | OP
2002-06-22 | 8 | 2014-06-22 | NH | NO | WE | 0 | P1 | 0 | OP | OP
2002-06-22 | 9 | 2014-06-22 | NH | NO | WE | 0 | P1 | 0 | OP | OP
2002-06-22 | 10 | 2014-06-22 | NH | NO | WE | 0 | P1 | 0 | OP | OP
2002-06-22 | 11 | 2014-06-22 | NH | NO | WE | 0 | P1 | 0 | OP | OP
2002-06-22 | 12 | 2014-06-22 | NH | NO | WE | 0 | P1 | 0 | OP | OP
2002-06-22 | 13 | 2014-06-22 | NH | NO | WE | 0 | P1 | 0 | OP | OP
2002-06-22 | 14 | 2014-06-22 | NH | NO | WE | 0 | P1 | 0 | OP | OP
2002-06-22 | 15 | 2014-06-22 | NH | NO | WE | 0 | P1 | 0 | OP | OP
2002-06-22 | 16 | 2014-06-22 | NH | NO | WE | 0 | P1 | 0 | OP | OP
2002-06-22 | 17 | 2014-06-22 | NH | NO | WE | 0 | P1 | 0 | OP | OP
2002-06-22 | 18 | 2014-06-22 | NH | NO | WE | 0 | P1 | 0 | OP | OP
2002-06-22 | 19 | 2014-06-22 | NH | NO | WE | 0 | P1 | 0 | OP | OP
2002-06-22 | 20 | 2014-06-22 | NH | NO | WE | 0 | P1 | 0 | OP | OP
2002-06-22 | 21 | 2014-06-22 | NH | NO | WE | 0 | P1 | 0 | OP | OP
2002-06-22 | 22 | 2014-06-22 | NH | NO | WE | 0 | P1 | 0 | OP | OP
2002-06-22 | 23 | 2014-06-22 | NH | NO | WE | 0 | P1 | 0 | OP | OP
2002-06-22 | 0 | 2014-06-22 | NH | NO | WE | 0 | P1 | 0 | OP | OP
2002-06-23 | 1 | 2014-06-23 | NH | YES | WKN | 1 | P1 | 0 | OP | OP
2002-06-23 | 2 | 2014-06-23 | NH | YES | WKN | 1 | P1 | 0 | OP | OP
2002-06-23 | 3 | 2014-06-23 | NH | YES | WKN | 1 | P1 | 0 | OP | OP
2002-06-23 | 4 | 2014-06-23 | NH | YES | WKN | 1 | P1 | 0 | OP | OP
2002-06-23 | 5 | 2014-06-23 | NH | YES | WKN | 1 | P1 | 0 | OP | OP
2002-06-23 | 6 | 2014-06-23 | NH | YES | WKN | 1 | P1 | 0 | P | P
2002-06-23 | 7 | 2014-06-23 | NH | YES | WKN | 1 | P1 | 0 | P | P
2002-06-23 | 8 | 2014-06-23 | NH | YES | WKN | 1 | P1 | 0 | P | P
2002-06-23 | 9 | 2014-06-23 | NH | YES | WKN | 1 | P1 | 0 | P | P
2002-06-23 | 10 | 2014-06-23 | NH | YES | WKN | 1 | P1 | 0 | P | P
2002-06-23 | 11 | 2014-06-23 | NH | YES | WKN | 1 | P1 | 0 | P | P
2002-06-23 | 12 | 2014-06-23 | NH | YES | WKN | 1 | P1 | 0 | P | P
2002-06-23 | 13 | 2014-06-23 | NH | YES | WKN | 1 | P1 | 0 | P | P
2002-06-23 | 14 | 2014-06-23 | NH | YES | WKN | 1 | P1 | 0 | P | P
2002-06-23 | 15 | 2014-06-23 | NH | YES | WKN | 1 | P1 | 0 | P | P
2002-06-23 | 16 | 2014-06-23 | NH | YES | WKN | 1 | P1 | 0 | P | P
2002-06-23 | 17 | 2014-06-23 | NH | YES | WKN | 1 | P1 | 0 | P | P
2002-06-23 | 18 | 2014-06-23 | NH | YES | WKN | 1 | P1 | 0 | P | P
2002-06-23 | 19 | 2014-06-23 | NH | YES | WKN | 1 | P1 | 0 | P | P
2002-06-23 | 20 | 2014-06-23 | NH | YES | WKN | 1 | P1 | 0 | P | P
2002-06-23 | 21 | 2014-06-23 | NH | YES | WKN | 1 | P1 | 0 | P | P
2002-06-23 | 22 | 2014-06-23 | NH | YES | WKN | 1 | P1 | 0 | P | P
2002-06-23 | 23 | 2014-06-23 | NH | YES | WKN | 1 | P1 | 0 | OP | OP
2002-06-23 | 0 | 2014-06-23 | NH | YES | WKN | 1 | P1 | 0 | OP | OP
2002-06-24 | 1 | 2014-06-24 | NH | YES | WKN | 1 | P1 | 0 | OP | OP
2002-06-24 | 2 | 2014-06-24 | NH | YES | WKN | 1 | P1 | 0 | OP | OP
2002-06-24 | 3 | 2014-06-24 | NH | YES | WKN | 1 | P1 | 0 | OP | OP
2002-06-24 | 4 | 2014-06-24 | NH | YES | WKN | 1 | P1 | 0 | OP | OP
2002-06-24 | 5 | 2014-06-24 | NH | YES | WKN | 1 | P1 | 0 | OP | OP
2002-06-24 | 6 | 2014-06-24 | NH | YES | WKN | 1 | P1 | 0 | P | P
2002-06-24 | 7 | 2014-06-24 | NH | YES | WKN | 1 | P1 | 0 | P | P
2002-06-24 | 8 | 2014-06-24 | NH | YES | WKN | 1 | P1 | 0 | P | P
2002-06-24 | 9 | 2014-06-24 | NH | YES | WKN | 1 | P1 | 0 | P | P
2002-06-24 | 10 | 2014-06-24 | NH | YES | WKN | 1 | P1 | 0 | P | P
2002-06-24 | 11 | 2014-06-24 | NH | YES | WKN | 1 | P1 | 0 | P | P
2002-06-24 | 12 | 2014-06-24 | NH | YES | WKN | 1 | P1 | 0 | P | P
2002-06-24 | 13 | 2014-06-24 | NH | YES | WKN | 1 | P1 | 0 | P | P
2002-06-24 | 14 | 2014-06-24 | NH | YES | WKN | 1 | P1 | 0 | P | P
2002-06-24 | 15 | 2014-06-24 | NH | YES | WKN | 1 | P1 | 0 | P | P
2002-06-24 | 16 | 2014-06-24 | NH | YES | WKN | 1 | P1 | 0 | P | P
2002-06-24 | 17 | 2014-06-24 | NH | YES | WKN | 1 | P1 | 0 | P | P
2002-06-24 | 18 | 2014-06-24 | NH | YES | WKN | 1 | P1 | 0 | P | P
2002-06-24 | 19 | 2014-06-24 | NH | YES | WKN | 1 | P1 | 0 | P | P
2002-06-24 | 20 | 2014-06-24 | NH | YES | WKN | 1 | P1 | 0 | P | P
2002-06-24 | 21 | 2014-06-24 | NH | YES | WKN | 1 | P1 | 0 | P | P
2002-06-24 | 22 | 2014-06-24 | NH | YES | WKN | 1 | P1 | 0 | P | P
2002-06-24 | 23 | 2014-06-24 | NH | YES | WKN | 1 | P1 | 0 | OP | OP
2002-06-24 | 0 | 2014-06-24 | NH | YES | WKN | 1 | P1 | 0 | OP | OP
2002-06-25 | 1 | 2014-06-25 | NH | YES | WKN | 1 | P1 | 0 | OP | OP
2002-06-25 | 2 | 2014-06-25 | NH | YES | WKN | 1 | P1 | 0 | OP | OP
2002-06-25 | 3 | 2014-06-25 | NH | YES | WKN | 1 | P1 | 0 | OP | OP
2002-06-25 | 4 | 2014-06-25 | NH | YES | WKN | 1 | P1 | 0 | OP | OP
2002-06-25 | 5 | 2014-06-25 | NH | YES | WKN | 1 | P1 | 0 | OP | OP
2002-06-25 | 6 | 2014-06-25 | NH | YES | WKN | 1 | P1 | 0 | P | P
2002-06-25 | 7 | 2014-06-25 | NH | YES | WKN | 1 | P1 | 0 | P | P
2002-06-25 | 8 | 2014-06-25 | NH | YES | WKN | 1 | P1 | 0 | P | P
2002-06-25 | 9 | 2014-06-25 | NH | YES | WKN | 1 | P1 | 0 | P | P
2002-06-25 | 10 | 2014-06-25 | NH | YES | WKN | 1 | P1 | 0 | P | P
2002-06-25 | 11 | 2014-06-25 | NH | YES | WKN | 1 | P1 | 0 | P | P
2002-06-25 | 12 | 2014-06-25 | NH | YES | WKN | 1 | P1 | 0 | P | P
2002-06-25 | 13 | 2014-06-25 | NH | YES | WKN | 1 | P1 | 0 | P | P
2002-06-25 | 14 | 2014-06-25 | NH | YES | WKN | 1 | P1 | 0 | P | P
2002-06-25 | 15 | 2014-06-25 | NH | YES | WKN | 1 | P1 | 0 | P | P
2002-06-25 | 16 | 2014-06-25 | NH | YES | WKN | 1 | P1 | 0 | P | P
2002-06-25 | 17 | 2014-06-25 | NH | YES | WKN | 1 | P1 | 0 | P | P
2002-06-25 | 18 | 2014-06-25 | NH | YES | WKN | 1 | P1 | 0 | P | P
2002-06-25 | 19 | 2014-06-25 | NH | YES | WKN | 1 | P1 | 0 | P | P
2002-06-25 | 20 | 2014-06-25 | NH | YES | WKN | 1 | P1 | 0 | P | P
2002-06-25 | 21 | 2014-06-25 | NH | YES | WKN | 1 | P1 | 0 | P | P
2002-06-25 | 22 | 2014-06-25 | NH | YES | WKN | 1 | P1 | 0 | P | P
2002-06-25 | 23 | 2014-06-25 | NH | YES | WKN | 1 | P1 | 0 | OP | OP
2002-06-25 | 0 | 2014-06-25 | NH | YES | WKN | 1 | P1 | 0 | OP | OP
2002-06-26 | 1 | 2014-06-26 | NH | YES | WKN | 1 | P1 | 0 | OP | OP
2002-06-26 | 2 | 2014-06-26 | NH | YES | WKN | 1 | P1 | 0 | OP | OP
2002-06-26 | 3 | 2014-06-26 | NH | YES | WKN | 1 | P1 | 0 | OP | OP
2002-06-26 | 4 | 2014-06-26 | NH | YES | WKN | 1 | P1 | 0 | OP | OP
2002-06-26 | 5 | 2014-06-26 | NH | YES | WKN | 1 | P1 | 0 | OP | OP
2002-06-26 | 6 | 2014-06-26 | NH | YES | WKN | 1 | P1 | 0 | P | P
2002-06-26 | 7 | 2014-06-26 | NH | YES | WKN | 1 | P1 | 0 | P | P
2002-06-26 | 8 | 2014-06-26 | NH | YES | WKN | 1 | P1 | 0 | P | P
2002-06-26 | 9 | 2014-06-26 | NH | YES | WKN | 1 | P1 | 0 | P | P
2002-06-26 | 10 | 2014-06-26 | NH | YES | WKN | 1 | P1 | 0 | P | P
2002-06-26 | 11 | 2014-06-26 | NH | YES | WKN | 1 | P1 | 0 | P | P
2002-06-26 | 12 | 2014-06-26 | NH | YES | WKN | 1 | P1 | 0 | P | P
2002-06-26 | 13 | 2014-06-26 | NH | YES | WKN | 1 | P1 | 0 | P | P
2002-06-26 | 14 | 2014-06-26 | NH | YES | WKN | 1 | P1 | 0 | P | P
2002-06-26 | 15 | 2014-06-26 | NH | YES | WKN | 1 | P1 | 0 | P | P
2002-06-26 | 16 | 2014-06-26 | NH | YES | WKN | 1 | P1 | 0 | P | P
2002-06-26 | 17 | 2014-06-26 | NH | YES | WKN | 1 | P1 | 0 | P | P
2002-06-26 | 18 | 2014-06-26 | NH | YES | WKN | 1 | P1 | 0 | P | P
2002-06-26 | 19 | 2014-06-26 | NH | YES | WKN | 1 | P1 | 0 | P | P
2002-06-26 | 20 | 2014-06-26 | NH | YES | WKN | 1 | P1 | 0 | P | P
2002-06-26 | 21 | 2014-06-26 | NH | YES | WKN | 1 | P1 | 0 | P | P
2002-06-26 | 22 | 2014-06-26 | NH | YES | WKN | 1 | P1 | 0 | P | P
2002-06-26 | 23 | 2014-06-26 | NH | YES | WKN | 1 | P1 | 0 | OP | OP
2002-06-26 | 0 | 2014-06-26 | NH | YES | WKN | 1 | P1 | 0 | OP | OP
2002-06-27 | 1 | 2014-06-27 | NH | YES | WKN | 1 | P1 | 0 | OP | OP
2002-06-27 | 2 | 2014-06-27 | NH | YES | WKN | 1 | P1 | 0 | OP | OP
2002-06-27 | 3 | 2014-06-27 | NH | YES | WKN | 1 | P1 | 0 | OP | OP
2002-06-27 | 4 | 2014-06-27 | NH | YES | WKN | 1 | P1 | 0 | OP | OP
2002-06-27 | 5 | 2014-06-27 | NH | YES | WKN | 1 | P1 | 0 | OP | OP
2002-06-27 | 6 | 2014-06-27 | NH | YES | WKN | 1 | P1 | 0 | P | P
2002-06-27 | 7 | 2014-06-27 | NH | YES | WKN | 1 | P1 | 0 | P | P
2002-06-27 | 8 | 2014-06-27 | NH | YES | WKN | 1 | P1 | 0 | P | P
2002-06-27 | 9 | 2014-06-27 | NH | YES | WKN | 1 | P1 | 0 | P | P
2002-06-27 | 10 | 2014-06-27 | NH | YES | WKN | 1 | P1 | 0 | P | P
2002-06-27 | 11 | 2014-06-27 | NH | YES | WKN | 1 | P1 | 0 | P | P
2002-06-27 | 12 | 2014-06-27 | NH | YES | WKN | 1 | P1 | 0 | P | P
2002-06-27 | 13 | 2014-06-27 | NH | YES | WKN | 1 | P1 | 0 | P | P
2002-06-27 | 14 | 2014-06-27 | NH | YES | WKN | 1 | P1 | 0 | P | P
2002-06-27 | 15 | 2014-06-27 | NH | YES | WKN | 1 | P1 | 0 | P | P
2002-06-27 | 16 | 2014-06-27 | NH | YES | WKN | 1 | P1 | 0 | P | P
2002-06-27 | 17 | 2014-06-27 | NH | YES | WKN | 1 | P1 | 0 | P | P
2002-06-27 | 18 | 2014-06-27 | NH | YES | WKN | 1 | P1 | 0 | P | P
2002-06-27 | 19 | 2014-06-27 | NH | YES | WKN | 1 | P1 | 0 | P | P
2002-06-27 | 20 | 2014-06-27 | NH | YES | WKN | 1 | P1 | 0 | P | P
2002-06-27 | 21 | 2014-06-27 | NH | YES | WKN | 1 | P1 | 0 | P | P
2002-06-27 | 22 | 2014-06-27 | NH | YES | WKN | 1 | P1 | 0 | P | P
2002-06-27 | 23 | 2014-06-27 | NH | YES | WKN | 1 | P1 | 0 | OP | OP
2002-06-27 | 0 | 2014-06-27 | NH | YES | WKN | 1 | P1 | 0 | OP | OP
2002-06-28 | 1 | 2014-06-28 | NH | NO | WE | 0 | P1 | 0 | OP | OP
2002-06-28 | 2 | 2014-06-28 | NH | NO | WE | 0 | P1 | 0 | OP | OP
2002-06-28 | 3 | 2014-06-28 | NH | NO | WE | 0 | P1 | 0 | OP | OP
2002-06-28 | 4 | 2014-06-28 | NH | NO | WE | 0 | P1 | 0 | OP | OP
2002-06-28 | 5 | 2014-06-28 | NH | NO | WE | 0 | P1 | 0 | OP | OP
2002-06-28 | 6 | 2014-06-28 | NH | NO | WE | 0 | P1 | 0 | OP | OP
2002-06-28 | 7 | 2014-06-28 | NH | NO | WE | 0 | P1 | 0 | OP | OP
2002-06-28 | 8 | 2014-06-28 | NH | NO | WE | 0 | P1 | 0 | OP | OP
2002-06-28 | 9 | 2014-06-28 | NH | NO | WE | 0 | P1 | 0 | OP | OP
2002-06-28 | 10 | 2014-06-28 | NH | NO | WE | 0 | P1 | 0 | OP | OP
2002-06-28 | 11 | 2014-06-28 | NH | NO | WE | 0 | P1 | 0 | OP | OP
2002-06-28 | 12 | 2014-06-28 | NH | NO | WE | 0 | P1 | 0 | OP | OP
2002-06-28 | 13 | 2014-06-28 | NH | NO | WE | 0 | P1 | 0 | OP | OP
2002-06-28 | 14 | 2014-06-28 | NH | NO | WE | 0 | P1 | 0 | OP | OP
2002-06-28 | 15 | 2014-06-28 | NH | NO | WE | 0 | P1 | 0 | OP | OP
2002-06-28 | 16 | 2014-06-28 | NH | NO | WE | 0 | P1 | 0 | OP | OP
2002-06-28 | 17 | 2014-06-28 | NH | NO | WE | 0 | P1 | 0 | OP | OP
2002-06-28 | 18 | 2014-06-28 | NH | NO | WE | 0 | P1 | 0 | OP | OP
2002-06-28 | 19 | 2014-06-28 | NH | NO | WE | 0 | P1 | 0 | OP | OP
2002-06-28 | 20 | 2014-06-28 | NH | NO | WE | 0 | P1 | 0 | OP | OP
2002-06-28 | 21 | 2014-06-28 | NH | NO | WE | 0 | P1 | 0 | OP | OP
2002-06-28 | 22 | 2014-06-28 | NH | NO | WE | 0 | P1 | 0 | OP | OP
2002-06-28 | 23 | 2014-06-28 | NH | NO | WE | 0 | P1 | 0 | OP | OP
2002-06-28 | 0 | 2014-06-28 | NH | NO | WE | 0 | P1 | 0 | OP | OP
2002-06-29 | 1 | 2014-06-29 | NH | NO | WE | 0 | P1 | 0 | OP | OP
2002-06-29 | 2 | 2014-06-29 | NH | NO | WE | 0 | P1 | 0 | OP | OP
2002-06-29 | 3 | 2014-06-29 | NH | NO | WE | 0 | P1 | 0 | OP | OP
2002-06-29 | 4 | 2014-06-29 | NH | NO | WE | 0 | P1 | 0 | OP | OP
2002-06-29 | 5 | 2014-06-29 | NH | NO | WE | 0 | P1 | 0 | OP | OP
2002-06-29 | 6 | 2014-06-29 | NH | NO | WE | 0 | P1 | 0 | OP | OP
2002-06-29 | 7 | 2014-06-29 | NH | NO | WE | 0 | P1 | 0 | OP | OP
2002-06-29 | 8 | 2014-06-29 | NH | NO | WE | 0 | P1 | 0 | OP | OP
2002-06-29 | 9 | 2014-06-29 | NH | NO | WE | 0 | P1 | 0 | OP | OP
2002-06-29 | 10 | 2014-06-29 | NH | NO | WE | 0 | P1 | 0 | OP | OP
2002-06-29 | 11 | 2014-06-29 | NH | NO | WE | 0 | P1 | 0 | OP | OP
2002-06-29 | 12 | 2014-06-29 | NH | NO | WE | 0 | P1 | 0 | OP | OP
2002-06-29 | 13 | 2014-06-29 | NH | NO | WE | 0 | P1 | 0 | OP | OP
2002-06-29 | 14 | 2014-06-29 | NH | NO | WE | 0 | P1 | 0 | OP | OP
2002-06-29 | 15 | 2014-06-29 | NH | NO | WE | 0 | P1 | 0 | OP | OP
2002-06-29 | 16 | 2014-06-29 | NH | NO | WE | 0 | P1 | 0 | OP | OP
2002-06-29 | 17 | 2014-06-29 | NH | NO | WE | 0 | P1 | 0 | OP | OP
2002-06-29 | 18 | 2014-06-29 | NH | NO | WE | 0 | P1 | 0 | OP | OP
2002-06-29 | 19 | 2014-06-29 | NH | NO | WE | 0 | P1 | 0 | OP | OP
2002-06-29 | 20 | 2014-06-29 | NH | NO | WE | 0 | P1 | 0 | OP | OP
2002-06-29 | 21 | 2014-06-29 | NH | NO | WE | 0 | P1 | 0 | OP | OP
2002-06-29 | 22 | 2014-06-29 | NH | NO | WE | 0 | P1 | 0 | OP | OP
2002-06-29 | 23 | 2014-06-29 | NH | NO | WE | 0 | P1 | 0 | OP | OP
2002-06-29 | 0 | 2014-06-29 | NH | NO | WE | 0 | P1 | 0 | OP | OP
2002-06-30 | 1 | 2014-06-30 | NH | YES | WKN | 1 | P1 | 0 | OP | OP
2002-06-30 | 2 | 2014-06-30 | NH | YES | WKN | 1 | P1 | 0 | OP | OP
2002-06-30 | 3 | 2014-06-30 | NH | YES | WKN | 1 | P1 | 0 | OP | OP
2002-06-30 | 4 | 2014-06-30 | NH | YES | WKN | 1 | P1 | 0 | OP | OP
2002-06-30 | 5 | 2014-06-30 | NH | YES | WKN | 1 | P1 | 0 | OP | OP
2002-06-30 | 6 | 2014-06-30 | NH | YES | WKN | 1 | P1 | 0 | P | P
2002-06-30 | 7 | 2014-06-30 | NH | YES | WKN | 1 | P1 | 0 | P | P
2002-06-30 | 8 | 2014-06-30 | NH | YES | WKN | 1 | P1 | 0 | P | P
2002-06-30 | 9 | 2014-06-30 | NH | YES | WKN | 1 | P1 | 0 | P | P
2002-06-30 | 10 | 2014-06-30 | NH | YES | WKN | 1 | P1 | 0 | P | P
2002-06-30 | 11 | 2014-06-30 | NH | YES | WKN | 1 | P1 | 0 | P | P
2002-06-30 | 12 | 2014-06-30 | NH | YES | WKN | 1 | P1 | 0 | P | P
2002-06-30 | 13 | 2014-06-30 | NH | YES | WKN | 1 | P1 | 0 | P | P
2002-06-30 | 14 | 2014-06-30 | NH | YES | WKN | 1 | P1 | 0 | P | P
2002-06-30 | 15 | 2014-06-30 | NH | YES | WKN | 1 | P1 | 0 | P | P
2002-06-30 | 16 | 2014-06-30 | NH | YES | WKN | 1 | P1 | 0 | P | P
2002-06-30 | 17 | 2014-06-30 | NH | YES | WKN | 1 | P1 | 0 | P | P
2002-06-30 | 18 | 2014-06-30 | NH | YES | WKN | 1 | P1 | 0 | P | P
2002-06-30 | 19 | 2014-06-30 | NH | YES | WKN | 1 | P1 | 0 | P | P
2002-06-30 | 20 | 2014-06-30 | NH | YES | WKN | 1 | P1 | 0 | P | P
2002-06-30 | 21 | 2014-06-30 | NH | YES | WKN | 1 | P1 | 0 | P | P
2002-06-30 | 22 | 2014-06-30 | NH | YES | WKN | 1 | P1 | 0 | P | P
2002-06-30 | 23 | 2014-06-30 | NH | YES | WKN | 1 | P1 | 0 | OP | OP
2002-06-30 | 0 | 2014-06-30 | NH | YES | WKN | 1 | P1 | 0 | OP | OP
1981-07-01 | 1 | 2014-07-01 | NH | YES | WKN | 1 | P1 | 0 | OP | OP
1981-07-01 | 2 | 2014-07-01 | NH | YES | WKN | 1 | P1 | 0 | OP | OP
1981-07-01 | 3 | 2014-07-01 | NH | YES | WKN | 1 | P1 | 0 | OP | OP
1981-07-01 | 4 | 2014-07-01 | NH | YES | WKN | 1 | P1 | 0 | OP | OP
1981-07-01 | 5 | 2014-07-01 | NH | YES | WKN | 1 | P1 | 0 | OP | OP
1981-07-01 | 6 | 2014-07-01 | NH | YES | WKN | 1 | P1 | 0 | P | P
1981-07-01 | 7 | 2014-07-01 | NH | YES | WKN | 1 | P1 | 0 | P | P
1981-07-01 | 8 | 2014-07-01 | NH | YES | WKN | 1 | P1 | 0 | P | P
1981-07-01 | 9 | 2014-07-01 | NH | YES | WKN | 1 | P1 | 0 | P | P
1981-07-01 | 10 | 2014-07-01 | NH | YES | WKN | 1 | P1 | 0 | P | P
1981-07-01 | 11 | 2014-07-01 | NH | YES | WKN | 1 | P1 | 0 | P | P
1981-07-01 | 12 | 2014-07-01 | NH | YES | WKN | 1 | P1 | 0 | P | P
1981-07-01 | 13 | 2014-07-01 | NH | YES | WKN | 1 | P1 | 0 | P | P
1981-07-01 | 14 | 2014-07-01 | NH | YES | WKN | 1 | P1 | 0 | P | P
1981-07-01 | 15 | 2014-07-01 | NH | YES | WKN | 1 | P1 | 0 | P | P
1981-07-01 | 16 | 2014-07-01 | NH | YES | WKN | 1 | P1 | 0 | P | P
1981-07-01 | 17 | 2014-07-01 | NH | YES | WKN | 1 | P1 | 0 | P | P
1981-07-01 | 18 | 2014-07-01 | NH | YES | WKN | 1 | P1 | 0 | P | P
1981-07-01 | 19 | 2014-07-01 | NH | YES | WKN | 1 | P1 | 0 | P | P
1981-07-01 | 20 | 2014-07-01 | NH | YES | WKN | 1 | P1 | 0 | P | P
1981-07-01 | 21 | 2014-07-01 | NH | YES | WKN | 1 | P1 | 0 | P | P
1981-07-01 | 22 | 2014-07-01 | NH | YES | WKN | 1 | P1 | 0 | P | P
1981-07-01 | 23 | 2014-07-01 | NH | YES | WKN | 1 | P1 | 0 | OP | OP
1981-07-01 | 0 | 2014-07-01 | NH | YES | WKN | 1 | P1 | 0 | OP | OP
1981-07-02 | 1 | 2014-07-02 | NH | YES | WKN | 1 | P1 | 0 | OP | OP
1981-07-02 | 2 | 2014-07-02 | NH | YES | WKN | 1 | P1 | 0 | OP | OP
1981-07-02 | 3 | 2014-07-02 | NH | YES | WKN | 1 | P1 | 0 | OP | OP
1981-07-02 | 4 | 2014-07-02 | NH | YES | WKN | 1 | P1 | 0 | OP | OP
1981-07-02 | 5 | 2014-07-02 | NH | YES | WKN | 1 | P1 | 0 | OP | OP
1981-07-02 | 6 | 2014-07-02 | NH | YES | WKN | 1 | P1 | 0 | P | P
1981-07-02 | 7 | 2014-07-02 | NH | YES | WKN | 1 | P1 | 0 | P | P
1981-07-02 | 8 | 2014-07-02 | NH | YES | WKN | 1 | P1 | 0 | P | P
1981-07-02 | 9 | 2014-07-02 | NH | YES | WKN | 1 | P1 | 0 | P | P
1981-07-02 | 10 | 2014-07-02 | NH | YES | WKN | 1 | P1 | 0 | P | P
1981-07-02 | 11 | 2014-07-02 | NH | YES | WKN | 1 | P1 | 0 | P | P
1981-07-02 | 12 | 2014-07-02 | NH | YES | WKN | 1 | P1 | 0 | P | P
1981-07-02 | 13 | 2014-07-02 | NH | YES | WKN | 1 | P1 | 0 | P | P
1981-07-02 | 14 | 2014-07-02 | NH | YES | WKN | 1 | P1 | 0 | P | P
1981-07-02 | 15 | 2014-07-02 | NH | YES | WKN | 1 | P1 | 0 | P | P
1981-07-02 | 16 | 2014-07-02 | NH | YES | WKN | 1 | P1 | 0 | P | P
1981-07-02 | 17 | 2014-07-02 | NH | YES | WKN | 1 | P1 | 0 | P | P
1981-07-02 | 18 | 2014-07-02 | NH | YES | WKN | 1 | P1 | 0 | P | P
1981-07-02 | 19 | 2014-07-02 | NH | YES | WKN | 1 | P1 | 0 | P | P
1981-07-02 | 20 | 2014-07-02 | NH | YES | WKN | 1 | P1 | 0 | P | P
1981-07-02 | 21 | 2014-07-02 | NH | YES | WKN | 1 | P1 | 0 | P | P
1981-07-02 | 22 | 2014-07-02 | NH | YES | WKN | 1 | P1 | 0 | P | P
1981-07-02 | 23 | 2014-07-02 | NH | YES | WKN | 1 | P1 | 0 | OP | OP
1981-07-02 | 0 | 2014-07-02 | NH | YES | WKN | 1 | P1 | 0 | OP | OP
1981-07-03 | 1 | 2014-07-03 | NH | YES | WKN | 1 | P1 | 0 | OP | OP
1981-07-03 | 2 | 2014-07-03 | NH | YES | WKN | 1 | P1 | 0 | OP | OP
1981-07-03 | 3 | 2014-07-03 | NH | YES | WKN | 1 | P1 | 0 | OP | OP
1981-07-03 | 4 | 2014-07-03 | NH | YES | WKN | 1 | P1 | 0 | OP | OP
1981-07-03 | 5 | 2014-07-03 | NH | YES | WKN | 1 | P1 | 0 | OP | OP
1981-07-03 | 6 | 2014-07-03 | NH | YES | WKN | 1 | P1 | 0 | P | P
1981-07-03 | 7 | 2014-07-03 | NH | YES | WKN | 1 | P1 | 0 | P | P
1981-07-03 | 8 | 2014-07-03 | NH | YES | WKN | 1 | P1 | 0 | P | P
1981-07-03 | 9 | 2014-07-03 | NH | YES | WKN | 1 | P1 | 0 | P | P
1981-07-03 | 10 | 2014-07-03 | NH | YES | WKN | 1 | P1 | 0 | P | P
1981-07-03 | 11 | 2014-07-03 | NH | YES | WKN | 1 | P1 | 0 | P | P
1981-07-03 | 12 | 2014-07-03 | NH | YES | WKN | 1 | P1 | 0 | P | P
1981-07-03 | 13 | 2014-07-03 | NH | YES | WKN | 1 | P1 | 0 | P | P
1981-07-03 | 14 | 2014-07-03 | NH | YES | WKN | 1 | P1 | 0 | P | P
1981-07-03 | 15 | 2014-07-03 | NH | YES | WKN | 1 | P1 | 0 | P | P
1981-07-03 | 16 | 2014-07-03 | NH | YES | WKN | 1 | P1 | 0 | P | P
1981-07-03 | 17 | 2014-07-03 | NH | YES | WKN | 1 | P1 | 0 | P | P
1981-07-03 | 18 | 2014-07-03 | NH | YES | WKN | 1 | P1 | 0 | P | P
1981-07-03 | 19 | 2014-07-03 | NH | YES | WKN | 1 | P1 | 0 | P | P
1981-07-03 | 20 | 2014-07-03 | NH | YES | WKN | 1 | P1 | 0 | P | P
1981-07-03 | 21 | 2014-07-03 | NH | YES | WKN | 1 | P1 | 0 | P | P
1981-07-03 | 22 | 2014-07-03 | NH | YES | WKN | 1 | P1 | 0 | P | P
1981-07-03 | 23 | 2014-07-03 | NH | YES | WKN | 1 | P1 | 0 | OP | OP
1981-07-03 | 0 | 2014-07-03 | NH | YES | WKN | 1 | P1 | 0 | OP | OP
1981-07-04 | 1 | 2014-07-04 | H | YES | H | 0 | P1 | 0 | OP | OP
1981-07-04 | 2 | 2014-07-04 | H | YES | H | 0 | P1 | 0 | OP | OP
1981-07-04 | 3 | 2014-07-04 | H | YES | H | 0 | P1 | 0 | OP | OP
1981-07-04 | 4 | 2014-07-04 | H | YES | H | 0 | P1 | 0 | OP | OP
1981-07-04 | 5 | 2014-07-04 | H | YES | H | 0 | P1 | 0 | OP | OP
1981-07-04 | 6 | 2014-07-04 | H | YES | H | 0 | P1 | 0 | OP | OP
1981-07-04 | 7 | 2014-07-04 | H | YES | H | 0 | P1 | 0 | OP | OP
1981-07-04 | 8 | 2014-07-04 | H | YES | H | 0 | P1 | 0 | OP | OP
1981-07-04 | 9 | 2014-07-04 | H | YES | H | 0 | P1 | 0 | OP | OP
1981-07-04 | 10 | 2014-07-04 | H | YES | H | 0 | P1 | 0 | OP | OP
1981-07-04 | 11 | 2014-07-04 | H | YES | H | 0 | P1 | 0 | OP | OP
1981-07-04 | 12 | 2014-07-04 | H | YES | H | 0 | P1 | 0 | OP | OP
1981-07-04 | 13 | 2014-07-04 | H | YES | H | 0 | P1 | 0 | OP | OP
1981-07-04 | 14 | 2014-07-04 | H | YES | H | 0 | P1 | 0 | OP | OP
1981-07-04 | 15 | 2014-07-04 | H | YES | H | 0 | P1 | 0 | OP | OP
1981-07-04 | 16 | 2014-07-04 | H | YES | H | 0 | P1 | 0 | OP | OP
1981-07-04 | 17 | 2014-07-04 | H | YES | H | 0 | P1 | 0 | OP | OP
1981-07-04 | 18 | 2014-07-04 | H | YES | H | 0 | P1 | 0 | OP | OP
1981-07-04 | 19 | 2014-07-04 | H | YES | H | 0 | P1 | 0 | OP | OP
1981-07-04 | 20 | 2014-07-04 | H | YES | H | 0 | P1 | 0 | OP | OP
1981-07-04 | 21 | 2014-07-04 | H | YES | H | 0 | P1 | 0 | OP | OP
1981-07-04 | 22 | 2014-07-04 | H | YES | H | 0 | P1 | 0 | OP | OP
1981-07-04 | 23 | 2014-07-04 | H | YES | H | 0 | P1 | 0 | OP | OP
1981-07-04 | 0 | 2014-07-04 | H | YES | H | 0 | P1 | 0 | OP | OP
1981-07-05 | 1 | 2014-07-05 | NH | NO | WE | 0 | P1 | 0 | OP | OP
1981-07-05 | 2 | 2014-07-05 | NH | NO | WE | 0 | P1 | 0 | OP | OP
1981-07-05 | 3 | 2014-07-05 | NH | NO | WE | 0 | P1 | 0 | OP | OP
1981-07-05 | 4 | 2014-07-05 | NH | NO | WE | 0 | P1 | 0 | OP | OP
1981-07-05 | 5 | 2014-07-05 | NH | NO | WE | 0 | P1 | 0 | OP | OP
1981-07-05 | 6 | 2014-07-05 | NH | NO | WE | 0 | P1 | 0 | OP | OP
1981-07-05 | 7 | 2014-07-05 | NH | NO | WE | 0 | P1 | 0 | OP | OP
1981-07-05 | 8 | 2014-07-05 | NH | NO | WE | 0 | P1 | 0 | OP | OP
1981-07-05 | 9 | 2014-07-05 | NH | NO | WE | 0 | P1 | 0 | OP | OP
1981-07-05 | 10 | 2014-07-05 | NH | NO | WE | 0 | P1 | 0 | OP | OP
1981-07-05 | 11 | 2014-07-05 | NH | NO | WE | 0 | P1 | 0 | OP | OP
1981-07-05 | 12 | 2014-07-05 | NH | NO | WE | 0 | P1 | 0 | OP | OP
1981-07-05 | 13 | 2014-07-05 | NH | NO | WE | 0 | P1 | 0 | OP | OP
1981-07-05 | 14 | 2014-07-05 | NH | NO | WE | 0 | P1 | 0 | OP | OP
1981-07-05 | 15 | 2014-07-05 | NH | NO | WE | 0 | P1 | 0 | OP | OP
1981-07-05 | 16 | 2014-07-05 | NH | NO | WE | 0 | P1 | 0 | OP | OP
1981-07-05 | 17 | 2014-07-05 | NH | NO | WE | 0 | P1 | 0 | OP | OP
1981-07-05 | 18 | 2014-07-05 | NH | NO | WE | 0 | P1 | 0 | OP | OP
1981-07-05 | 19 | 2014-07-05 | NH | NO | WE | 0 | P1 | 0 | OP | OP
1981-07-05 | 20 | 2014-07-05 | NH | NO | WE | 0 | P1 | 0 | OP | OP
1981-07-05 | 21 | 2014-07-05 | NH | NO | WE | 0 | P1 | 0 | OP | OP
1981-07-05 | 22 | 2014-07-05 | NH | NO | WE | 0 | P1 | 0 | OP | OP
1981-07-05 | 23 | 2014-07-05 | NH | NO | WE | 0 | P1 | 0 | OP | OP
1981-07-05 | 0 | 2014-07-05 | NH | NO | WE | 0 | P1 | 0 | OP | OP
1981-07-06 | 1 | 2014-07-06 | NH | NO | WE | 0 | P1 | 0 | OP | OP
1981-07-06 | 2 | 2014-07-06 | NH | NO | WE | 0 | P1 | 0 | OP | OP
1981-07-06 | 3 | 2014-07-06 | NH | NO | WE | 0 | P1 | 0 | OP | OP
1981-07-06 | 4 | 2014-07-06 | NH | NO | WE | 0 | P1 | 0 | OP | OP
1981-07-06 | 5 | 2014-07-06 | NH | NO | WE | 0 | P1 | 0 | OP | OP
1981-07-06 | 6 | 2014-07-06 | NH | NO | WE | 0 | P1 | 0 | OP | OP
1981-07-06 | 7 | 2014-07-06 | NH | NO | WE | 0 | P1 | 0 | OP | OP
1981-07-06 | 8 | 2014-07-06 | NH | NO | WE | 0 | P1 | 0 | OP | OP
1981-07-06 | 9 | 2014-07-06 | NH | NO | WE | 0 | P1 | 0 | OP | OP
1981-07-06 | 10 | 2014-07-06 | NH | NO | WE | 0 | P1 | 0 | OP | OP
1981-07-06 | 11 | 2014-07-06 | NH | NO | WE | 0 | P1 | 0 | OP | OP
1981-07-06 | 12 | 2014-07-06 | NH | NO | WE | 0 | P1 | 0 | OP | OP
1981-07-06 | 13 | 2014-07-06 | NH | NO | WE | 0 | P1 | 0 | OP | OP
1981-07-06 | 14 | 2014-07-06 | NH | NO | WE | 0 | P1 | 0 | OP | OP
1981-07-06 | 15 | 2014-07-06 | NH | NO | WE | 0 | P1 | 0 | OP | OP
1981-07-06 | 16 | 2014-07-06 | NH | NO | WE | 0 | P1 | 0 | OP | OP
1981-07-06 | 17 | 2014-07-06 | NH | NO | WE | 0 | P1 | 0 | OP | OP
1981-07-06 | 18 | 2014-07-06 | NH | NO | WE | 0 | P1 | 0 | OP | OP
1981-07-06 | 19 | 2014-07-06 | NH | NO | WE | 0 | P1 | 0 | OP | OP
1981-07-06 | 20 | 2014-07-06 | NH | NO | WE | 0 | P1 | 0 | OP | OP
1981-07-06 | 21 | 2014-07-06 | NH | NO | WE | 0 | P1 | 0 | OP | OP
1981-07-06 | 22 | 2014-07-06 | NH | NO | WE | 0 | P1 | 0 | OP | OP
1981-07-06 | 23 | 2014-07-06 | NH | NO | WE | 0 | P1 | 0 | OP | OP
1981-07-06 | 0 | 2014-07-06 | NH | NO | WE | 0 | P1 | 0 | OP | OP
1981-07-07 | 1 | 2014-07-07 | NH | YES | WKN | 1 | P1 | 0 | OP | OP
1981-07-07 | 2 | 2014-07-07 | NH | YES | WKN | 1 | P1 | 0 | OP | OP
1981-07-07 | 3 | 2014-07-07 | NH | YES | WKN | 1 | P1 | 0 | OP | OP
1981-07-07 | 4 | 2014-07-07 | NH | YES | WKN | 1 | P1 | 0 | OP | OP
1981-07-07 | 5 | 2014-07-07 | NH | YES | WKN | 1 | P1 | 0 | OP | OP
1981-07-07 | 6 | 2014-07-07 | NH | YES | WKN | 1 | P1 | 0 | P | P
1981-07-07 | 7 | 2014-07-07 | NH | YES | WKN | 1 | P1 | 0 | P | P
1981-07-07 | 8 | 2014-07-07 | NH | YES | WKN | 1 | P1 | 0 | P | P
1981-07-07 | 9 | 2014-07-07 | NH | YES | WKN | 1 | P1 | 0 | P | P
1981-07-07 | 10 | 2014-07-07 | NH | YES | WKN | 1 | P1 | 0 | P | P
1981-07-07 | 11 | 2014-07-07 | NH | YES | WKN | 1 | P1 | 0 | P | P
1981-07-07 | 12 | 2014-07-07 | NH | YES | WKN | 1 | P1 | 0 | P | P
1981-07-07 | 13 | 2014-07-07 | NH | YES | WKN | 1 | P1 | 0 | P | P
1981-07-07 | 14 | 2014-07-07 | NH | YES | WKN | 1 | P1 | 0 | P | P
1981-07-07 | 15 | 2014-07-07 | NH | YES | WKN | 1 | P1 | 0 | P | P
1981-07-07 | 16 | 2014-07-07 | NH | YES | WKN | 1 | P1 | 0 | P | P
1981-07-07 | 17 | 2014-07-07 | NH | YES | WKN | 1 | P1 | 0 | P | P
1981-07-07 | 18 | 2014-07-07 | NH | YES | WKN | 1 | P1 | 0 | P | P
1981-07-07 | 19 | 2014-07-07 | NH | YES | WKN | 1 | P1 | 0 | P | P
1981-07-07 | 20 | 2014-07-07 | NH | YES | WKN | 1 | P1 | 0 | P | P
1981-07-07 | 21 | 2014-07-07 | NH | YES | WKN | 1 | P1 | 0 | P | P
1981-07-07 | 22 | 2014-07-07 | NH | YES | WKN | 1 | P1 | 0 | P | P
1981-07-07 | 23 | 2014-07-07 | NH | YES | WKN | 1 | P1 | 0 | OP | OP
1981-07-07 | 0 | 2014-07-07 | NH | YES | WKN | 1 | P1 | 0 | OP | OP
1981-07-08 | 1 | 2014-07-08 | NH | YES | WKN | 1 | P1 | 0 | OP | OP
1981-07-08 | 2 | 2014-07-08 | NH | YES | WKN | 1 | P1 | 0 | OP | OP
1981-07-08 | 3 | 2014-07-08 | NH | YES | WKN | 1 | P1 | 0 | OP | OP
1981-07-08 | 4 | 2014-07-08 | NH | YES | WKN | 1 | P1 | 0 | OP | OP
1981-07-08 | 5 | 2014-07-08 | NH | YES | WKN | 1 | P1 | 0 | OP | OP
1981-07-08 | 6 | 2014-07-08 | NH | YES | WKN | 1 | P1 | 0 | P | P
1981-07-08 | 7 | 2014-07-08 | NH | YES | WKN | 1 | P1 | 0 | P | P
1981-07-08 | 8 | 2014-07-08 | NH | YES | WKN | 1 | P1 | 0 | P | P
1981-07-08 | 9 | 2014-07-08 | NH | YES | WKN | 1 | P1 | 0 | P | P
1981-07-08 | 10 | 2014-07-08 | NH | YES | WKN | 1 | P1 | 0 | P | P
1981-07-08 | 11 | 2014-07-08 | NH | YES | WKN | 1 | P1 | 0 | P | P
1981-07-08 | 12 | 2014-07-08 | NH | YES | WKN | 1 | P1 | 0 | P | P
1981-07-08 | 13 | 2014-07-08 | NH | YES | WKN | 1 | P1 | 0 | P | P
1981-07-08 | 14 | 2014-07-08 | NH | YES | WKN | 1 | P1 | 0 | P | P
1981-07-08 | 15 | 2014-07-08 | NH | YES | WKN | 1 | P1 | 0 | P | P
1981-07-08 | 16 | 2014-07-08 | NH | YES | WKN | 1 | P1 | 0 | P | P
1981-07-08 | 17 | 2014-07-08 | NH | YES | WKN | 1 | P1 | 0 | P | P
1981-07-08 | 18 | 2014-07-08 | NH | YES | WKN | 1 | P1 | 0 | P | P
1981-07-08 | 19 | 2014-07-08 | NH | YES | WKN | 1 | P1 | 0 | P | P
1981-07-08 | 20 | 2014-07-08 | NH | YES | WKN | 1 | P1 | 0 | P | P
1981-07-08 | 21 | 2014-07-08 | NH | YES | WKN | 1 | P1 | 0 | P | P
1981-07-08 | 22 | 2014-07-08 | NH | YES | WKN | 1 | P1 | 0 | P | P
1981-07-08 | 23 | 2014-07-08 | NH | YES | WKN | 1 | P1 | 0 | OP | OP
1981-07-08 | 0 | 2014-07-08 | NH | YES | WKN | 1 | P1 | 0 | OP | OP
1981-07-09 | 1 | 2014-07-09 | NH | YES | WKN | 1 | P1 | 0 | OP | OP
1981-07-09 | 2 | 2014-07-09 | NH | YES | WKN | 1 | P1 | 0 | OP | OP
1981-07-09 | 3 | 2014-07-09 | NH | YES | WKN | 1 | P1 | 0 | OP | OP
1981-07-09 | 4 | 2014-07-09 | NH | YES | WKN | 1 | P1 | 0 | OP | OP
1981-07-09 | 5 | 2014-07-09 | NH | YES | WKN | 1 | P1 | 0 | OP | OP
1981-07-09 | 6 | 2014-07-09 | NH | YES | WKN | 1 | P1 | 0 | P | P
1981-07-09 | 7 | 2014-07-09 | NH | YES | WKN | 1 | P1 | 0 | P | P
1981-07-09 | 8 | 2014-07-09 | NH | YES | WKN | 1 | P1 | 0 | P | P
1981-07-09 | 9 | 2014-07-09 | NH | YES | WKN | 1 | P1 | 0 | P | P
1981-07-09 | 10 | 2014-07-09 | NH | YES | WKN | 1 | P1 | 0 | P | P
1981-07-09 | 11 | 2014-07-09 | NH | YES | WKN | 1 | P1 | 0 | P | P
1981-07-09 | 12 | 2014-07-09 | NH | YES | WKN | 1 | P1 | 0 | P | P
1981-07-09 | 13 | 2014-07-09 | NH | YES | WKN | 1 | P1 | 0 | P | P
1981-07-09 | 14 | 2014-07-09 | NH | YES | WKN | 1 | P1 | 0 | P | P
1981-07-09 | 15 | 2014-07-09 | NH | YES | WKN | 1 | P1 | 0 | P | P
1981-07-09 | 16 | 2014-07-09 | NH | YES | WKN | 1 | P1 | 0 | P | P
1981-07-09 | 17 | 2014-07-09 | NH | YES | WKN | 1 | P1 | 0 | P | P
1981-07-09 | 18 | 2014-07-09 | NH | YES | WKN | 1 | P1 | 0 | P | P
1981-07-09 | 19 | 2014-07-09 | NH | YES | WKN | 1 | P1 | 0 | P | P
1981-07-09 | 20 | 2014-07-09 | NH | YES | WKN | 1 | P1 | 0 | P | P
1981-07-09 | 21 | 2014-07-09 | NH | YES | WKN | 1 | P1 | 0 | P | P
1981-07-09 | 22 | 2014-07-09 | NH | YES | WKN | 1 | P1 | 0 | P | P
1981-07-09 | 23 | 2014-07-09 | NH | YES | WKN | 1 | P1 | 0 | OP | OP
1981-07-09 | 0 | 2014-07-09 | NH | YES | WKN | 1 | P1 | 0 | OP | OP
1981-07-10 | 1 | 2014-07-10 | NH | YES | WKN | 1 | P1 | 0 | OP | OP
1981-07-10 | 2 | 2014-07-10 | NH | YES | WKN | 1 | P1 | 0 | OP | OP
1981-07-10 | 3 | 2014-07-10 | NH | YES | WKN | 1 | P1 | 0 | OP | OP
1981-07-10 | 4 | 2014-07-10 | NH | YES | WKN | 1 | P1 | 0 | OP | OP
1981-07-10 | 5 | 2014-07-10 | NH | YES | WKN | 1 | P1 | 0 | OP | OP
1981-07-10 | 6 | 2014-07-10 | NH | YES | WKN | 1 | P1 | 0 | P | P
1981-07-10 | 7 | 2014-07-10 | NH | YES | WKN | 1 | P1 | 0 | P | P
1981-07-10 | 8 | 2014-07-10 | NH | YES | WKN | 1 | P1 | 0 | P | P
1981-07-10 | 9 | 2014-07-10 | NH | YES | WKN | 1 | P1 | 0 | P | P
1981-07-10 | 10 | 2014-07-10 | NH | YES | WKN | 1 | P1 | 0 | P | P
1981-07-10 | 11 | 2014-07-10 | NH | YES | WKN | 1 | P1 | 0 | P | P
1981-07-10 | 12 | 2014-07-10 | NH | YES | WKN | 1 | P1 | 0 | P | P
1981-07-10 | 13 | 2014-07-10 | NH | YES | WKN | 1 | P1 | 0 | P | P
1981-07-10 | 14 | 2014-07-10 | NH | YES | WKN | 1 | P1 | 0 | P | P
1981-07-10 | 15 | 2014-07-10 | NH | YES | WKN | 1 | P1 | 0 | P | P
1981-07-10 | 16 | 2014-07-10 | NH | YES | WKN | 1 | P1 | 0 | P | P
1981-07-10 | 17 | 2014-07-10 | NH | YES | WKN | 1 | P1 | 0 | P | P
1981-07-10 | 18 | 2014-07-10 | NH | YES | WKN | 1 | P1 | 0 | P | P
1981-07-10 | 19 | 2014-07-10 | NH | YES | WKN | 1 | P1 | 0 | P | P
1981-07-10 | 20 | 2014-07-10 | NH | YES | WKN | 1 | P1 | 0 | P | P
1981-07-10 | 21 | 2014-07-10 | NH | YES | WKN | 1 | P1 | 0 | P | P
1981-07-10 | 22 | 2014-07-10 | NH | YES | WKN | 1 | P1 | 0 | P | P
1981-07-10 | 23 | 2014-07-10 | NH | YES | WKN | 1 | P1 | 0 | OP | OP
1981-07-10 | 0 | 2014-07-10 | NH | YES | WKN | 1 | P1 | 0 | OP | OP
1981-07-11 | 1 | 2014-07-11 | NH | YES | WKN | 1 | P1 | 0 | OP | OP
1981-07-11 | 2 | 2014-07-11 | NH | YES | WKN | 1 | P1 | 0 | OP | OP
1981-07-11 | 3 | 2014-07-11 | NH | YES | WKN | 1 | P1 | 0 | OP | OP
1981-07-11 | 4 | 2014-07-11 | NH | YES | WKN | 1 | P1 | 0 | OP | OP
1981-07-11 | 5 | 2014-07-11 | NH | YES | WKN | 1 | P1 | 0 | OP | OP
1981-07-11 | 6 | 2014-07-11 | NH | YES | WKN | 1 | P1 | 0 | P | P
1981-07-11 | 7 | 2014-07-11 | NH | YES | WKN | 1 | P1 | 0 | P | P
1981-07-11 | 8 | 2014-07-11 | NH | YES | WKN | 1 | P1 | 0 | P | P
1981-07-11 | 9 | 2014-07-11 | NH | YES | WKN | 1 | P1 | 0 | P | P
1981-07-11 | 10 | 2014-07-11 | NH | YES | WKN | 1 | P1 | 0 | P | P
1981-07-11 | 11 | 2014-07-11 | NH | YES | WKN | 1 | P1 | 0 | P | P
1981-07-11 | 12 | 2014-07-11 | NH | YES | WKN | 1 | P1 | 0 | P | P
1981-07-11 | 13 | 2014-07-11 | NH | YES | WKN | 1 | P1 | 0 | P | P
1981-07-11 | 14 | 2014-07-11 | NH | YES | WKN | 1 | P1 | 0 | P | P
1981-07-11 | 15 | 2014-07-11 | NH | YES | WKN | 1 | P1 | 0 | P | P
1981-07-11 | 16 | 2014-07-11 | NH | YES | WKN | 1 | P1 | 0 | P | P
1981-07-11 | 17 | 2014-07-11 | NH | YES | WKN | 1 | P1 | 0 | P | P
1981-07-11 | 18 | 2014-07-11 | NH | YES | WKN | 1 | P1 | 0 | P | P
1981-07-11 | 19 | 2014-07-11 | NH | YES | WKN | 1 | P1 | 0 | P | P
1981-07-11 | 20 | 2014-07-11 | NH | YES | WKN | 1 | P1 | 0 | P | P
1981-07-11 | 21 | 2014-07-11 | NH | YES | WKN | 1 | P1 | 0 | P | P
1981-07-11 | 22 | 2014-07-11 | NH | YES | WKN | 1 | P1 | 0 | P | P
1981-07-11 | 23 | 2014-07-11 | NH | YES | WKN | 1 | P1 | 0 | OP | OP
1981-07-11 | 0 | 2014-07-11 | NH | YES | WKN | 1 | P1 | 0 | OP | OP
1981-07-12 | 1 | 2014-07-12 | NH | NO | WE | 0 | P1 | 0 | OP | OP
1981-07-12 | 2 | 2014-07-12 | NH | NO | WE | 0 | P1 | 0 | OP | OP
1981-07-12 | 3 | 2014-07-12 | NH | NO | WE | 0 | P1 | 0 | OP | OP
1981-07-12 | 4 | 2014-07-12 | NH | NO | WE | 0 | P1 | 0 | OP | OP
1981-07-12 | 5 | 2014-07-12 | NH | NO | WE | 0 | P1 | 0 | OP | OP
1981-07-12 | 6 | 2014-07-12 | NH | NO | WE | 0 | P1 | 0 | OP | OP
1981-07-12 | 7 | 2014-07-12 | NH | NO | WE | 0 | P1 | 0 | OP | OP
1981-07-12 | 8 | 2014-07-12 | NH | NO | WE | 0 | P1 | 0 | OP | OP
1981-07-12 | 9 | 2014-07-12 | NH | NO | WE | 0 | P1 | 0 | OP | OP
1981-07-12 | 10 | 2014-07-12 | NH | NO | WE | 0 | P1 | 0 | OP | OP
1981-07-12 | 11 | 2014-07-12 | NH | NO | WE | 0 | P1 | 0 | OP | OP
1981-07-12 | 12 | 2014-07-12 | NH | NO | WE | 0 | P1 | 0 | OP | OP
1981-07-12 | 13 | 2014-07-12 | NH | NO | WE | 0 | P1 | 0 | OP | OP
1981-07-12 | 14 | 2014-07-12 | NH | NO | WE | 0 | P1 | 0 | OP | OP
1981-07-12 | 15 | 2014-07-12 | NH | NO | WE | 0 | P1 | 0 | OP | OP
1981-07-12 | 16 | 2014-07-12 | NH | NO | WE | 0 | P1 | 0 | OP | OP
1981-07-12 | 17 | 2014-07-12 | NH | NO | WE | 0 | P1 | 0 | OP | OP
1981-07-12 | 18 | 2014-07-12 | NH | NO | WE | 0 | P1 | 0 | OP | OP
1981-07-12 | 19 | 2014-07-12 | NH | NO | WE | 0 | P1 | 0 | OP | OP
1981-07-12 | 20 | 2014-07-12 | NH | NO | WE | 0 | P1 | 0 | OP | OP
1981-07-12 | 21 | 2014-07-12 | NH | NO | WE | 0 | P1 | 0 | OP | OP
1981-07-12 | 22 | 2014-07-12 | NH | NO | WE | 0 | P1 | 0 | OP | OP
1981-07-12 | 23 | 2014-07-12 | NH | NO | WE | 0 | P1 | 0 | OP | OP
1981-07-12 | 0 | 2014-07-12 | NH | NO | WE | 0 | P1 | 0 | OP | OP
1981-07-13 | 1 | 2014-07-13 | NH | NO | WE | 0 | P1 | 0 | OP | OP
1981-07-13 | 2 | 2014-07-13 | NH | NO | WE | 0 | P1 | 0 | OP | OP
1981-07-13 | 3 | 2014-07-13 | NH | NO | WE | 0 | P1 | 0 | OP | OP
1981-07-13 | 4 | 2014-07-13 | NH | NO | WE | 0 | P1 | 0 | OP | OP
1981-07-13 | 5 | 2014-07-13 | NH | NO | WE | 0 | P1 | 0 | OP | OP
1981-07-13 | 6 | 2014-07-13 | NH | NO | WE | 0 | P1 | 0 | OP | OP
1981-07-13 | 7 | 2014-07-13 | NH | NO | WE | 0 | P1 | 0 | OP | OP
1981-07-13 | 8 | 2014-07-13 | NH | NO | WE | 0 | P1 | 0 | OP | OP
1981-07-13 | 9 | 2014-07-13 | NH | NO | WE | 0 | P1 | 0 | OP | OP
1981-07-13 | 10 | 2014-07-13 | NH | NO | WE | 0 | P1 | 0 | OP | OP
1981-07-13 | 11 | 2014-07-13 | NH | NO | WE | 0 | P1 | 0 | OP | OP
1981-07-13 | 12 | 2014-07-13 | NH | NO | WE | 0 | P1 | 0 | OP | OP
1981-07-13 | 13 | 2014-07-13 | NH | NO | WE | 0 | P1 | 0 | OP | OP
1981-07-13 | 14 | 2014-07-13 | NH | NO | WE | 0 | P1 | 0 | OP | OP
1981-07-13 | 15 | 2014-07-13 | NH | NO | WE | 0 | P1 | 0 | OP | OP
1981-07-13 | 16 | 2014-07-13 | NH | NO | WE | 0 | P1 | 0 | OP | OP
1981-07-13 | 17 | 2014-07-13 | NH | NO | WE | 0 | P1 | 0 | OP | OP
1981-07-13 | 18 | 2014-07-13 | NH | NO | WE | 0 | P1 | 0 | OP | OP
1981-07-13 | 19 | 2014-07-13 | NH | NO | WE | 0 | P1 | 0 | OP | OP
1981-07-13 | 20 | 2014-07-13 | NH | NO | WE | 0 | P1 | 0 | OP | OP
1981-07-13 | 21 | 2014-07-13 | NH | NO | WE | 0 | P1 | 0 | OP | OP
1981-07-13 | 22 | 2014-07-13 | NH | NO | WE | 0 | P1 | 0 | OP | OP
1981-07-13 | 23 | 2014-07-13 | NH | NO | WE | 0 | P1 | 0 | OP | OP
1981-07-13 | 0 | 2014-07-13 | NH | NO | WE | 0 | P1 | 0 | OP | OP
1981-07-14 | 1 | 2014-07-14 | NH | YES | WKN | 1 | P1 | 0 | OP | OP
1981-07-14 | 2 | 2014-07-14 | NH | YES | WKN | 1 | P1 | 0 | OP | OP
1981-07-14 | 3 | 2014-07-14 | NH | YES | WKN | 1 | P1 | 0 | OP | OP
1981-07-14 | 4 | 2014-07-14 | NH | YES | WKN | 1 | P1 | 0 | OP | OP
1981-07-14 | 5 | 2014-07-14 | NH | YES | WKN | 1 | P1 | 0 | OP | OP
1981-07-14 | 6 | 2014-07-14 | NH | YES | WKN | 1 | P1 | 0 | P | P
1981-07-14 | 7 | 2014-07-14 | NH | YES | WKN | 1 | P1 | 0 | P | P
1981-07-14 | 8 | 2014-07-14 | NH | YES | WKN | 1 | P1 | 0 | P | P
1981-07-14 | 9 | 2014-07-14 | NH | YES | WKN | 1 | P1 | 0 | P | P
1981-07-14 | 10 | 2014-07-14 | NH | YES | WKN | 1 | P1 | 0 | P | P
1981-07-14 | 11 | 2014-07-14 | NH | YES | WKN | 1 | P1 | 0 | P | P
1981-07-14 | 12 | 2014-07-14 | NH | YES | WKN | 1 | P1 | 0 | P | P
1981-07-14 | 13 | 2014-07-14 | NH | YES | WKN | 1 | P1 | 0 | P | P
1981-07-14 | 14 | 2014-07-14 | NH | YES | WKN | 1 | P1 | 0 | P | P
1981-07-14 | 15 | 2014-07-14 | NH | YES | WKN | 1 | P1 | 0 | P | P
1981-07-14 | 16 | 2014-07-14 | NH | YES | WKN | 1 | P1 | 0 | P | P
1981-07-14 | 17 | 2014-07-14 | NH | YES | WKN | 1 | P1 | 0 | P | P
1981-07-14 | 18 | 2014-07-14 | NH | YES | WKN | 1 | P1 | 0 | P | P
1981-07-14 | 19 | 2014-07-14 | NH | YES | WKN | 1 | P1 | 0 | P | P
1981-07-14 | 20 | 2014-07-14 | NH | YES | WKN | 1 | P1 | 0 | P | P
1981-07-14 | 21 | 2014-07-14 | NH | YES | WKN | 1 | P1 | 0 | P | P
1981-07-14 | 22 | 2014-07-14 | NH | YES | WKN | 1 | P1 | 0 | P | P
1981-07-14 | 23 | 2014-07-14 | NH | YES | WKN | 1 | P1 | 0 | OP | OP
1981-07-14 | 0 | 2014-07-14 | NH | YES | WKN | 1 | P1 | 0 | OP | OP
1981-07-15 | 1 | 2014-07-15 | NH | YES | WKN | 1 | P1 | 0 | OP | OP
1981-07-15 | 2 | 2014-07-15 | NH | YES | WKN | 1 | P1 | 0 | OP | OP
1981-07-15 | 3 | 2014-07-15 | NH | YES | WKN | 1 | P1 | 0 | OP | OP
1981-07-15 | 4 | 2014-07-15 | NH | YES | WKN | 1 | P1 | 0 | OP | OP
1981-07-15 | 5 | 2014-07-15 | NH | YES | WKN | 1 | P1 | 0 | OP | OP
1981-07-15 | 6 | 2014-07-15 | NH | YES | WKN | 1 | P1 | 0 | P | P
1981-07-15 | 7 | 2014-07-15 | NH | YES | WKN | 1 | P1 | 0 | P | P
1981-07-15 | 8 | 2014-07-15 | NH | YES | WKN | 1 | P1 | 0 | P | P
1981-07-15 | 9 | 2014-07-15 | NH | YES | WKN | 1 | P1 | 0 | P | P
1981-07-15 | 10 | 2014-07-15 | NH | YES | WKN | 1 | P1 | 0 | P | P
1981-07-15 | 11 | 2014-07-15 | NH | YES | WKN | 1 | P1 | 0 | P | P
1981-07-15 | 12 | 2014-07-15 | NH | YES | WKN | 1 | P1 | 0 | P | P
1981-07-15 | 13 | 2014-07-15 | NH | YES | WKN | 1 | P1 | 0 | P | P
1981-07-15 | 14 | 2014-07-15 | NH | YES | WKN | 1 | P1 | 0 | P | P
1981-07-15 | 15 | 2014-07-15 | NH | YES | WKN | 1 | P1 | 0 | P | P
1981-07-15 | 16 | 2014-07-15 | NH | YES | WKN | 1 | P1 | 0 | P | P
1981-07-15 | 17 | 2014-07-15 | NH | YES | WKN | 1 | P1 | 0 | P | P
1981-07-15 | 18 | 2014-07-15 | NH | YES | WKN | 1 | P1 | 0 | P | P
1981-07-15 | 19 | 2014-07-15 | NH | YES | WKN | 1 | P1 | 0 | P | P
1981-07-15 | 20 | 2014-07-15 | NH | YES | WKN | 1 | P1 | 0 | P | P
1981-07-15 | 21 | 2014-07-15 | NH | YES | WKN | 1 | P1 | 0 | P | P
1981-07-15 | 22 | 2014-07-15 | NH | YES | WKN | 1 | P1 | 0 | P | P
1981-07-15 | 23 | 2014-07-15 | NH | YES | WKN | 1 | P1 | 0 | OP | OP
1981-07-15 | 0 | 2014-07-15 | NH | YES | WKN | 1 | P1 | 0 | OP | OP
1981-07-16 | 1 | 2014-07-16 | NH | YES | WKN | 1 | P1 | 0 | OP | OP
1981-07-16 | 2 | 2014-07-16 | NH | YES | WKN | 1 | P1 | 0 | OP | OP
1981-07-16 | 3 | 2014-07-16 | NH | YES | WKN | 1 | P1 | 0 | OP | OP
1981-07-16 | 4 | 2014-07-16 | NH | YES | WKN | 1 | P1 | 0 | OP | OP
1981-07-16 | 5 | 2014-07-16 | NH | YES | WKN | 1 | P1 | 0 | OP | OP
1981-07-16 | 6 | 2014-07-16 | NH | YES | WKN | 1 | P1 | 0 | P | P
1981-07-16 | 7 | 2014-07-16 | NH | YES | WKN | 1 | P1 | 0 | P | P
1981-07-16 | 8 | 2014-07-16 | NH | YES | WKN | 1 | P1 | 0 | P | P
1981-07-16 | 9 | 2014-07-16 | NH | YES | WKN | 1 | P1 | 0 | P | P
1981-07-16 | 10 | 2014-07-16 | NH | YES | WKN | 1 | P1 | 0 | P | P
1981-07-16 | 11 | 2014-07-16 | NH | YES | WKN | 1 | P1 | 0 | P | P
1981-07-16 | 12 | 2014-07-16 | NH | YES | WKN | 1 | P1 | 0 | P | P
1981-07-16 | 13 | 2014-07-16 | NH | YES | WKN | 1 | P1 | 0 | P | P
1981-07-16 | 14 | 2014-07-16 | NH | YES | WKN | 1 | P1 | 0 | P | P
1981-07-16 | 15 | 2014-07-16 | NH | YES | WKN | 1 | P1 | 0 | P | P
1981-07-16 | 16 | 2014-07-16 | NH | YES | WKN | 1 | P1 | 0 | P | P
1981-07-16 | 17 | 2014-07-16 | NH | YES | WKN | 1 | P1 | 0 | P | P
1981-07-16 | 18 | 2014-07-16 | NH | YES | WKN | 1 | P1 | 0 | P | P
1981-07-16 | 19 | 2014-07-16 | NH | YES | WKN | 1 | P1 | 0 | P | P
1981-07-16 | 20 | 2014-07-16 | NH | YES | WKN | 1 | P1 | 0 | P | P
1981-07-16 | 21 | 2014-07-16 | NH | YES | WKN | 1 | P1 | 0 | P | P
1981-07-16 | 22 | 2014-07-16 | NH | YES | WKN | 1 | P1 | 0 | P | P
1981-07-16 | 23 | 2014-07-16 | NH | YES | WKN | 1 | P1 | 0 | OP | OP
1981-07-16 | 0 | 2014-07-16 | NH | YES | WKN | 1 | P1 | 0 | OP | OP
1981-07-17 | 1 | 2014-07-17 | NH | YES | WKN | 1 | P1 | 0 | OP | OP
1981-07-17 | 2 | 2014-07-17 | NH | YES | WKN | 1 | P1 | 0 | OP | OP
1981-07-17 | 3 | 2014-07-17 | NH | YES | WKN | 1 | P1 | 0 | OP | OP
1981-07-17 | 4 | 2014-07-17 | NH | YES | WKN | 1 | P1 | 0 | OP | OP
1981-07-17 | 5 | 2014-07-17 | NH | YES | WKN | 1 | P1 | 0 | OP | OP
1981-07-17 | 6 | 2014-07-17 | NH | YES | WKN | 1 | P1 | 0 | P | P
1981-07-17 | 7 | 2014-07-17 | NH | YES | WKN | 1 | P1 | 0 | P | P
1981-07-17 | 8 | 2014-07-17 | NH | YES | WKN | 1 | P1 | 0 | P | P
1981-07-17 | 9 | 2014-07-17 | NH | YES | WKN | 1 | P1 | 0 | P | P
1981-07-17 | 10 | 2014-07-17 | NH | YES | WKN | 1 | P1 | 0 | P | P
1981-07-17 | 11 | 2014-07-17 | NH | YES | WKN | 1 | P1 | 0 | P | P
1981-07-17 | 12 | 2014-07-17 | NH | YES | WKN | 1 | P1 | 0 | P | P
1981-07-17 | 13 | 2014-07-17 | NH | YES | WKN | 1 | P1 | 0 | P | P
1981-07-17 | 14 | 2014-07-17 | NH | YES | WKN | 1 | P1 | 0 | P | P
1981-07-17 | 15 | 2014-07-17 | NH | YES | WKN | 1 | P1 | 0 | P | P
1981-07-17 | 16 | 2014-07-17 | NH | YES | WKN | 1 | P1 | 0 | P | P
1981-07-17 | 17 | 2014-07-17 | NH | YES | WKN | 1 | P1 | 0 | P | P
1981-07-17 | 18 | 2014-07-17 | NH | YES | WKN | 1 | P1 | 0 | P | P
1981-07-17 | 19 | 2014-07-17 | NH | YES | WKN | 1 | P1 | 0 | P | P
1981-07-17 | 20 | 2014-07-17 | NH | YES | WKN | 1 | P1 | 0 | P | P
1981-07-17 | 21 | 2014-07-17 | NH | YES | WKN | 1 | P1 | 0 | P | P
1981-07-17 | 22 | 2014-07-17 | NH | YES | WKN | 1 | P1 | 0 | P | P
1981-07-17 | 23 | 2014-07-17 | NH | YES | WKN | 1 | P1 | 0 | OP | OP
1981-07-17 | 0 | 2014-07-17 | NH | YES | WKN | 1 | P1 | 0 | OP | OP
1981-07-18 | 1 | 2014-07-18 | NH | YES | WKN | 1 | P1 | 0 | OP | OP
1981-07-18 | 2 | 2014-07-18 | NH | YES | WKN | 1 | P1 | 0 | OP | OP
1981-07-18 | 3 | 2014-07-18 | NH | YES | WKN | 1 | P1 | 0 | OP | OP
1981-07-18 | 4 | 2014-07-18 | NH | YES | WKN | 1 | P1 | 0 | OP | OP
1981-07-18 | 5 | 2014-07-18 | NH | YES | WKN | 1 | P1 | 0 | OP | OP
1981-07-18 | 6 | 2014-07-18 | NH | YES | WKN | 1 | P1 | 0 | P | P
1981-07-18 | 7 | 2014-07-18 | NH | YES | WKN | 1 | P1 | 0 | P | P
1981-07-18 | 8 | 2014-07-18 | NH | YES | WKN | 1 | P1 | 0 | P | P
1981-07-18 | 9 | 2014-07-18 | NH | YES | WKN | 1 | P1 | 0 | P | P
1981-07-18 | 10 | 2014-07-18 | NH | YES | WKN | 1 | P1 | 0 | P | P
1981-07-18 | 11 | 2014-07-18 | NH | YES | WKN | 1 | P1 | 0 | P | P
1981-07-18 | 12 | 2014-07-18 | NH | YES | WKN | 1 | P1 | 0 | P | P
1981-07-18 | 13 | 2014-07-18 | NH | YES | WKN | 1 | P1 | 0 | P | P
1981-07-18 | 14 | 2014-07-18 | NH | YES | WKN | 1 | P1 | 0 | P | P
1981-07-18 | 15 | 2014-07-18 | NH | YES | WKN | 1 | P1 | 0 | P | P
1981-07-18 | 16 | 2014-07-18 | NH | YES | WKN | 1 | P1 | 0 | P | P
1981-07-18 | 17 | 2014-07-18 | NH | YES | WKN | 1 | P1 | 0 | P | P
1981-07-18 | 18 | 2014-07-18 | NH | YES | WKN | 1 | P1 | 0 | P | P
1981-07-18 | 19 | 2014-07-18 | NH | YES | WKN | 1 | P1 | 0 | P | P
1981-07-18 | 20 | 2014-07-18 | NH | YES | WKN | 1 | P1 | 0 | P | P
1981-07-18 | 21 | 2014-07-18 | NH | YES | WKN | 1 | P1 | 0 | P | P
1981-07-18 | 22 | 2014-07-18 | NH | YES | WKN | 1 | P1 | 0 | P | P
1981-07-18 | 23 | 2014-07-18 | NH | YES | WKN | 1 | P1 | 0 | OP | OP
1981-07-18 | 0 | 2014-07-18 | NH | YES | WKN | 1 | P1 | 0 | OP | OP
1981-07-19 | 1 | 2014-07-19 | NH | NO | WE | 0 | P1 | 0 | OP | OP
1981-07-19 | 2 | 2014-07-19 | NH | NO | WE | 0 | P1 | 0 | OP | OP
1981-07-19 | 3 | 2014-07-19 | NH | NO | WE | 0 | P1 | 0 | OP | OP
1981-07-19 | 4 | 2014-07-19 | NH | NO | WE | 0 | P1 | 0 | OP | OP
1981-07-19 | 5 | 2014-07-19 | NH | NO | WE | 0 | P1 | 0 | OP | OP
1981-07-19 | 6 | 2014-07-19 | NH | NO | WE | 0 | P1 | 0 | OP | OP
1981-07-19 | 7 | 2014-07-19 | NH | NO | WE | 0 | P1 | 0 | OP | OP
1981-07-19 | 8 | 2014-07-19 | NH | NO | WE | 0 | P1 | 0 | OP | OP
1981-07-19 | 9 | 2014-07-19 | NH | NO | WE | 0 | P1 | 0 | OP | OP
1981-07-19 | 10 | 2014-07-19 | NH | NO | WE | 0 | P1 | 0 | OP | OP
1981-07-19 | 11 | 2014-07-19 | NH | NO | WE | 0 | P1 | 0 | OP | OP
1981-07-19 | 12 | 2014-07-19 | NH | NO | WE | 0 | P1 | 0 | OP | OP
1981-07-19 | 13 | 2014-07-19 | NH | NO | WE | 0 | P1 | 0 | OP | OP
1981-07-19 | 14 | 2014-07-19 | NH | NO | WE | 0 | P1 | 0 | OP | OP
1981-07-19 | 15 | 2014-07-19 | NH | NO | WE | 0 | P1 | 0 | OP | OP
1981-07-19 | 16 | 2014-07-19 | NH | NO | WE | 0 | P1 | 0 | OP | OP
1981-07-19 | 17 | 2014-07-19 | NH | NO | WE | 0 | P1 | 0 | OP | OP
1981-07-19 | 18 | 2014-07-19 | NH | NO | WE | 0 | P1 | 0 | OP | OP
1981-07-19 | 19 | 2014-07-19 | NH | NO | WE | 0 | P1 | 0 | OP | OP
1981-07-19 | 20 | 2014-07-19 | NH | NO | WE | 0 | P1 | 0 | OP | OP
1981-07-19 | 21 | 2014-07-19 | NH | NO | WE | 0 | P1 | 0 | OP | OP
1981-07-19 | 22 | 2014-07-19 | NH | NO | WE | 0 | P1 | 0 | OP | OP
1981-07-19 | 23 | 2014-07-19 | NH | NO | WE | 0 | P1 | 0 | OP | OP
1981-07-19 | 0 | 2014-07-19 | NH | NO | WE | 0 | P1 | 0 | OP | OP
1981-07-20 | 1 | 2014-07-20 | NH | NO | WE | 0 | P1 | 0 | OP | OP
1981-07-20 | 2 | 2014-07-20 | NH | NO | WE | 0 | P1 | 0 | OP | OP
1981-07-20 | 3 | 2014-07-20 | NH | NO | WE | 0 | P1 | 0 | OP | OP
1981-07-20 | 4 | 2014-07-20 | NH | NO | WE | 0 | P1 | 0 | OP | OP
1981-07-20 | 5 | 2014-07-20 | NH | NO | WE | 0 | P1 | 0 | OP | OP
1981-07-20 | 6 | 2014-07-20 | NH | NO | WE | 0 | P1 | 0 | OP | OP
1981-07-20 | 7 | 2014-07-20 | NH | NO | WE | 0 | P1 | 0 | OP | OP
1981-07-20 | 8 | 2014-07-20 | NH | NO | WE | 0 | P1 | 0 | OP | OP
1981-07-20 | 9 | 2014-07-20 | NH | NO | WE | 0 | P1 | 0 | OP | OP
1981-07-20 | 10 | 2014-07-20 | NH | NO | WE | 0 | P1 | 0 | OP | OP
1981-07-20 | 11 | 2014-07-20 | NH | NO | WE | 0 | P1 | 0 | OP | OP
1981-07-20 | 12 | 2014-07-20 | NH | NO | WE | 0 | P1 | 0 | OP | OP
1981-07-20 | 13 | 2014-07-20 | NH | NO | WE | 0 | P1 | 0 | OP | OP
1981-07-20 | 14 | 2014-07-20 | NH | NO | WE | 0 | P1 | 0 | OP | OP
1981-07-20 | 15 | 2014-07-20 | NH | NO | WE | 0 | P1 | 0 | OP | OP
1981-07-20 | 16 | 2014-07-20 | NH | NO | WE | 0 | P1 | 0 | OP | OP
1981-07-20 | 17 | 2014-07-20 | NH | NO | WE | 0 | P1 | 0 | OP | OP
1981-07-20 | 18 | 2014-07-20 | NH | NO | WE | 0 | P1 | 0 | OP | OP
1981-07-20 | 19 | 2014-07-20 | NH | NO | WE | 0 | P1 | 0 | OP | OP
1981-07-20 | 20 | 2014-07-20 | NH | NO | WE | 0 | P1 | 0 | OP | OP
1981-07-20 | 21 | 2014-07-20 | NH | NO | WE | 0 | P1 | 0 | OP | OP
1981-07-20 | 22 | 2014-07-20 | NH | NO | WE | 0 | P1 | 0 | OP | OP
1981-07-20 | 23 | 2014-07-20 | NH | NO | WE | 0 | P1 | 0 | OP | OP
1981-07-20 | 0 | 2014-07-20 | NH | NO | WE | 0 | P1 | 0 | OP | OP
1981-07-21 | 1 | 2014-07-21 | NH | YES | WKN | 1 | P1 | 0 | OP | OP
1981-07-21 | 2 | 2014-07-21 | NH | YES | WKN | 1 | P1 | 0 | OP | OP
1981-07-21 | 3 | 2014-07-21 | NH | YES | WKN | 1 | P1 | 0 | OP | OP
1981-07-21 | 4 | 2014-07-21 | NH | YES | WKN | 1 | P1 | 0 | OP | OP
1981-07-21 | 5 | 2014-07-21 | NH | YES | WKN | 1 | P1 | 0 | OP | OP
1981-07-21 | 6 | 2014-07-21 | NH | YES | WKN | 1 | P1 | 0 | P | P
1981-07-21 | 7 | 2014-07-21 | NH | YES | WKN | 1 | P1 | 0 | P | P
1981-07-21 | 8 | 2014-07-21 | NH | YES | WKN | 1 | P1 | 0 | P | P
1981-07-21 | 9 | 2014-07-21 | NH | YES | WKN | 1 | P1 | 0 | P | P
1981-07-21 | 10 | 2014-07-21 | NH | YES | WKN | 1 | P1 | 0 | P | P
1981-07-21 | 11 | 2014-07-21 | NH | YES | WKN | 1 | P1 | 0 | P | P
1981-07-21 | 12 | 2014-07-21 | NH | YES | WKN | 1 | P1 | 0 | P | P
1981-07-21 | 13 | 2014-07-21 | NH | YES | WKN | 1 | P1 | 0 | P | P
1981-07-21 | 14 | 2014-07-21 | NH | YES | WKN | 1 | P1 | 0 | P | P
1981-07-21 | 15 | 2014-07-21 | NH | YES | WKN | 1 | P1 | 0 | P | P
1981-07-21 | 16 | 2014-07-21 | NH | YES | WKN | 1 | P1 | 0 | P | P
1981-07-21 | 17 | 2014-07-21 | NH | YES | WKN | 1 | P1 | 0 | P | P
1981-07-21 | 18 | 2014-07-21 | NH | YES | WKN | 1 | P1 | 0 | P | P
1981-07-21 | 19 | 2014-07-21 | NH | YES | WKN | 1 | P1 | 0 | P | P
1981-07-21 | 20 | 2014-07-21 | NH | YES | WKN | 1 | P1 | 0 | P | P
1981-07-21 | 21 | 2014-07-21 | NH | YES | WKN | 1 | P1 | 0 | P | P
1981-07-21 | 22 | 2014-07-21 | NH | YES | WKN | 1 | P1 | 0 | P | P
1981-07-21 | 23 | 2014-07-21 | NH | YES | WKN | 1 | P1 | 0 | OP | OP
1981-07-21 | 0 | 2014-07-21 | NH | YES | WKN | 1 | P1 | 0 | OP | OP
1981-07-22 | 1 | 2014-07-22 | NH | YES | WKN | 1 | P1 | 0 | OP | OP
1981-07-22 | 2 | 2014-07-22 | NH | YES | WKN | 1 | P1 | 0 | OP | OP
1981-07-22 | 3 | 2014-07-22 | NH | YES | WKN | 1 | P1 | 0 | OP | OP
1981-07-22 | 4 | 2014-07-22 | NH | YES | WKN | 1 | P1 | 0 | OP | OP
1981-07-22 | 5 | 2014-07-22 | NH | YES | WKN | 1 | P1 | 0 | OP | OP
1981-07-22 | 6 | 2014-07-22 | NH | YES | WKN | 1 | P1 | 0 | P | P
1981-07-22 | 7 | 2014-07-22 | NH | YES | WKN | 1 | P1 | 0 | P | P
1981-07-22 | 8 | 2014-07-22 | NH | YES | WKN | 1 | P1 | 0 | P | P
1981-07-22 | 9 | 2014-07-22 | NH | YES | WKN | 1 | P1 | 0 | P | P
1981-07-22 | 10 | 2014-07-22 | NH | YES | WKN | 1 | P1 | 0 | P | P
1981-07-22 | 11 | 2014-07-22 | NH | YES | WKN | 1 | P1 | 0 | P | P
1981-07-22 | 12 | 2014-07-22 | NH | YES | WKN | 1 | P1 | 0 | P | P
1981-07-22 | 13 | 2014-07-22 | NH | YES | WKN | 1 | P1 | 0 | P | P
1981-07-22 | 14 | 2014-07-22 | NH | YES | WKN | 1 | P1 | 0 | P | P
1981-07-22 | 15 | 2014-07-22 | NH | YES | WKN | 1 | P1 | 0 | P | P
1981-07-22 | 16 | 2014-07-22 | NH | YES | WKN | 1 | P1 | 0 | P | P
1981-07-22 | 17 | 2014-07-22 | NH | YES | WKN | 1 | P1 | 0 | P | P
1981-07-22 | 18 | 2014-07-22 | NH | YES | WKN | 1 | P1 | 0 | P | P
1981-07-22 | 19 | 2014-07-22 | NH | YES | WKN | 1 | P1 | 0 | P | P
1981-07-22 | 20 | 2014-07-22 | NH | YES | WKN | 1 | P1 | 0 | P | P
1981-07-22 | 21 | 2014-07-22 | NH | YES | WKN | 1 | P1 | 0 | P | P
1981-07-22 | 22 | 2014-07-22 | NH | YES | WKN | 1 | P1 | 0 | P | P
1981-07-22 | 23 | 2014-07-22 | NH | YES | WKN | 1 | P1 | 0 | OP | OP
1981-07-22 | 0 | 2014-07-22 | NH | YES | WKN | 1 | P1 | 0 | OP | OP
1981-07-23 | 1 | 2014-07-23 | NH | YES | WKN | 1 | P1 | 0 | OP | OP
1981-07-23 | 2 | 2014-07-23 | NH | YES | WKN | 1 | P1 | 0 | OP | OP
1981-07-23 | 3 | 2014-07-23 | NH | YES | WKN | 1 | P1 | 0 | OP | OP
1981-07-23 | 4 | 2014-07-23 | NH | YES | WKN | 1 | P1 | 0 | OP | OP
1981-07-23 | 5 | 2014-07-23 | NH | YES | WKN | 1 | P1 | 0 | OP | OP
1981-07-23 | 6 | 2014-07-23 | NH | YES | WKN | 1 | P1 | 0 | P | P
1981-07-23 | 7 | 2014-07-23 | NH | YES | WKN | 1 | P1 | 0 | P | P
1981-07-23 | 8 | 2014-07-23 | NH | YES | WKN | 1 | P1 | 0 | P | P
1981-07-23 | 9 | 2014-07-23 | NH | YES | WKN | 1 | P1 | 0 | P | P
1981-07-23 | 10 | 2014-07-23 | NH | YES | WKN | 1 | P1 | 0 | P | P
1981-07-23 | 11 | 2014-07-23 | NH | YES | WKN | 1 | P1 | 0 | P | P
1981-07-23 | 12 | 2014-07-23 | NH | YES | WKN | 1 | P1 | 0 | P | P
1981-07-23 | 13 | 2014-07-23 | NH | YES | WKN | 1 | P1 | 0 | P | P
1981-07-23 | 14 | 2014-07-23 | NH | YES | WKN | 1 | P1 | 0 | P | P
1981-07-23 | 15 | 2014-07-23 | NH | YES | WKN | 1 | P1 | 0 | P | P
1981-07-23 | 16 | 2014-07-23 | NH | YES | WKN | 1 | P1 | 0 | P | P
1981-07-23 | 17 | 2014-07-23 | NH | YES | WKN | 1 | P1 | 0 | P | P
1981-07-23 | 18 | 2014-07-23 | NH | YES | WKN | 1 | P1 | 0 | P | P
1981-07-23 | 19 | 2014-07-23 | NH | YES | WKN | 1 | P1 | 0 | P | P
1981-07-23 | 20 | 2014-07-23 | NH | YES | WKN | 1 | P1 | 0 | P | P
1981-07-23 | 21 | 2014-07-23 | NH | YES | WKN | 1 | P1 | 0 | P | P
1981-07-23 | 22 | 2014-07-23 | NH | YES | WKN | 1 | P1 | 0 | P | P
1981-07-23 | 23 | 2014-07-23 | NH | YES | WKN | 1 | P1 | 0 | OP | OP
1981-07-23 | 0 | 2014-07-23 | NH | YES | WKN | 1 | P1 | 0 | OP | OP
1981-07-24 | 1 | 2014-07-24 | NH | YES | WKN | 1 | P1 | 0 | OP | OP
1981-07-24 | 2 | 2014-07-24 | NH | YES | WKN | 1 | P1 | 0 | OP | OP
1981-07-24 | 3 | 2014-07-24 | NH | YES | WKN | 1 | P1 | 0 | OP | OP
1981-07-24 | 4 | 2014-07-24 | NH | YES | WKN | 1 | P1 | 0 | OP | OP
1981-07-24 | 5 | 2014-07-24 | NH | YES | WKN | 1 | P1 | 0 | OP | OP
1981-07-24 | 6 | 2014-07-24 | NH | YES | WKN | 1 | P1 | 0 | P | P
1981-07-24 | 7 | 2014-07-24 | NH | YES | WKN | 1 | P1 | 0 | P | P
1981-07-24 | 8 | 2014-07-24 | NH | YES | WKN | 1 | P1 | 0 | P | P
1981-07-24 | 9 | 2014-07-24 | NH | YES | WKN | 1 | P1 | 0 | P | P
1981-07-24 | 10 | 2014-07-24 | NH | YES | WKN | 1 | P1 | 0 | P | P
1981-07-24 | 11 | 2014-07-24 | NH | YES | WKN | 1 | P1 | 0 | P | P
1981-07-24 | 12 | 2014-07-24 | NH | YES | WKN | 1 | P1 | 0 | P | P
1981-07-24 | 13 | 2014-07-24 | NH | YES | WKN | 1 | P1 | 0 | P | P
1981-07-24 | 14 | 2014-07-24 | NH | YES | WKN | 1 | P1 | 0 | P | P
1981-07-24 | 15 | 2014-07-24 | NH | YES | WKN | 1 | P1 | 0 | P | P
1981-07-24 | 16 | 2014-07-24 | NH | YES | WKN | 1 | P1 | 0 | P | P
1981-07-24 | 17 | 2014-07-24 | NH | YES | WKN | 1 | P1 | 0 | P | P
1981-07-24 | 18 | 2014-07-24 | NH | YES | WKN | 1 | P1 | 0 | P | P
1981-07-24 | 19 | 2014-07-24 | NH | YES | WKN | 1 | P1 | 0 | P | P
1981-07-24 | 20 | 2014-07-24 | NH | YES | WKN | 1 | P1 | 0 | P | P
1981-07-24 | 21 | 2014-07-24 | NH | YES | WKN | 1 | P1 | 0 | P | P
1981-07-24 | 22 | 2014-07-24 | NH | YES | WKN | 1 | P1 | 0 | P | P
1981-07-24 | 23 | 2014-07-24 | NH | YES | WKN | 1 | P1 | 0 | OP | OP
1981-07-24 | 0 | 2014-07-24 | NH | YES | WKN | 1 | P1 | 0 | OP | OP
1981-07-25 | 1 | 2014-07-25 | NH | YES | WKN | 1 | P1 | 0 | OP | OP
1981-07-25 | 2 | 2014-07-25 | NH | YES | WKN | 1 | P1 | 0 | OP | OP
1981-07-25 | 3 | 2014-07-25 | NH | YES | WKN | 1 | P1 | 0 | OP | OP
1981-07-25 | 4 | 2014-07-25 | NH | YES | WKN | 1 | P1 | 0 | OP | OP
1981-07-25 | 5 | 2014-07-25 | NH | YES | WKN | 1 | P1 | 0 | OP | OP
1981-07-25 | 6 | 2014-07-25 | NH | YES | WKN | 1 | P1 | 0 | P | P
1981-07-25 | 7 | 2014-07-25 | NH | YES | WKN | 1 | P1 | 0 | P | P
1981-07-25 | 8 | 2014-07-25 | NH | YES | WKN | 1 | P1 | 0 | P | P
1981-07-25 | 9 | 2014-07-25 | NH | YES | WKN | 1 | P1 | 0 | P | P
1981-07-25 | 10 | 2014-07-25 | NH | YES | WKN | 1 | P1 | 0 | P | P
1981-07-25 | 11 | 2014-07-25 | NH | YES | WKN | 1 | P1 | 0 | P | P
1981-07-25 | 12 | 2014-07-25 | NH | YES | WKN | 1 | P1 | 0 | P | P
1981-07-25 | 13 | 2014-07-25 | NH | YES | WKN | 1 | P1 | 0 | P | P
1981-07-25 | 14 | 2014-07-25 | NH | YES | WKN | 1 | P1 | 0 | P | P
1981-07-25 | 15 | 2014-07-25 | NH | YES | WKN | 1 | P1 | 0 | P | P
1981-07-25 | 16 | 2014-07-25 | NH | YES | WKN | 1 | P1 | 0 | P | P
1981-07-25 | 17 | 2014-07-25 | NH | YES | WKN | 1 | P1 | 0 | P | P
1981-07-25 | 18 | 2014-07-25 | NH | YES | WKN | 1 | P1 | 0 | P | P
1981-07-25 | 19 | 2014-07-25 | NH | YES | WKN | 1 | P1 | 0 | P | P
1981-07-25 | 20 | 2014-07-25 | NH | YES | WKN | 1 | P1 | 0 | P | P
1981-07-25 | 21 | 2014-07-25 | NH | YES | WKN | 1 | P1 | 0 | P | P
1981-07-25 | 22 | 2014-07-25 | NH | YES | WKN | 1 | P1 | 0 | P | P
1981-07-25 | 23 | 2014-07-25 | NH | YES | WKN | 1 | P1 | 0 | OP | OP
1981-07-25 | 0 | 2014-07-25 | NH | YES | WKN | 1 | P1 | 0 | OP | OP
1981-07-26 | 1 | 2014-07-26 | NH | NO | WE | 0 | P1 | 0 | OP | OP
1981-07-26 | 2 | 2014-07-26 | NH | NO | WE | 0 | P1 | 0 | OP | OP
1981-07-26 | 3 | 2014-07-26 | NH | NO | WE | 0 | P1 | 0 | OP | OP
1981-07-26 | 4 | 2014-07-26 | NH | NO | WE | 0 | P1 | 0 | OP | OP
1981-07-26 | 5 | 2014-07-26 | NH | NO | WE | 0 | P1 | 0 | OP | OP
1981-07-26 | 6 | 2014-07-26 | NH | NO | WE | 0 | P1 | 0 | OP | OP
1981-07-26 | 7 | 2014-07-26 | NH | NO | WE | 0 | P1 | 0 | OP | OP
1981-07-26 | 8 | 2014-07-26 | NH | NO | WE | 0 | P1 | 0 | OP | OP
1981-07-26 | 9 | 2014-07-26 | NH | NO | WE | 0 | P1 | 0 | OP | OP
1981-07-26 | 10 | 2014-07-26 | NH | NO | WE | 0 | P1 | 0 | OP | OP
1981-07-26 | 11 | 2014-07-26 | NH | NO | WE | 0 | P1 | 0 | OP | OP
1981-07-26 | 12 | 2014-07-26 | NH | NO | WE | 0 | P1 | 0 | OP | OP
1981-07-26 | 13 | 2014-07-26 | NH | NO | WE | 0 | P1 | 0 | OP | OP
1981-07-26 | 14 | 2014-07-26 | NH | NO | WE | 0 | P1 | 0 | OP | OP
1981-07-26 | 15 | 2014-07-26 | NH | NO | WE | 0 | P1 | 0 | OP | OP
1981-07-26 | 16 | 2014-07-26 | NH | NO | WE | 0 | P1 | 0 | OP | OP
1981-07-26 | 17 | 2014-07-26 | NH | NO | WE | 0 | P1 | 0 | OP | OP
1981-07-26 | 18 | 2014-07-26 | NH | NO | WE | 0 | P1 | 0 | OP | OP
1981-07-26 | 19 | 2014-07-26 | NH | NO | WE | 0 | P1 | 0 | OP | OP
1981-07-26 | 20 | 2014-07-26 | NH | NO | WE | 0 | P1 | 0 | OP | OP
1981-07-26 | 21 | 2014-07-26 | NH | NO | WE | 0 | P1 | 0 | OP | OP
1981-07-26 | 22 | 2014-07-26 | NH | NO | WE | 0 | P1 | 0 | OP | OP
1981-07-26 | 23 | 2014-07-26 | NH | NO | WE | 0 | P1 | 0 | OP | OP
1981-07-26 | 0 | 2014-07-26 | NH | NO | WE | 0 | P1 | 0 | OP | OP
1981-07-27 | 1 | 2014-07-27 | NH | NO | WE | 0 | P1 | 0 | OP | OP
1981-07-27 | 2 | 2014-07-27 | NH | NO | WE | 0 | P1 | 0 | OP | OP
1981-07-27 | 3 | 2014-07-27 | NH | NO | WE | 0 | P1 | 0 | OP | OP
1981-07-27 | 4 | 2014-07-27 | NH | NO | WE | 0 | P1 | 0 | OP | OP
1981-07-27 | 5 | 2014-07-27 | NH | NO | WE | 0 | P1 | 0 | OP | OP
1981-07-27 | 6 | 2014-07-27 | NH | NO | WE | 0 | P1 | 0 | OP | OP
1981-07-27 | 7 | 2014-07-27 | NH | NO | WE | 0 | P1 | 0 | OP | OP
1981-07-27 | 8 | 2014-07-27 | NH | NO | WE | 0 | P1 | 0 | OP | OP
1981-07-27 | 9 | 2014-07-27 | NH | NO | WE | 0 | P1 | 0 | OP | OP
1981-07-27 | 10 | 2014-07-27 | NH | NO | WE | 0 | P1 | 0 | OP | OP
1981-07-27 | 11 | 2014-07-27 | NH | NO | WE | 0 | P1 | 0 | OP | OP
1981-07-27 | 12 | 2014-07-27 | NH | NO | WE | 0 | P1 | 0 | OP | OP
1981-07-27 | 13 | 2014-07-27 | NH | NO | WE | 0 | P1 | 0 | OP | OP
1981-07-27 | 14 | 2014-07-27 | NH | NO | WE | 0 | P1 | 0 | OP | OP
1981-07-27 | 15 | 2014-07-27 | NH | NO | WE | 0 | P1 | 0 | OP | OP
1981-07-27 | 16 | 2014-07-27 | NH | NO | WE | 0 | P1 | 0 | OP | OP
1981-07-27 | 17 | 2014-07-27 | NH | NO | WE | 0 | P1 | 0 | OP | OP
1981-07-27 | 18 | 2014-07-27 | NH | NO | WE | 0 | P1 | 0 | OP | OP
1981-07-27 | 19 | 2014-07-27 | NH | NO | WE | 0 | P1 | 0 | OP | OP
1981-07-27 | 20 | 2014-07-27 | NH | NO | WE | 0 | P1 | 0 | OP | OP
1981-07-27 | 21 | 2014-07-27 | NH | NO | WE | 0 | P1 | 0 | OP | OP
1981-07-27 | 22 | 2014-07-27 | NH | NO | WE | 0 | P1 | 0 | OP | OP
1981-07-27 | 23 | 2014-07-27 | NH | NO | WE | 0 | P1 | 0 | OP | OP
1981-07-27 | 0 | 2014-07-27 | NH | NO | WE | 0 | P1 | 0 | OP | OP
1981-07-28 | 1 | 2014-07-28 | NH | YES | WKN | 1 | P1 | 0 | OP | OP
1981-07-28 | 2 | 2014-07-28 | NH | YES | WKN | 1 | P1 | 0 | OP | OP
1981-07-28 | 3 | 2014-07-28 | NH | YES | WKN | 1 | P1 | 0 | OP | OP
1981-07-28 | 4 | 2014-07-28 | NH | YES | WKN | 1 | P1 | 0 | OP | OP
1981-07-28 | 5 | 2014-07-28 | NH | YES | WKN | 1 | P1 | 0 | OP | OP
1981-07-28 | 6 | 2014-07-28 | NH | YES | WKN | 1 | P1 | 0 | P | P
1981-07-28 | 7 | 2014-07-28 | NH | YES | WKN | 1 | P1 | 0 | P | P
1981-07-28 | 8 | 2014-07-28 | NH | YES | WKN | 1 | P1 | 0 | P | P
1981-07-28 | 9 | 2014-07-28 | NH | YES | WKN | 1 | P1 | 0 | P | P
1981-07-28 | 10 | 2014-07-28 | NH | YES | WKN | 1 | P1 | 0 | P | P
1981-07-28 | 11 | 2014-07-28 | NH | YES | WKN | 1 | P1 | 0 | P | P
1981-07-28 | 12 | 2014-07-28 | NH | YES | WKN | 1 | P1 | 0 | P | P
1981-07-28 | 13 | 2014-07-28 | NH | YES | WKN | 1 | P1 | 0 | P | P
1981-07-28 | 14 | 2014-07-28 | NH | YES | WKN | 1 | P1 | 0 | P | P
1981-07-28 | 15 | 2014-07-28 | NH | YES | WKN | 1 | P1 | 0 | P | P
1981-07-28 | 16 | 2014-07-28 | NH | YES | WKN | 1 | P1 | 0 | P | P
1981-07-28 | 17 | 2014-07-28 | NH | YES | WKN | 1 | P1 | 0 | P | P
1981-07-28 | 18 | 2014-07-28 | NH | YES | WKN | 1 | P1 | 0 | P | P
1981-07-28 | 19 | 2014-07-28 | NH | YES | WKN | 1 | P1 | 0 | P | P
1981-07-28 | 20 | 2014-07-28 | NH | YES | WKN | 1 | P1 | 0 | P | P
1981-07-28 | 21 | 2014-07-28 | NH | YES | WKN | 1 | P1 | 0 | P | P
1981-07-28 | 22 | 2014-07-28 | NH | YES | WKN | 1 | P1 | 0 | P | P
1981-07-28 | 23 | 2014-07-28 | NH | YES | WKN | 1 | P1 | 0 | OP | OP
1981-07-28 | 0 | 2014-07-28 | NH | YES | WKN | 1 | P1 | 0 | OP | OP
1981-07-29 | 1 | 2014-07-29 | NH | YES | WKN | 1 | P1 | 0 | OP | OP
1981-07-29 | 2 | 2014-07-29 | NH | YES | WKN | 1 | P1 | 0 | OP | OP
1981-07-29 | 3 | 2014-07-29 | NH | YES | WKN | 1 | P1 | 0 | OP | OP
1981-07-29 | 4 | 2014-07-29 | NH | YES | WKN | 1 | P1 | 0 | OP | OP
1981-07-29 | 5 | 2014-07-29 | NH | YES | WKN | 1 | P1 | 0 | OP | OP
1981-07-29 | 6 | 2014-07-29 | NH | YES | WKN | 1 | P1 | 0 | P | P
1981-07-29 | 7 | 2014-07-29 | NH | YES | WKN | 1 | P1 | 0 | P | P
1981-07-29 | 8 | 2014-07-29 | NH | YES | WKN | 1 | P1 | 0 | P | P
1981-07-29 | 9 | 2014-07-29 | NH | YES | WKN | 1 | P1 | 0 | P | P
1981-07-29 | 10 | 2014-07-29 | NH | YES | WKN | 1 | P1 | 0 | P | P
1981-07-29 | 11 | 2014-07-29 | NH | YES | WKN | 1 | P1 | 0 | P | P
1981-07-29 | 12 | 2014-07-29 | NH | YES | WKN | 1 | P1 | 0 | P | P
1981-07-29 | 13 | 2014-07-29 | NH | YES | WKN | 1 | P1 | 0 | P | P
1981-07-29 | 14 | 2014-07-29 | NH | YES | WKN | 1 | P1 | 0 | P | P
1981-07-29 | 15 | 2014-07-29 | NH | YES | WKN | 1 | P1 | 0 | P | P
1981-07-29 | 16 | 2014-07-29 | NH | YES | WKN | 1 | P1 | 0 | P | P
1981-07-29 | 17 | 2014-07-29 | NH | YES | WKN | 1 | P1 | 0 | P | P
1981-07-29 | 18 | 2014-07-29 | NH | YES | WKN | 1 | P1 | 0 | P | P
1981-07-29 | 19 | 2014-07-29 | NH | YES | WKN | 1 | P1 | 0 | P | P
1981-07-29 | 20 | 2014-07-29 | NH | YES | WKN | 1 | P1 | 0 | P | P
1981-07-29 | 21 | 2014-07-29 | NH | YES | WKN | 1 | P1 | 0 | P | P
1981-07-29 | 22 | 2014-07-29 | NH | YES | WKN | 1 | P1 | 0 | P | P
1981-07-29 | 23 | 2014-07-29 | NH | YES | WKN | 1 | P1 | 0 | OP | OP
1981-07-29 | 0 | 2014-07-29 | NH | YES | WKN | 1 | P1 | 0 | OP | OP
1981-07-30 | 1 | 2014-07-30 | NH | YES | WKN | 1 | P1 | 0 | OP | OP
1981-07-30 | 2 | 2014-07-30 | NH | YES | WKN | 1 | P1 | 0 | OP | OP
1981-07-30 | 3 | 2014-07-30 | NH | YES | WKN | 1 | P1 | 0 | OP | OP
1981-07-30 | 4 | 2014-07-30 | NH | YES | WKN | 1 | P1 | 0 | OP | OP
1981-07-30 | 5 | 2014-07-30 | NH | YES | WKN | 1 | P1 | 0 | OP | OP
1981-07-30 | 6 | 2014-07-30 | NH | YES | WKN | 1 | P1 | 0 | P | P
1981-07-30 | 7 | 2014-07-30 | NH | YES | WKN | 1 | P1 | 0 | P | P
1981-07-30 | 8 | 2014-07-30 | NH | YES | WKN | 1 | P1 | 0 | P | P
1981-07-30 | 9 | 2014-07-30 | NH | YES | WKN | 1 | P1 | 0 | P | P
1981-07-30 | 10 | 2014-07-30 | NH | YES | WKN | 1 | P1 | 0 | P | P
1981-07-30 | 11 | 2014-07-30 | NH | YES | WKN | 1 | P1 | 0 | P | P
1981-07-30 | 12 | 2014-07-30 | NH | YES | WKN | 1 | P1 | 0 | P | P
1981-07-30 | 13 | 2014-07-30 | NH | YES | WKN | 1 | P1 | 0 | P | P
1981-07-30 | 14 | 2014-07-30 | NH | YES | WKN | 1 | P1 | 0 | P | P
1981-07-30 | 15 | 2014-07-30 | NH | YES | WKN | 1 | P1 | 0 | P | P
1981-07-30 | 16 | 2014-07-30 | NH | YES | WKN | 1 | P1 | 0 | P | P
1981-07-30 | 17 | 2014-07-30 | NH | YES | WKN | 1 | P1 | 0 | P | P
1981-07-30 | 18 | 2014-07-30 | NH | YES | WKN | 1 | P1 | 0 | P | P
1981-07-30 | 19 | 2014-07-30 | NH | YES | WKN | 1 | P1 | 0 | P | P
1981-07-30 | 20 | 2014-07-30 | NH | YES | WKN | 1 | P1 | 0 | P | P
1981-07-30 | 21 | 2014-07-30 | NH | YES | WKN | 1 | P1 | 0 | P | P
1981-07-30 | 22 | 2014-07-30 | NH | YES | WKN | 1 | P1 | 0 | P | P
1981-07-30 | 23 | 2014-07-30 | NH | YES | WKN | 1 | P1 | 0 | OP | OP
1981-07-30 | 0 | 2014-07-30 | NH | YES | WKN | 1 | P1 | 0 | OP | OP
1981-07-31 | 1 | 2014-07-31 | NH | YES | WKN | 1 | P1 | 0 | OP | OP
1981-07-31 | 2 | 2014-07-31 | NH | YES | WKN | 1 | P1 | 0 | OP | OP
1981-07-31 | 3 | 2014-07-31 | NH | YES | WKN | 1 | P1 | 0 | OP | OP
1981-07-31 | 4 | 2014-07-31 | NH | YES | WKN | 1 | P1 | 0 | OP | OP
1981-07-31 | 5 | 2014-07-31 | NH | YES | WKN | 1 | P1 | 0 | OP | OP
1981-07-31 | 6 | 2014-07-31 | NH | YES | WKN | 1 | P1 | 0 | P | P
1981-07-31 | 7 | 2014-07-31 | NH | YES | WKN | 1 | P1 | 0 | P | P
1981-07-31 | 8 | 2014-07-31 | NH | YES | WKN | 1 | P1 | 0 | P | P
1981-07-31 | 9 | 2014-07-31 | NH | YES | WKN | 1 | P1 | 0 | P | P
1981-07-31 | 10 | 2014-07-31 | NH | YES | WKN | 1 | P1 | 0 | P | P
1981-07-31 | 11 | 2014-07-31 | NH | YES | WKN | 1 | P1 | 0 | P | P
1981-07-31 | 12 | 2014-07-31 | NH | YES | WKN | 1 | P1 | 0 | P | P
1981-07-31 | 13 | 2014-07-31 | NH | YES | WKN | 1 | P1 | 0 | P | P
1981-07-31 | 14 | 2014-07-31 | NH | YES | WKN | 1 | P1 | 0 | P | P
1981-07-31 | 15 | 2014-07-31 | NH | YES | WKN | 1 | P1 | 0 | P | P
1981-07-31 | 16 | 2014-07-31 | NH | YES | WKN | 1 | P1 | 0 | P | P
1981-07-31 | 17 | 2014-07-31 | NH | YES | WKN | 1 | P1 | 0 | P | P
1981-07-31 | 18 | 2014-07-31 | NH | YES | WKN | 1 | P1 | 0 | P | P
1981-07-31 | 19 | 2014-07-31 | NH | YES | WKN | 1 | P1 | 0 | P | P
1981-07-31 | 20 | 2014-07-31 | NH | YES | WKN | 1 | P1 | 0 | P | P
1981-07-31 | 21 | 2014-07-31 | NH | YES | WKN | 1 | P1 | 0 | P | P
1981-07-31 | 22 | 2014-07-31 | NH | YES | WKN | 1 | P1 | 0 | P | P
1981-07-31 | 23 | 2014-07-31 | NH | YES | WKN | 1 | P1 | 0 | OP | OP
1981-07-31 | 0 | 2014-07-31 | NH | YES | WKN | 1 | P1 | 0 | OP | OP
1989-08-01 | 1 | 2014-08-01 | NH | YES | WKN | 1 | P1 | 0 | OP | OP
1989-08-01 | 2 | 2014-08-01 | NH | YES | WKN | 1 | P1 | 0 | OP | OP
1989-08-01 | 3 | 2014-08-01 | NH | YES | WKN | 1 | P1 | 0 | OP | OP
1989-08-01 | 4 | 2014-08-01 | NH | YES | WKN | 1 | P1 | 0 | OP | OP
1989-08-01 | 5 | 2014-08-01 | NH | YES | WKN | 1 | P1 | 0 | OP | OP
1989-08-01 | 6 | 2014-08-01 | NH | YES | WKN | 1 | P1 | 0 | P | P
1989-08-01 | 7 | 2014-08-01 | NH | YES | WKN | 1 | P1 | 0 | P | P
1989-08-01 | 8 | 2014-08-01 | NH | YES | WKN | 1 | P1 | 0 | P | P
1989-08-01 | 9 | 2014-08-01 | NH | YES | WKN | 1 | P1 | 0 | P | P
1989-08-01 | 10 | 2014-08-01 | NH | YES | WKN | 1 | P1 | 0 | P | P
1989-08-01 | 11 | 2014-08-01 | NH | YES | WKN | 1 | P1 | 0 | P | P
1989-08-01 | 12 | 2014-08-01 | NH | YES | WKN | 1 | P1 | 0 | P | P
1989-08-01 | 13 | 2014-08-01 | NH | YES | WKN | 1 | P1 | 0 | P | P
1989-08-01 | 14 | 2014-08-01 | NH | YES | WKN | 1 | P1 | 0 | P | P
1989-08-01 | 15 | 2014-08-01 | NH | YES | WKN | 1 | P1 | 0 | P | P
1989-08-01 | 16 | 2014-08-01 | NH | YES | WKN | 1 | P1 | 0 | P | P
1989-08-01 | 17 | 2014-08-01 | NH | YES | WKN | 1 | P1 | 0 | P | P
1989-08-01 | 18 | 2014-08-01 | NH | YES | WKN | 1 | P1 | 0 | P | P
1989-08-01 | 19 | 2014-08-01 | NH | YES | WKN | 1 | P1 | 0 | P | P
1989-08-01 | 20 | 2014-08-01 | NH | YES | WKN | 1 | P1 | 0 | P | P
1989-08-01 | 21 | 2014-08-01 | NH | YES | WKN | 1 | P1 | 0 | P | P
1989-08-01 | 22 | 2014-08-01 | NH | YES | WKN | 1 | P1 | 0 | P | P
1989-08-01 | 23 | 2014-08-01 | NH | YES | WKN | 1 | P1 | 0 | OP | OP
1989-08-01 | 0 | 2014-08-01 | NH | YES | WKN | 1 | P1 | 0 | OP | OP
1989-08-02 | 1 | 2014-08-02 | NH | NO | WE | 0 | P1 | 0 | OP | OP
1989-08-02 | 2 | 2014-08-02 | NH | NO | WE | 0 | P1 | 0 | OP | OP
1989-08-02 | 3 | 2014-08-02 | NH | NO | WE | 0 | P1 | 0 | OP | OP
1989-08-02 | 4 | 2014-08-02 | NH | NO | WE | 0 | P1 | 0 | OP | OP
1989-08-02 | 5 | 2014-08-02 | NH | NO | WE | 0 | P1 | 0 | OP | OP
1989-08-02 | 6 | 2014-08-02 | NH | NO | WE | 0 | P1 | 0 | OP | OP
1989-08-02 | 7 | 2014-08-02 | NH | NO | WE | 0 | P1 | 0 | OP | OP
1989-08-02 | 8 | 2014-08-02 | NH | NO | WE | 0 | P1 | 0 | OP | OP
1989-08-02 | 9 | 2014-08-02 | NH | NO | WE | 0 | P1 | 0 | OP | OP
1989-08-02 | 10 | 2014-08-02 | NH | NO | WE | 0 | P1 | 0 | OP | OP
1989-08-02 | 11 | 2014-08-02 | NH | NO | WE | 0 | P1 | 0 | OP | OP
1989-08-02 | 12 | 2014-08-02 | NH | NO | WE | 0 | P1 | 0 | OP | OP
1989-08-02 | 13 | 2014-08-02 | NH | NO | WE | 0 | P1 | 0 | OP | OP
1989-08-02 | 14 | 2014-08-02 | NH | NO | WE | 0 | P1 | 0 | OP | OP
1989-08-02 | 15 | 2014-08-02 | NH | NO | WE | 0 | P1 | 0 | OP | OP
1989-08-02 | 16 | 2014-08-02 | NH | NO | WE | 0 | P1 | 0 | OP | OP
1989-08-02 | 17 | 2014-08-02 | NH | NO | WE | 0 | P1 | 0 | OP | OP
1989-08-02 | 18 | 2014-08-02 | NH | NO | WE | 0 | P1 | 0 | OP | OP
1989-08-02 | 19 | 2014-08-02 | NH | NO | WE | 0 | P1 | 0 | OP | OP
1989-08-02 | 20 | 2014-08-02 | NH | NO | WE | 0 | P1 | 0 | OP | OP
1989-08-02 | 21 | 2014-08-02 | NH | NO | WE | 0 | P1 | 0 | OP | OP
1989-08-02 | 22 | 2014-08-02 | NH | NO | WE | 0 | P1 | 0 | OP | OP
1989-08-02 | 23 | 2014-08-02 | NH | NO | WE | 0 | P1 | 0 | OP | OP
1989-08-02 | 0 | 2014-08-02 | NH | NO | WE | 0 | P1 | 0 | OP | OP
1989-08-03 | 1 | 2014-08-03 | NH | NO | WE | 0 | P1 | 0 | OP | OP
1989-08-03 | 2 | 2014-08-03 | NH | NO | WE | 0 | P1 | 0 | OP | OP
1989-08-03 | 3 | 2014-08-03 | NH | NO | WE | 0 | P1 | 0 | OP | OP
1989-08-03 | 4 | 2014-08-03 | NH | NO | WE | 0 | P1 | 0 | OP | OP
1989-08-03 | 5 | 2014-08-03 | NH | NO | WE | 0 | P1 | 0 | OP | OP
1989-08-03 | 6 | 2014-08-03 | NH | NO | WE | 0 | P1 | 0 | OP | OP
1989-08-03 | 7 | 2014-08-03 | NH | NO | WE | 0 | P1 | 0 | OP | OP
1989-08-03 | 8 | 2014-08-03 | NH | NO | WE | 0 | P1 | 0 | OP | OP
1989-08-03 | 9 | 2014-08-03 | NH | NO | WE | 0 | P1 | 0 | OP | OP
1989-08-03 | 10 | 2014-08-03 | NH | NO | WE | 0 | P1 | 0 | OP | OP
1989-08-03 | 11 | 2014-08-03 | NH | NO | WE | 0 | P1 | 0 | OP | OP
1989-08-03 | 12 | 2014-08-03 | NH | NO | WE | 0 | P1 | 0 | OP | OP
1989-08-03 | 13 | 2014-08-03 | NH | NO | WE | 0 | P1 | 0 | OP | OP
1989-08-03 | 14 | 2014-08-03 | NH | NO | WE | 0 | P1 | 0 | OP | OP
1989-08-03 | 15 | 2014-08-03 | NH | NO | WE | 0 | P1 | 0 | OP | OP
1989-08-03 | 16 | 2014-08-03 | NH | NO | WE | 0 | P1 | 0 | OP | OP
1989-08-03 | 17 | 2014-08-03 | NH | NO | WE | 0 | P1 | 0 | OP | OP
1989-08-03 | 18 | 2014-08-03 | NH | NO | WE | 0 | P1 | 0 | OP | OP
1989-08-03 | 19 | 2014-08-03 | NH | NO | WE | 0 | P1 | 0 | OP | OP
1989-08-03 | 20 | 2014-08-03 | NH | NO | WE | 0 | P1 | 0 | OP | OP
1989-08-03 | 21 | 2014-08-03 | NH | NO | WE | 0 | P1 | 0 | OP | OP
1989-08-03 | 22 | 2014-08-03 | NH | NO | WE | 0 | P1 | 0 | OP | OP
1989-08-03 | 23 | 2014-08-03 | NH | NO | WE | 0 | P1 | 0 | OP | OP
1989-08-03 | 0 | 2014-08-03 | NH | NO | WE | 0 | P1 | 0 | OP | OP
1989-08-04 | 1 | 2014-08-04 | NH | YES | WKN | 1 | P1 | 0 | OP | OP
1989-08-04 | 2 | 2014-08-04 | NH | YES | WKN | 1 | P1 | 0 | OP | OP
1989-08-04 | 3 | 2014-08-04 | NH | YES | WKN | 1 | P1 | 0 | OP | OP
1989-08-04 | 4 | 2014-08-04 | NH | YES | WKN | 1 | P1 | 0 | OP | OP
1989-08-04 | 5 | 2014-08-04 | NH | YES | WKN | 1 | P1 | 0 | OP | OP
1989-08-04 | 6 | 2014-08-04 | NH | YES | WKN | 1 | P1 | 0 | P | P
1989-08-04 | 7 | 2014-08-04 | NH | YES | WKN | 1 | P1 | 0 | P | P
1989-08-04 | 8 | 2014-08-04 | NH | YES | WKN | 1 | P1 | 0 | P | P
1989-08-04 | 9 | 2014-08-04 | NH | YES | WKN | 1 | P1 | 0 | P | P
1989-08-04 | 10 | 2014-08-04 | NH | YES | WKN | 1 | P1 | 0 | P | P
1989-08-04 | 11 | 2014-08-04 | NH | YES | WKN | 1 | P1 | 0 | P | P
1989-08-04 | 12 | 2014-08-04 | NH | YES | WKN | 1 | P1 | 0 | P | P
1989-08-04 | 13 | 2014-08-04 | NH | YES | WKN | 1 | P1 | 0 | P | P
1989-08-04 | 14 | 2014-08-04 | NH | YES | WKN | 1 | P1 | 0 | P | P
1989-08-04 | 15 | 2014-08-04 | NH | YES | WKN | 1 | P1 | 0 | P | P
1989-08-04 | 16 | 2014-08-04 | NH | YES | WKN | 1 | P1 | 0 | P | P
1989-08-04 | 17 | 2014-08-04 | NH | YES | WKN | 1 | P1 | 0 | P | P
1989-08-04 | 18 | 2014-08-04 | NH | YES | WKN | 1 | P1 | 0 | P | P
1989-08-04 | 19 | 2014-08-04 | NH | YES | WKN | 1 | P1 | 0 | P | P
1989-08-04 | 20 | 2014-08-04 | NH | YES | WKN | 1 | P1 | 0 | P | P
1989-08-04 | 21 | 2014-08-04 | NH | YES | WKN | 1 | P1 | 0 | P | P
1989-08-04 | 22 | 2014-08-04 | NH | YES | WKN | 1 | P1 | 0 | P | P
1989-08-04 | 23 | 2014-08-04 | NH | YES | WKN | 1 | P1 | 0 | OP | OP
1989-08-04 | 0 | 2014-08-04 | NH | YES | WKN | 1 | P1 | 0 | OP | OP
1989-08-05 | 1 | 2014-08-05 | NH | YES | WKN | 1 | P1 | 0 | OP | OP
1989-08-05 | 2 | 2014-08-05 | NH | YES | WKN | 1 | P1 | 0 | OP | OP
1989-08-05 | 3 | 2014-08-05 | NH | YES | WKN | 1 | P1 | 0 | OP | OP
1989-08-05 | 4 | 2014-08-05 | NH | YES | WKN | 1 | P1 | 0 | OP | OP
1989-08-05 | 5 | 2014-08-05 | NH | YES | WKN | 1 | P1 | 0 | OP | OP
1989-08-05 | 6 | 2014-08-05 | NH | YES | WKN | 1 | P1 | 0 | P | P
1989-08-05 | 7 | 2014-08-05 | NH | YES | WKN | 1 | P1 | 0 | P | P
1989-08-05 | 8 | 2014-08-05 | NH | YES | WKN | 1 | P1 | 0 | P | P
1989-08-05 | 9 | 2014-08-05 | NH | YES | WKN | 1 | P1 | 0 | P | P
1989-08-05 | 10 | 2014-08-05 | NH | YES | WKN | 1 | P1 | 0 | P | P
1989-08-05 | 11 | 2014-08-05 | NH | YES | WKN | 1 | P1 | 0 | P | P
1989-08-05 | 12 | 2014-08-05 | NH | YES | WKN | 1 | P1 | 0 | P | P
1989-08-05 | 13 | 2014-08-05 | NH | YES | WKN | 1 | P1 | 0 | P | P
1989-08-05 | 14 | 2014-08-05 | NH | YES | WKN | 1 | P1 | 0 | P | P
1989-08-05 | 15 | 2014-08-05 | NH | YES | WKN | 1 | P1 | 0 | P | P
1989-08-05 | 16 | 2014-08-05 | NH | YES | WKN | 1 | P1 | 0 | P | P
1989-08-05 | 17 | 2014-08-05 | NH | YES | WKN | 1 | P1 | 0 | P | P
1989-08-05 | 18 | 2014-08-05 | NH | YES | WKN | 1 | P1 | 0 | P | P
1989-08-05 | 19 | 2014-08-05 | NH | YES | WKN | 1 | P1 | 0 | P | P
1989-08-05 | 20 | 2014-08-05 | NH | YES | WKN | 1 | P1 | 0 | P | P
1989-08-05 | 21 | 2014-08-05 | NH | YES | WKN | 1 | P1 | 0 | P | P
1989-08-05 | 22 | 2014-08-05 | NH | YES | WKN | 1 | P1 | 0 | P | P
1989-08-05 | 23 | 2014-08-05 | NH | YES | WKN | 1 | P1 | 0 | OP | OP
1989-08-05 | 0 | 2014-08-05 | NH | YES | WKN | 1 | P1 | 0 | OP | OP
1989-08-06 | 1 | 2014-08-06 | NH | YES | WKN | 1 | P1 | 0 | OP | OP
1989-08-06 | 2 | 2014-08-06 | NH | YES | WKN | 1 | P1 | 0 | OP | OP
1989-08-06 | 3 | 2014-08-06 | NH | YES | WKN | 1 | P1 | 0 | OP | OP
1989-08-06 | 4 | 2014-08-06 | NH | YES | WKN | 1 | P1 | 0 | OP | OP
1989-08-06 | 5 | 2014-08-06 | NH | YES | WKN | 1 | P1 | 0 | OP | OP
1989-08-06 | 6 | 2014-08-06 | NH | YES | WKN | 1 | P1 | 0 | P | P
1989-08-06 | 7 | 2014-08-06 | NH | YES | WKN | 1 | P1 | 0 | P | P
1989-08-06 | 8 | 2014-08-06 | NH | YES | WKN | 1 | P1 | 0 | P | P
1989-08-06 | 9 | 2014-08-06 | NH | YES | WKN | 1 | P1 | 0 | P | P
1989-08-06 | 10 | 2014-08-06 | NH | YES | WKN | 1 | P1 | 0 | P | P
1989-08-06 | 11 | 2014-08-06 | NH | YES | WKN | 1 | P1 | 0 | P | P
1989-08-06 | 12 | 2014-08-06 | NH | YES | WKN | 1 | P1 | 0 | P | P
1989-08-06 | 13 | 2014-08-06 | NH | YES | WKN | 1 | P1 | 0 | P | P
1989-08-06 | 14 | 2014-08-06 | NH | YES | WKN | 1 | P1 | 0 | P | P
1989-08-06 | 15 | 2014-08-06 | NH | YES | WKN | 1 | P1 | 0 | P | P
1989-08-06 | 16 | 2014-08-06 | NH | YES | WKN | 1 | P1 | 0 | P | P
1989-08-06 | 17 | 2014-08-06 | NH | YES | WKN | 1 | P1 | 0 | P | P
1989-08-06 | 18 | 2014-08-06 | NH | YES | WKN | 1 | P1 | 0 | P | P
1989-08-06 | 19 | 2014-08-06 | NH | YES | WKN | 1 | P1 | 0 | P | P
1989-08-06 | 20 | 2014-08-06 | NH | YES | WKN | 1 | P1 | 0 | P | P
1989-08-06 | 21 | 2014-08-06 | NH | YES | WKN | 1 | P1 | 0 | P | P
1989-08-06 | 22 | 2014-08-06 | NH | YES | WKN | 1 | P1 | 0 | P | P
1989-08-06 | 23 | 2014-08-06 | NH | YES | WKN | 1 | P1 | 0 | OP | OP
1989-08-06 | 0 | 2014-08-06 | NH | YES | WKN | 1 | P1 | 0 | OP | OP
1989-08-07 | 1 | 2014-08-07 | NH | YES | WKN | 1 | P1 | 0 | OP | OP
1989-08-07 | 2 | 2014-08-07 | NH | YES | WKN | 1 | P1 | 0 | OP | OP
1989-08-07 | 3 | 2014-08-07 | NH | YES | WKN | 1 | P1 | 0 | OP | OP
1989-08-07 | 4 | 2014-08-07 | NH | YES | WKN | 1 | P1 | 0 | OP | OP
1989-08-07 | 5 | 2014-08-07 | NH | YES | WKN | 1 | P1 | 0 | OP | OP
1989-08-07 | 6 | 2014-08-07 | NH | YES | WKN | 1 | P1 | 0 | P | P
1989-08-07 | 7 | 2014-08-07 | NH | YES | WKN | 1 | P1 | 0 | P | P
1989-08-07 | 8 | 2014-08-07 | NH | YES | WKN | 1 | P1 | 0 | P | P
1989-08-07 | 9 | 2014-08-07 | NH | YES | WKN | 1 | P1 | 0 | P | P
1989-08-07 | 10 | 2014-08-07 | NH | YES | WKN | 1 | P1 | 0 | P | P
1989-08-07 | 11 | 2014-08-07 | NH | YES | WKN | 1 | P1 | 0 | P | P
1989-08-07 | 12 | 2014-08-07 | NH | YES | WKN | 1 | P1 | 0 | P | P
1989-08-07 | 13 | 2014-08-07 | NH | YES | WKN | 1 | P1 | 0 | P | P
1989-08-07 | 14 | 2014-08-07 | NH | YES | WKN | 1 | P1 | 0 | P | P
1989-08-07 | 15 | 2014-08-07 | NH | YES | WKN | 1 | P1 | 0 | P | P
1989-08-07 | 16 | 2014-08-07 | NH | YES | WKN | 1 | P1 | 0 | P | P
1989-08-07 | 17 | 2014-08-07 | NH | YES | WKN | 1 | P1 | 0 | P | P
1989-08-07 | 18 | 2014-08-07 | NH | YES | WKN | 1 | P1 | 0 | P | P
1989-08-07 | 19 | 2014-08-07 | NH | YES | WKN | 1 | P1 | 0 | P | P
1989-08-07 | 20 | 2014-08-07 | NH | YES | WKN | 1 | P1 | 0 | P | P
1989-08-07 | 21 | 2014-08-07 | NH | YES | WKN | 1 | P1 | 0 | P | P
1989-08-07 | 22 | 2014-08-07 | NH | YES | WKN | 1 | P1 | 0 | P | P
1989-08-07 | 23 | 2014-08-07 | NH | YES | WKN | 1 | P1 | 0 | OP | OP
1989-08-07 | 0 | 2014-08-07 | NH | YES | WKN | 1 | P1 | 0 | OP | OP
1989-08-08 | 1 | 2014-08-08 | NH | YES | WKN | 1 | P1 | 0 | OP | OP
1989-08-08 | 2 | 2014-08-08 | NH | YES | WKN | 1 | P1 | 0 | OP | OP
1989-08-08 | 3 | 2014-08-08 | NH | YES | WKN | 1 | P1 | 0 | OP | OP
1989-08-08 | 4 | 2014-08-08 | NH | YES | WKN | 1 | P1 | 0 | OP | OP
1989-08-08 | 5 | 2014-08-08 | NH | YES | WKN | 1 | P1 | 0 | OP | OP
1989-08-08 | 6 | 2014-08-08 | NH | YES | WKN | 1 | P1 | 0 | P | P
1989-08-08 | 7 | 2014-08-08 | NH | YES | WKN | 1 | P1 | 0 | P | P
1989-08-08 | 8 | 2014-08-08 | NH | YES | WKN | 1 | P1 | 0 | P | P
1989-08-08 | 9 | 2014-08-08 | NH | YES | WKN | 1 | P1 | 0 | P | P
1989-08-08 | 10 | 2014-08-08 | NH | YES | WKN | 1 | P1 | 0 | P | P
1989-08-08 | 11 | 2014-08-08 | NH | YES | WKN | 1 | P1 | 0 | P | P
1989-08-08 | 12 | 2014-08-08 | NH | YES | WKN | 1 | P1 | 0 | P | P
1989-08-08 | 13 | 2014-08-08 | NH | YES | WKN | 1 | P1 | 0 | P | P
1989-08-08 | 14 | 2014-08-08 | NH | YES | WKN | 1 | P1 | 0 | P | P
1989-08-08 | 15 | 2014-08-08 | NH | YES | WKN | 1 | P1 | 0 | P | P
1989-08-08 | 16 | 2014-08-08 | NH | YES | WKN | 1 | P1 | 0 | P | P
1989-08-08 | 17 | 2014-08-08 | NH | YES | WKN | 1 | P1 | 0 | P | P
1989-08-08 | 18 | 2014-08-08 | NH | YES | WKN | 1 | P1 | 0 | P | P
1989-08-08 | 19 | 2014-08-08 | NH | YES | WKN | 1 | P1 | 0 | P | P
1989-08-08 | 20 | 2014-08-08 | NH | YES | WKN | 1 | P1 | 0 | P | P
1989-08-08 | 21 | 2014-08-08 | NH | YES | WKN | 1 | P1 | 0 | P | P
1989-08-08 | 22 | 2014-08-08 | NH | YES | WKN | 1 | P1 | 0 | P | P
1989-08-08 | 23 | 2014-08-08 | NH | YES | WKN | 1 | P1 | 0 | OP | OP
1989-08-08 | 0 | 2014-08-08 | NH | YES | WKN | 1 | P1 | 0 | OP | OP
1989-08-09 | 1 | 2014-08-09 | NH | NO | WE | 0 | P1 | 0 | OP | OP
1989-08-09 | 2 | 2014-08-09 | NH | NO | WE | 0 | P1 | 0 | OP | OP
1989-08-09 | 3 | 2014-08-09 | NH | NO | WE | 0 | P1 | 0 | OP | OP
1989-08-09 | 4 | 2014-08-09 | NH | NO | WE | 0 | P1 | 0 | OP | OP
1989-08-09 | 5 | 2014-08-09 | NH | NO | WE | 0 | P1 | 0 | OP | OP
1989-08-09 | 6 | 2014-08-09 | NH | NO | WE | 0 | P1 | 0 | OP | OP
1989-08-09 | 7 | 2014-08-09 | NH | NO | WE | 0 | P1 | 0 | OP | OP
1989-08-09 | 8 | 2014-08-09 | NH | NO | WE | 0 | P1 | 0 | OP | OP
1989-08-09 | 9 | 2014-08-09 | NH | NO | WE | 0 | P1 | 0 | OP | OP
1989-08-09 | 10 | 2014-08-09 | NH | NO | WE | 0 | P1 | 0 | OP | OP
1989-08-09 | 11 | 2014-08-09 | NH | NO | WE | 0 | P1 | 0 | OP | OP
1989-08-09 | 12 | 2014-08-09 | NH | NO | WE | 0 | P1 | 0 | OP | OP
1989-08-09 | 13 | 2014-08-09 | NH | NO | WE | 0 | P1 | 0 | OP | OP
1989-08-09 | 14 | 2014-08-09 | NH | NO | WE | 0 | P1 | 0 | OP | OP
1989-08-09 | 15 | 2014-08-09 | NH | NO | WE | 0 | P1 | 0 | OP | OP
1989-08-09 | 16 | 2014-08-09 | NH | NO | WE | 0 | P1 | 0 | OP | OP
1989-08-09 | 17 | 2014-08-09 | NH | NO | WE | 0 | P1 | 0 | OP | OP
1989-08-09 | 18 | 2014-08-09 | NH | NO | WE | 0 | P1 | 0 | OP | OP
1989-08-09 | 19 | 2014-08-09 | NH | NO | WE | 0 | P1 | 0 | OP | OP
1989-08-09 | 20 | 2014-08-09 | NH | NO | WE | 0 | P1 | 0 | OP | OP
1989-08-09 | 21 | 2014-08-09 | NH | NO | WE | 0 | P1 | 0 | OP | OP
1989-08-09 | 22 | 2014-08-09 | NH | NO | WE | 0 | P1 | 0 | OP | OP
1989-08-09 | 23 | 2014-08-09 | NH | NO | WE | 0 | P1 | 0 | OP | OP
1989-08-09 | 0 | 2014-08-09 | NH | NO | WE | 0 | P1 | 0 | OP | OP
1989-08-10 | 1 | 2014-08-10 | NH | NO | WE | 0 | P1 | 0 | OP | OP
1989-08-10 | 2 | 2014-08-10 | NH | NO | WE | 0 | P1 | 0 | OP | OP
1989-08-10 | 3 | 2014-08-10 | NH | NO | WE | 0 | P1 | 0 | OP | OP
1989-08-10 | 4 | 2014-08-10 | NH | NO | WE | 0 | P1 | 0 | OP | OP
1989-08-10 | 5 | 2014-08-10 | NH | NO | WE | 0 | P1 | 0 | OP | OP
1989-08-10 | 6 | 2014-08-10 | NH | NO | WE | 0 | P1 | 0 | OP | OP
1989-08-10 | 7 | 2014-08-10 | NH | NO | WE | 0 | P1 | 0 | OP | OP
1989-08-10 | 8 | 2014-08-10 | NH | NO | WE | 0 | P1 | 0 | OP | OP
1989-08-10 | 9 | 2014-08-10 | NH | NO | WE | 0 | P1 | 0 | OP | OP
1989-08-10 | 10 | 2014-08-10 | NH | NO | WE | 0 | P1 | 0 | OP | OP
1989-08-10 | 11 | 2014-08-10 | NH | NO | WE | 0 | P1 | 0 | OP | OP
1989-08-10 | 12 | 2014-08-10 | NH | NO | WE | 0 | P1 | 0 | OP | OP
1989-08-10 | 13 | 2014-08-10 | NH | NO | WE | 0 | P1 | 0 | OP | OP
1989-08-10 | 14 | 2014-08-10 | NH | NO | WE | 0 | P1 | 0 | OP | OP
1989-08-10 | 15 | 2014-08-10 | NH | NO | WE | 0 | P1 | 0 | OP | OP
1989-08-10 | 16 | 2014-08-10 | NH | NO | WE | 0 | P1 | 0 | OP | OP
1989-08-10 | 17 | 2014-08-10 | NH | NO | WE | 0 | P1 | 0 | OP | OP
1989-08-10 | 18 | 2014-08-10 | NH | NO | WE | 0 | P1 | 0 | OP | OP
1989-08-10 | 19 | 2014-08-10 | NH | NO | WE | 0 | P1 | 0 | OP | OP
1989-08-10 | 20 | 2014-08-10 | NH | NO | WE | 0 | P1 | 0 | OP | OP
1989-08-10 | 21 | 2014-08-10 | NH | NO | WE | 0 | P1 | 0 | OP | OP
1989-08-10 | 22 | 2014-08-10 | NH | NO | WE | 0 | P1 | 0 | OP | OP
1989-08-10 | 23 | 2014-08-10 | NH | NO | WE | 0 | P1 | 0 | OP | OP
1989-08-10 | 0 | 2014-08-10 | NH | NO | WE | 0 | P1 | 0 | OP | OP
1989-08-11 | 1 | 2014-08-11 | NH | YES | WKN | 1 | P1 | 0 | OP | OP
1989-08-11 | 2 | 2014-08-11 | NH | YES | WKN | 1 | P1 | 0 | OP | OP
1989-08-11 | 3 | 2014-08-11 | NH | YES | WKN | 1 | P1 | 0 | OP | OP
1989-08-11 | 4 | 2014-08-11 | NH | YES | WKN | 1 | P1 | 0 | OP | OP
1989-08-11 | 5 | 2014-08-11 | NH | YES | WKN | 1 | P1 | 0 | OP | OP
1989-08-11 | 6 | 2014-08-11 | NH | YES | WKN | 1 | P1 | 0 | P | P
1989-08-11 | 7 | 2014-08-11 | NH | YES | WKN | 1 | P1 | 0 | P | P
1989-08-11 | 8 | 2014-08-11 | NH | YES | WKN | 1 | P1 | 0 | P | P
1989-08-11 | 9 | 2014-08-11 | NH | YES | WKN | 1 | P1 | 0 | P | P
1989-08-11 | 10 | 2014-08-11 | NH | YES | WKN | 1 | P1 | 0 | P | P
1989-08-11 | 11 | 2014-08-11 | NH | YES | WKN | 1 | P1 | 0 | P | P
1989-08-11 | 12 | 2014-08-11 | NH | YES | WKN | 1 | P1 | 0 | P | P
1989-08-11 | 13 | 2014-08-11 | NH | YES | WKN | 1 | P1 | 0 | P | P
1989-08-11 | 14 | 2014-08-11 | NH | YES | WKN | 1 | P1 | 0 | P | P
1989-08-11 | 15 | 2014-08-11 | NH | YES | WKN | 1 | P1 | 0 | P | P
1989-08-11 | 16 | 2014-08-11 | NH | YES | WKN | 1 | P1 | 0 | P | P
1989-08-11 | 17 | 2014-08-11 | NH | YES | WKN | 1 | P1 | 0 | P | P
1989-08-11 | 18 | 2014-08-11 | NH | YES | WKN | 1 | P1 | 0 | P | P
1989-08-11 | 19 | 2014-08-11 | NH | YES | WKN | 1 | P1 | 0 | P | P
1989-08-11 | 20 | 2014-08-11 | NH | YES | WKN | 1 | P1 | 0 | P | P
1989-08-11 | 21 | 2014-08-11 | NH | YES | WKN | 1 | P1 | 0 | P | P
1989-08-11 | 22 | 2014-08-11 | NH | YES | WKN | 1 | P1 | 0 | P | P
1989-08-11 | 23 | 2014-08-11 | NH | YES | WKN | 1 | P1 | 0 | OP | OP
1989-08-11 | 0 | 2014-08-11 | NH | YES | WKN | 1 | P1 | 0 | OP | OP
1989-08-12 | 1 | 2014-08-12 | NH | YES | WKN | 1 | P1 | 0 | OP | OP
1989-08-12 | 2 | 2014-08-12 | NH | YES | WKN | 1 | P1 | 0 | OP | OP
1989-08-12 | 3 | 2014-08-12 | NH | YES | WKN | 1 | P1 | 0 | OP | OP
1989-08-12 | 4 | 2014-08-12 | NH | YES | WKN | 1 | P1 | 0 | OP | OP
1989-08-12 | 5 | 2014-08-12 | NH | YES | WKN | 1 | P1 | 0 | OP | OP
1989-08-12 | 6 | 2014-08-12 | NH | YES | WKN | 1 | P1 | 0 | P | P
1989-08-12 | 7 | 2014-08-12 | NH | YES | WKN | 1 | P1 | 0 | P | P
1989-08-12 | 8 | 2014-08-12 | NH | YES | WKN | 1 | P1 | 0 | P | P
1989-08-12 | 9 | 2014-08-12 | NH | YES | WKN | 1 | P1 | 0 | P | P
1989-08-12 | 10 | 2014-08-12 | NH | YES | WKN | 1 | P1 | 0 | P | P
1989-08-12 | 11 | 2014-08-12 | NH | YES | WKN | 1 | P1 | 0 | P | P
1989-08-12 | 12 | 2014-08-12 | NH | YES | WKN | 1 | P1 | 0 | P | P
1989-08-12 | 13 | 2014-08-12 | NH | YES | WKN | 1 | P1 | 0 | P | P
1989-08-12 | 14 | 2014-08-12 | NH | YES | WKN | 1 | P1 | 0 | P | P
1989-08-12 | 15 | 2014-08-12 | NH | YES | WKN | 1 | P1 | 0 | P | P
1989-08-12 | 16 | 2014-08-12 | NH | YES | WKN | 1 | P1 | 0 | P | P
1989-08-12 | 17 | 2014-08-12 | NH | YES | WKN | 1 | P1 | 0 | P | P
1989-08-12 | 18 | 2014-08-12 | NH | YES | WKN | 1 | P1 | 0 | P | P
1989-08-12 | 19 | 2014-08-12 | NH | YES | WKN | 1 | P1 | 0 | P | P
1989-08-12 | 20 | 2014-08-12 | NH | YES | WKN | 1 | P1 | 0 | P | P
1989-08-12 | 21 | 2014-08-12 | NH | YES | WKN | 1 | P1 | 0 | P | P
1989-08-12 | 22 | 2014-08-12 | NH | YES | WKN | 1 | P1 | 0 | P | P
1989-08-12 | 23 | 2014-08-12 | NH | YES | WKN | 1 | P1 | 0 | OP | OP
1989-08-12 | 0 | 2014-08-12 | NH | YES | WKN | 1 | P1 | 0 | OP | OP
1989-08-13 | 1 | 2014-08-13 | NH | YES | WKN | 1 | P1 | 0 | OP | OP
1989-08-13 | 2 | 2014-08-13 | NH | YES | WKN | 1 | P1 | 0 | OP | OP
1989-08-13 | 3 | 2014-08-13 | NH | YES | WKN | 1 | P1 | 0 | OP | OP
1989-08-13 | 4 | 2014-08-13 | NH | YES | WKN | 1 | P1 | 0 | OP | OP
1989-08-13 | 5 | 2014-08-13 | NH | YES | WKN | 1 | P1 | 0 | OP | OP
1989-08-13 | 6 | 2014-08-13 | NH | YES | WKN | 1 | P1 | 0 | P | P
1989-08-13 | 7 | 2014-08-13 | NH | YES | WKN | 1 | P1 | 0 | P | P
1989-08-13 | 8 | 2014-08-13 | NH | YES | WKN | 1 | P1 | 0 | P | P
1989-08-13 | 9 | 2014-08-13 | NH | YES | WKN | 1 | P1 | 0 | P | P
1989-08-13 | 10 | 2014-08-13 | NH | YES | WKN | 1 | P1 | 0 | P | P
1989-08-13 | 11 | 2014-08-13 | NH | YES | WKN | 1 | P1 | 0 | P | P
1989-08-13 | 12 | 2014-08-13 | NH | YES | WKN | 1 | P1 | 0 | P | P
1989-08-13 | 13 | 2014-08-13 | NH | YES | WKN | 1 | P1 | 0 | P | P
1989-08-13 | 14 | 2014-08-13 | NH | YES | WKN | 1 | P1 | 0 | P | P
1989-08-13 | 15 | 2014-08-13 | NH | YES | WKN | 1 | P1 | 0 | P | P
1989-08-13 | 16 | 2014-08-13 | NH | YES | WKN | 1 | P1 | 0 | P | P
1989-08-13 | 17 | 2014-08-13 | NH | YES | WKN | 1 | P1 | 0 | P | P
1989-08-13 | 18 | 2014-08-13 | NH | YES | WKN | 1 | P1 | 0 | P | P
1989-08-13 | 19 | 2014-08-13 | NH | YES | WKN | 1 | P1 | 0 | P | P
1989-08-13 | 20 | 2014-08-13 | NH | YES | WKN | 1 | P1 | 0 | P | P
1989-08-13 | 21 | 2014-08-13 | NH | YES | WKN | 1 | P1 | 0 | P | P
1989-08-13 | 22 | 2014-08-13 | NH | YES | WKN | 1 | P1 | 0 | P | P
1989-08-13 | 23 | 2014-08-13 | NH | YES | WKN | 1 | P1 | 0 | OP | OP
1989-08-13 | 0 | 2014-08-13 | NH | YES | WKN | 1 | P1 | 0 | OP | OP
1989-08-14 | 1 | 2014-08-14 | NH | YES | WKN | 1 | P1 | 0 | OP | OP
1989-08-14 | 2 | 2014-08-14 | NH | YES | WKN | 1 | P1 | 0 | OP | OP
1989-08-14 | 3 | 2014-08-14 | NH | YES | WKN | 1 | P1 | 0 | OP | OP
1989-08-14 | 4 | 2014-08-14 | NH | YES | WKN | 1 | P1 | 0 | OP | OP
1989-08-14 | 5 | 2014-08-14 | NH | YES | WKN | 1 | P1 | 0 | OP | OP
1989-08-14 | 6 | 2014-08-14 | NH | YES | WKN | 1 | P1 | 0 | P | P
1989-08-14 | 7 | 2014-08-14 | NH | YES | WKN | 1 | P1 | 0 | P | P
1989-08-14 | 8 | 2014-08-14 | NH | YES | WKN | 1 | P1 | 0 | P | P
1989-08-14 | 9 | 2014-08-14 | NH | YES | WKN | 1 | P1 | 0 | P | P
1989-08-14 | 10 | 2014-08-14 | NH | YES | WKN | 1 | P1 | 0 | P | P
1989-08-14 | 11 | 2014-08-14 | NH | YES | WKN | 1 | P1 | 0 | P | P
1989-08-14 | 12 | 2014-08-14 | NH | YES | WKN | 1 | P1 | 0 | P | P
1989-08-14 | 13 | 2014-08-14 | NH | YES | WKN | 1 | P1 | 0 | P | P
1989-08-14 | 14 | 2014-08-14 | NH | YES | WKN | 1 | P1 | 0 | P | P
1989-08-14 | 15 | 2014-08-14 | NH | YES | WKN | 1 | P1 | 0 | P | P
1989-08-14 | 16 | 2014-08-14 | NH | YES | WKN | 1 | P1 | 0 | P | P
1989-08-14 | 17 | 2014-08-14 | NH | YES | WKN | 1 | P1 | 0 | P | P
1989-08-14 | 18 | 2014-08-14 | NH | YES | WKN | 1 | P1 | 0 | P | P
1989-08-14 | 19 | 2014-08-14 | NH | YES | WKN | 1 | P1 | 0 | P | P
1989-08-14 | 20 | 2014-08-14 | NH | YES | WKN | 1 | P1 | 0 | P | P
1989-08-14 | 21 | 2014-08-14 | NH | YES | WKN | 1 | P1 | 0 | P | P
1989-08-14 | 22 | 2014-08-14 | NH | YES | WKN | 1 | P1 | 0 | P | P
1989-08-14 | 23 | 2014-08-14 | NH | YES | WKN | 1 | P1 | 0 | OP | OP
1989-08-14 | 0 | 2014-08-14 | NH | YES | WKN | 1 | P1 | 0 | OP | OP
1989-08-15 | 1 | 2014-08-15 | NH | YES | WKN | 1 | P1 | 0 | OP | OP
1989-08-15 | 2 | 2014-08-15 | NH | YES | WKN | 1 | P1 | 0 | OP | OP
1989-08-15 | 3 | 2014-08-15 | NH | YES | WKN | 1 | P1 | 0 | OP | OP
1989-08-15 | 4 | 2014-08-15 | NH | YES | WKN | 1 | P1 | 0 | OP | OP
1989-08-15 | 5 | 2014-08-15 | NH | YES | WKN | 1 | P1 | 0 | OP | OP
1989-08-15 | 6 | 2014-08-15 | NH | YES | WKN | 1 | P1 | 0 | P | P
1989-08-15 | 7 | 2014-08-15 | NH | YES | WKN | 1 | P1 | 0 | P | P
1989-08-15 | 8 | 2014-08-15 | NH | YES | WKN | 1 | P1 | 0 | P | P
1989-08-15 | 9 | 2014-08-15 | NH | YES | WKN | 1 | P1 | 0 | P | P
1989-08-15 | 10 | 2014-08-15 | NH | YES | WKN | 1 | P1 | 0 | P | P
1989-08-15 | 11 | 2014-08-15 | NH | YES | WKN | 1 | P1 | 0 | P | P
1989-08-15 | 12 | 2014-08-15 | NH | YES | WKN | 1 | P1 | 0 | P | P
1989-08-15 | 13 | 2014-08-15 | NH | YES | WKN | 1 | P1 | 0 | P | P
1989-08-15 | 14 | 2014-08-15 | NH | YES | WKN | 1 | P1 | 0 | P | P
1989-08-15 | 15 | 2014-08-15 | NH | YES | WKN | 1 | P1 | 0 | P | P
1989-08-15 | 16 | 2014-08-15 | NH | YES | WKN | 1 | P1 | 0 | P | P
1989-08-15 | 17 | 2014-08-15 | NH | YES | WKN | 1 | P1 | 0 | P | P
1989-08-15 | 18 | 2014-08-15 | NH | YES | WKN | 1 | P1 | 0 | P | P
1989-08-15 | 19 | 2014-08-15 | NH | YES | WKN | 1 | P1 | 0 | P | P
1989-08-15 | 20 | 2014-08-15 | NH | YES | WKN | 1 | P1 | 0 | P | P
1989-08-15 | 21 | 2014-08-15 | NH | YES | WKN | 1 | P1 | 0 | P | P
1989-08-15 | 22 | 2014-08-15 | NH | YES | WKN | 1 | P1 | 0 | P | P
1989-08-15 | 23 | 2014-08-15 | NH | YES | WKN | 1 | P1 | 0 | OP | OP
1989-08-15 | 0 | 2014-08-15 | NH | YES | WKN | 1 | P1 | 0 | OP | OP
1989-08-16 | 1 | 2014-08-16 | NH | NO | WE | 0 | P1 | 0 | OP | OP
1989-08-16 | 2 | 2014-08-16 | NH | NO | WE | 0 | P1 | 0 | OP | OP
1989-08-16 | 3 | 2014-08-16 | NH | NO | WE | 0 | P1 | 0 | OP | OP
1989-08-16 | 4 | 2014-08-16 | NH | NO | WE | 0 | P1 | 0 | OP | OP
1989-08-16 | 5 | 2014-08-16 | NH | NO | WE | 0 | P1 | 0 | OP | OP
1989-08-16 | 6 | 2014-08-16 | NH | NO | WE | 0 | P1 | 0 | OP | OP
1989-08-16 | 7 | 2014-08-16 | NH | NO | WE | 0 | P1 | 0 | OP | OP
1989-08-16 | 8 | 2014-08-16 | NH | NO | WE | 0 | P1 | 0 | OP | OP
1989-08-16 | 9 | 2014-08-16 | NH | NO | WE | 0 | P1 | 0 | OP | OP
1989-08-16 | 10 | 2014-08-16 | NH | NO | WE | 0 | P1 | 0 | OP | OP
1989-08-16 | 11 | 2014-08-16 | NH | NO | WE | 0 | P1 | 0 | OP | OP
1989-08-16 | 12 | 2014-08-16 | NH | NO | WE | 0 | P1 | 0 | OP | OP
1989-08-16 | 13 | 2014-08-16 | NH | NO | WE | 0 | P1 | 0 | OP | OP
1989-08-16 | 14 | 2014-08-16 | NH | NO | WE | 0 | P1 | 0 | OP | OP
1989-08-16 | 15 | 2014-08-16 | NH | NO | WE | 0 | P1 | 0 | OP | OP
1989-08-16 | 16 | 2014-08-16 | NH | NO | WE | 0 | P1 | 0 | OP | OP
1989-08-16 | 17 | 2014-08-16 | NH | NO | WE | 0 | P1 | 0 | OP | OP
1989-08-16 | 18 | 2014-08-16 | NH | NO | WE | 0 | P1 | 0 | OP | OP
1989-08-16 | 19 | 2014-08-16 | NH | NO | WE | 0 | P1 | 0 | OP | OP
1989-08-16 | 20 | 2014-08-16 | NH | NO | WE | 0 | P1 | 0 | OP | OP
1989-08-16 | 21 | 2014-08-16 | NH | NO | WE | 0 | P1 | 0 | OP | OP
1989-08-16 | 22 | 2014-08-16 | NH | NO | WE | 0 | P1 | 0 | OP | OP
1989-08-16 | 23 | 2014-08-16 | NH | NO | WE | 0 | P1 | 0 | OP | OP
1989-08-16 | 0 | 2014-08-16 | NH | NO | WE | 0 | P1 | 0 | OP | OP
1989-08-17 | 1 | 2014-08-17 | NH | NO | WE | 0 | P1 | 0 | OP | OP
1989-08-17 | 2 | 2014-08-17 | NH | NO | WE | 0 | P1 | 0 | OP | OP
1989-08-17 | 3 | 2014-08-17 | NH | NO | WE | 0 | P1 | 0 | OP | OP
1989-08-17 | 4 | 2014-08-17 | NH | NO | WE | 0 | P1 | 0 | OP | OP
1989-08-17 | 5 | 2014-08-17 | NH | NO | WE | 0 | P1 | 0 | OP | OP
1989-08-17 | 6 | 2014-08-17 | NH | NO | WE | 0 | P1 | 0 | OP | OP
1989-08-17 | 7 | 2014-08-17 | NH | NO | WE | 0 | P1 | 0 | OP | OP
1989-08-17 | 8 | 2014-08-17 | NH | NO | WE | 0 | P1 | 0 | OP | OP
1989-08-17 | 9 | 2014-08-17 | NH | NO | WE | 0 | P1 | 0 | OP | OP
1989-08-17 | 10 | 2014-08-17 | NH | NO | WE | 0 | P1 | 0 | OP | OP
1989-08-17 | 11 | 2014-08-17 | NH | NO | WE | 0 | P1 | 0 | OP | OP
1989-08-17 | 12 | 2014-08-17 | NH | NO | WE | 0 | P1 | 0 | OP | OP
1989-08-17 | 13 | 2014-08-17 | NH | NO | WE | 0 | P1 | 0 | OP | OP
1989-08-17 | 14 | 2014-08-17 | NH | NO | WE | 0 | P1 | 0 | OP | OP
1989-08-17 | 15 | 2014-08-17 | NH | NO | WE | 0 | P1 | 0 | OP | OP
1989-08-17 | 16 | 2014-08-17 | NH | NO | WE | 0 | P1 | 0 | OP | OP
1989-08-17 | 17 | 2014-08-17 | NH | NO | WE | 0 | P1 | 0 | OP | OP
1989-08-17 | 18 | 2014-08-17 | NH | NO | WE | 0 | P1 | 0 | OP | OP
1989-08-17 | 19 | 2014-08-17 | NH | NO | WE | 0 | P1 | 0 | OP | OP
1989-08-17 | 20 | 2014-08-17 | NH | NO | WE | 0 | P1 | 0 | OP | OP
1989-08-17 | 21 | 2014-08-17 | NH | NO | WE | 0 | P1 | 0 | OP | OP
1989-08-17 | 22 | 2014-08-17 | NH | NO | WE | 0 | P1 | 0 | OP | OP
1989-08-17 | 23 | 2014-08-17 | NH | NO | WE | 0 | P1 | 0 | OP | OP
1989-08-17 | 0 | 2014-08-17 | NH | NO | WE | 0 | P1 | 0 | OP | OP
1989-08-18 | 1 | 2014-08-18 | NH | YES | WKN | 1 | P1 | 0 | OP | OP
1989-08-18 | 2 | 2014-08-18 | NH | YES | WKN | 1 | P1 | 0 | OP | OP
1989-08-18 | 3 | 2014-08-18 | NH | YES | WKN | 1 | P1 | 0 | OP | OP
1989-08-18 | 4 | 2014-08-18 | NH | YES | WKN | 1 | P1 | 0 | OP | OP
1989-08-18 | 5 | 2014-08-18 | NH | YES | WKN | 1 | P1 | 0 | OP | OP
1989-08-18 | 6 | 2014-08-18 | NH | YES | WKN | 1 | P1 | 0 | P | P
1989-08-18 | 7 | 2014-08-18 | NH | YES | WKN | 1 | P1 | 0 | P | P
1989-08-18 | 8 | 2014-08-18 | NH | YES | WKN | 1 | P1 | 0 | P | P
1989-08-18 | 9 | 2014-08-18 | NH | YES | WKN | 1 | P1 | 0 | P | P
1989-08-18 | 10 | 2014-08-18 | NH | YES | WKN | 1 | P1 | 0 | P | P
1989-08-18 | 11 | 2014-08-18 | NH | YES | WKN | 1 | P1 | 0 | P | P
1989-08-18 | 12 | 2014-08-18 | NH | YES | WKN | 1 | P1 | 0 | P | P
1989-08-18 | 13 | 2014-08-18 | NH | YES | WKN | 1 | P1 | 0 | P | P
1989-08-18 | 14 | 2014-08-18 | NH | YES | WKN | 1 | P1 | 0 | P | P
1989-08-18 | 15 | 2014-08-18 | NH | YES | WKN | 1 | P1 | 0 | P | P
1989-08-18 | 16 | 2014-08-18 | NH | YES | WKN | 1 | P1 | 0 | P | P
1989-08-18 | 17 | 2014-08-18 | NH | YES | WKN | 1 | P1 | 0 | P | P
1989-08-18 | 18 | 2014-08-18 | NH | YES | WKN | 1 | P1 | 0 | P | P
1989-08-18 | 19 | 2014-08-18 | NH | YES | WKN | 1 | P1 | 0 | P | P
1989-08-18 | 20 | 2014-08-18 | NH | YES | WKN | 1 | P1 | 0 | P | P
1989-08-18 | 21 | 2014-08-18 | NH | YES | WKN | 1 | P1 | 0 | P | P
1989-08-18 | 22 | 2014-08-18 | NH | YES | WKN | 1 | P1 | 0 | P | P
1989-08-18 | 23 | 2014-08-18 | NH | YES | WKN | 1 | P1 | 0 | OP | OP
1989-08-18 | 0 | 2014-08-18 | NH | YES | WKN | 1 | P1 | 0 | OP | OP
1989-08-19 | 1 | 2014-08-19 | NH | YES | WKN | 1 | P1 | 0 | OP | OP
1989-08-19 | 2 | 2014-08-19 | NH | YES | WKN | 1 | P1 | 0 | OP | OP
1989-08-19 | 3 | 2014-08-19 | NH | YES | WKN | 1 | P1 | 0 | OP | OP
1989-08-19 | 4 | 2014-08-19 | NH | YES | WKN | 1 | P1 | 0 | OP | OP
1989-08-19 | 5 | 2014-08-19 | NH | YES | WKN | 1 | P1 | 0 | OP | OP
1989-08-19 | 6 | 2014-08-19 | NH | YES | WKN | 1 | P1 | 0 | P | P
1989-08-19 | 7 | 2014-08-19 | NH | YES | WKN | 1 | P1 | 0 | P | P
1989-08-19 | 8 | 2014-08-19 | NH | YES | WKN | 1 | P1 | 0 | P | P
1989-08-19 | 9 | 2014-08-19 | NH | YES | WKN | 1 | P1 | 0 | P | P
1989-08-19 | 10 | 2014-08-19 | NH | YES | WKN | 1 | P1 | 0 | P | P
1989-08-19 | 11 | 2014-08-19 | NH | YES | WKN | 1 | P1 | 0 | P | P
1989-08-19 | 12 | 2014-08-19 | NH | YES | WKN | 1 | P1 | 0 | P | P
1989-08-19 | 13 | 2014-08-19 | NH | YES | WKN | 1 | P1 | 0 | P | P
1989-08-19 | 14 | 2014-08-19 | NH | YES | WKN | 1 | P1 | 0 | P | P
1989-08-19 | 15 | 2014-08-19 | NH | YES | WKN | 1 | P1 | 0 | P | P
1989-08-19 | 16 | 2014-08-19 | NH | YES | WKN | 1 | P1 | 0 | P | P
1989-08-19 | 17 | 2014-08-19 | NH | YES | WKN | 1 | P1 | 0 | P | P
1989-08-19 | 18 | 2014-08-19 | NH | YES | WKN | 1 | P1 | 0 | P | P
1989-08-19 | 19 | 2014-08-19 | NH | YES | WKN | 1 | P1 | 0 | P | P
1989-08-19 | 20 | 2014-08-19 | NH | YES | WKN | 1 | P1 | 0 | P | P
1989-08-19 | 21 | 2014-08-19 | NH | YES | WKN | 1 | P1 | 0 | P | P
1989-08-19 | 22 | 2014-08-19 | NH | YES | WKN | 1 | P1 | 0 | P | P
1989-08-19 | 23 | 2014-08-19 | NH | YES | WKN | 1 | P1 | 0 | OP | OP
1989-08-19 | 0 | 2014-08-19 | NH | YES | WKN | 1 | P1 | 0 | OP | OP
1989-08-20 | 1 | 2014-08-20 | NH | YES | WKN | 1 | P1 | 0 | OP | OP
1989-08-20 | 2 | 2014-08-20 | NH | YES | WKN | 1 | P1 | 0 | OP | OP
1989-08-20 | 3 | 2014-08-20 | NH | YES | WKN | 1 | P1 | 0 | OP | OP
1989-08-20 | 4 | 2014-08-20 | NH | YES | WKN | 1 | P1 | 0 | OP | OP
1989-08-20 | 5 | 2014-08-20 | NH | YES | WKN | 1 | P1 | 0 | OP | OP
1989-08-20 | 6 | 2014-08-20 | NH | YES | WKN | 1 | P1 | 0 | P | P
1989-08-20 | 7 | 2014-08-20 | NH | YES | WKN | 1 | P1 | 0 | P | P
1989-08-20 | 8 | 2014-08-20 | NH | YES | WKN | 1 | P1 | 0 | P | P
1989-08-20 | 9 | 2014-08-20 | NH | YES | WKN | 1 | P1 | 0 | P | P
1989-08-20 | 10 | 2014-08-20 | NH | YES | WKN | 1 | P1 | 0 | P | P
1989-08-20 | 11 | 2014-08-20 | NH | YES | WKN | 1 | P1 | 0 | P | P
1989-08-20 | 12 | 2014-08-20 | NH | YES | WKN | 1 | P1 | 0 | P | P
1989-08-20 | 13 | 2014-08-20 | NH | YES | WKN | 1 | P1 | 0 | P | P
1989-08-20 | 14 | 2014-08-20 | NH | YES | WKN | 1 | P1 | 0 | P | P
1989-08-20 | 15 | 2014-08-20 | NH | YES | WKN | 1 | P1 | 0 | P | P
1989-08-20 | 16 | 2014-08-20 | NH | YES | WKN | 1 | P1 | 0 | P | P
1989-08-20 | 17 | 2014-08-20 | NH | YES | WKN | 1 | P1 | 0 | P | P
1989-08-20 | 18 | 2014-08-20 | NH | YES | WKN | 1 | P1 | 0 | P | P
1989-08-20 | 19 | 2014-08-20 | NH | YES | WKN | 1 | P1 | 0 | P | P
1989-08-20 | 20 | 2014-08-20 | NH | YES | WKN | 1 | P1 | 0 | P | P
1989-08-20 | 21 | 2014-08-20 | NH | YES | WKN | 1 | P1 | 0 | P | P
1989-08-20 | 22 | 2014-08-20 | NH | YES | WKN | 1 | P1 | 0 | P | P
1989-08-20 | 23 | 2014-08-20 | NH | YES | WKN | 1 | P1 | 0 | OP | OP
1989-08-20 | 0 | 2014-08-20 | NH | YES | WKN | 1 | P1 | 0 | OP | OP
1989-08-21 | 1 | 2014-08-21 | NH | YES | WKN | 1 | P1 | 0 | OP | OP
1989-08-21 | 2 | 2014-08-21 | NH | YES | WKN | 1 | P1 | 0 | OP | OP
1989-08-21 | 3 | 2014-08-21 | NH | YES | WKN | 1 | P1 | 0 | OP | OP
1989-08-21 | 4 | 2014-08-21 | NH | YES | WKN | 1 | P1 | 0 | OP | OP
1989-08-21 | 5 | 2014-08-21 | NH | YES | WKN | 1 | P1 | 0 | OP | OP
1989-08-21 | 6 | 2014-08-21 | NH | YES | WKN | 1 | P1 | 0 | P | P
1989-08-21 | 7 | 2014-08-21 | NH | YES | WKN | 1 | P1 | 0 | P | P
1989-08-21 | 8 | 2014-08-21 | NH | YES | WKN | 1 | P1 | 0 | P | P
1989-08-21 | 9 | 2014-08-21 | NH | YES | WKN | 1 | P1 | 0 | P | P
1989-08-21 | 10 | 2014-08-21 | NH | YES | WKN | 1 | P1 | 0 | P | P
1989-08-21 | 11 | 2014-08-21 | NH | YES | WKN | 1 | P1 | 0 | P | P
1989-08-21 | 12 | 2014-08-21 | NH | YES | WKN | 1 | P1 | 0 | P | P
1989-08-21 | 13 | 2014-08-21 | NH | YES | WKN | 1 | P1 | 0 | P | P
1989-08-21 | 14 | 2014-08-21 | NH | YES | WKN | 1 | P1 | 0 | P | P
1989-08-21 | 15 | 2014-08-21 | NH | YES | WKN | 1 | P1 | 0 | P | P
1989-08-21 | 16 | 2014-08-21 | NH | YES | WKN | 1 | P1 | 0 | P | P
1989-08-21 | 17 | 2014-08-21 | NH | YES | WKN | 1 | P1 | 0 | P | P
1989-08-21 | 18 | 2014-08-21 | NH | YES | WKN | 1 | P1 | 0 | P | P
1989-08-21 | 19 | 2014-08-21 | NH | YES | WKN | 1 | P1 | 0 | P | P
1989-08-21 | 20 | 2014-08-21 | NH | YES | WKN | 1 | P1 | 0 | P | P
1989-08-21 | 21 | 2014-08-21 | NH | YES | WKN | 1 | P1 | 0 | P | P
1989-08-21 | 22 | 2014-08-21 | NH | YES | WKN | 1 | P1 | 0 | P | P
1989-08-21 | 23 | 2014-08-21 | NH | YES | WKN | 1 | P1 | 0 | OP | OP
1989-08-21 | 0 | 2014-08-21 | NH | YES | WKN | 1 | P1 | 0 | OP | OP
1989-08-22 | 1 | 2014-08-22 | NH | YES | WKN | 1 | P1 | 0 | OP | OP
1989-08-22 | 2 | 2014-08-22 | NH | YES | WKN | 1 | P1 | 0 | OP | OP
1989-08-22 | 3 | 2014-08-22 | NH | YES | WKN | 1 | P1 | 0 | OP | OP
1989-08-22 | 4 | 2014-08-22 | NH | YES | WKN | 1 | P1 | 0 | OP | OP
1989-08-22 | 5 | 2014-08-22 | NH | YES | WKN | 1 | P1 | 0 | OP | OP
1989-08-22 | 6 | 2014-08-22 | NH | YES | WKN | 1 | P1 | 0 | P | P
1989-08-22 | 7 | 2014-08-22 | NH | YES | WKN | 1 | P1 | 0 | P | P
1989-08-22 | 8 | 2014-08-22 | NH | YES | WKN | 1 | P1 | 0 | P | P
1989-08-22 | 9 | 2014-08-22 | NH | YES | WKN | 1 | P1 | 0 | P | P
1989-08-22 | 10 | 2014-08-22 | NH | YES | WKN | 1 | P1 | 0 | P | P
1989-08-22 | 11 | 2014-08-22 | NH | YES | WKN | 1 | P1 | 0 | P | P
1989-08-22 | 12 | 2014-08-22 | NH | YES | WKN | 1 | P1 | 0 | P | P
1989-08-22 | 13 | 2014-08-22 | NH | YES | WKN | 1 | P1 | 0 | P | P
1989-08-22 | 14 | 2014-08-22 | NH | YES | WKN | 1 | P1 | 0 | P | P
1989-08-22 | 15 | 2014-08-22 | NH | YES | WKN | 1 | P1 | 0 | P | P
1989-08-22 | 16 | 2014-08-22 | NH | YES | WKN | 1 | P1 | 0 | P | P
1989-08-22 | 17 | 2014-08-22 | NH | YES | WKN | 1 | P1 | 0 | P | P
1989-08-22 | 18 | 2014-08-22 | NH | YES | WKN | 1 | P1 | 0 | P | P
1989-08-22 | 19 | 2014-08-22 | NH | YES | WKN | 1 | P1 | 0 | P | P
1989-08-22 | 20 | 2014-08-22 | NH | YES | WKN | 1 | P1 | 0 | P | P
1989-08-22 | 21 | 2014-08-22 | NH | YES | WKN | 1 | P1 | 0 | P | P
1989-08-22 | 22 | 2014-08-22 | NH | YES | WKN | 1 | P1 | 0 | P | P
1989-08-22 | 23 | 2014-08-22 | NH | YES | WKN | 1 | P1 | 0 | OP | OP
1989-08-22 | 0 | 2014-08-22 | NH | YES | WKN | 1 | P1 | 0 | OP | OP
1989-08-23 | 1 | 2014-08-23 | NH | NO | WE | 0 | P1 | 0 | OP | OP
1989-08-23 | 2 | 2014-08-23 | NH | NO | WE | 0 | P1 | 0 | OP | OP
1989-08-23 | 3 | 2014-08-23 | NH | NO | WE | 0 | P1 | 0 | OP | OP
1989-08-23 | 4 | 2014-08-23 | NH | NO | WE | 0 | P1 | 0 | OP | OP
1989-08-23 | 5 | 2014-08-23 | NH | NO | WE | 0 | P1 | 0 | OP | OP
1989-08-23 | 6 | 2014-08-23 | NH | NO | WE | 0 | P1 | 0 | OP | OP
1989-08-23 | 7 | 2014-08-23 | NH | NO | WE | 0 | P1 | 0 | OP | OP
1989-08-23 | 8 | 2014-08-23 | NH | NO | WE | 0 | P1 | 0 | OP | OP
1989-08-23 | 9 | 2014-08-23 | NH | NO | WE | 0 | P1 | 0 | OP | OP
1989-08-23 | 10 | 2014-08-23 | NH | NO | WE | 0 | P1 | 0 | OP | OP
1989-08-23 | 11 | 2014-08-23 | NH | NO | WE | 0 | P1 | 0 | OP | OP
1989-08-23 | 12 | 2014-08-23 | NH | NO | WE | 0 | P1 | 0 | OP | OP
1989-08-23 | 13 | 2014-08-23 | NH | NO | WE | 0 | P1 | 0 | OP | OP
1989-08-23 | 14 | 2014-08-23 | NH | NO | WE | 0 | P1 | 0 | OP | OP
1989-08-23 | 15 | 2014-08-23 | NH | NO | WE | 0 | P1 | 0 | OP | OP
1989-08-23 | 16 | 2014-08-23 | NH | NO | WE | 0 | P1 | 0 | OP | OP
1989-08-23 | 17 | 2014-08-23 | NH | NO | WE | 0 | P1 | 0 | OP | OP
1989-08-23 | 18 | 2014-08-23 | NH | NO | WE | 0 | P1 | 0 | OP | OP
1989-08-23 | 19 | 2014-08-23 | NH | NO | WE | 0 | P1 | 0 | OP | OP
1989-08-23 | 20 | 2014-08-23 | NH | NO | WE | 0 | P1 | 0 | OP | OP
1989-08-23 | 21 | 2014-08-23 | NH | NO | WE | 0 | P1 | 0 | OP | OP
1989-08-23 | 22 | 2014-08-23 | NH | NO | WE | 0 | P1 | 0 | OP | OP
1989-08-23 | 23 | 2014-08-23 | NH | NO | WE | 0 | P1 | 0 | OP | OP
1989-08-23 | 0 | 2014-08-23 | NH | NO | WE | 0 | P1 | 0 | OP | OP
1989-08-24 | 1 | 2014-08-24 | NH | NO | WE | 0 | P1 | 0 | OP | OP
1989-08-24 | 2 | 2014-08-24 | NH | NO | WE | 0 | P1 | 0 | OP | OP
1989-08-24 | 3 | 2014-08-24 | NH | NO | WE | 0 | P1 | 0 | OP | OP
1989-08-24 | 4 | 2014-08-24 | NH | NO | WE | 0 | P1 | 0 | OP | OP
1989-08-24 | 5 | 2014-08-24 | NH | NO | WE | 0 | P1 | 0 | OP | OP
1989-08-24 | 6 | 2014-08-24 | NH | NO | WE | 0 | P1 | 0 | OP | OP
1989-08-24 | 7 | 2014-08-24 | NH | NO | WE | 0 | P1 | 0 | OP | OP
1989-08-24 | 8 | 2014-08-24 | NH | NO | WE | 0 | P1 | 0 | OP | OP
1989-08-24 | 9 | 2014-08-24 | NH | NO | WE | 0 | P1 | 0 | OP | OP
1989-08-24 | 10 | 2014-08-24 | NH | NO | WE | 0 | P1 | 0 | OP | OP
1989-08-24 | 11 | 2014-08-24 | NH | NO | WE | 0 | P1 | 0 | OP | OP
1989-08-24 | 12 | 2014-08-24 | NH | NO | WE | 0 | P1 | 0 | OP | OP
1989-08-24 | 13 | 2014-08-24 | NH | NO | WE | 0 | P1 | 0 | OP | OP
1989-08-24 | 14 | 2014-08-24 | NH | NO | WE | 0 | P1 | 0 | OP | OP
1989-08-24 | 15 | 2014-08-24 | NH | NO | WE | 0 | P1 | 0 | OP | OP
1989-08-24 | 16 | 2014-08-24 | NH | NO | WE | 0 | P1 | 0 | OP | OP
1989-08-24 | 17 | 2014-08-24 | NH | NO | WE | 0 | P1 | 0 | OP | OP
1989-08-24 | 18 | 2014-08-24 | NH | NO | WE | 0 | P1 | 0 | OP | OP
1989-08-24 | 19 | 2014-08-24 | NH | NO | WE | 0 | P1 | 0 | OP | OP
1989-08-24 | 20 | 2014-08-24 | NH | NO | WE | 0 | P1 | 0 | OP | OP
1989-08-24 | 21 | 2014-08-24 | NH | NO | WE | 0 | P1 | 0 | OP | OP
1989-08-24 | 22 | 2014-08-24 | NH | NO | WE | 0 | P1 | 0 | OP | OP
1989-08-24 | 23 | 2014-08-24 | NH | NO | WE | 0 | P1 | 0 | OP | OP
1989-08-24 | 0 | 2014-08-24 | NH | NO | WE | 0 | P1 | 0 | OP | OP
1989-08-25 | 1 | 2014-08-25 | NH | YES | WKN | 1 | P1 | 0 | OP | OP
1989-08-25 | 2 | 2014-08-25 | NH | YES | WKN | 1 | P1 | 0 | OP | OP
1989-08-25 | 3 | 2014-08-25 | NH | YES | WKN | 1 | P1 | 0 | OP | OP
1989-08-25 | 4 | 2014-08-25 | NH | YES | WKN | 1 | P1 | 0 | OP | OP
1989-08-25 | 5 | 2014-08-25 | NH | YES | WKN | 1 | P1 | 0 | OP | OP
1989-08-25 | 6 | 2014-08-25 | NH | YES | WKN | 1 | P1 | 0 | P | P
1989-08-25 | 7 | 2014-08-25 | NH | YES | WKN | 1 | P1 | 0 | P | P
1989-08-25 | 8 | 2014-08-25 | NH | YES | WKN | 1 | P1 | 0 | P | P
1989-08-25 | 9 | 2014-08-25 | NH | YES | WKN | 1 | P1 | 0 | P | P
1989-08-25 | 10 | 2014-08-25 | NH | YES | WKN | 1 | P1 | 0 | P | P
1989-08-25 | 11 | 2014-08-25 | NH | YES | WKN | 1 | P1 | 0 | P | P
1989-08-25 | 12 | 2014-08-25 | NH | YES | WKN | 1 | P1 | 0 | P | P
1989-08-25 | 13 | 2014-08-25 | NH | YES | WKN | 1 | P1 | 0 | P | P
1989-08-25 | 14 | 2014-08-25 | NH | YES | WKN | 1 | P1 | 0 | P | P
1989-08-25 | 15 | 2014-08-25 | NH | YES | WKN | 1 | P1 | 0 | P | P
1989-08-25 | 16 | 2014-08-25 | NH | YES | WKN | 1 | P1 | 0 | P | P
1989-08-25 | 17 | 2014-08-25 | NH | YES | WKN | 1 | P1 | 0 | P | P
1989-08-25 | 18 | 2014-08-25 | NH | YES | WKN | 1 | P1 | 0 | P | P
1989-08-25 | 19 | 2014-08-25 | NH | YES | WKN | 1 | P1 | 0 | P | P
1989-08-25 | 20 | 2014-08-25 | NH | YES | WKN | 1 | P1 | 0 | P | P
1989-08-25 | 21 | 2014-08-25 | NH | YES | WKN | 1 | P1 | 0 | P | P
1989-08-25 | 22 | 2014-08-25 | NH | YES | WKN | 1 | P1 | 0 | P | P
1989-08-25 | 23 | 2014-08-25 | NH | YES | WKN | 1 | P1 | 0 | OP | OP
1989-08-25 | 0 | 2014-08-25 | NH | YES | WKN | 1 | P1 | 0 | OP | OP
1989-08-26 | 1 | 2014-08-26 | NH | YES | WKN | 1 | P1 | 0 | OP | OP
1989-08-26 | 2 | 2014-08-26 | NH | YES | WKN | 1 | P1 | 0 | OP | OP
1989-08-26 | 3 | 2014-08-26 | NH | YES | WKN | 1 | P1 | 0 | OP | OP
1989-08-26 | 4 | 2014-08-26 | NH | YES | WKN | 1 | P1 | 0 | OP | OP
1989-08-26 | 5 | 2014-08-26 | NH | YES | WKN | 1 | P1 | 0 | OP | OP
1989-08-26 | 6 | 2014-08-26 | NH | YES | WKN | 1 | P1 | 0 | P | P
1989-08-26 | 7 | 2014-08-26 | NH | YES | WKN | 1 | P1 | 0 | P | P
1989-08-26 | 8 | 2014-08-26 | NH | YES | WKN | 1 | P1 | 0 | P | P
1989-08-26 | 9 | 2014-08-26 | NH | YES | WKN | 1 | P1 | 0 | P | P
1989-08-26 | 10 | 2014-08-26 | NH | YES | WKN | 1 | P1 | 0 | P | P
1989-08-26 | 11 | 2014-08-26 | NH | YES | WKN | 1 | P1 | 0 | P | P
1989-08-26 | 12 | 2014-08-26 | NH | YES | WKN | 1 | P1 | 0 | P | P
1989-08-26 | 13 | 2014-08-26 | NH | YES | WKN | 1 | P1 | 0 | P | P
1989-08-26 | 14 | 2014-08-26 | NH | YES | WKN | 1 | P1 | 0 | P | P
1989-08-26 | 15 | 2014-08-26 | NH | YES | WKN | 1 | P1 | 0 | P | P
1989-08-26 | 16 | 2014-08-26 | NH | YES | WKN | 1 | P1 | 0 | P | P
1989-08-26 | 17 | 2014-08-26 | NH | YES | WKN | 1 | P1 | 0 | P | P
1989-08-26 | 18 | 2014-08-26 | NH | YES | WKN | 1 | P1 | 0 | P | P
1989-08-26 | 19 | 2014-08-26 | NH | YES | WKN | 1 | P1 | 0 | P | P
1989-08-26 | 20 | 2014-08-26 | NH | YES | WKN | 1 | P1 | 0 | P | P
1989-08-26 | 21 | 2014-08-26 | NH | YES | WKN | 1 | P1 | 0 | P | P
1989-08-26 | 22 | 2014-08-26 | NH | YES | WKN | 1 | P1 | 0 | P | P
1989-08-26 | 23 | 2014-08-26 | NH | YES | WKN | 1 | P1 | 0 | OP | OP
1989-08-26 | 0 | 2014-08-26 | NH | YES | WKN | 1 | P1 | 0 | OP | OP
1989-08-27 | 1 | 2014-08-27 | NH | YES | WKN | 1 | P1 | 0 | OP | OP
1989-08-27 | 2 | 2014-08-27 | NH | YES | WKN | 1 | P1 | 0 | OP | OP
1989-08-27 | 3 | 2014-08-27 | NH | YES | WKN | 1 | P1 | 0 | OP | OP
1989-08-27 | 4 | 2014-08-27 | NH | YES | WKN | 1 | P1 | 0 | OP | OP
1989-08-27 | 5 | 2014-08-27 | NH | YES | WKN | 1 | P1 | 0 | OP | OP
1989-08-27 | 6 | 2014-08-27 | NH | YES | WKN | 1 | P1 | 0 | P | P
1989-08-27 | 7 | 2014-08-27 | NH | YES | WKN | 1 | P1 | 0 | P | P
1989-08-27 | 8 | 2014-08-27 | NH | YES | WKN | 1 | P1 | 0 | P | P
1989-08-27 | 9 | 2014-08-27 | NH | YES | WKN | 1 | P1 | 0 | P | P
1989-08-27 | 10 | 2014-08-27 | NH | YES | WKN | 1 | P1 | 0 | P | P
1989-08-27 | 11 | 2014-08-27 | NH | YES | WKN | 1 | P1 | 0 | P | P
1989-08-27 | 12 | 2014-08-27 | NH | YES | WKN | 1 | P1 | 0 | P | P
1989-08-27 | 13 | 2014-08-27 | NH | YES | WKN | 1 | P1 | 0 | P | P
1989-08-27 | 14 | 2014-08-27 | NH | YES | WKN | 1 | P1 | 0 | P | P
1989-08-27 | 15 | 2014-08-27 | NH | YES | WKN | 1 | P1 | 0 | P | P
1989-08-27 | 16 | 2014-08-27 | NH | YES | WKN | 1 | P1 | 0 | P | P
1989-08-27 | 17 | 2014-08-27 | NH | YES | WKN | 1 | P1 | 0 | P | P
1989-08-27 | 18 | 2014-08-27 | NH | YES | WKN | 1 | P1 | 0 | P | P
1989-08-27 | 19 | 2014-08-27 | NH | YES | WKN | 1 | P1 | 0 | P | P
1989-08-27 | 20 | 2014-08-27 | NH | YES | WKN | 1 | P1 | 0 | P | P
1989-08-27 | 21 | 2014-08-27 | NH | YES | WKN | 1 | P1 | 0 | P | P
1989-08-27 | 22 | 2014-08-27 | NH | YES | WKN | 1 | P1 | 0 | P | P
1989-08-27 | 23 | 2014-08-27 | NH | YES | WKN | 1 | P1 | 0 | OP | OP
1989-08-27 | 0 | 2014-08-27 | NH | YES | WKN | 1 | P1 | 0 | OP | OP
1989-08-28 | 1 | 2014-08-28 | NH | YES | WKN | 1 | P1 | 0 | OP | OP
1989-08-28 | 2 | 2014-08-28 | NH | YES | WKN | 1 | P1 | 0 | OP | OP
1989-08-28 | 3 | 2014-08-28 | NH | YES | WKN | 1 | P1 | 0 | OP | OP
1989-08-28 | 4 | 2014-08-28 | NH | YES | WKN | 1 | P1 | 0 | OP | OP
1989-08-28 | 5 | 2014-08-28 | NH | YES | WKN | 1 | P1 | 0 | OP | OP
1989-08-28 | 6 | 2014-08-28 | NH | YES | WKN | 1 | P1 | 0 | P | P
1989-08-28 | 7 | 2014-08-28 | NH | YES | WKN | 1 | P1 | 0 | P | P
1989-08-28 | 8 | 2014-08-28 | NH | YES | WKN | 1 | P1 | 0 | P | P
1989-08-28 | 9 | 2014-08-28 | NH | YES | WKN | 1 | P1 | 0 | P | P
1989-08-28 | 10 | 2014-08-28 | NH | YES | WKN | 1 | P1 | 0 | P | P
1989-08-28 | 11 | 2014-08-28 | NH | YES | WKN | 1 | P1 | 0 | P | P
1989-08-28 | 12 | 2014-08-28 | NH | YES | WKN | 1 | P1 | 0 | P | P
1989-08-28 | 13 | 2014-08-28 | NH | YES | WKN | 1 | P1 | 0 | P | P
1989-08-28 | 14 | 2014-08-28 | NH | YES | WKN | 1 | P1 | 0 | P | P
1989-08-28 | 15 | 2014-08-28 | NH | YES | WKN | 1 | P1 | 0 | P | P
1989-08-28 | 16 | 2014-08-28 | NH | YES | WKN | 1 | P1 | 0 | P | P
1989-08-28 | 17 | 2014-08-28 | NH | YES | WKN | 1 | P1 | 0 | P | P
1989-08-28 | 18 | 2014-08-28 | NH | YES | WKN | 1 | P1 | 0 | P | P
1989-08-28 | 19 | 2014-08-28 | NH | YES | WKN | 1 | P1 | 0 | P | P
1989-08-28 | 20 | 2014-08-28 | NH | YES | WKN | 1 | P1 | 0 | P | P
1989-08-28 | 21 | 2014-08-28 | NH | YES | WKN | 1 | P1 | 0 | P | P
1989-08-28 | 22 | 2014-08-28 | NH | YES | WKN | 1 | P1 | 0 | P | P
1989-08-28 | 23 | 2014-08-28 | NH | YES | WKN | 1 | P1 | 0 | OP | OP
1989-08-28 | 0 | 2014-08-28 | NH | YES | WKN | 1 | P1 | 0 | OP | OP
1989-08-29 | 1 | 2014-08-29 | NH | YES | WKN | 1 | P1 | 0 | OP | OP
1989-08-29 | 2 | 2014-08-29 | NH | YES | WKN | 1 | P1 | 0 | OP | OP
1989-08-29 | 3 | 2014-08-29 | NH | YES | WKN | 1 | P1 | 0 | OP | OP
1989-08-29 | 4 | 2014-08-29 | NH | YES | WKN | 1 | P1 | 0 | OP | OP
1989-08-29 | 5 | 2014-08-29 | NH | YES | WKN | 1 | P1 | 0 | OP | OP
1989-08-29 | 6 | 2014-08-29 | NH | YES | WKN | 1 | P1 | 0 | P | P
1989-08-29 | 7 | 2014-08-29 | NH | YES | WKN | 1 | P1 | 0 | P | P
1989-08-29 | 8 | 2014-08-29 | NH | YES | WKN | 1 | P1 | 0 | P | P
1989-08-29 | 9 | 2014-08-29 | NH | YES | WKN | 1 | P1 | 0 | P | P
1989-08-29 | 10 | 2014-08-29 | NH | YES | WKN | 1 | P1 | 0 | P | P
1989-08-29 | 11 | 2014-08-29 | NH | YES | WKN | 1 | P1 | 0 | P | P
1989-08-29 | 12 | 2014-08-29 | NH | YES | WKN | 1 | P1 | 0 | P | P
1989-08-29 | 13 | 2014-08-29 | NH | YES | WKN | 1 | P1 | 0 | P | P
1989-08-29 | 14 | 2014-08-29 | NH | YES | WKN | 1 | P1 | 0 | P | P
1989-08-29 | 15 | 2014-08-29 | NH | YES | WKN | 1 | P1 | 0 | P | P
1989-08-29 | 16 | 2014-08-29 | NH | YES | WKN | 1 | P1 | 0 | P | P
1989-08-29 | 17 | 2014-08-29 | NH | YES | WKN | 1 | P1 | 0 | P | P
1989-08-29 | 18 | 2014-08-29 | NH | YES | WKN | 1 | P1 | 0 | P | P
1989-08-29 | 19 | 2014-08-29 | NH | YES | WKN | 1 | P1 | 0 | P | P
1989-08-29 | 20 | 2014-08-29 | NH | YES | WKN | 1 | P1 | 0 | P | P
1989-08-29 | 21 | 2014-08-29 | NH | YES | WKN | 1 | P1 | 0 | P | P
1989-08-29 | 22 | 2014-08-29 | NH | YES | WKN | 1 | P1 | 0 | P | P
1989-08-29 | 23 | 2014-08-29 | NH | YES | WKN | 1 | P1 | 0 | OP | OP
1989-08-29 | 0 | 2014-08-29 | NH | YES | WKN | 1 | P1 | 0 | OP | OP
1989-08-30 | 1 | 2014-08-30 | NH | NO | WE | 0 | P1 | 0 | OP | OP
1989-08-30 | 2 | 2014-08-30 | NH | NO | WE | 0 | P1 | 0 | OP | OP
1989-08-30 | 3 | 2014-08-30 | NH | NO | WE | 0 | P1 | 0 | OP | OP
1989-08-30 | 4 | 2014-08-30 | NH | NO | WE | 0 | P1 | 0 | OP | OP
1989-08-30 | 5 | 2014-08-30 | NH | NO | WE | 0 | P1 | 0 | OP | OP
1989-08-30 | 6 | 2014-08-30 | NH | NO | WE | 0 | P1 | 0 | OP | OP
1989-08-30 | 7 | 2014-08-30 | NH | NO | WE | 0 | P1 | 0 | OP | OP
1989-08-30 | 8 | 2014-08-30 | NH | NO | WE | 0 | P1 | 0 | OP | OP
1989-08-30 | 9 | 2014-08-30 | NH | NO | WE | 0 | P1 | 0 | OP | OP
1989-08-30 | 10 | 2014-08-30 | NH | NO | WE | 0 | P1 | 0 | OP | OP
1989-08-30 | 11 | 2014-08-30 | NH | NO | WE | 0 | P1 | 0 | OP | OP
1989-08-30 | 12 | 2014-08-30 | NH | NO | WE | 0 | P1 | 0 | OP | OP
1989-08-30 | 13 | 2014-08-30 | NH | NO | WE | 0 | P1 | 0 | OP | OP
1989-08-30 | 14 | 2014-08-30 | NH | NO | WE | 0 | P1 | 0 | OP | OP
1989-08-30 | 15 | 2014-08-30 | NH | NO | WE | 0 | P1 | 0 | OP | OP
1989-08-30 | 16 | 2014-08-30 | NH | NO | WE | 0 | P1 | 0 | OP | OP
1989-08-30 | 17 | 2014-08-30 | NH | NO | WE | 0 | P1 | 0 | OP | OP
1989-08-30 | 18 | 2014-08-30 | NH | NO | WE | 0 | P1 | 0 | OP | OP
1989-08-30 | 19 | 2014-08-30 | NH | NO | WE | 0 | P1 | 0 | OP | OP
1989-08-30 | 20 | 2014-08-30 | NH | NO | WE | 0 | P1 | 0 | OP | OP
1989-08-30 | 21 | 2014-08-30 | NH | NO | WE | 0 | P1 | 0 | OP | OP
1989-08-30 | 22 | 2014-08-30 | NH | NO | WE | 0 | P1 | 0 | OP | OP
1989-08-30 | 23 | 2014-08-30 | NH | NO | WE | 0 | P1 | 0 | OP | OP
1989-08-30 | 0 | 2014-08-30 | NH | NO | WE | 0 | P1 | 0 | OP | OP
1989-08-31 | 1 | 2014-08-31 | NH | NO | WE | 0 | P1 | 0 | OP | OP
1989-08-31 | 2 | 2014-08-31 | NH | NO | WE | 0 | P1 | 0 | OP | OP
1989-08-31 | 3 | 2014-08-31 | NH | NO | WE | 0 | P1 | 0 | OP | OP
1989-08-31 | 4 | 2014-08-31 | NH | NO | WE | 0 | P1 | 0 | OP | OP
1989-08-31 | 5 | 2014-08-31 | NH | NO | WE | 0 | P1 | 0 | OP | OP
1989-08-31 | 6 | 2014-08-31 | NH | NO | WE | 0 | P1 | 0 | OP | OP
1989-08-31 | 7 | 2014-08-31 | NH | NO | WE | 0 | P1 | 0 | OP | OP
1989-08-31 | 8 | 2014-08-31 | NH | NO | WE | 0 | P1 | 0 | OP | OP
1989-08-31 | 9 | 2014-08-31 | NH | NO | WE | 0 | P1 | 0 | OP | OP
1989-08-31 | 10 | 2014-08-31 | NH | NO | WE | 0 | P1 | 0 | OP | OP
1989-08-31 | 11 | 2014-08-31 | NH | NO | WE | 0 | P1 | 0 | OP | OP
1989-08-31 | 12 | 2014-08-31 | NH | NO | WE | 0 | P1 | 0 | OP | OP
1989-08-31 | 13 | 2014-08-31 | NH | NO | WE | 0 | P1 | 0 | OP | OP
1989-08-31 | 14 | 2014-08-31 | NH | NO | WE | 0 | P1 | 0 | OP | OP
1989-08-31 | 15 | 2014-08-31 | NH | NO | WE | 0 | P1 | 0 | OP | OP
1989-08-31 | 16 | 2014-08-31 | NH | NO | WE | 0 | P1 | 0 | OP | OP
1989-08-31 | 17 | 2014-08-31 | NH | NO | WE | 0 | P1 | 0 | OP | OP
1989-08-31 | 18 | 2014-08-31 | NH | NO | WE | 0 | P1 | 0 | OP | OP
1989-08-31 | 19 | 2014-08-31 | NH | NO | WE | 0 | P1 | 0 | OP | OP
1989-08-31 | 20 | 2014-08-31 | NH | NO | WE | 0 | P1 | 0 | OP | OP
1989-08-31 | 21 | 2014-08-31 | NH | NO | WE | 0 | P1 | 0 | OP | OP
1989-08-31 | 22 | 2014-08-31 | NH | NO | WE | 0 | P1 | 0 | OP | OP
1989-08-31 | 23 | 2014-08-31 | NH | NO | WE | 0 | P1 | 0 | OP | OP
1989-08-31 | 0 | 2014-08-31 | NH | NO | WE | 0 | P1 | 0 | OP | OP
1976-09-01 | 1 | 2014-09-01 | H | YES | H | 0 | P1 | 0 | OP | OP
1976-09-01 | 2 | 2014-09-01 | H | YES | H | 0 | P1 | 0 | OP | OP
1976-09-01 | 3 | 2014-09-01 | H | YES | H | 0 | P1 | 0 | OP | OP
1976-09-01 | 4 | 2014-09-01 | H | YES | H | 0 | P1 | 0 | OP | OP
1976-09-01 | 5 | 2014-09-01 | H | YES | H | 0 | P1 | 0 | OP | OP
1976-09-01 | 6 | 2014-09-01 | H | YES | H | 0 | P1 | 0 | OP | OP
1976-09-01 | 7 | 2014-09-01 | H | YES | H | 0 | P1 | 0 | OP | OP
1976-09-01 | 8 | 2014-09-01 | H | YES | H | 0 | P1 | 0 | OP | OP
1976-09-01 | 9 | 2014-09-01 | H | YES | H | 0 | P1 | 0 | OP | OP
1976-09-01 | 10 | 2014-09-01 | H | YES | H | 0 | P1 | 0 | OP | OP
1976-09-01 | 11 | 2014-09-01 | H | YES | H | 0 | P1 | 0 | OP | OP
1976-09-01 | 12 | 2014-09-01 | H | YES | H | 0 | P1 | 0 | OP | OP
1976-09-01 | 13 | 2014-09-01 | H | YES | H | 0 | P1 | 0 | OP | OP
1976-09-01 | 14 | 2014-09-01 | H | YES | H | 0 | P1 | 0 | OP | OP
1976-09-01 | 15 | 2014-09-01 | H | YES | H | 0 | P1 | 0 | OP | OP
1976-09-01 | 16 | 2014-09-01 | H | YES | H | 0 | P1 | 0 | OP | OP
1976-09-01 | 17 | 2014-09-01 | H | YES | H | 0 | P1 | 0 | OP | OP
1976-09-01 | 18 | 2014-09-01 | H | YES | H | 0 | P1 | 0 | OP | OP
1976-09-01 | 19 | 2014-09-01 | H | YES | H | 0 | P1 | 0 | OP | OP
1976-09-01 | 20 | 2014-09-01 | H | YES | H | 0 | P1 | 0 | OP | OP
1976-09-01 | 21 | 2014-09-01 | H | YES | H | 0 | P1 | 0 | OP | OP
1976-09-01 | 22 | 2014-09-01 | H | YES | H | 0 | P1 | 0 | OP | OP
1976-09-01 | 23 | 2014-09-01 | H | YES | H | 0 | P1 | 0 | OP | OP
1976-09-01 | 0 | 2014-09-01 | H | YES | H | 0 | P1 | 0 | OP | OP
1976-09-02 | 1 | 2014-09-02 | NH | YES | WKN | 1 | P1 | 0 | OP | OP
1976-09-02 | 2 | 2014-09-02 | NH | YES | WKN | 1 | P1 | 0 | OP | OP
1976-09-02 | 3 | 2014-09-02 | NH | YES | WKN | 1 | P1 | 0 | OP | OP
1976-09-02 | 4 | 2014-09-02 | NH | YES | WKN | 1 | P1 | 0 | OP | OP
1976-09-02 | 5 | 2014-09-02 | NH | YES | WKN | 1 | P1 | 0 | OP | OP
1976-09-02 | 6 | 2014-09-02 | NH | YES | WKN | 1 | P1 | 0 | P | P
1976-09-02 | 7 | 2014-09-02 | NH | YES | WKN | 1 | P1 | 0 | P | P
1976-09-02 | 8 | 2014-09-02 | NH | YES | WKN | 1 | P1 | 0 | P | P
1976-09-02 | 9 | 2014-09-02 | NH | YES | WKN | 1 | P1 | 0 | P | P
1976-09-02 | 10 | 2014-09-02 | NH | YES | WKN | 1 | P1 | 0 | P | P
1976-09-02 | 11 | 2014-09-02 | NH | YES | WKN | 1 | P1 | 0 | P | P
1976-09-02 | 12 | 2014-09-02 | NH | YES | WKN | 1 | P1 | 0 | P | P
1976-09-02 | 13 | 2014-09-02 | NH | YES | WKN | 1 | P1 | 0 | P | P
1976-09-02 | 14 | 2014-09-02 | NH | YES | WKN | 1 | P1 | 0 | P | P
1976-09-02 | 15 | 2014-09-02 | NH | YES | WKN | 1 | P1 | 0 | P | P
1976-09-02 | 16 | 2014-09-02 | NH | YES | WKN | 1 | P1 | 0 | P | P
1976-09-02 | 17 | 2014-09-02 | NH | YES | WKN | 1 | P1 | 0 | P | P
1976-09-02 | 18 | 2014-09-02 | NH | YES | WKN | 1 | P1 | 0 | P | P
1976-09-02 | 19 | 2014-09-02 | NH | YES | WKN | 1 | P1 | 0 | P | P
1976-09-02 | 20 | 2014-09-02 | NH | YES | WKN | 1 | P1 | 0 | P | P
1976-09-02 | 21 | 2014-09-02 | NH | YES | WKN | 1 | P1 | 0 | P | P
1976-09-02 | 22 | 2014-09-02 | NH | YES | WKN | 1 | P1 | 0 | P | P
1976-09-02 | 23 | 2014-09-02 | NH | YES | WKN | 1 | P1 | 0 | OP | OP
1976-09-02 | 0 | 2014-09-02 | NH | YES | WKN | 1 | P1 | 0 | OP | OP
1976-09-03 | 1 | 2014-09-03 | NH | YES | WKN | 1 | P1 | 0 | OP | OP
1976-09-03 | 2 | 2014-09-03 | NH | YES | WKN | 1 | P1 | 0 | OP | OP
1976-09-03 | 3 | 2014-09-03 | NH | YES | WKN | 1 | P1 | 0 | OP | OP
1976-09-03 | 4 | 2014-09-03 | NH | YES | WKN | 1 | P1 | 0 | OP | OP
1976-09-03 | 5 | 2014-09-03 | NH | YES | WKN | 1 | P1 | 0 | OP | OP
1976-09-03 | 6 | 2014-09-03 | NH | YES | WKN | 1 | P1 | 0 | P | P
1976-09-03 | 7 | 2014-09-03 | NH | YES | WKN | 1 | P1 | 0 | P | P
1976-09-03 | 8 | 2014-09-03 | NH | YES | WKN | 1 | P1 | 0 | P | P
1976-09-03 | 9 | 2014-09-03 | NH | YES | WKN | 1 | P1 | 0 | P | P
1976-09-03 | 10 | 2014-09-03 | NH | YES | WKN | 1 | P1 | 0 | P | P
1976-09-03 | 11 | 2014-09-03 | NH | YES | WKN | 1 | P1 | 0 | P | P
1976-09-03 | 12 | 2014-09-03 | NH | YES | WKN | 1 | P1 | 0 | P | P
1976-09-03 | 13 | 2014-09-03 | NH | YES | WKN | 1 | P1 | 0 | P | P
1976-09-03 | 14 | 2014-09-03 | NH | YES | WKN | 1 | P1 | 0 | P | P
1976-09-03 | 15 | 2014-09-03 | NH | YES | WKN | 1 | P1 | 0 | P | P
1976-09-03 | 16 | 2014-09-03 | NH | YES | WKN | 1 | P1 | 0 | P | P
1976-09-03 | 17 | 2014-09-03 | NH | YES | WKN | 1 | P1 | 0 | P | P
1976-09-03 | 18 | 2014-09-03 | NH | YES | WKN | 1 | P1 | 0 | P | P
1976-09-03 | 19 | 2014-09-03 | NH | YES | WKN | 1 | P1 | 0 | P | P
1976-09-03 | 20 | 2014-09-03 | NH | YES | WKN | 1 | P1 | 0 | P | P
1976-09-03 | 21 | 2014-09-03 | NH | YES | WKN | 1 | P1 | 0 | P | P
1976-09-03 | 22 | 2014-09-03 | NH | YES | WKN | 1 | P1 | 0 | P | P
1976-09-03 | 23 | 2014-09-03 | NH | YES | WKN | 1 | P1 | 0 | OP | OP
1976-09-03 | 0 | 2014-09-03 | NH | YES | WKN | 1 | P1 | 0 | OP | OP
1976-09-04 | 1 | 2014-09-04 | NH | YES | WKN | 1 | P1 | 0 | OP | OP
1976-09-04 | 2 | 2014-09-04 | NH | YES | WKN | 1 | P1 | 0 | OP | OP
1976-09-04 | 3 | 2014-09-04 | NH | YES | WKN | 1 | P1 | 0 | OP | OP
1976-09-04 | 4 | 2014-09-04 | NH | YES | WKN | 1 | P1 | 0 | OP | OP
1976-09-04 | 5 | 2014-09-04 | NH | YES | WKN | 1 | P1 | 0 | OP | OP
1976-09-04 | 6 | 2014-09-04 | NH | YES | WKN | 1 | P1 | 0 | P | P
1976-09-04 | 7 | 2014-09-04 | NH | YES | WKN | 1 | P1 | 0 | P | P
1976-09-04 | 8 | 2014-09-04 | NH | YES | WKN | 1 | P1 | 0 | P | P
1976-09-04 | 9 | 2014-09-04 | NH | YES | WKN | 1 | P1 | 0 | P | P
1976-09-04 | 10 | 2014-09-04 | NH | YES | WKN | 1 | P1 | 0 | P | P
1976-09-04 | 11 | 2014-09-04 | NH | YES | WKN | 1 | P1 | 0 | P | P
1976-09-04 | 12 | 2014-09-04 | NH | YES | WKN | 1 | P1 | 0 | P | P
1976-09-04 | 13 | 2014-09-04 | NH | YES | WKN | 1 | P1 | 0 | P | P
1976-09-04 | 14 | 2014-09-04 | NH | YES | WKN | 1 | P1 | 0 | P | P
1976-09-04 | 15 | 2014-09-04 | NH | YES | WKN | 1 | P1 | 0 | P | P
1976-09-04 | 16 | 2014-09-04 | NH | YES | WKN | 1 | P1 | 0 | P | P
1976-09-04 | 17 | 2014-09-04 | NH | YES | WKN | 1 | P1 | 0 | P | P
1976-09-04 | 18 | 2014-09-04 | NH | YES | WKN | 1 | P1 | 0 | P | P
1976-09-04 | 19 | 2014-09-04 | NH | YES | WKN | 1 | P1 | 0 | P | P
1976-09-04 | 20 | 2014-09-04 | NH | YES | WKN | 1 | P1 | 0 | P | P
1976-09-04 | 21 | 2014-09-04 | NH | YES | WKN | 1 | P1 | 0 | P | P
1976-09-04 | 22 | 2014-09-04 | NH | YES | WKN | 1 | P1 | 0 | P | P
1976-09-04 | 23 | 2014-09-04 | NH | YES | WKN | 1 | P1 | 0 | OP | OP
1976-09-04 | 0 | 2014-09-04 | NH | YES | WKN | 1 | P1 | 0 | OP | OP
1976-09-05 | 1 | 2014-09-05 | NH | YES | WKN | 1 | P1 | 0 | OP | OP
1976-09-05 | 2 | 2014-09-05 | NH | YES | WKN | 1 | P1 | 0 | OP | OP
1976-09-05 | 3 | 2014-09-05 | NH | YES | WKN | 1 | P1 | 0 | OP | OP
1976-09-05 | 4 | 2014-09-05 | NH | YES | WKN | 1 | P1 | 0 | OP | OP
1976-09-05 | 5 | 2014-09-05 | NH | YES | WKN | 1 | P1 | 0 | OP | OP
1976-09-05 | 6 | 2014-09-05 | NH | YES | WKN | 1 | P1 | 0 | P | P
1976-09-05 | 7 | 2014-09-05 | NH | YES | WKN | 1 | P1 | 0 | P | P
1976-09-05 | 8 | 2014-09-05 | NH | YES | WKN | 1 | P1 | 0 | P | P
1976-09-05 | 9 | 2014-09-05 | NH | YES | WKN | 1 | P1 | 0 | P | P
1976-09-05 | 10 | 2014-09-05 | NH | YES | WKN | 1 | P1 | 0 | P | P
1976-09-05 | 11 | 2014-09-05 | NH | YES | WKN | 1 | P1 | 0 | P | P
1976-09-05 | 12 | 2014-09-05 | NH | YES | WKN | 1 | P1 | 0 | P | P
1976-09-05 | 13 | 2014-09-05 | NH | YES | WKN | 1 | P1 | 0 | P | P
1976-09-05 | 14 | 2014-09-05 | NH | YES | WKN | 1 | P1 | 0 | P | P
1976-09-05 | 15 | 2014-09-05 | NH | YES | WKN | 1 | P1 | 0 | P | P
1976-09-05 | 16 | 2014-09-05 | NH | YES | WKN | 1 | P1 | 0 | P | P
1976-09-05 | 17 | 2014-09-05 | NH | YES | WKN | 1 | P1 | 0 | P | P
1976-09-05 | 18 | 2014-09-05 | NH | YES | WKN | 1 | P1 | 0 | P | P
1976-09-05 | 19 | 2014-09-05 | NH | YES | WKN | 1 | P1 | 0 | P | P
1976-09-05 | 20 | 2014-09-05 | NH | YES | WKN | 1 | P1 | 0 | P | P
1976-09-05 | 21 | 2014-09-05 | NH | YES | WKN | 1 | P1 | 0 | P | P
1976-09-05 | 22 | 2014-09-05 | NH | YES | WKN | 1 | P1 | 0 | P | P
1976-09-05 | 23 | 2014-09-05 | NH | YES | WKN | 1 | P1 | 0 | OP | OP
1976-09-05 | 0 | 2014-09-05 | NH | YES | WKN | 1 | P1 | 0 | OP | OP
1976-09-06 | 1 | 2014-09-06 | NH | NO | WE | 0 | P1 | 0 | OP | OP
1976-09-06 | 2 | 2014-09-06 | NH | NO | WE | 0 | P1 | 0 | OP | OP
1976-09-06 | 3 | 2014-09-06 | NH | NO | WE | 0 | P1 | 0 | OP | OP
1976-09-06 | 4 | 2014-09-06 | NH | NO | WE | 0 | P1 | 0 | OP | OP
1976-09-06 | 5 | 2014-09-06 | NH | NO | WE | 0 | P1 | 0 | OP | OP
1976-09-06 | 6 | 2014-09-06 | NH | NO | WE | 0 | P1 | 0 | OP | OP
1976-09-06 | 7 | 2014-09-06 | NH | NO | WE | 0 | P1 | 0 | OP | OP
1976-09-06 | 8 | 2014-09-06 | NH | NO | WE | 0 | P1 | 0 | OP | OP
1976-09-06 | 9 | 2014-09-06 | NH | NO | WE | 0 | P1 | 0 | OP | OP
1976-09-06 | 10 | 2014-09-06 | NH | NO | WE | 0 | P1 | 0 | OP | OP
1976-09-06 | 11 | 2014-09-06 | NH | NO | WE | 0 | P1 | 0 | OP | OP
1976-09-06 | 12 | 2014-09-06 | NH | NO | WE | 0 | P1 | 0 | OP | OP
1976-09-06 | 13 | 2014-09-06 | NH | NO | WE | 0 | P1 | 0 | OP | OP
1976-09-06 | 14 | 2014-09-06 | NH | NO | WE | 0 | P1 | 0 | OP | OP
1976-09-06 | 15 | 2014-09-06 | NH | NO | WE | 0 | P1 | 0 | OP | OP
1976-09-06 | 16 | 2014-09-06 | NH | NO | WE | 0 | P1 | 0 | OP | OP
1976-09-06 | 17 | 2014-09-06 | NH | NO | WE | 0 | P1 | 0 | OP | OP
1976-09-06 | 18 | 2014-09-06 | NH | NO | WE | 0 | P1 | 0 | OP | OP
1976-09-06 | 19 | 2014-09-06 | NH | NO | WE | 0 | P1 | 0 | OP | OP
1976-09-06 | 20 | 2014-09-06 | NH | NO | WE | 0 | P1 | 0 | OP | OP
1976-09-06 | 21 | 2014-09-06 | NH | NO | WE | 0 | P1 | 0 | OP | OP
1976-09-06 | 22 | 2014-09-06 | NH | NO | WE | 0 | P1 | 0 | OP | OP
1976-09-06 | 23 | 2014-09-06 | NH | NO | WE | 0 | P1 | 0 | OP | OP
1976-09-06 | 0 | 2014-09-06 | NH | NO | WE | 0 | P1 | 0 | OP | OP
1976-09-07 | 1 | 2014-09-07 | NH | NO | WE | 0 | P1 | 0 | OP | OP
1976-09-07 | 2 | 2014-09-07 | NH | NO | WE | 0 | P1 | 0 | OP | OP
1976-09-07 | 3 | 2014-09-07 | NH | NO | WE | 0 | P1 | 0 | OP | OP
1976-09-07 | 4 | 2014-09-07 | NH | NO | WE | 0 | P1 | 0 | OP | OP
1976-09-07 | 5 | 2014-09-07 | NH | NO | WE | 0 | P1 | 0 | OP | OP
1976-09-07 | 6 | 2014-09-07 | NH | NO | WE | 0 | P1 | 0 | OP | OP
1976-09-07 | 7 | 2014-09-07 | NH | NO | WE | 0 | P1 | 0 | OP | OP
1976-09-07 | 8 | 2014-09-07 | NH | NO | WE | 0 | P1 | 0 | OP | OP
1976-09-07 | 9 | 2014-09-07 | NH | NO | WE | 0 | P1 | 0 | OP | OP
1976-09-07 | 10 | 2014-09-07 | NH | NO | WE | 0 | P1 | 0 | OP | OP
1976-09-07 | 11 | 2014-09-07 | NH | NO | WE | 0 | P1 | 0 | OP | OP
1976-09-07 | 12 | 2014-09-07 | NH | NO | WE | 0 | P1 | 0 | OP | OP
1976-09-07 | 13 | 2014-09-07 | NH | NO | WE | 0 | P1 | 0 | OP | OP
1976-09-07 | 14 | 2014-09-07 | NH | NO | WE | 0 | P1 | 0 | OP | OP
1976-09-07 | 15 | 2014-09-07 | NH | NO | WE | 0 | P1 | 0 | OP | OP
1976-09-07 | 16 | 2014-09-07 | NH | NO | WE | 0 | P1 | 0 | OP | OP
1976-09-07 | 17 | 2014-09-07 | NH | NO | WE | 0 | P1 | 0 | OP | OP
1976-09-07 | 18 | 2014-09-07 | NH | NO | WE | 0 | P1 | 0 | OP | OP
1976-09-07 | 19 | 2014-09-07 | NH | NO | WE | 0 | P1 | 0 | OP | OP
1976-09-07 | 20 | 2014-09-07 | NH | NO | WE | 0 | P1 | 0 | OP | OP
1976-09-07 | 21 | 2014-09-07 | NH | NO | WE | 0 | P1 | 0 | OP | OP
1976-09-07 | 22 | 2014-09-07 | NH | NO | WE | 0 | P1 | 0 | OP | OP
1976-09-07 | 23 | 2014-09-07 | NH | NO | WE | 0 | P1 | 0 | OP | OP
1976-09-07 | 0 | 2014-09-07 | NH | NO | WE | 0 | P1 | 0 | OP | OP
1976-09-08 | 1 | 2014-09-08 | NH | YES | WKN | 1 | P1 | 0 | OP | OP
1976-09-08 | 2 | 2014-09-08 | NH | YES | WKN | 1 | P1 | 0 | OP | OP
1976-09-08 | 3 | 2014-09-08 | NH | YES | WKN | 1 | P1 | 0 | OP | OP
1976-09-08 | 4 | 2014-09-08 | NH | YES | WKN | 1 | P1 | 0 | OP | OP
1976-09-08 | 5 | 2014-09-08 | NH | YES | WKN | 1 | P1 | 0 | OP | OP
1976-09-08 | 6 | 2014-09-08 | NH | YES | WKN | 1 | P1 | 0 | P | P
1976-09-08 | 7 | 2014-09-08 | NH | YES | WKN | 1 | P1 | 0 | P | P
1976-09-08 | 8 | 2014-09-08 | NH | YES | WKN | 1 | P1 | 0 | P | P
1976-09-08 | 9 | 2014-09-08 | NH | YES | WKN | 1 | P1 | 0 | P | P
1976-09-08 | 10 | 2014-09-08 | NH | YES | WKN | 1 | P1 | 0 | P | P
1976-09-08 | 11 | 2014-09-08 | NH | YES | WKN | 1 | P1 | 0 | P | P
1976-09-08 | 12 | 2014-09-08 | NH | YES | WKN | 1 | P1 | 0 | P | P
1976-09-08 | 13 | 2014-09-08 | NH | YES | WKN | 1 | P1 | 0 | P | P
1976-09-08 | 14 | 2014-09-08 | NH | YES | WKN | 1 | P1 | 0 | P | P
1976-09-08 | 15 | 2014-09-08 | NH | YES | WKN | 1 | P1 | 0 | P | P
1976-09-08 | 16 | 2014-09-08 | NH | YES | WKN | 1 | P1 | 0 | P | P
1976-09-08 | 17 | 2014-09-08 | NH | YES | WKN | 1 | P1 | 0 | P | P
1976-09-08 | 18 | 2014-09-08 | NH | YES | WKN | 1 | P1 | 0 | P | P
1976-09-08 | 19 | 2014-09-08 | NH | YES | WKN | 1 | P1 | 0 | P | P
1976-09-08 | 20 | 2014-09-08 | NH | YES | WKN | 1 | P1 | 0 | P | P
1976-09-08 | 21 | 2014-09-08 | NH | YES | WKN | 1 | P1 | 0 | P | P
1976-09-08 | 22 | 2014-09-08 | NH | YES | WKN | 1 | P1 | 0 | P | P
1976-09-08 | 23 | 2014-09-08 | NH | YES | WKN | 1 | P1 | 0 | OP | OP
1976-09-08 | 0 | 2014-09-08 | NH | YES | WKN | 1 | P1 | 0 | OP | OP
1976-09-09 | 1 | 2014-09-09 | NH | YES | WKN | 1 | P1 | 0 | OP | OP
1976-09-09 | 2 | 2014-09-09 | NH | YES | WKN | 1 | P1 | 0 | OP | OP
1976-09-09 | 3 | 2014-09-09 | NH | YES | WKN | 1 | P1 | 0 | OP | OP
1976-09-09 | 4 | 2014-09-09 | NH | YES | WKN | 1 | P1 | 0 | OP | OP
1976-09-09 | 5 | 2014-09-09 | NH | YES | WKN | 1 | P1 | 0 | OP | OP
1976-09-09 | 6 | 2014-09-09 | NH | YES | WKN | 1 | P1 | 0 | P | P
1976-09-09 | 7 | 2014-09-09 | NH | YES | WKN | 1 | P1 | 0 | P | P
1976-09-09 | 8 | 2014-09-09 | NH | YES | WKN | 1 | P1 | 0 | P | P
1976-09-09 | 9 | 2014-09-09 | NH | YES | WKN | 1 | P1 | 0 | P | P
1976-09-09 | 10 | 2014-09-09 | NH | YES | WKN | 1 | P1 | 0 | P | P
1976-09-09 | 11 | 2014-09-09 | NH | YES | WKN | 1 | P1 | 0 | P | P
1976-09-09 | 12 | 2014-09-09 | NH | YES | WKN | 1 | P1 | 0 | P | P
1976-09-09 | 13 | 2014-09-09 | NH | YES | WKN | 1 | P1 | 0 | P | P
1976-09-09 | 14 | 2014-09-09 | NH | YES | WKN | 1 | P1 | 0 | P | P
1976-09-09 | 15 | 2014-09-09 | NH | YES | WKN | 1 | P1 | 0 | P | P
1976-09-09 | 16 | 2014-09-09 | NH | YES | WKN | 1 | P1 | 0 | P | P
1976-09-09 | 17 | 2014-09-09 | NH | YES | WKN | 1 | P1 | 0 | P | P
1976-09-09 | 18 | 2014-09-09 | NH | YES | WKN | 1 | P1 | 0 | P | P
1976-09-09 | 19 | 2014-09-09 | NH | YES | WKN | 1 | P1 | 0 | P | P
1976-09-09 | 20 | 2014-09-09 | NH | YES | WKN | 1 | P1 | 0 | P | P
1976-09-09 | 21 | 2014-09-09 | NH | YES | WKN | 1 | P1 | 0 | P | P
1976-09-09 | 22 | 2014-09-09 | NH | YES | WKN | 1 | P1 | 0 | P | P
1976-09-09 | 23 | 2014-09-09 | NH | YES | WKN | 1 | P1 | 0 | OP | OP
1976-09-09 | 0 | 2014-09-09 | NH | YES | WKN | 1 | P1 | 0 | OP | OP
1976-09-10 | 1 | 2014-09-10 | NH | YES | WKN | 1 | P1 | 0 | OP | OP
1976-09-10 | 2 | 2014-09-10 | NH | YES | WKN | 1 | P1 | 0 | OP | OP
1976-09-10 | 3 | 2014-09-10 | NH | YES | WKN | 1 | P1 | 0 | OP | OP
1976-09-10 | 4 | 2014-09-10 | NH | YES | WKN | 1 | P1 | 0 | OP | OP
1976-09-10 | 5 | 2014-09-10 | NH | YES | WKN | 1 | P1 | 0 | OP | OP
1976-09-10 | 6 | 2014-09-10 | NH | YES | WKN | 1 | P1 | 0 | P | P
1976-09-10 | 7 | 2014-09-10 | NH | YES | WKN | 1 | P1 | 0 | P | P
1976-09-10 | 8 | 2014-09-10 | NH | YES | WKN | 1 | P1 | 0 | P | P
1976-09-10 | 9 | 2014-09-10 | NH | YES | WKN | 1 | P1 | 0 | P | P
1976-09-10 | 10 | 2014-09-10 | NH | YES | WKN | 1 | P1 | 0 | P | P
1976-09-10 | 11 | 2014-09-10 | NH | YES | WKN | 1 | P1 | 0 | P | P
1976-09-10 | 12 | 2014-09-10 | NH | YES | WKN | 1 | P1 | 0 | P | P
1976-09-10 | 13 | 2014-09-10 | NH | YES | WKN | 1 | P1 | 0 | P | P
1976-09-10 | 14 | 2014-09-10 | NH | YES | WKN | 1 | P1 | 0 | P | P
1976-09-10 | 15 | 2014-09-10 | NH | YES | WKN | 1 | P1 | 0 | P | P
1976-09-10 | 16 | 2014-09-10 | NH | YES | WKN | 1 | P1 | 0 | P | P
1976-09-10 | 17 | 2014-09-10 | NH | YES | WKN | 1 | P1 | 0 | P | P
1976-09-10 | 18 | 2014-09-10 | NH | YES | WKN | 1 | P1 | 0 | P | P
1976-09-10 | 19 | 2014-09-10 | NH | YES | WKN | 1 | P1 | 0 | P | P
1976-09-10 | 20 | 2014-09-10 | NH | YES | WKN | 1 | P1 | 0 | P | P
1976-09-10 | 21 | 2014-09-10 | NH | YES | WKN | 1 | P1 | 0 | P | P
1976-09-10 | 22 | 2014-09-10 | NH | YES | WKN | 1 | P1 | 0 | P | P
1976-09-10 | 23 | 2014-09-10 | NH | YES | WKN | 1 | P1 | 0 | OP | OP
1976-09-10 | 0 | 2014-09-10 | NH | YES | WKN | 1 | P1 | 0 | OP | OP
1976-09-11 | 1 | 2014-09-11 | NH | YES | WKN | 1 | P1 | 0 | OP | OP
1976-09-11 | 2 | 2014-09-11 | NH | YES | WKN | 1 | P1 | 0 | OP | OP
1976-09-11 | 3 | 2014-09-11 | NH | YES | WKN | 1 | P1 | 0 | OP | OP
1976-09-11 | 4 | 2014-09-11 | NH | YES | WKN | 1 | P1 | 0 | OP | OP
1976-09-11 | 5 | 2014-09-11 | NH | YES | WKN | 1 | P1 | 0 | OP | OP
1976-09-11 | 6 | 2014-09-11 | NH | YES | WKN | 1 | P1 | 0 | P | P
1976-09-11 | 7 | 2014-09-11 | NH | YES | WKN | 1 | P1 | 0 | P | P
1976-09-11 | 8 | 2014-09-11 | NH | YES | WKN | 1 | P1 | 0 | P | P
1976-09-11 | 9 | 2014-09-11 | NH | YES | WKN | 1 | P1 | 0 | P | P
1976-09-11 | 10 | 2014-09-11 | NH | YES | WKN | 1 | P1 | 0 | P | P
1976-09-11 | 11 | 2014-09-11 | NH | YES | WKN | 1 | P1 | 0 | P | P
1976-09-11 | 12 | 2014-09-11 | NH | YES | WKN | 1 | P1 | 0 | P | P
1976-09-11 | 13 | 2014-09-11 | NH | YES | WKN | 1 | P1 | 0 | P | P
1976-09-11 | 14 | 2014-09-11 | NH | YES | WKN | 1 | P1 | 0 | P | P
1976-09-11 | 15 | 2014-09-11 | NH | YES | WKN | 1 | P1 | 0 | P | P
1976-09-11 | 16 | 2014-09-11 | NH | YES | WKN | 1 | P1 | 0 | P | P
1976-09-11 | 17 | 2014-09-11 | NH | YES | WKN | 1 | P1 | 0 | P | P
1976-09-11 | 18 | 2014-09-11 | NH | YES | WKN | 1 | P1 | 0 | P | P
1976-09-11 | 19 | 2014-09-11 | NH | YES | WKN | 1 | P1 | 0 | P | P
1976-09-11 | 20 | 2014-09-11 | NH | YES | WKN | 1 | P1 | 0 | P | P
1976-09-11 | 21 | 2014-09-11 | NH | YES | WKN | 1 | P1 | 0 | P | P
1976-09-11 | 22 | 2014-09-11 | NH | YES | WKN | 1 | P1 | 0 | P | P
1976-09-11 | 23 | 2014-09-11 | NH | YES | WKN | 1 | P1 | 0 | OP | OP
1976-09-11 | 0 | 2014-09-11 | NH | YES | WKN | 1 | P1 | 0 | OP | OP
1976-09-12 | 1 | 2014-09-12 | NH | YES | WKN | 1 | P1 | 0 | OP | OP
1976-09-12 | 2 | 2014-09-12 | NH | YES | WKN | 1 | P1 | 0 | OP | OP
1976-09-12 | 3 | 2014-09-12 | NH | YES | WKN | 1 | P1 | 0 | OP | OP
1976-09-12 | 4 | 2014-09-12 | NH | YES | WKN | 1 | P1 | 0 | OP | OP
1976-09-12 | 5 | 2014-09-12 | NH | YES | WKN | 1 | P1 | 0 | OP | OP
1976-09-12 | 6 | 2014-09-12 | NH | YES | WKN | 1 | P1 | 0 | P | P
1976-09-12 | 7 | 2014-09-12 | NH | YES | WKN | 1 | P1 | 0 | P | P
1976-09-12 | 8 | 2014-09-12 | NH | YES | WKN | 1 | P1 | 0 | P | P
1976-09-12 | 9 | 2014-09-12 | NH | YES | WKN | 1 | P1 | 0 | P | P
1976-09-12 | 10 | 2014-09-12 | NH | YES | WKN | 1 | P1 | 0 | P | P
1976-09-12 | 11 | 2014-09-12 | NH | YES | WKN | 1 | P1 | 0 | P | P
1976-09-12 | 12 | 2014-09-12 | NH | YES | WKN | 1 | P1 | 0 | P | P
1976-09-12 | 13 | 2014-09-12 | NH | YES | WKN | 1 | P1 | 0 | P | P
1976-09-12 | 14 | 2014-09-12 | NH | YES | WKN | 1 | P1 | 0 | P | P
1976-09-12 | 15 | 2014-09-12 | NH | YES | WKN | 1 | P1 | 0 | P | P
1976-09-12 | 16 | 2014-09-12 | NH | YES | WKN | 1 | P1 | 0 | P | P
1976-09-12 | 17 | 2014-09-12 | NH | YES | WKN | 1 | P1 | 0 | P | P
1976-09-12 | 18 | 2014-09-12 | NH | YES | WKN | 1 | P1 | 0 | P | P
1976-09-12 | 19 | 2014-09-12 | NH | YES | WKN | 1 | P1 | 0 | P | P
1976-09-12 | 20 | 2014-09-12 | NH | YES | WKN | 1 | P1 | 0 | P | P
1976-09-12 | 21 | 2014-09-12 | NH | YES | WKN | 1 | P1 | 0 | P | P
1976-09-12 | 22 | 2014-09-12 | NH | YES | WKN | 1 | P1 | 0 | P | P
1976-09-12 | 23 | 2014-09-12 | NH | YES | WKN | 1 | P1 | 0 | OP | OP
1976-09-12 | 0 | 2014-09-12 | NH | YES | WKN | 1 | P1 | 0 | OP | OP
1976-09-13 | 1 | 2014-09-13 | NH | NO | WE | 0 | P1 | 0 | OP | OP
1976-09-13 | 2 | 2014-09-13 | NH | NO | WE | 0 | P1 | 0 | OP | OP
1976-09-13 | 3 | 2014-09-13 | NH | NO | WE | 0 | P1 | 0 | OP | OP
1976-09-13 | 4 | 2014-09-13 | NH | NO | WE | 0 | P1 | 0 | OP | OP
1976-09-13 | 5 | 2014-09-13 | NH | NO | WE | 0 | P1 | 0 | OP | OP
1976-09-13 | 6 | 2014-09-13 | NH | NO | WE | 0 | P1 | 0 | OP | OP
1976-09-13 | 7 | 2014-09-13 | NH | NO | WE | 0 | P1 | 0 | OP | OP
1976-09-13 | 8 | 2014-09-13 | NH | NO | WE | 0 | P1 | 0 | OP | OP
1976-09-13 | 9 | 2014-09-13 | NH | NO | WE | 0 | P1 | 0 | OP | OP
1976-09-13 | 10 | 2014-09-13 | NH | NO | WE | 0 | P1 | 0 | OP | OP
1976-09-13 | 11 | 2014-09-13 | NH | NO | WE | 0 | P1 | 0 | OP | OP
1976-09-13 | 12 | 2014-09-13 | NH | NO | WE | 0 | P1 | 0 | OP | OP
1976-09-13 | 13 | 2014-09-13 | NH | NO | WE | 0 | P1 | 0 | OP | OP
1976-09-13 | 14 | 2014-09-13 | NH | NO | WE | 0 | P1 | 0 | OP | OP
1976-09-13 | 15 | 2014-09-13 | NH | NO | WE | 0 | P1 | 0 | OP | OP
1976-09-13 | 16 | 2014-09-13 | NH | NO | WE | 0 | P1 | 0 | OP | OP
1976-09-13 | 17 | 2014-09-13 | NH | NO | WE | 0 | P1 | 0 | OP | OP
1976-09-13 | 18 | 2014-09-13 | NH | NO | WE | 0 | P1 | 0 | OP | OP
1976-09-13 | 19 | 2014-09-13 | NH | NO | WE | 0 | P1 | 0 | OP | OP
1976-09-13 | 20 | 2014-09-13 | NH | NO | WE | 0 | P1 | 0 | OP | OP
1976-09-13 | 21 | 2014-09-13 | NH | NO | WE | 0 | P1 | 0 | OP | OP
1976-09-13 | 22 | 2014-09-13 | NH | NO | WE | 0 | P1 | 0 | OP | OP
1976-09-13 | 23 | 2014-09-13 | NH | NO | WE | 0 | P1 | 0 | OP | OP
1976-09-13 | 0 | 2014-09-13 | NH | NO | WE | 0 | P1 | 0 | OP | OP
1976-09-14 | 1 | 2014-09-14 | NH | NO | WE | 0 | P1 | 0 | OP | OP
1976-09-14 | 2 | 2014-09-14 | NH | NO | WE | 0 | P1 | 0 | OP | OP
1976-09-14 | 3 | 2014-09-14 | NH | NO | WE | 0 | P1 | 0 | OP | OP
1976-09-14 | 4 | 2014-09-14 | NH | NO | WE | 0 | P1 | 0 | OP | OP
1976-09-14 | 5 | 2014-09-14 | NH | NO | WE | 0 | P1 | 0 | OP | OP
1976-09-14 | 6 | 2014-09-14 | NH | NO | WE | 0 | P1 | 0 | OP | OP
1976-09-14 | 7 | 2014-09-14 | NH | NO | WE | 0 | P1 | 0 | OP | OP
1976-09-14 | 8 | 2014-09-14 | NH | NO | WE | 0 | P1 | 0 | OP | OP
1976-09-14 | 9 | 2014-09-14 | NH | NO | WE | 0 | P1 | 0 | OP | OP
1976-09-14 | 10 | 2014-09-14 | NH | NO | WE | 0 | P1 | 0 | OP | OP
1976-09-14 | 11 | 2014-09-14 | NH | NO | WE | 0 | P1 | 0 | OP | OP
1976-09-14 | 12 | 2014-09-14 | NH | NO | WE | 0 | P1 | 0 | OP | OP
1976-09-14 | 13 | 2014-09-14 | NH | NO | WE | 0 | P1 | 0 | OP | OP
1976-09-14 | 14 | 2014-09-14 | NH | NO | WE | 0 | P1 | 0 | OP | OP
1976-09-14 | 15 | 2014-09-14 | NH | NO | WE | 0 | P1 | 0 | OP | OP
1976-09-14 | 16 | 2014-09-14 | NH | NO | WE | 0 | P1 | 0 | OP | OP
1976-09-14 | 17 | 2014-09-14 | NH | NO | WE | 0 | P1 | 0 | OP | OP
1976-09-14 | 18 | 2014-09-14 | NH | NO | WE | 0 | P1 | 0 | OP | OP
1976-09-14 | 19 | 2014-09-14 | NH | NO | WE | 0 | P1 | 0 | OP | OP
1976-09-14 | 20 | 2014-09-14 | NH | NO | WE | 0 | P1 | 0 | OP | OP
1976-09-14 | 21 | 2014-09-14 | NH | NO | WE | 0 | P1 | 0 | OP | OP
1976-09-14 | 22 | 2014-09-14 | NH | NO | WE | 0 | P1 | 0 | OP | OP
1976-09-14 | 23 | 2014-09-14 | NH | NO | WE | 0 | P1 | 0 | OP | OP
1976-09-14 | 0 | 2014-09-14 | NH | NO | WE | 0 | P1 | 0 | OP | OP
1976-09-15 | 1 | 2014-09-15 | NH | YES | WKN | 1 | P1 | 0 | OP | OP
1976-09-15 | 2 | 2014-09-15 | NH | YES | WKN | 1 | P1 | 0 | OP | OP
1976-09-15 | 3 | 2014-09-15 | NH | YES | WKN | 1 | P1 | 0 | OP | OP
1976-09-15 | 4 | 2014-09-15 | NH | YES | WKN | 1 | P1 | 0 | OP | OP
1976-09-15 | 5 | 2014-09-15 | NH | YES | WKN | 1 | P1 | 0 | OP | OP
1976-09-15 | 6 | 2014-09-15 | NH | YES | WKN | 1 | P1 | 0 | P | P
1976-09-15 | 7 | 2014-09-15 | NH | YES | WKN | 1 | P1 | 0 | P | P
1976-09-15 | 8 | 2014-09-15 | NH | YES | WKN | 1 | P1 | 0 | P | P
1976-09-15 | 9 | 2014-09-15 | NH | YES | WKN | 1 | P1 | 0 | P | P
1976-09-15 | 10 | 2014-09-15 | NH | YES | WKN | 1 | P1 | 0 | P | P
1976-09-15 | 11 | 2014-09-15 | NH | YES | WKN | 1 | P1 | 0 | P | P
1976-09-15 | 12 | 2014-09-15 | NH | YES | WKN | 1 | P1 | 0 | P | P
1976-09-15 | 13 | 2014-09-15 | NH | YES | WKN | 1 | P1 | 0 | P | P
1976-09-15 | 14 | 2014-09-15 | NH | YES | WKN | 1 | P1 | 0 | P | P
1976-09-15 | 15 | 2014-09-15 | NH | YES | WKN | 1 | P1 | 0 | P | P
1976-09-15 | 16 | 2014-09-15 | NH | YES | WKN | 1 | P1 | 0 | P | P
1976-09-15 | 17 | 2014-09-15 | NH | YES | WKN | 1 | P1 | 0 | P | P
1976-09-15 | 18 | 2014-09-15 | NH | YES | WKN | 1 | P1 | 0 | P | P
1976-09-15 | 19 | 2014-09-15 | NH | YES | WKN | 1 | P1 | 0 | P | P
1976-09-15 | 20 | 2014-09-15 | NH | YES | WKN | 1 | P1 | 0 | P | P
1976-09-15 | 21 | 2014-09-15 | NH | YES | WKN | 1 | P1 | 0 | P | P
1976-09-15 | 22 | 2014-09-15 | NH | YES | WKN | 1 | P1 | 0 | P | P
1976-09-15 | 23 | 2014-09-15 | NH | YES | WKN | 1 | P1 | 0 | OP | OP
1976-09-15 | 0 | 2014-09-15 | NH | YES | WKN | 1 | P1 | 0 | OP | OP
1976-09-16 | 1 | 2014-09-16 | NH | YES | WKN | 1 | P1 | 0 | OP | OP
1976-09-16 | 2 | 2014-09-16 | NH | YES | WKN | 1 | P1 | 0 | OP | OP
1976-09-16 | 3 | 2014-09-16 | NH | YES | WKN | 1 | P1 | 0 | OP | OP
1976-09-16 | 4 | 2014-09-16 | NH | YES | WKN | 1 | P1 | 0 | OP | OP
1976-09-16 | 5 | 2014-09-16 | NH | YES | WKN | 1 | P1 | 0 | OP | OP
1976-09-16 | 6 | 2014-09-16 | NH | YES | WKN | 1 | P1 | 0 | P | P
1976-09-16 | 7 | 2014-09-16 | NH | YES | WKN | 1 | P1 | 0 | P | P
1976-09-16 | 8 | 2014-09-16 | NH | YES | WKN | 1 | P1 | 0 | P | P
1976-09-16 | 9 | 2014-09-16 | NH | YES | WKN | 1 | P1 | 0 | P | P
1976-09-16 | 10 | 2014-09-16 | NH | YES | WKN | 1 | P1 | 0 | P | P
1976-09-16 | 11 | 2014-09-16 | NH | YES | WKN | 1 | P1 | 0 | P | P
1976-09-16 | 12 | 2014-09-16 | NH | YES | WKN | 1 | P1 | 0 | P | P
1976-09-16 | 13 | 2014-09-16 | NH | YES | WKN | 1 | P1 | 0 | P | P
1976-09-16 | 14 | 2014-09-16 | NH | YES | WKN | 1 | P1 | 0 | P | P
1976-09-16 | 15 | 2014-09-16 | NH | YES | WKN | 1 | P1 | 0 | P | P
1976-09-16 | 16 | 2014-09-16 | NH | YES | WKN | 1 | P1 | 0 | P | P
1976-09-16 | 17 | 2014-09-16 | NH | YES | WKN | 1 | P1 | 0 | P | P
1976-09-16 | 18 | 2014-09-16 | NH | YES | WKN | 1 | P1 | 0 | P | P
1976-09-16 | 19 | 2014-09-16 | NH | YES | WKN | 1 | P1 | 0 | P | P
1976-09-16 | 20 | 2014-09-16 | NH | YES | WKN | 1 | P1 | 0 | P | P
1976-09-16 | 21 | 2014-09-16 | NH | YES | WKN | 1 | P1 | 0 | P | P
1976-09-16 | 22 | 2014-09-16 | NH | YES | WKN | 1 | P1 | 0 | P | P
1976-09-16 | 23 | 2014-09-16 | NH | YES | WKN | 1 | P1 | 0 | OP | OP
1976-09-16 | 0 | 2014-09-16 | NH | YES | WKN | 1 | P1 | 0 | OP | OP
1976-09-17 | 1 | 2014-09-17 | NH | YES | WKN | 1 | P1 | 0 | OP | OP
1976-09-17 | 2 | 2014-09-17 | NH | YES | WKN | 1 | P1 | 0 | OP | OP
1976-09-17 | 3 | 2014-09-17 | NH | YES | WKN | 1 | P1 | 0 | OP | OP
1976-09-17 | 4 | 2014-09-17 | NH | YES | WKN | 1 | P1 | 0 | OP | OP
1976-09-17 | 5 | 2014-09-17 | NH | YES | WKN | 1 | P1 | 0 | OP | OP
1976-09-17 | 6 | 2014-09-17 | NH | YES | WKN | 1 | P1 | 0 | P | P
1976-09-17 | 7 | 2014-09-17 | NH | YES | WKN | 1 | P1 | 0 | P | P
1976-09-17 | 8 | 2014-09-17 | NH | YES | WKN | 1 | P1 | 0 | P | P
1976-09-17 | 9 | 2014-09-17 | NH | YES | WKN | 1 | P1 | 0 | P | P
1976-09-17 | 10 | 2014-09-17 | NH | YES | WKN | 1 | P1 | 0 | P | P
1976-09-17 | 11 | 2014-09-17 | NH | YES | WKN | 1 | P1 | 0 | P | P
1976-09-17 | 12 | 2014-09-17 | NH | YES | WKN | 1 | P1 | 0 | P | P
1976-09-17 | 13 | 2014-09-17 | NH | YES | WKN | 1 | P1 | 0 | P | P
1976-09-17 | 14 | 2014-09-17 | NH | YES | WKN | 1 | P1 | 0 | P | P
1976-09-17 | 15 | 2014-09-17 | NH | YES | WKN | 1 | P1 | 0 | P | P
1976-09-17 | 16 | 2014-09-17 | NH | YES | WKN | 1 | P1 | 0 | P | P
1976-09-17 | 17 | 2014-09-17 | NH | YES | WKN | 1 | P1 | 0 | P | P
1976-09-17 | 18 | 2014-09-17 | NH | YES | WKN | 1 | P1 | 0 | P | P
1976-09-17 | 19 | 2014-09-17 | NH | YES | WKN | 1 | P1 | 0 | P | P
1976-09-17 | 20 | 2014-09-17 | NH | YES | WKN | 1 | P1 | 0 | P | P
1976-09-17 | 21 | 2014-09-17 | NH | YES | WKN | 1 | P1 | 0 | P | P
1976-09-17 | 22 | 2014-09-17 | NH | YES | WKN | 1 | P1 | 0 | P | P
1976-09-17 | 23 | 2014-09-17 | NH | YES | WKN | 1 | P1 | 0 | OP | OP
1976-09-17 | 0 | 2014-09-17 | NH | YES | WKN | 1 | P1 | 0 | OP | OP
1976-09-18 | 1 | 2014-09-18 | NH | YES | WKN | 1 | P1 | 0 | OP | OP
1976-09-18 | 2 | 2014-09-18 | NH | YES | WKN | 1 | P1 | 0 | OP | OP
1976-09-18 | 3 | 2014-09-18 | NH | YES | WKN | 1 | P1 | 0 | OP | OP
1976-09-18 | 4 | 2014-09-18 | NH | YES | WKN | 1 | P1 | 0 | OP | OP
1976-09-18 | 5 | 2014-09-18 | NH | YES | WKN | 1 | P1 | 0 | OP | OP
1976-09-18 | 6 | 2014-09-18 | NH | YES | WKN | 1 | P1 | 0 | P | P
1976-09-18 | 7 | 2014-09-18 | NH | YES | WKN | 1 | P1 | 0 | P | P
1976-09-18 | 8 | 2014-09-18 | NH | YES | WKN | 1 | P1 | 0 | P | P
1976-09-18 | 9 | 2014-09-18 | NH | YES | WKN | 1 | P1 | 0 | P | P
1976-09-18 | 10 | 2014-09-18 | NH | YES | WKN | 1 | P1 | 0 | P | P
1976-09-18 | 11 | 2014-09-18 | NH | YES | WKN | 1 | P1 | 0 | P | P
1976-09-18 | 12 | 2014-09-18 | NH | YES | WKN | 1 | P1 | 0 | P | P
1976-09-18 | 13 | 2014-09-18 | NH | YES | WKN | 1 | P1 | 0 | P | P
1976-09-18 | 14 | 2014-09-18 | NH | YES | WKN | 1 | P1 | 0 | P | P
1976-09-18 | 15 | 2014-09-18 | NH | YES | WKN | 1 | P1 | 0 | P | P
1976-09-18 | 16 | 2014-09-18 | NH | YES | WKN | 1 | P1 | 0 | P | P
1976-09-18 | 17 | 2014-09-18 | NH | YES | WKN | 1 | P1 | 0 | P | P
1976-09-18 | 18 | 2014-09-18 | NH | YES | WKN | 1 | P1 | 0 | P | P
1976-09-18 | 19 | 2014-09-18 | NH | YES | WKN | 1 | P1 | 0 | P | P
1976-09-18 | 20 | 2014-09-18 | NH | YES | WKN | 1 | P1 | 0 | P | P
1976-09-18 | 21 | 2014-09-18 | NH | YES | WKN | 1 | P1 | 0 | P | P
1976-09-18 | 22 | 2014-09-18 | NH | YES | WKN | 1 | P1 | 0 | P | P
1976-09-18 | 23 | 2014-09-18 | NH | YES | WKN | 1 | P1 | 0 | OP | OP
1976-09-18 | 0 | 2014-09-18 | NH | YES | WKN | 1 | P1 | 0 | OP | OP
1976-09-19 | 1 | 2014-09-19 | NH | YES | WKN | 1 | P1 | 0 | OP | OP
1976-09-19 | 2 | 2014-09-19 | NH | YES | WKN | 1 | P1 | 0 | OP | OP
1976-09-19 | 3 | 2014-09-19 | NH | YES | WKN | 1 | P1 | 0 | OP | OP
1976-09-19 | 4 | 2014-09-19 | NH | YES | WKN | 1 | P1 | 0 | OP | OP
1976-09-19 | 5 | 2014-09-19 | NH | YES | WKN | 1 | P1 | 0 | OP | OP
1976-09-19 | 6 | 2014-09-19 | NH | YES | WKN | 1 | P1 | 0 | P | P
1976-09-19 | 7 | 2014-09-19 | NH | YES | WKN | 1 | P1 | 0 | P | P
1976-09-19 | 8 | 2014-09-19 | NH | YES | WKN | 1 | P1 | 0 | P | P
1976-09-19 | 9 | 2014-09-19 | NH | YES | WKN | 1 | P1 | 0 | P | P
1976-09-19 | 10 | 2014-09-19 | NH | YES | WKN | 1 | P1 | 0 | P | P
1976-09-19 | 11 | 2014-09-19 | NH | YES | WKN | 1 | P1 | 0 | P | P
1976-09-19 | 12 | 2014-09-19 | NH | YES | WKN | 1 | P1 | 0 | P | P
1976-09-19 | 13 | 2014-09-19 | NH | YES | WKN | 1 | P1 | 0 | P | P
1976-09-19 | 14 | 2014-09-19 | NH | YES | WKN | 1 | P1 | 0 | P | P
1976-09-19 | 15 | 2014-09-19 | NH | YES | WKN | 1 | P1 | 0 | P | P
1976-09-19 | 16 | 2014-09-19 | NH | YES | WKN | 1 | P1 | 0 | P | P
1976-09-19 | 17 | 2014-09-19 | NH | YES | WKN | 1 | P1 | 0 | P | P
1976-09-19 | 18 | 2014-09-19 | NH | YES | WKN | 1 | P1 | 0 | P | P
1976-09-19 | 19 | 2014-09-19 | NH | YES | WKN | 1 | P1 | 0 | P | P
1976-09-19 | 20 | 2014-09-19 | NH | YES | WKN | 1 | P1 | 0 | P | P
1976-09-19 | 21 | 2014-09-19 | NH | YES | WKN | 1 | P1 | 0 | P | P
1976-09-19 | 22 | 2014-09-19 | NH | YES | WKN | 1 | P1 | 0 | P | P
1976-09-19 | 23 | 2014-09-19 | NH | YES | WKN | 1 | P1 | 0 | OP | OP
1976-09-19 | 0 | 2014-09-19 | NH | YES | WKN | 1 | P1 | 0 | OP | OP
1976-09-20 | 1 | 2014-09-20 | NH | NO | WE | 0 | P1 | 0 | OP | OP
1976-09-20 | 2 | 2014-09-20 | NH | NO | WE | 0 | P1 | 0 | OP | OP
1976-09-20 | 3 | 2014-09-20 | NH | NO | WE | 0 | P1 | 0 | OP | OP
1976-09-20 | 4 | 2014-09-20 | NH | NO | WE | 0 | P1 | 0 | OP | OP
1976-09-20 | 5 | 2014-09-20 | NH | NO | WE | 0 | P1 | 0 | OP | OP
1976-09-20 | 6 | 2014-09-20 | NH | NO | WE | 0 | P1 | 0 | OP | OP
1976-09-20 | 7 | 2014-09-20 | NH | NO | WE | 0 | P1 | 0 | OP | OP
1976-09-20 | 8 | 2014-09-20 | NH | NO | WE | 0 | P1 | 0 | OP | OP
1976-09-20 | 9 | 2014-09-20 | NH | NO | WE | 0 | P1 | 0 | OP | OP
1976-09-20 | 10 | 2014-09-20 | NH | NO | WE | 0 | P1 | 0 | OP | OP
1976-09-20 | 11 | 2014-09-20 | NH | NO | WE | 0 | P1 | 0 | OP | OP
1976-09-20 | 12 | 2014-09-20 | NH | NO | WE | 0 | P1 | 0 | OP | OP
1976-09-20 | 13 | 2014-09-20 | NH | NO | WE | 0 | P1 | 0 | OP | OP
1976-09-20 | 14 | 2014-09-20 | NH | NO | WE | 0 | P1 | 0 | OP | OP
1976-09-20 | 15 | 2014-09-20 | NH | NO | WE | 0 | P1 | 0 | OP | OP
1976-09-20 | 16 | 2014-09-20 | NH | NO | WE | 0 | P1 | 0 | OP | OP
1976-09-20 | 17 | 2014-09-20 | NH | NO | WE | 0 | P1 | 0 | OP | OP
1976-09-20 | 18 | 2014-09-20 | NH | NO | WE | 0 | P1 | 0 | OP | OP
1976-09-20 | 19 | 2014-09-20 | NH | NO | WE | 0 | P1 | 0 | OP | OP
1976-09-20 | 20 | 2014-09-20 | NH | NO | WE | 0 | P1 | 0 | OP | OP
1976-09-20 | 21 | 2014-09-20 | NH | NO | WE | 0 | P1 | 0 | OP | OP
1976-09-20 | 22 | 2014-09-20 | NH | NO | WE | 0 | P1 | 0 | OP | OP
1976-09-20 | 23 | 2014-09-20 | NH | NO | WE | 0 | P1 | 0 | OP | OP
1976-09-20 | 0 | 2014-09-20 | NH | NO | WE | 0 | P1 | 0 | OP | OP
1976-09-21 | 1 | 2014-09-21 | NH | NO | WE | 0 | P1 | 0 | OP | OP
1976-09-21 | 2 | 2014-09-21 | NH | NO | WE | 0 | P1 | 0 | OP | OP
1976-09-21 | 3 | 2014-09-21 | NH | NO | WE | 0 | P1 | 0 | OP | OP
1976-09-21 | 4 | 2014-09-21 | NH | NO | WE | 0 | P1 | 0 | OP | OP
1976-09-21 | 5 | 2014-09-21 | NH | NO | WE | 0 | P1 | 0 | OP | OP
1976-09-21 | 6 | 2014-09-21 | NH | NO | WE | 0 | P1 | 0 | OP | OP
1976-09-21 | 7 | 2014-09-21 | NH | NO | WE | 0 | P1 | 0 | OP | OP
1976-09-21 | 8 | 2014-09-21 | NH | NO | WE | 0 | P1 | 0 | OP | OP
1976-09-21 | 9 | 2014-09-21 | NH | NO | WE | 0 | P1 | 0 | OP | OP
1976-09-21 | 10 | 2014-09-21 | NH | NO | WE | 0 | P1 | 0 | OP | OP
1976-09-21 | 11 | 2014-09-21 | NH | NO | WE | 0 | P1 | 0 | OP | OP
1976-09-21 | 12 | 2014-09-21 | NH | NO | WE | 0 | P1 | 0 | OP | OP
1976-09-21 | 13 | 2014-09-21 | NH | NO | WE | 0 | P1 | 0 | OP | OP
1976-09-21 | 14 | 2014-09-21 | NH | NO | WE | 0 | P1 | 0 | OP | OP
1976-09-21 | 15 | 2014-09-21 | NH | NO | WE | 0 | P1 | 0 | OP | OP
1976-09-21 | 16 | 2014-09-21 | NH | NO | WE | 0 | P1 | 0 | OP | OP
1976-09-21 | 17 | 2014-09-21 | NH | NO | WE | 0 | P1 | 0 | OP | OP
1976-09-21 | 18 | 2014-09-21 | NH | NO | WE | 0 | P1 | 0 | OP | OP
1976-09-21 | 19 | 2014-09-21 | NH | NO | WE | 0 | P1 | 0 | OP | OP
1976-09-21 | 20 | 2014-09-21 | NH | NO | WE | 0 | P1 | 0 | OP | OP
1976-09-21 | 21 | 2014-09-21 | NH | NO | WE | 0 | P1 | 0 | OP | OP
1976-09-21 | 22 | 2014-09-21 | NH | NO | WE | 0 | P1 | 0 | OP | OP
1976-09-21 | 23 | 2014-09-21 | NH | NO | WE | 0 | P1 | 0 | OP | OP
1976-09-21 | 0 | 2014-09-21 | NH | NO | WE | 0 | P1 | 0 | OP | OP
1976-09-22 | 1 | 2014-09-22 | NH | YES | WKN | 1 | P1 | 0 | OP | OP
1976-09-22 | 2 | 2014-09-22 | NH | YES | WKN | 1 | P1 | 0 | OP | OP
1976-09-22 | 3 | 2014-09-22 | NH | YES | WKN | 1 | P1 | 0 | OP | OP
1976-09-22 | 4 | 2014-09-22 | NH | YES | WKN | 1 | P1 | 0 | OP | OP
1976-09-22 | 5 | 2014-09-22 | NH | YES | WKN | 1 | P1 | 0 | OP | OP
1976-09-22 | 6 | 2014-09-22 | NH | YES | WKN | 1 | P1 | 0 | P | P
1976-09-22 | 7 | 2014-09-22 | NH | YES | WKN | 1 | P1 | 0 | P | P
1976-09-22 | 8 | 2014-09-22 | NH | YES | WKN | 1 | P1 | 0 | P | P
1976-09-22 | 9 | 2014-09-22 | NH | YES | WKN | 1 | P1 | 0 | P | P
1976-09-22 | 10 | 2014-09-22 | NH | YES | WKN | 1 | P1 | 0 | P | P
1976-09-22 | 11 | 2014-09-22 | NH | YES | WKN | 1 | P1 | 0 | P | P
1976-09-22 | 12 | 2014-09-22 | NH | YES | WKN | 1 | P1 | 0 | P | P
1976-09-22 | 13 | 2014-09-22 | NH | YES | WKN | 1 | P1 | 0 | P | P
1976-09-22 | 14 | 2014-09-22 | NH | YES | WKN | 1 | P1 | 0 | P | P
1976-09-22 | 15 | 2014-09-22 | NH | YES | WKN | 1 | P1 | 0 | P | P
1976-09-22 | 16 | 2014-09-22 | NH | YES | WKN | 1 | P1 | 0 | P | P
1976-09-22 | 17 | 2014-09-22 | NH | YES | WKN | 1 | P1 | 0 | P | P
1976-09-22 | 18 | 2014-09-22 | NH | YES | WKN | 1 | P1 | 0 | P | P
1976-09-22 | 19 | 2014-09-22 | NH | YES | WKN | 1 | P1 | 0 | P | P
1976-09-22 | 20 | 2014-09-22 | NH | YES | WKN | 1 | P1 | 0 | P | P
1976-09-22 | 21 | 2014-09-22 | NH | YES | WKN | 1 | P1 | 0 | P | P
1976-09-22 | 22 | 2014-09-22 | NH | YES | WKN | 1 | P1 | 0 | P | P
1976-09-22 | 23 | 2014-09-22 | NH | YES | WKN | 1 | P1 | 0 | OP | OP
1976-09-22 | 0 | 2014-09-22 | NH | YES | WKN | 1 | P1 | 0 | OP | OP
1976-09-23 | 1 | 2014-09-23 | NH | YES | WKN | 1 | P1 | 0 | OP | OP
1976-09-23 | 2 | 2014-09-23 | NH | YES | WKN | 1 | P1 | 0 | OP | OP
1976-09-23 | 3 | 2014-09-23 | NH | YES | WKN | 1 | P1 | 0 | OP | OP
1976-09-23 | 4 | 2014-09-23 | NH | YES | WKN | 1 | P1 | 0 | OP | OP
1976-09-23 | 5 | 2014-09-23 | NH | YES | WKN | 1 | P1 | 0 | OP | OP
1976-09-23 | 6 | 2014-09-23 | NH | YES | WKN | 1 | P1 | 0 | P | P
1976-09-23 | 7 | 2014-09-23 | NH | YES | WKN | 1 | P1 | 0 | P | P
1976-09-23 | 8 | 2014-09-23 | NH | YES | WKN | 1 | P1 | 0 | P | P
1976-09-23 | 9 | 2014-09-23 | NH | YES | WKN | 1 | P1 | 0 | P | P
1976-09-23 | 10 | 2014-09-23 | NH | YES | WKN | 1 | P1 | 0 | P | P
1976-09-23 | 11 | 2014-09-23 | NH | YES | WKN | 1 | P1 | 0 | P | P
1976-09-23 | 12 | 2014-09-23 | NH | YES | WKN | 1 | P1 | 0 | P | P
1976-09-23 | 13 | 2014-09-23 | NH | YES | WKN | 1 | P1 | 0 | P | P
1976-09-23 | 14 | 2014-09-23 | NH | YES | WKN | 1 | P1 | 0 | P | P
1976-09-23 | 15 | 2014-09-23 | NH | YES | WKN | 1 | P1 | 0 | P | P
1976-09-23 | 16 | 2014-09-23 | NH | YES | WKN | 1 | P1 | 0 | P | P
1976-09-23 | 17 | 2014-09-23 | NH | YES | WKN | 1 | P1 | 0 | P | P
1976-09-23 | 18 | 2014-09-23 | NH | YES | WKN | 1 | P1 | 0 | P | P
1976-09-23 | 19 | 2014-09-23 | NH | YES | WKN | 1 | P1 | 0 | P | P
1976-09-23 | 20 | 2014-09-23 | NH | YES | WKN | 1 | P1 | 0 | P | P
1976-09-23 | 21 | 2014-09-23 | NH | YES | WKN | 1 | P1 | 0 | P | P
1976-09-23 | 22 | 2014-09-23 | NH | YES | WKN | 1 | P1 | 0 | P | P
1976-09-23 | 23 | 2014-09-23 | NH | YES | WKN | 1 | P1 | 0 | OP | OP
1976-09-23 | 0 | 2014-09-23 | NH | YES | WKN | 1 | P1 | 0 | OP | OP
1976-09-24 | 1 | 2014-09-24 | NH | YES | WKN | 1 | P1 | 0 | OP | OP
1976-09-24 | 2 | 2014-09-24 | NH | YES | WKN | 1 | P1 | 0 | OP | OP
1976-09-24 | 3 | 2014-09-24 | NH | YES | WKN | 1 | P1 | 0 | OP | OP
1976-09-24 | 4 | 2014-09-24 | NH | YES | WKN | 1 | P1 | 0 | OP | OP
1976-09-24 | 5 | 2014-09-24 | NH | YES | WKN | 1 | P1 | 0 | OP | OP
1976-09-24 | 6 | 2014-09-24 | NH | YES | WKN | 1 | P1 | 0 | P | P
1976-09-24 | 7 | 2014-09-24 | NH | YES | WKN | 1 | P1 | 0 | P | P
1976-09-24 | 8 | 2014-09-24 | NH | YES | WKN | 1 | P1 | 0 | P | P
1976-09-24 | 9 | 2014-09-24 | NH | YES | WKN | 1 | P1 | 0 | P | P
1976-09-24 | 10 | 2014-09-24 | NH | YES | WKN | 1 | P1 | 0 | P | P
1976-09-24 | 11 | 2014-09-24 | NH | YES | WKN | 1 | P1 | 0 | P | P
1976-09-24 | 12 | 2014-09-24 | NH | YES | WKN | 1 | P1 | 0 | P | P
1976-09-24 | 13 | 2014-09-24 | NH | YES | WKN | 1 | P1 | 0 | P | P
1976-09-24 | 14 | 2014-09-24 | NH | YES | WKN | 1 | P1 | 0 | P | P
1976-09-24 | 15 | 2014-09-24 | NH | YES | WKN | 1 | P1 | 0 | P | P
1976-09-24 | 16 | 2014-09-24 | NH | YES | WKN | 1 | P1 | 0 | P | P
1976-09-24 | 17 | 2014-09-24 | NH | YES | WKN | 1 | P1 | 0 | P | P
1976-09-24 | 18 | 2014-09-24 | NH | YES | WKN | 1 | P1 | 0 | P | P
1976-09-24 | 19 | 2014-09-24 | NH | YES | WKN | 1 | P1 | 0 | P | P
1976-09-24 | 20 | 2014-09-24 | NH | YES | WKN | 1 | P1 | 0 | P | P
1976-09-24 | 21 | 2014-09-24 | NH | YES | WKN | 1 | P1 | 0 | P | P
1976-09-24 | 22 | 2014-09-24 | NH | YES | WKN | 1 | P1 | 0 | P | P
1976-09-24 | 23 | 2014-09-24 | NH | YES | WKN | 1 | P1 | 0 | OP | OP
1976-09-24 | 0 | 2014-09-24 | NH | YES | WKN | 1 | P1 | 0 | OP | OP
1976-09-25 | 1 | 2014-09-25 | NH | YES | WKN | 1 | P1 | 0 | OP | OP
1976-09-25 | 2 | 2014-09-25 | NH | YES | WKN | 1 | P1 | 0 | OP | OP
1976-09-25 | 3 | 2014-09-25 | NH | YES | WKN | 1 | P1 | 0 | OP | OP
1976-09-25 | 4 | 2014-09-25 | NH | YES | WKN | 1 | P1 | 0 | OP | OP
1976-09-25 | 5 | 2014-09-25 | NH | YES | WKN | 1 | P1 | 0 | OP | OP
1976-09-25 | 6 | 2014-09-25 | NH | YES | WKN | 1 | P1 | 0 | P | P
1976-09-25 | 7 | 2014-09-25 | NH | YES | WKN | 1 | P1 | 0 | P | P
1976-09-25 | 8 | 2014-09-25 | NH | YES | WKN | 1 | P1 | 0 | P | P
1976-09-25 | 9 | 2014-09-25 | NH | YES | WKN | 1 | P1 | 0 | P | P
1976-09-25 | 10 | 2014-09-25 | NH | YES | WKN | 1 | P1 | 0 | P | P
1976-09-25 | 11 | 2014-09-25 | NH | YES | WKN | 1 | P1 | 0 | P | P
1976-09-25 | 12 | 2014-09-25 | NH | YES | WKN | 1 | P1 | 0 | P | P
1976-09-25 | 13 | 2014-09-25 | NH | YES | WKN | 1 | P1 | 0 | P | P
1976-09-25 | 14 | 2014-09-25 | NH | YES | WKN | 1 | P1 | 0 | P | P
1976-09-25 | 15 | 2014-09-25 | NH | YES | WKN | 1 | P1 | 0 | P | P
1976-09-25 | 16 | 2014-09-25 | NH | YES | WKN | 1 | P1 | 0 | P | P
1976-09-25 | 17 | 2014-09-25 | NH | YES | WKN | 1 | P1 | 0 | P | P
1976-09-25 | 18 | 2014-09-25 | NH | YES | WKN | 1 | P1 | 0 | P | P
1976-09-25 | 19 | 2014-09-25 | NH | YES | WKN | 1 | P1 | 0 | P | P
1976-09-25 | 20 | 2014-09-25 | NH | YES | WKN | 1 | P1 | 0 | P | P
1976-09-25 | 21 | 2014-09-25 | NH | YES | WKN | 1 | P1 | 0 | P | P
1976-09-25 | 22 | 2014-09-25 | NH | YES | WKN | 1 | P1 | 0 | P | P
1976-09-25 | 23 | 2014-09-25 | NH | YES | WKN | 1 | P1 | 0 | OP | OP
1976-09-25 | 0 | 2014-09-25 | NH | YES | WKN | 1 | P1 | 0 | OP | OP
1976-09-26 | 1 | 2014-09-26 | NH | YES | WKN | 1 | P1 | 0 | OP | OP
1976-09-26 | 2 | 2014-09-26 | NH | YES | WKN | 1 | P1 | 0 | OP | OP
1976-09-26 | 3 | 2014-09-26 | NH | YES | WKN | 1 | P1 | 0 | OP | OP
1976-09-26 | 4 | 2014-09-26 | NH | YES | WKN | 1 | P1 | 0 | OP | OP
1976-09-26 | 5 | 2014-09-26 | NH | YES | WKN | 1 | P1 | 0 | OP | OP
1976-09-26 | 6 | 2014-09-26 | NH | YES | WKN | 1 | P1 | 0 | P | P
1976-09-26 | 7 | 2014-09-26 | NH | YES | WKN | 1 | P1 | 0 | P | P
1976-09-26 | 8 | 2014-09-26 | NH | YES | WKN | 1 | P1 | 0 | P | P
1976-09-26 | 9 | 2014-09-26 | NH | YES | WKN | 1 | P1 | 0 | P | P
1976-09-26 | 10 | 2014-09-26 | NH | YES | WKN | 1 | P1 | 0 | P | P
1976-09-26 | 11 | 2014-09-26 | NH | YES | WKN | 1 | P1 | 0 | P | P
1976-09-26 | 12 | 2014-09-26 | NH | YES | WKN | 1 | P1 | 0 | P | P
1976-09-26 | 13 | 2014-09-26 | NH | YES | WKN | 1 | P1 | 0 | P | P
1976-09-26 | 14 | 2014-09-26 | NH | YES | WKN | 1 | P1 | 0 | P | P
1976-09-26 | 15 | 2014-09-26 | NH | YES | WKN | 1 | P1 | 0 | P | P
1976-09-26 | 16 | 2014-09-26 | NH | YES | WKN | 1 | P1 | 0 | P | P
1976-09-26 | 17 | 2014-09-26 | NH | YES | WKN | 1 | P1 | 0 | P | P
1976-09-26 | 18 | 2014-09-26 | NH | YES | WKN | 1 | P1 | 0 | P | P
1976-09-26 | 19 | 2014-09-26 | NH | YES | WKN | 1 | P1 | 0 | P | P
1976-09-26 | 20 | 2014-09-26 | NH | YES | WKN | 1 | P1 | 0 | P | P
1976-09-26 | 21 | 2014-09-26 | NH | YES | WKN | 1 | P1 | 0 | P | P
1976-09-26 | 22 | 2014-09-26 | NH | YES | WKN | 1 | P1 | 0 | P | P
1976-09-26 | 23 | 2014-09-26 | NH | YES | WKN | 1 | P1 | 0 | OP | OP
1976-09-26 | 0 | 2014-09-26 | NH | YES | WKN | 1 | P1 | 0 | OP | OP
1976-09-27 | 1 | 2014-09-27 | NH | NO | WE | 0 | P1 | 0 | OP | OP
1976-09-27 | 2 | 2014-09-27 | NH | NO | WE | 0 | P1 | 0 | OP | OP
1976-09-27 | 3 | 2014-09-27 | NH | NO | WE | 0 | P1 | 0 | OP | OP
1976-09-27 | 4 | 2014-09-27 | NH | NO | WE | 0 | P1 | 0 | OP | OP
1976-09-27 | 5 | 2014-09-27 | NH | NO | WE | 0 | P1 | 0 | OP | OP
1976-09-27 | 6 | 2014-09-27 | NH | NO | WE | 0 | P1 | 0 | OP | OP
1976-09-27 | 7 | 2014-09-27 | NH | NO | WE | 0 | P1 | 0 | OP | OP
1976-09-27 | 8 | 2014-09-27 | NH | NO | WE | 0 | P1 | 0 | OP | OP
1976-09-27 | 9 | 2014-09-27 | NH | NO | WE | 0 | P1 | 0 | OP | OP
1976-09-27 | 10 | 2014-09-27 | NH | NO | WE | 0 | P1 | 0 | OP | OP
1976-09-27 | 11 | 2014-09-27 | NH | NO | WE | 0 | P1 | 0 | OP | OP
1976-09-27 | 12 | 2014-09-27 | NH | NO | WE | 0 | P1 | 0 | OP | OP
1976-09-27 | 13 | 2014-09-27 | NH | NO | WE | 0 | P1 | 0 | OP | OP
1976-09-27 | 14 | 2014-09-27 | NH | NO | WE | 0 | P1 | 0 | OP | OP
1976-09-27 | 15 | 2014-09-27 | NH | NO | WE | 0 | P1 | 0 | OP | OP
1976-09-27 | 16 | 2014-09-27 | NH | NO | WE | 0 | P1 | 0 | OP | OP
1976-09-27 | 17 | 2014-09-27 | NH | NO | WE | 0 | P1 | 0 | OP | OP
1976-09-27 | 18 | 2014-09-27 | NH | NO | WE | 0 | P1 | 0 | OP | OP
1976-09-27 | 19 | 2014-09-27 | NH | NO | WE | 0 | P1 | 0 | OP | OP
1976-09-27 | 20 | 2014-09-27 | NH | NO | WE | 0 | P1 | 0 | OP | OP
1976-09-27 | 21 | 2014-09-27 | NH | NO | WE | 0 | P1 | 0 | OP | OP
1976-09-27 | 22 | 2014-09-27 | NH | NO | WE | 0 | P1 | 0 | OP | OP
1976-09-27 | 23 | 2014-09-27 | NH | NO | WE | 0 | P1 | 0 | OP | OP
1976-09-27 | 0 | 2014-09-27 | NH | NO | WE | 0 | P1 | 0 | OP | OP
1976-09-28 | 1 | 2014-09-28 | NH | NO | WE | 0 | P1 | 0 | OP | OP
1976-09-28 | 2 | 2014-09-28 | NH | NO | WE | 0 | P1 | 0 | OP | OP
1976-09-28 | 3 | 2014-09-28 | NH | NO | WE | 0 | P1 | 0 | OP | OP
1976-09-28 | 4 | 2014-09-28 | NH | NO | WE | 0 | P1 | 0 | OP | OP
1976-09-28 | 5 | 2014-09-28 | NH | NO | WE | 0 | P1 | 0 | OP | OP
1976-09-28 | 6 | 2014-09-28 | NH | NO | WE | 0 | P1 | 0 | OP | OP
1976-09-28 | 7 | 2014-09-28 | NH | NO | WE | 0 | P1 | 0 | OP | OP
1976-09-28 | 8 | 2014-09-28 | NH | NO | WE | 0 | P1 | 0 | OP | OP
1976-09-28 | 9 | 2014-09-28 | NH | NO | WE | 0 | P1 | 0 | OP | OP
1976-09-28 | 10 | 2014-09-28 | NH | NO | WE | 0 | P1 | 0 | OP | OP
1976-09-28 | 11 | 2014-09-28 | NH | NO | WE | 0 | P1 | 0 | OP | OP
1976-09-28 | 12 | 2014-09-28 | NH | NO | WE | 0 | P1 | 0 | OP | OP
1976-09-28 | 13 | 2014-09-28 | NH | NO | WE | 0 | P1 | 0 | OP | OP
1976-09-28 | 14 | 2014-09-28 | NH | NO | WE | 0 | P1 | 0 | OP | OP
1976-09-28 | 15 | 2014-09-28 | NH | NO | WE | 0 | P1 | 0 | OP | OP
1976-09-28 | 16 | 2014-09-28 | NH | NO | WE | 0 | P1 | 0 | OP | OP
1976-09-28 | 17 | 2014-09-28 | NH | NO | WE | 0 | P1 | 0 | OP | OP
1976-09-28 | 18 | 2014-09-28 | NH | NO | WE | 0 | P1 | 0 | OP | OP
1976-09-28 | 19 | 2014-09-28 | NH | NO | WE | 0 | P1 | 0 | OP | OP
1976-09-28 | 20 | 2014-09-28 | NH | NO | WE | 0 | P1 | 0 | OP | OP
1976-09-28 | 21 | 2014-09-28 | NH | NO | WE | 0 | P1 | 0 | OP | OP
1976-09-28 | 22 | 2014-09-28 | NH | NO | WE | 0 | P1 | 0 | OP | OP
1976-09-28 | 23 | 2014-09-28 | NH | NO | WE | 0 | P1 | 0 | OP | OP
1976-09-28 | 0 | 2014-09-28 | NH | NO | WE | 0 | P1 | 0 | OP | OP
1976-09-29 | 1 | 2014-09-29 | NH | YES | WKN | 1 | P1 | 0 | OP | OP
1976-09-29 | 2 | 2014-09-29 | NH | YES | WKN | 1 | P1 | 0 | OP | OP
1976-09-29 | 3 | 2014-09-29 | NH | YES | WKN | 1 | P1 | 0 | OP | OP
1976-09-29 | 4 | 2014-09-29 | NH | YES | WKN | 1 | P1 | 0 | OP | OP
1976-09-29 | 5 | 2014-09-29 | NH | YES | WKN | 1 | P1 | 0 | OP | OP
1976-09-29 | 6 | 2014-09-29 | NH | YES | WKN | 1 | P1 | 0 | P | P
1976-09-29 | 7 | 2014-09-29 | NH | YES | WKN | 1 | P1 | 0 | P | P
1976-09-29 | 8 | 2014-09-29 | NH | YES | WKN | 1 | P1 | 0 | P | P
1976-09-29 | 9 | 2014-09-29 | NH | YES | WKN | 1 | P1 | 0 | P | P
1976-09-29 | 10 | 2014-09-29 | NH | YES | WKN | 1 | P1 | 0 | P | P
1976-09-29 | 11 | 2014-09-29 | NH | YES | WKN | 1 | P1 | 0 | P | P
1976-09-29 | 12 | 2014-09-29 | NH | YES | WKN | 1 | P1 | 0 | P | P
1976-09-29 | 13 | 2014-09-29 | NH | YES | WKN | 1 | P1 | 0 | P | P
1976-09-29 | 14 | 2014-09-29 | NH | YES | WKN | 1 | P1 | 0 | P | P
1976-09-29 | 15 | 2014-09-29 | NH | YES | WKN | 1 | P1 | 0 | P | P
1976-09-29 | 16 | 2014-09-29 | NH | YES | WKN | 1 | P1 | 0 | P | P
1976-09-29 | 17 | 2014-09-29 | NH | YES | WKN | 1 | P1 | 0 | P | P
1976-09-29 | 18 | 2014-09-29 | NH | YES | WKN | 1 | P1 | 0 | P | P
1976-09-29 | 19 | 2014-09-29 | NH | YES | WKN | 1 | P1 | 0 | P | P
1976-09-29 | 20 | 2014-09-29 | NH | YES | WKN | 1 | P1 | 0 | P | P
1976-09-29 | 21 | 2014-09-29 | NH | YES | WKN | 1 | P1 | 0 | P | P
1976-09-29 | 22 | 2014-09-29 | NH | YES | WKN | 1 | P1 | 0 | P | P
1976-09-29 | 23 | 2014-09-29 | NH | YES | WKN | 1 | P1 | 0 | OP | OP
1976-09-29 | 0 | 2014-09-29 | NH | YES | WKN | 1 | P1 | 0 | OP | OP
1976-09-30 | 1 | 2014-09-30 | NH | YES | WKN | 1 | P2 | OP | 0 | OP
1976-09-30 | 2 | 2014-09-30 | NH | YES | WKN | 1 | P2 | OP | 0 | OP
1976-09-30 | 3 | 2014-09-30 | NH | YES | WKN | 1 | P2 | OP | 0 | OP
1976-09-30 | 4 | 2014-09-30 | NH | YES | WKN | 1 | P2 | OP | 0 | OP
1976-09-30 | 5 | 2014-09-30 | NH | YES | WKN | 1 | P2 | OP | 0 | OP
1976-09-30 | 6 | 2014-09-30 | NH | YES | WKN | 1 | P2 | P | 0 | P
1976-09-30 | 7 | 2014-09-30 | NH | YES | WKN | 1 | P2 | P | 0 | P
1976-09-30 | 8 | 2014-09-30 | NH | YES | WKN | 1 | P2 | P | 0 | P
1976-09-30 | 9 | 2014-09-30 | NH | YES | WKN | 1 | P2 | P | 0 | P
1976-09-30 | 10 | 2014-09-30 | NH | YES | WKN | 1 | P2 | P | 0 | P
1976-09-30 | 11 | 2014-09-30 | NH | YES | WKN | 1 | P2 | P | 0 | P
1976-09-30 | 12 | 2014-09-30 | NH | YES | WKN | 1 | P2 | P | 0 | P
1976-09-30 | 13 | 2014-09-30 | NH | YES | WKN | 1 | P2 | P | 0 | P
1976-09-30 | 14 | 2014-09-30 | NH | YES | WKN | 1 | P2 | P | 0 | P
1976-09-30 | 15 | 2014-09-30 | NH | YES | WKN | 1 | P2 | P | 0 | P
1976-09-30 | 16 | 2014-09-30 | NH | YES | WKN | 1 | P2 | P | 0 | P
1976-09-30 | 17 | 2014-09-30 | NH | YES | WKN | 1 | P2 | P | 0 | P
1976-09-30 | 18 | 2014-09-30 | NH | YES | WKN | 1 | P2 | P | 0 | P
1976-09-30 | 19 | 2014-09-30 | NH | YES | WKN | 1 | P2 | P | 0 | P
1976-09-30 | 20 | 2014-09-30 | NH | YES | WKN | 1 | P2 | P | 0 | P
1976-09-30 | 21 | 2014-09-30 | NH | YES | WKN | 1 | P2 | P | 0 | P
1976-09-30 | 22 | 2014-09-30 | NH | YES | WKN | 1 | P2 | P | 0 | P
1976-09-30 | 23 | 2014-09-30 | NH | YES | WKN | 1 | P2 | OP | 0 | OP
1976-09-30 | 0 | 2014-09-30 | NH | YES | WKN | 1 | P2 | OP | 0 | OP
1986-10-01 | 1 | 2014-10-01 | NH | YES | WKN | 1 | P2 | OP | 0 | OP
1986-10-01 | 2 | 2014-10-01 | NH | YES | WKN | 1 | P2 | OP | 0 | OP
1986-10-01 | 3 | 2014-10-01 | NH | YES | WKN | 1 | P2 | OP | 0 | OP
1986-10-01 | 4 | 2014-10-01 | NH | YES | WKN | 1 | P2 | OP | 0 | OP
1986-10-01 | 5 | 2014-10-01 | NH | YES | WKN | 1 | P2 | OP | 0 | OP
1986-10-01 | 6 | 2014-10-01 | NH | YES | WKN | 1 | P2 | P | 0 | P
1986-10-01 | 7 | 2014-10-01 | NH | YES | WKN | 1 | P2 | P | 0 | P
1986-10-01 | 8 | 2014-10-01 | NH | YES | WKN | 1 | P2 | P | 0 | P
1986-10-01 | 9 | 2014-10-01 | NH | YES | WKN | 1 | P2 | P | 0 | P
1986-10-01 | 10 | 2014-10-01 | NH | YES | WKN | 1 | P2 | P | 0 | P
1986-10-01 | 11 | 2014-10-01 | NH | YES | WKN | 1 | P2 | P | 0 | P
1986-10-01 | 12 | 2014-10-01 | NH | YES | WKN | 1 | P2 | P | 0 | P
1986-10-01 | 13 | 2014-10-01 | NH | YES | WKN | 1 | P2 | P | 0 | P
1986-10-01 | 14 | 2014-10-01 | NH | YES | WKN | 1 | P2 | P | 0 | P
1986-10-01 | 15 | 2014-10-01 | NH | YES | WKN | 1 | P2 | P | 0 | P
1986-10-01 | 16 | 2014-10-01 | NH | YES | WKN | 1 | P2 | P | 0 | P
1986-10-01 | 17 | 2014-10-01 | NH | YES | WKN | 1 | P2 | P | 0 | P
1986-10-01 | 18 | 2014-10-01 | NH | YES | WKN | 1 | P2 | P | 0 | P
1986-10-01 | 19 | 2014-10-01 | NH | YES | WKN | 1 | P2 | P | 0 | P
1986-10-01 | 20 | 2014-10-01 | NH | YES | WKN | 1 | P2 | P | 0 | P
1986-10-01 | 21 | 2014-10-01 | NH | YES | WKN | 1 | P2 | P | 0 | P
1986-10-01 | 22 | 2014-10-01 | NH | YES | WKN | 1 | P2 | P | 0 | P
1986-10-01 | 23 | 2014-10-01 | NH | YES | WKN | 1 | P2 | OP | 0 | OP
1986-10-01 | 0 | 2014-10-01 | NH | YES | WKN | 1 | P2 | OP | 0 | OP
1986-10-02 | 1 | 2014-10-02 | NH | YES | WKN | 1 | P2 | OP | 0 | OP
1986-10-02 | 2 | 2014-10-02 | NH | YES | WKN | 1 | P2 | OP | 0 | OP
1986-10-02 | 3 | 2014-10-02 | NH | YES | WKN | 1 | P2 | OP | 0 | OP
1986-10-02 | 4 | 2014-10-02 | NH | YES | WKN | 1 | P2 | OP | 0 | OP
1986-10-02 | 5 | 2014-10-02 | NH | YES | WKN | 1 | P2 | OP | 0 | OP
1986-10-02 | 6 | 2014-10-02 | NH | YES | WKN | 1 | P2 | P | 0 | P
1986-10-02 | 7 | 2014-10-02 | NH | YES | WKN | 1 | P2 | P | 0 | P
1986-10-02 | 8 | 2014-10-02 | NH | YES | WKN | 1 | P2 | P | 0 | P
1986-10-02 | 9 | 2014-10-02 | NH | YES | WKN | 1 | P2 | P | 0 | P
1986-10-02 | 10 | 2014-10-02 | NH | YES | WKN | 1 | P2 | P | 0 | P
1986-10-02 | 11 | 2014-10-02 | NH | YES | WKN | 1 | P2 | P | 0 | P
1986-10-02 | 12 | 2014-10-02 | NH | YES | WKN | 1 | P2 | P | 0 | P
1986-10-02 | 13 | 2014-10-02 | NH | YES | WKN | 1 | P2 | P | 0 | P
1986-10-02 | 14 | 2014-10-02 | NH | YES | WKN | 1 | P2 | P | 0 | P
1986-10-02 | 15 | 2014-10-02 | NH | YES | WKN | 1 | P2 | P | 0 | P
1986-10-02 | 16 | 2014-10-02 | NH | YES | WKN | 1 | P2 | P | 0 | P
1986-10-02 | 17 | 2014-10-02 | NH | YES | WKN | 1 | P2 | P | 0 | P
1986-10-02 | 18 | 2014-10-02 | NH | YES | WKN | 1 | P2 | P | 0 | P
1986-10-02 | 19 | 2014-10-02 | NH | YES | WKN | 1 | P2 | P | 0 | P
1986-10-02 | 20 | 2014-10-02 | NH | YES | WKN | 1 | P2 | P | 0 | P
1986-10-02 | 21 | 2014-10-02 | NH | YES | WKN | 1 | P2 | P | 0 | P
1986-10-02 | 22 | 2014-10-02 | NH | YES | WKN | 1 | P2 | P | 0 | P
1986-10-02 | 23 | 2014-10-02 | NH | YES | WKN | 1 | P2 | OP | 0 | OP
1986-10-02 | 0 | 2014-10-02 | NH | YES | WKN | 1 | P2 | OP | 0 | OP
1986-10-03 | 1 | 2014-10-03 | NH | YES | WKN | 1 | P2 | OP | 0 | OP
1986-10-03 | 2 | 2014-10-03 | NH | YES | WKN | 1 | P2 | OP | 0 | OP
1986-10-03 | 3 | 2014-10-03 | NH | YES | WKN | 1 | P2 | OP | 0 | OP
1986-10-03 | 4 | 2014-10-03 | NH | YES | WKN | 1 | P2 | OP | 0 | OP
1986-10-03 | 5 | 2014-10-03 | NH | YES | WKN | 1 | P2 | OP | 0 | OP
1986-10-03 | 6 | 2014-10-03 | NH | YES | WKN | 1 | P2 | P | 0 | P
1986-10-03 | 7 | 2014-10-03 | NH | YES | WKN | 1 | P2 | P | 0 | P
1986-10-03 | 8 | 2014-10-03 | NH | YES | WKN | 1 | P2 | P | 0 | P
1986-10-03 | 9 | 2014-10-03 | NH | YES | WKN | 1 | P2 | P | 0 | P
1986-10-03 | 10 | 2014-10-03 | NH | YES | WKN | 1 | P2 | P | 0 | P
1986-10-03 | 11 | 2014-10-03 | NH | YES | WKN | 1 | P2 | P | 0 | P
1986-10-03 | 12 | 2014-10-03 | NH | YES | WKN | 1 | P2 | P | 0 | P
1986-10-03 | 13 | 2014-10-03 | NH | YES | WKN | 1 | P2 | P | 0 | P
1986-10-03 | 14 | 2014-10-03 | NH | YES | WKN | 1 | P2 | P | 0 | P
1986-10-03 | 15 | 2014-10-03 | NH | YES | WKN | 1 | P2 | P | 0 | P
1986-10-03 | 16 | 2014-10-03 | NH | YES | WKN | 1 | P2 | P | 0 | P
1986-10-03 | 17 | 2014-10-03 | NH | YES | WKN | 1 | P2 | P | 0 | P
1986-10-03 | 18 | 2014-10-03 | NH | YES | WKN | 1 | P2 | P | 0 | P
1986-10-03 | 19 | 2014-10-03 | NH | YES | WKN | 1 | P2 | P | 0 | P
1986-10-03 | 20 | 2014-10-03 | NH | YES | WKN | 1 | P2 | P | 0 | P
1986-10-03 | 21 | 2014-10-03 | NH | YES | WKN | 1 | P2 | P | 0 | P
1986-10-03 | 22 | 2014-10-03 | NH | YES | WKN | 1 | P2 | P | 0 | P
1986-10-03 | 23 | 2014-10-03 | NH | YES | WKN | 1 | P2 | OP | 0 | OP
1986-10-03 | 0 | 2014-10-03 | NH | YES | WKN | 1 | P2 | OP | 0 | OP
1986-10-04 | 1 | 2014-10-04 | NH | NO | WE | 0 | P2 | OP | 0 | OP
1986-10-04 | 2 | 2014-10-04 | NH | NO | WE | 0 | P2 | OP | 0 | OP
1986-10-04 | 3 | 2014-10-04 | NH | NO | WE | 0 | P2 | OP | 0 | OP
1986-10-04 | 4 | 2014-10-04 | NH | NO | WE | 0 | P2 | OP | 0 | OP
1986-10-04 | 5 | 2014-10-04 | NH | NO | WE | 0 | P2 | OP | 0 | OP
1986-10-04 | 6 | 2014-10-04 | NH | NO | WE | 0 | P2 | OP | 0 | OP
1986-10-04 | 7 | 2014-10-04 | NH | NO | WE | 0 | P2 | OP | 0 | OP
1986-10-04 | 8 | 2014-10-04 | NH | NO | WE | 0 | P2 | OP | 0 | OP
1986-10-04 | 9 | 2014-10-04 | NH | NO | WE | 0 | P2 | OP | 0 | OP
1986-10-04 | 10 | 2014-10-04 | NH | NO | WE | 0 | P2 | OP | 0 | OP
1986-10-04 | 11 | 2014-10-04 | NH | NO | WE | 0 | P2 | OP | 0 | OP
1986-10-04 | 12 | 2014-10-04 | NH | NO | WE | 0 | P2 | OP | 0 | OP
1986-10-04 | 13 | 2014-10-04 | NH | NO | WE | 0 | P2 | OP | 0 | OP
1986-10-04 | 14 | 2014-10-04 | NH | NO | WE | 0 | P2 | OP | 0 | OP
1986-10-04 | 15 | 2014-10-04 | NH | NO | WE | 0 | P2 | OP | 0 | OP
1986-10-04 | 16 | 2014-10-04 | NH | NO | WE | 0 | P2 | OP | 0 | OP
1986-10-04 | 17 | 2014-10-04 | NH | NO | WE | 0 | P2 | OP | 0 | OP
1986-10-04 | 18 | 2014-10-04 | NH | NO | WE | 0 | P2 | OP | 0 | OP
1986-10-04 | 19 | 2014-10-04 | NH | NO | WE | 0 | P2 | OP | 0 | OP
1986-10-04 | 20 | 2014-10-04 | NH | NO | WE | 0 | P2 | OP | 0 | OP
1986-10-04 | 21 | 2014-10-04 | NH | NO | WE | 0 | P2 | OP | 0 | OP
1986-10-04 | 22 | 2014-10-04 | NH | NO | WE | 0 | P2 | OP | 0 | OP
1986-10-04 | 23 | 2014-10-04 | NH | NO | WE | 0 | P2 | OP | 0 | OP
1986-10-04 | 0 | 2014-10-04 | NH | NO | WE | 0 | P2 | OP | 0 | OP
1986-10-05 | 1 | 2014-10-05 | NH | NO | WE | 0 | P2 | OP | 0 | OP
1986-10-05 | 2 | 2014-10-05 | NH | NO | WE | 0 | P2 | OP | 0 | OP
1986-10-05 | 3 | 2014-10-05 | NH | NO | WE | 0 | P2 | OP | 0 | OP
1986-10-05 | 4 | 2014-10-05 | NH | NO | WE | 0 | P2 | OP | 0 | OP
1986-10-05 | 5 | 2014-10-05 | NH | NO | WE | 0 | P2 | OP | 0 | OP
1986-10-05 | 6 | 2014-10-05 | NH | NO | WE | 0 | P2 | OP | 0 | OP
1986-10-05 | 7 | 2014-10-05 | NH | NO | WE | 0 | P2 | OP | 0 | OP
1986-10-05 | 8 | 2014-10-05 | NH | NO | WE | 0 | P2 | OP | 0 | OP
1986-10-05 | 9 | 2014-10-05 | NH | NO | WE | 0 | P2 | OP | 0 | OP
1986-10-05 | 10 | 2014-10-05 | NH | NO | WE | 0 | P2 | OP | 0 | OP
1986-10-05 | 11 | 2014-10-05 | NH | NO | WE | 0 | P2 | OP | 0 | OP
1986-10-05 | 12 | 2014-10-05 | NH | NO | WE | 0 | P2 | OP | 0 | OP
1986-10-05 | 13 | 2014-10-05 | NH | NO | WE | 0 | P2 | OP | 0 | OP
1986-10-05 | 14 | 2014-10-05 | NH | NO | WE | 0 | P2 | OP | 0 | OP
1986-10-05 | 15 | 2014-10-05 | NH | NO | WE | 0 | P2 | OP | 0 | OP
1986-10-05 | 16 | 2014-10-05 | NH | NO | WE | 0 | P2 | OP | 0 | OP
1986-10-05 | 17 | 2014-10-05 | NH | NO | WE | 0 | P2 | OP | 0 | OP
1986-10-05 | 18 | 2014-10-05 | NH | NO | WE | 0 | P2 | OP | 0 | OP
1986-10-05 | 19 | 2014-10-05 | NH | NO | WE | 0 | P2 | OP | 0 | OP
1986-10-05 | 20 | 2014-10-05 | NH | NO | WE | 0 | P2 | OP | 0 | OP
1986-10-05 | 21 | 2014-10-05 | NH | NO | WE | 0 | P2 | OP | 0 | OP
1986-10-05 | 22 | 2014-10-05 | NH | NO | WE | 0 | P2 | OP | 0 | OP
1986-10-05 | 23 | 2014-10-05 | NH | NO | WE | 0 | P2 | OP | 0 | OP
1986-10-05 | 0 | 2014-10-05 | NH | NO | WE | 0 | P2 | OP | 0 | OP
1986-10-06 | 1 | 2014-10-06 | NH | YES | WKN | 1 | P2 | OP | 0 | OP
1986-10-06 | 2 | 2014-10-06 | NH | YES | WKN | 1 | P2 | OP | 0 | OP
1986-10-06 | 3 | 2014-10-06 | NH | YES | WKN | 1 | P2 | OP | 0 | OP
1986-10-06 | 4 | 2014-10-06 | NH | YES | WKN | 1 | P2 | OP | 0 | OP
1986-10-06 | 5 | 2014-10-06 | NH | YES | WKN | 1 | P2 | OP | 0 | OP
1986-10-06 | 6 | 2014-10-06 | NH | YES | WKN | 1 | P2 | P | 0 | P
1986-10-06 | 7 | 2014-10-06 | NH | YES | WKN | 1 | P2 | P | 0 | P
1986-10-06 | 8 | 2014-10-06 | NH | YES | WKN | 1 | P2 | P | 0 | P
1986-10-06 | 9 | 2014-10-06 | NH | YES | WKN | 1 | P2 | P | 0 | P
1986-10-06 | 10 | 2014-10-06 | NH | YES | WKN | 1 | P2 | P | 0 | P
1986-10-06 | 11 | 2014-10-06 | NH | YES | WKN | 1 | P2 | P | 0 | P
1986-10-06 | 12 | 2014-10-06 | NH | YES | WKN | 1 | P2 | P | 0 | P
1986-10-06 | 13 | 2014-10-06 | NH | YES | WKN | 1 | P2 | P | 0 | P
1986-10-06 | 14 | 2014-10-06 | NH | YES | WKN | 1 | P2 | P | 0 | P
1986-10-06 | 15 | 2014-10-06 | NH | YES | WKN | 1 | P2 | P | 0 | P
1986-10-06 | 16 | 2014-10-06 | NH | YES | WKN | 1 | P2 | P | 0 | P
1986-10-06 | 17 | 2014-10-06 | NH | YES | WKN | 1 | P2 | P | 0 | P
1986-10-06 | 18 | 2014-10-06 | NH | YES | WKN | 1 | P2 | P | 0 | P
1986-10-06 | 19 | 2014-10-06 | NH | YES | WKN | 1 | P2 | P | 0 | P
1986-10-06 | 20 | 2014-10-06 | NH | YES | WKN | 1 | P2 | P | 0 | P
1986-10-06 | 21 | 2014-10-06 | NH | YES | WKN | 1 | P2 | P | 0 | P
1986-10-06 | 22 | 2014-10-06 | NH | YES | WKN | 1 | P2 | P | 0 | P
1986-10-06 | 23 | 2014-10-06 | NH | YES | WKN | 1 | P2 | OP | 0 | OP
1986-10-06 | 0 | 2014-10-06 | NH | YES | WKN | 1 | P2 | OP | 0 | OP
1986-10-07 | 1 | 2014-10-07 | NH | YES | WKN | 1 | P2 | OP | 0 | OP
1986-10-07 | 2 | 2014-10-07 | NH | YES | WKN | 1 | P2 | OP | 0 | OP
1986-10-07 | 3 | 2014-10-07 | NH | YES | WKN | 1 | P2 | OP | 0 | OP
1986-10-07 | 4 | 2014-10-07 | NH | YES | WKN | 1 | P2 | OP | 0 | OP
1986-10-07 | 5 | 2014-10-07 | NH | YES | WKN | 1 | P2 | OP | 0 | OP
1986-10-07 | 6 | 2014-10-07 | NH | YES | WKN | 1 | P2 | P | 0 | P
1986-10-07 | 7 | 2014-10-07 | NH | YES | WKN | 1 | P2 | P | 0 | P
1986-10-07 | 8 | 2014-10-07 | NH | YES | WKN | 1 | P2 | P | 0 | P
1986-10-07 | 9 | 2014-10-07 | NH | YES | WKN | 1 | P2 | P | 0 | P
1986-10-07 | 10 | 2014-10-07 | NH | YES | WKN | 1 | P2 | P | 0 | P
1986-10-07 | 11 | 2014-10-07 | NH | YES | WKN | 1 | P2 | P | 0 | P
1986-10-07 | 12 | 2014-10-07 | NH | YES | WKN | 1 | P2 | P | 0 | P
1986-10-07 | 13 | 2014-10-07 | NH | YES | WKN | 1 | P2 | P | 0 | P
1986-10-07 | 14 | 2014-10-07 | NH | YES | WKN | 1 | P2 | P | 0 | P
1986-10-07 | 15 | 2014-10-07 | NH | YES | WKN | 1 | P2 | P | 0 | P
1986-10-07 | 16 | 2014-10-07 | NH | YES | WKN | 1 | P2 | P | 0 | P
1986-10-07 | 17 | 2014-10-07 | NH | YES | WKN | 1 | P2 | P | 0 | P
1986-10-07 | 18 | 2014-10-07 | NH | YES | WKN | 1 | P2 | P | 0 | P
1986-10-07 | 19 | 2014-10-07 | NH | YES | WKN | 1 | P2 | P | 0 | P
1986-10-07 | 20 | 2014-10-07 | NH | YES | WKN | 1 | P2 | P | 0 | P
1986-10-07 | 21 | 2014-10-07 | NH | YES | WKN | 1 | P2 | P | 0 | P
1986-10-07 | 22 | 2014-10-07 | NH | YES | WKN | 1 | P2 | P | 0 | P
1986-10-07 | 23 | 2014-10-07 | NH | YES | WKN | 1 | P2 | OP | 0 | OP
1986-10-07 | 0 | 2014-10-07 | NH | YES | WKN | 1 | P2 | OP | 0 | OP
1986-10-08 | 1 | 2014-10-08 | NH | YES | WKN | 1 | P2 | OP | 0 | OP
1986-10-08 | 2 | 2014-10-08 | NH | YES | WKN | 1 | P2 | OP | 0 | OP
1986-10-08 | 3 | 2014-10-08 | NH | YES | WKN | 1 | P2 | OP | 0 | OP
1986-10-08 | 4 | 2014-10-08 | NH | YES | WKN | 1 | P2 | OP | 0 | OP
1986-10-08 | 5 | 2014-10-08 | NH | YES | WKN | 1 | P2 | OP | 0 | OP
1986-10-08 | 6 | 2014-10-08 | NH | YES | WKN | 1 | P2 | P | 0 | P
1986-10-08 | 7 | 2014-10-08 | NH | YES | WKN | 1 | P2 | P | 0 | P
1986-10-08 | 8 | 2014-10-08 | NH | YES | WKN | 1 | P2 | P | 0 | P
1986-10-08 | 9 | 2014-10-08 | NH | YES | WKN | 1 | P2 | P | 0 | P
1986-10-08 | 10 | 2014-10-08 | NH | YES | WKN | 1 | P2 | P | 0 | P
1986-10-08 | 11 | 2014-10-08 | NH | YES | WKN | 1 | P2 | P | 0 | P
1986-10-08 | 12 | 2014-10-08 | NH | YES | WKN | 1 | P2 | P | 0 | P
1986-10-08 | 13 | 2014-10-08 | NH | YES | WKN | 1 | P2 | P | 0 | P
1986-10-08 | 14 | 2014-10-08 | NH | YES | WKN | 1 | P2 | P | 0 | P
1986-10-08 | 15 | 2014-10-08 | NH | YES | WKN | 1 | P2 | P | 0 | P
1986-10-08 | 16 | 2014-10-08 | NH | YES | WKN | 1 | P2 | P | 0 | P
1986-10-08 | 17 | 2014-10-08 | NH | YES | WKN | 1 | P2 | P | 0 | P
1986-10-08 | 18 | 2014-10-08 | NH | YES | WKN | 1 | P2 | P | 0 | P
1986-10-08 | 19 | 2014-10-08 | NH | YES | WKN | 1 | P2 | P | 0 | P
1986-10-08 | 20 | 2014-10-08 | NH | YES | WKN | 1 | P2 | P | 0 | P
1986-10-08 | 21 | 2014-10-08 | NH | YES | WKN | 1 | P2 | P | 0 | P
1986-10-08 | 22 | 2014-10-08 | NH | YES | WKN | 1 | P2 | P | 0 | P
1986-10-08 | 23 | 2014-10-08 | NH | YES | WKN | 1 | P2 | OP | 0 | OP
1986-10-08 | 0 | 2014-10-08 | NH | YES | WKN | 1 | P2 | OP | 0 | OP
1986-10-09 | 1 | 2014-10-09 | NH | YES | WKN | 1 | P2 | OP | 0 | OP
1986-10-09 | 2 | 2014-10-09 | NH | YES | WKN | 1 | P2 | OP | 0 | OP
1986-10-09 | 3 | 2014-10-09 | NH | YES | WKN | 1 | P2 | OP | 0 | OP
1986-10-09 | 4 | 2014-10-09 | NH | YES | WKN | 1 | P2 | OP | 0 | OP
1986-10-09 | 5 | 2014-10-09 | NH | YES | WKN | 1 | P2 | OP | 0 | OP
1986-10-09 | 6 | 2014-10-09 | NH | YES | WKN | 1 | P2 | P | 0 | P
1986-10-09 | 7 | 2014-10-09 | NH | YES | WKN | 1 | P2 | P | 0 | P
1986-10-09 | 8 | 2014-10-09 | NH | YES | WKN | 1 | P2 | P | 0 | P
1986-10-09 | 9 | 2014-10-09 | NH | YES | WKN | 1 | P2 | P | 0 | P
1986-10-09 | 10 | 2014-10-09 | NH | YES | WKN | 1 | P2 | P | 0 | P
1986-10-09 | 11 | 2014-10-09 | NH | YES | WKN | 1 | P2 | P | 0 | P
1986-10-09 | 12 | 2014-10-09 | NH | YES | WKN | 1 | P2 | P | 0 | P
1986-10-09 | 13 | 2014-10-09 | NH | YES | WKN | 1 | P2 | P | 0 | P
1986-10-09 | 14 | 2014-10-09 | NH | YES | WKN | 1 | P2 | P | 0 | P
1986-10-09 | 15 | 2014-10-09 | NH | YES | WKN | 1 | P2 | P | 0 | P
1986-10-09 | 16 | 2014-10-09 | NH | YES | WKN | 1 | P2 | P | 0 | P
1986-10-09 | 17 | 2014-10-09 | NH | YES | WKN | 1 | P2 | P | 0 | P
1986-10-09 | 18 | 2014-10-09 | NH | YES | WKN | 1 | P2 | P | 0 | P
1986-10-09 | 19 | 2014-10-09 | NH | YES | WKN | 1 | P2 | P | 0 | P
1986-10-09 | 20 | 2014-10-09 | NH | YES | WKN | 1 | P2 | P | 0 | P
1986-10-09 | 21 | 2014-10-09 | NH | YES | WKN | 1 | P2 | P | 0 | P
1986-10-09 | 22 | 2014-10-09 | NH | YES | WKN | 1 | P2 | P | 0 | P
1986-10-09 | 23 | 2014-10-09 | NH | YES | WKN | 1 | P2 | OP | 0 | OP
1986-10-09 | 0 | 2014-10-09 | NH | YES | WKN | 1 | P2 | OP | 0 | OP
1986-10-10 | 1 | 2014-10-10 | NH | YES | WKN | 1 | P2 | OP | 0 | OP
1986-10-10 | 2 | 2014-10-10 | NH | YES | WKN | 1 | P2 | OP | 0 | OP
1986-10-10 | 3 | 2014-10-10 | NH | YES | WKN | 1 | P2 | OP | 0 | OP
1986-10-10 | 4 | 2014-10-10 | NH | YES | WKN | 1 | P2 | OP | 0 | OP
1986-10-10 | 5 | 2014-10-10 | NH | YES | WKN | 1 | P2 | OP | 0 | OP
1986-10-10 | 6 | 2014-10-10 | NH | YES | WKN | 1 | P2 | P | 0 | P
1986-10-10 | 7 | 2014-10-10 | NH | YES | WKN | 1 | P2 | P | 0 | P
1986-10-10 | 8 | 2014-10-10 | NH | YES | WKN | 1 | P2 | P | 0 | P
1986-10-10 | 9 | 2014-10-10 | NH | YES | WKN | 1 | P2 | P | 0 | P
1986-10-10 | 10 | 2014-10-10 | NH | YES | WKN | 1 | P2 | P | 0 | P
1986-10-10 | 11 | 2014-10-10 | NH | YES | WKN | 1 | P2 | P | 0 | P
1986-10-10 | 12 | 2014-10-10 | NH | YES | WKN | 1 | P2 | P | 0 | P
1986-10-10 | 13 | 2014-10-10 | NH | YES | WKN | 1 | P2 | P | 0 | P
1986-10-10 | 14 | 2014-10-10 | NH | YES | WKN | 1 | P2 | P | 0 | P
1986-10-10 | 15 | 2014-10-10 | NH | YES | WKN | 1 | P2 | P | 0 | P
1986-10-10 | 16 | 2014-10-10 | NH | YES | WKN | 1 | P2 | P | 0 | P
1986-10-10 | 17 | 2014-10-10 | NH | YES | WKN | 1 | P2 | P | 0 | P
1986-10-10 | 18 | 2014-10-10 | NH | YES | WKN | 1 | P2 | P | 0 | P
1986-10-10 | 19 | 2014-10-10 | NH | YES | WKN | 1 | P2 | P | 0 | P
1986-10-10 | 20 | 2014-10-10 | NH | YES | WKN | 1 | P2 | P | 0 | P
1986-10-10 | 21 | 2014-10-10 | NH | YES | WKN | 1 | P2 | P | 0 | P
1986-10-10 | 22 | 2014-10-10 | NH | YES | WKN | 1 | P2 | P | 0 | P
1986-10-10 | 23 | 2014-10-10 | NH | YES | WKN | 1 | P2 | OP | 0 | OP
1986-10-10 | 0 | 2014-10-10 | NH | YES | WKN | 1 | P2 | OP | 0 | OP
1986-10-11 | 1 | 2014-10-11 | NH | NO | WE | 0 | P2 | OP | 0 | OP
1986-10-11 | 2 | 2014-10-11 | NH | NO | WE | 0 | P2 | OP | 0 | OP
1986-10-11 | 3 | 2014-10-11 | NH | NO | WE | 0 | P2 | OP | 0 | OP
1986-10-11 | 4 | 2014-10-11 | NH | NO | WE | 0 | P2 | OP | 0 | OP
1986-10-11 | 5 | 2014-10-11 | NH | NO | WE | 0 | P2 | OP | 0 | OP
1986-10-11 | 6 | 2014-10-11 | NH | NO | WE | 0 | P2 | OP | 0 | OP
1986-10-11 | 7 | 2014-10-11 | NH | NO | WE | 0 | P2 | OP | 0 | OP
1986-10-11 | 8 | 2014-10-11 | NH | NO | WE | 0 | P2 | OP | 0 | OP
1986-10-11 | 9 | 2014-10-11 | NH | NO | WE | 0 | P2 | OP | 0 | OP
1986-10-11 | 10 | 2014-10-11 | NH | NO | WE | 0 | P2 | OP | 0 | OP
1986-10-11 | 11 | 2014-10-11 | NH | NO | WE | 0 | P2 | OP | 0 | OP
1986-10-11 | 12 | 2014-10-11 | NH | NO | WE | 0 | P2 | OP | 0 | OP
1986-10-11 | 13 | 2014-10-11 | NH | NO | WE | 0 | P2 | OP | 0 | OP
1986-10-11 | 14 | 2014-10-11 | NH | NO | WE | 0 | P2 | OP | 0 | OP
1986-10-11 | 15 | 2014-10-11 | NH | NO | WE | 0 | P2 | OP | 0 | OP
1986-10-11 | 16 | 2014-10-11 | NH | NO | WE | 0 | P2 | OP | 0 | OP
1986-10-11 | 17 | 2014-10-11 | NH | NO | WE | 0 | P2 | OP | 0 | OP
1986-10-11 | 18 | 2014-10-11 | NH | NO | WE | 0 | P2 | OP | 0 | OP
1986-10-11 | 19 | 2014-10-11 | NH | NO | WE | 0 | P2 | OP | 0 | OP
1986-10-11 | 20 | 2014-10-11 | NH | NO | WE | 0 | P2 | OP | 0 | OP
1986-10-11 | 21 | 2014-10-11 | NH | NO | WE | 0 | P2 | OP | 0 | OP
1986-10-11 | 22 | 2014-10-11 | NH | NO | WE | 0 | P2 | OP | 0 | OP
1986-10-11 | 23 | 2014-10-11 | NH | NO | WE | 0 | P2 | OP | 0 | OP
1986-10-11 | 0 | 2014-10-11 | NH | NO | WE | 0 | P2 | OP | 0 | OP
1986-10-12 | 1 | 2014-10-12 | NH | NO | WE | 0 | P2 | OP | 0 | OP
1986-10-12 | 2 | 2014-10-12 | NH | NO | WE | 0 | P2 | OP | 0 | OP
1986-10-12 | 3 | 2014-10-12 | NH | NO | WE | 0 | P2 | OP | 0 | OP
1986-10-12 | 4 | 2014-10-12 | NH | NO | WE | 0 | P2 | OP | 0 | OP
1986-10-12 | 5 | 2014-10-12 | NH | NO | WE | 0 | P2 | OP | 0 | OP
1986-10-12 | 6 | 2014-10-12 | NH | NO | WE | 0 | P2 | OP | 0 | OP
1986-10-12 | 7 | 2014-10-12 | NH | NO | WE | 0 | P2 | OP | 0 | OP
1986-10-12 | 8 | 2014-10-12 | NH | NO | WE | 0 | P2 | OP | 0 | OP
1986-10-12 | 9 | 2014-10-12 | NH | NO | WE | 0 | P2 | OP | 0 | OP
1986-10-12 | 10 | 2014-10-12 | NH | NO | WE | 0 | P2 | OP | 0 | OP
1986-10-12 | 11 | 2014-10-12 | NH | NO | WE | 0 | P2 | OP | 0 | OP
1986-10-12 | 12 | 2014-10-12 | NH | NO | WE | 0 | P2 | OP | 0 | OP
1986-10-12 | 13 | 2014-10-12 | NH | NO | WE | 0 | P2 | OP | 0 | OP
1986-10-12 | 14 | 2014-10-12 | NH | NO | WE | 0 | P2 | OP | 0 | OP
1986-10-12 | 15 | 2014-10-12 | NH | NO | WE | 0 | P2 | OP | 0 | OP
1986-10-12 | 16 | 2014-10-12 | NH | NO | WE | 0 | P2 | OP | 0 | OP
1986-10-12 | 17 | 2014-10-12 | NH | NO | WE | 0 | P2 | OP | 0 | OP
1986-10-12 | 18 | 2014-10-12 | NH | NO | WE | 0 | P2 | OP | 0 | OP
1986-10-12 | 19 | 2014-10-12 | NH | NO | WE | 0 | P2 | OP | 0 | OP
1986-10-12 | 20 | 2014-10-12 | NH | NO | WE | 0 | P2 | OP | 0 | OP
1986-10-12 | 21 | 2014-10-12 | NH | NO | WE | 0 | P2 | OP | 0 | OP
1986-10-12 | 22 | 2014-10-12 | NH | NO | WE | 0 | P2 | OP | 0 | OP
1986-10-12 | 23 | 2014-10-12 | NH | NO | WE | 0 | P2 | OP | 0 | OP
1986-10-12 | 0 | 2014-10-12 | NH | NO | WE | 0 | P2 | OP | 0 | OP
1986-10-13 | 1 | 2014-10-13 | H | YES | H | 0 | P2 | OP | 0 | OP
1986-10-13 | 2 | 2014-10-13 | H | YES | H | 0 | P2 | OP | 0 | OP
1986-10-13 | 3 | 2014-10-13 | H | YES | H | 0 | P2 | OP | 0 | OP
1986-10-13 | 4 | 2014-10-13 | H | YES | H | 0 | P2 | OP | 0 | OP
1986-10-13 | 5 | 2014-10-13 | H | YES | H | 0 | P2 | OP | 0 | OP
1986-10-13 | 6 | 2014-10-13 | H | YES | H | 0 | P2 | OP | 0 | OP
1986-10-13 | 7 | 2014-10-13 | H | YES | H | 0 | P2 | OP | 0 | OP
1986-10-13 | 8 | 2014-10-13 | H | YES | H | 0 | P2 | OP | 0 | OP
1986-10-13 | 9 | 2014-10-13 | H | YES | H | 0 | P2 | OP | 0 | OP
1986-10-13 | 10 | 2014-10-13 | H | YES | H | 0 | P2 | OP | 0 | OP
1986-10-13 | 11 | 2014-10-13 | H | YES | H | 0 | P2 | OP | 0 | OP
1986-10-13 | 12 | 2014-10-13 | H | YES | H | 0 | P2 | OP | 0 | OP
1986-10-13 | 13 | 2014-10-13 | H | YES | H | 0 | P2 | OP | 0 | OP
1986-10-13 | 14 | 2014-10-13 | H | YES | H | 0 | P2 | OP | 0 | OP
1986-10-13 | 15 | 2014-10-13 | H | YES | H | 0 | P2 | OP | 0 | OP
1986-10-13 | 16 | 2014-10-13 | H | YES | H | 0 | P2 | OP | 0 | OP
1986-10-13 | 17 | 2014-10-13 | H | YES | H | 0 | P2 | OP | 0 | OP
1986-10-13 | 18 | 2014-10-13 | H | YES | H | 0 | P2 | OP | 0 | OP
1986-10-13 | 19 | 2014-10-13 | H | YES | H | 0 | P2 | OP | 0 | OP
1986-10-13 | 20 | 2014-10-13 | H | YES | H | 0 | P2 | OP | 0 | OP
1986-10-13 | 21 | 2014-10-13 | H | YES | H | 0 | P2 | OP | 0 | OP
1986-10-13 | 22 | 2014-10-13 | H | YES | H | 0 | P2 | OP | 0 | OP
1986-10-13 | 23 | 2014-10-13 | H | YES | H | 0 | P2 | OP | 0 | OP
1986-10-13 | 0 | 2014-10-13 | H | YES | H | 0 | P2 | OP | 0 | OP
1986-10-14 | 1 | 2014-10-14 | NH | YES | WKN | 1 | P2 | OP | 0 | OP
1986-10-14 | 2 | 2014-10-14 | NH | YES | WKN | 1 | P2 | OP | 0 | OP
1986-10-14 | 3 | 2014-10-14 | NH | YES | WKN | 1 | P2 | OP | 0 | OP
1986-10-14 | 4 | 2014-10-14 | NH | YES | WKN | 1 | P2 | OP | 0 | OP
1986-10-14 | 5 | 2014-10-14 | NH | YES | WKN | 1 | P2 | OP | 0 | OP
1986-10-14 | 6 | 2014-10-14 | NH | YES | WKN | 1 | P2 | P | 0 | P
1986-10-14 | 7 | 2014-10-14 | NH | YES | WKN | 1 | P2 | P | 0 | P
1986-10-14 | 8 | 2014-10-14 | NH | YES | WKN | 1 | P2 | P | 0 | P
1986-10-14 | 9 | 2014-10-14 | NH | YES | WKN | 1 | P2 | P | 0 | P
1986-10-14 | 10 | 2014-10-14 | NH | YES | WKN | 1 | P2 | P | 0 | P
1986-10-14 | 11 | 2014-10-14 | NH | YES | WKN | 1 | P2 | P | 0 | P
1986-10-14 | 12 | 2014-10-14 | NH | YES | WKN | 1 | P2 | P | 0 | P
1986-10-14 | 13 | 2014-10-14 | NH | YES | WKN | 1 | P2 | P | 0 | P
1986-10-14 | 14 | 2014-10-14 | NH | YES | WKN | 1 | P2 | P | 0 | P
1986-10-14 | 15 | 2014-10-14 | NH | YES | WKN | 1 | P2 | P | 0 | P
1986-10-14 | 16 | 2014-10-14 | NH | YES | WKN | 1 | P2 | P | 0 | P
1986-10-14 | 17 | 2014-10-14 | NH | YES | WKN | 1 | P2 | P | 0 | P
1986-10-14 | 18 | 2014-10-14 | NH | YES | WKN | 1 | P2 | P | 0 | P
1986-10-14 | 19 | 2014-10-14 | NH | YES | WKN | 1 | P2 | P | 0 | P
1986-10-14 | 20 | 2014-10-14 | NH | YES | WKN | 1 | P2 | P | 0 | P
1986-10-14 | 21 | 2014-10-14 | NH | YES | WKN | 1 | P2 | P | 0 | P
1986-10-14 | 22 | 2014-10-14 | NH | YES | WKN | 1 | P2 | P | 0 | P
1986-10-14 | 23 | 2014-10-14 | NH | YES | WKN | 1 | P2 | OP | 0 | OP
1986-10-14 | 0 | 2014-10-14 | NH | YES | WKN | 1 | P2 | OP | 0 | OP
1986-10-15 | 1 | 2014-10-15 | NH | YES | WKN | 1 | P2 | OP | 0 | OP
1986-10-15 | 2 | 2014-10-15 | NH | YES | WKN | 1 | P2 | OP | 0 | OP
1986-10-15 | 3 | 2014-10-15 | NH | YES | WKN | 1 | P2 | OP | 0 | OP
1986-10-15 | 4 | 2014-10-15 | NH | YES | WKN | 1 | P2 | OP | 0 | OP
1986-10-15 | 5 | 2014-10-15 | NH | YES | WKN | 1 | P2 | OP | 0 | OP
1986-10-15 | 6 | 2014-10-15 | NH | YES | WKN | 1 | P2 | P | 0 | P
1986-10-15 | 7 | 2014-10-15 | NH | YES | WKN | 1 | P2 | P | 0 | P
1986-10-15 | 8 | 2014-10-15 | NH | YES | WKN | 1 | P2 | P | 0 | P
1986-10-15 | 9 | 2014-10-15 | NH | YES | WKN | 1 | P2 | P | 0 | P
1986-10-15 | 10 | 2014-10-15 | NH | YES | WKN | 1 | P2 | P | 0 | P
1986-10-15 | 11 | 2014-10-15 | NH | YES | WKN | 1 | P2 | P | 0 | P
1986-10-15 | 12 | 2014-10-15 | NH | YES | WKN | 1 | P2 | P | 0 | P
1986-10-15 | 13 | 2014-10-15 | NH | YES | WKN | 1 | P2 | P | 0 | P
1986-10-15 | 14 | 2014-10-15 | NH | YES | WKN | 1 | P2 | P | 0 | P
1986-10-15 | 15 | 2014-10-15 | NH | YES | WKN | 1 | P2 | P | 0 | P
1986-10-15 | 16 | 2014-10-15 | NH | YES | WKN | 1 | P2 | P | 0 | P
1986-10-15 | 17 | 2014-10-15 | NH | YES | WKN | 1 | P2 | P | 0 | P
1986-10-15 | 18 | 2014-10-15 | NH | YES | WKN | 1 | P2 | P | 0 | P
1986-10-15 | 19 | 2014-10-15 | NH | YES | WKN | 1 | P2 | P | 0 | P
1986-10-15 | 20 | 2014-10-15 | NH | YES | WKN | 1 | P2 | P | 0 | P
1986-10-15 | 21 | 2014-10-15 | NH | YES | WKN | 1 | P2 | P | 0 | P
1986-10-15 | 22 | 2014-10-15 | NH | YES | WKN | 1 | P2 | P | 0 | P
1986-10-15 | 23 | 2014-10-15 | NH | YES | WKN | 1 | P2 | OP | 0 | OP
1986-10-15 | 0 | 2014-10-15 | NH | YES | WKN | 1 | P2 | OP | 0 | OP
1986-10-16 | 1 | 2014-10-16 | NH | YES | WKN | 1 | P2 | OP | 0 | OP
1986-10-16 | 2 | 2014-10-16 | NH | YES | WKN | 1 | P2 | OP | 0 | OP
1986-10-16 | 3 | 2014-10-16 | NH | YES | WKN | 1 | P2 | OP | 0 | OP
1986-10-16 | 4 | 2014-10-16 | NH | YES | WKN | 1 | P2 | OP | 0 | OP
1986-10-16 | 5 | 2014-10-16 | NH | YES | WKN | 1 | P2 | OP | 0 | OP
1986-10-16 | 6 | 2014-10-16 | NH | YES | WKN | 1 | P2 | P | 0 | P
1986-10-16 | 7 | 2014-10-16 | NH | YES | WKN | 1 | P2 | P | 0 | P
1986-10-16 | 8 | 2014-10-16 | NH | YES | WKN | 1 | P2 | P | 0 | P
1986-10-16 | 9 | 2014-10-16 | NH | YES | WKN | 1 | P2 | P | 0 | P
1986-10-16 | 10 | 2014-10-16 | NH | YES | WKN | 1 | P2 | P | 0 | P
1986-10-16 | 11 | 2014-10-16 | NH | YES | WKN | 1 | P2 | P | 0 | P
1986-10-16 | 12 | 2014-10-16 | NH | YES | WKN | 1 | P2 | P | 0 | P
1986-10-16 | 13 | 2014-10-16 | NH | YES | WKN | 1 | P2 | P | 0 | P
1986-10-16 | 14 | 2014-10-16 | NH | YES | WKN | 1 | P2 | P | 0 | P
1986-10-16 | 15 | 2014-10-16 | NH | YES | WKN | 1 | P2 | P | 0 | P
1986-10-16 | 16 | 2014-10-16 | NH | YES | WKN | 1 | P2 | P | 0 | P
1986-10-16 | 17 | 2014-10-16 | NH | YES | WKN | 1 | P2 | P | 0 | P
1986-10-16 | 18 | 2014-10-16 | NH | YES | WKN | 1 | P2 | P | 0 | P
1986-10-16 | 19 | 2014-10-16 | NH | YES | WKN | 1 | P2 | P | 0 | P
1986-10-16 | 20 | 2014-10-16 | NH | YES | WKN | 1 | P2 | P | 0 | P
1986-10-16 | 21 | 2014-10-16 | NH | YES | WKN | 1 | P2 | P | 0 | P
1986-10-16 | 22 | 2014-10-16 | NH | YES | WKN | 1 | P2 | P | 0 | P
1986-10-16 | 23 | 2014-10-16 | NH | YES | WKN | 1 | P2 | OP | 0 | OP
1986-10-16 | 0 | 2014-10-16 | NH | YES | WKN | 1 | P2 | OP | 0 | OP
1986-10-17 | 1 | 2014-10-17 | NH | YES | WKN | 1 | P2 | OP | 0 | OP
1986-10-17 | 2 | 2014-10-17 | NH | YES | WKN | 1 | P2 | OP | 0 | OP
1986-10-17 | 3 | 2014-10-17 | NH | YES | WKN | 1 | P2 | OP | 0 | OP
1986-10-17 | 4 | 2014-10-17 | NH | YES | WKN | 1 | P2 | OP | 0 | OP
1986-10-17 | 5 | 2014-10-17 | NH | YES | WKN | 1 | P2 | OP | 0 | OP
1986-10-17 | 6 | 2014-10-17 | NH | YES | WKN | 1 | P2 | P | 0 | P
1986-10-17 | 7 | 2014-10-17 | NH | YES | WKN | 1 | P2 | P | 0 | P
1986-10-17 | 8 | 2014-10-17 | NH | YES | WKN | 1 | P2 | P | 0 | P
1986-10-17 | 9 | 2014-10-17 | NH | YES | WKN | 1 | P2 | P | 0 | P
1986-10-17 | 10 | 2014-10-17 | NH | YES | WKN | 1 | P2 | P | 0 | P
1986-10-17 | 11 | 2014-10-17 | NH | YES | WKN | 1 | P2 | P | 0 | P
1986-10-17 | 12 | 2014-10-17 | NH | YES | WKN | 1 | P2 | P | 0 | P
1986-10-17 | 13 | 2014-10-17 | NH | YES | WKN | 1 | P2 | P | 0 | P
1986-10-17 | 14 | 2014-10-17 | NH | YES | WKN | 1 | P2 | P | 0 | P
1986-10-17 | 15 | 2014-10-17 | NH | YES | WKN | 1 | P2 | P | 0 | P
1986-10-17 | 16 | 2014-10-17 | NH | YES | WKN | 1 | P2 | P | 0 | P
1986-10-17 | 17 | 2014-10-17 | NH | YES | WKN | 1 | P2 | P | 0 | P
1986-10-17 | 18 | 2014-10-17 | NH | YES | WKN | 1 | P2 | P | 0 | P
1986-10-17 | 19 | 2014-10-17 | NH | YES | WKN | 1 | P2 | P | 0 | P
1986-10-17 | 20 | 2014-10-17 | NH | YES | WKN | 1 | P2 | P | 0 | P
1986-10-17 | 21 | 2014-10-17 | NH | YES | WKN | 1 | P2 | P | 0 | P
1986-10-17 | 22 | 2014-10-17 | NH | YES | WKN | 1 | P2 | P | 0 | P
1986-10-17 | 23 | 2014-10-17 | NH | YES | WKN | 1 | P2 | OP | 0 | OP
1986-10-17 | 0 | 2014-10-17 | NH | YES | WKN | 1 | P2 | OP | 0 | OP
1986-10-18 | 1 | 2014-10-18 | NH | NO | WE | 0 | P2 | OP | 0 | OP
1986-10-18 | 2 | 2014-10-18 | NH | NO | WE | 0 | P2 | OP | 0 | OP
1986-10-18 | 3 | 2014-10-18 | NH | NO | WE | 0 | P2 | OP | 0 | OP
1986-10-18 | 4 | 2014-10-18 | NH | NO | WE | 0 | P2 | OP | 0 | OP
1986-10-18 | 5 | 2014-10-18 | NH | NO | WE | 0 | P2 | OP | 0 | OP
1986-10-18 | 6 | 2014-10-18 | NH | NO | WE | 0 | P2 | OP | 0 | OP
1986-10-18 | 7 | 2014-10-18 | NH | NO | WE | 0 | P2 | OP | 0 | OP
1986-10-18 | 8 | 2014-10-18 | NH | NO | WE | 0 | P2 | OP | 0 | OP
1986-10-18 | 9 | 2014-10-18 | NH | NO | WE | 0 | P2 | OP | 0 | OP
1986-10-18 | 10 | 2014-10-18 | NH | NO | WE | 0 | P2 | OP | 0 | OP
1986-10-18 | 11 | 2014-10-18 | NH | NO | WE | 0 | P2 | OP | 0 | OP
1986-10-18 | 12 | 2014-10-18 | NH | NO | WE | 0 | P2 | OP | 0 | OP
1986-10-18 | 13 | 2014-10-18 | NH | NO | WE | 0 | P2 | OP | 0 | OP
1986-10-18 | 14 | 2014-10-18 | NH | NO | WE | 0 | P2 | OP | 0 | OP
1986-10-18 | 15 | 2014-10-18 | NH | NO | WE | 0 | P2 | OP | 0 | OP
1986-10-18 | 16 | 2014-10-18 | NH | NO | WE | 0 | P2 | OP | 0 | OP
1986-10-18 | 17 | 2014-10-18 | NH | NO | WE | 0 | P2 | OP | 0 | OP
1986-10-18 | 18 | 2014-10-18 | NH | NO | WE | 0 | P2 | OP | 0 | OP
1986-10-18 | 19 | 2014-10-18 | NH | NO | WE | 0 | P2 | OP | 0 | OP
1986-10-18 | 20 | 2014-10-18 | NH | NO | WE | 0 | P2 | OP | 0 | OP
1986-10-18 | 21 | 2014-10-18 | NH | NO | WE | 0 | P2 | OP | 0 | OP
1986-10-18 | 22 | 2014-10-18 | NH | NO | WE | 0 | P2 | OP | 0 | OP
1986-10-18 | 23 | 2014-10-18 | NH | NO | WE | 0 | P2 | OP | 0 | OP
1986-10-18 | 0 | 2014-10-18 | NH | NO | WE | 0 | P2 | OP | 0 | OP
1986-10-19 | 1 | 2014-10-19 | NH | NO | WE | 0 | P2 | OP | 0 | OP
1986-10-19 | 2 | 2014-10-19 | NH | NO | WE | 0 | P2 | OP | 0 | OP
1986-10-19 | 3 | 2014-10-19 | NH | NO | WE | 0 | P2 | OP | 0 | OP
1986-10-19 | 4 | 2014-10-19 | NH | NO | WE | 0 | P2 | OP | 0 | OP
1986-10-19 | 5 | 2014-10-19 | NH | NO | WE | 0 | P2 | OP | 0 | OP
1986-10-19 | 6 | 2014-10-19 | NH | NO | WE | 0 | P2 | OP | 0 | OP
1986-10-19 | 7 | 2014-10-19 | NH | NO | WE | 0 | P2 | OP | 0 | OP
1986-10-19 | 8 | 2014-10-19 | NH | NO | WE | 0 | P2 | OP | 0 | OP
1986-10-19 | 9 | 2014-10-19 | NH | NO | WE | 0 | P2 | OP | 0 | OP
1986-10-19 | 10 | 2014-10-19 | NH | NO | WE | 0 | P2 | OP | 0 | OP
1986-10-19 | 11 | 2014-10-19 | NH | NO | WE | 0 | P2 | OP | 0 | OP
1986-10-19 | 12 | 2014-10-19 | NH | NO | WE | 0 | P2 | OP | 0 | OP
1986-10-19 | 13 | 2014-10-19 | NH | NO | WE | 0 | P2 | OP | 0 | OP
1986-10-19 | 14 | 2014-10-19 | NH | NO | WE | 0 | P2 | OP | 0 | OP
1986-10-19 | 15 | 2014-10-19 | NH | NO | WE | 0 | P2 | OP | 0 | OP
1986-10-19 | 16 | 2014-10-19 | NH | NO | WE | 0 | P2 | OP | 0 | OP
1986-10-19 | 17 | 2014-10-19 | NH | NO | WE | 0 | P2 | OP | 0 | OP
1986-10-19 | 18 | 2014-10-19 | NH | NO | WE | 0 | P2 | OP | 0 | OP
1986-10-19 | 19 | 2014-10-19 | NH | NO | WE | 0 | P2 | OP | 0 | OP
1986-10-19 | 20 | 2014-10-19 | NH | NO | WE | 0 | P2 | OP | 0 | OP
1986-10-19 | 21 | 2014-10-19 | NH | NO | WE | 0 | P2 | OP | 0 | OP
1986-10-19 | 22 | 2014-10-19 | NH | NO | WE | 0 | P2 | OP | 0 | OP
1986-10-19 | 23 | 2014-10-19 | NH | NO | WE | 0 | P2 | OP | 0 | OP
1986-10-19 | 0 | 2014-10-19 | NH | NO | WE | 0 | P2 | OP | 0 | OP
1986-10-20 | 1 | 2014-10-20 | NH | YES | WKN | 1 | P2 | OP | 0 | OP
1986-10-20 | 2 | 2014-10-20 | NH | YES | WKN | 1 | P2 | OP | 0 | OP
1986-10-20 | 3 | 2014-10-20 | NH | YES | WKN | 1 | P2 | OP | 0 | OP
1986-10-20 | 4 | 2014-10-20 | NH | YES | WKN | 1 | P2 | OP | 0 | OP
1986-10-20 | 5 | 2014-10-20 | NH | YES | WKN | 1 | P2 | OP | 0 | OP
1986-10-20 | 6 | 2014-10-20 | NH | YES | WKN | 1 | P2 | P | 0 | P
1986-10-20 | 7 | 2014-10-20 | NH | YES | WKN | 1 | P2 | P | 0 | P
1986-10-20 | 8 | 2014-10-20 | NH | YES | WKN | 1 | P2 | P | 0 | P
1986-10-20 | 9 | 2014-10-20 | NH | YES | WKN | 1 | P2 | P | 0 | P
1986-10-20 | 10 | 2014-10-20 | NH | YES | WKN | 1 | P2 | P | 0 | P
1986-10-20 | 11 | 2014-10-20 | NH | YES | WKN | 1 | P2 | P | 0 | P
1986-10-20 | 12 | 2014-10-20 | NH | YES | WKN | 1 | P2 | P | 0 | P
1986-10-20 | 13 | 2014-10-20 | NH | YES | WKN | 1 | P2 | P | 0 | P
1986-10-20 | 14 | 2014-10-20 | NH | YES | WKN | 1 | P2 | P | 0 | P
1986-10-20 | 15 | 2014-10-20 | NH | YES | WKN | 1 | P2 | P | 0 | P
1986-10-20 | 16 | 2014-10-20 | NH | YES | WKN | 1 | P2 | P | 0 | P
1986-10-20 | 17 | 2014-10-20 | NH | YES | WKN | 1 | P2 | P | 0 | P
1986-10-20 | 18 | 2014-10-20 | NH | YES | WKN | 1 | P2 | P | 0 | P
1986-10-20 | 19 | 2014-10-20 | NH | YES | WKN | 1 | P2 | P | 0 | P
1986-10-20 | 20 | 2014-10-20 | NH | YES | WKN | 1 | P2 | P | 0 | P
1986-10-20 | 21 | 2014-10-20 | NH | YES | WKN | 1 | P2 | P | 0 | P
1986-10-20 | 22 | 2014-10-20 | NH | YES | WKN | 1 | P2 | P | 0 | P
1986-10-20 | 23 | 2014-10-20 | NH | YES | WKN | 1 | P2 | OP | 0 | OP
1986-10-20 | 0 | 2014-10-20 | NH | YES | WKN | 1 | P2 | OP | 0 | OP
1986-10-21 | 1 | 2014-10-21 | NH | YES | WKN | 1 | P2 | OP | 0 | OP
1986-10-21 | 2 | 2014-10-21 | NH | YES | WKN | 1 | P2 | OP | 0 | OP
1986-10-21 | 3 | 2014-10-21 | NH | YES | WKN | 1 | P2 | OP | 0 | OP
1986-10-21 | 4 | 2014-10-21 | NH | YES | WKN | 1 | P2 | OP | 0 | OP
1986-10-21 | 5 | 2014-10-21 | NH | YES | WKN | 1 | P2 | OP | 0 | OP
1986-10-21 | 6 | 2014-10-21 | NH | YES | WKN | 1 | P2 | P | 0 | P
1986-10-21 | 7 | 2014-10-21 | NH | YES | WKN | 1 | P2 | P | 0 | P
1986-10-21 | 8 | 2014-10-21 | NH | YES | WKN | 1 | P2 | P | 0 | P
1986-10-21 | 9 | 2014-10-21 | NH | YES | WKN | 1 | P2 | P | 0 | P
1986-10-21 | 10 | 2014-10-21 | NH | YES | WKN | 1 | P2 | P | 0 | P
1986-10-21 | 11 | 2014-10-21 | NH | YES | WKN | 1 | P2 | P | 0 | P
1986-10-21 | 12 | 2014-10-21 | NH | YES | WKN | 1 | P2 | P | 0 | P
1986-10-21 | 13 | 2014-10-21 | NH | YES | WKN | 1 | P2 | P | 0 | P
1986-10-21 | 14 | 2014-10-21 | NH | YES | WKN | 1 | P2 | P | 0 | P
1986-10-21 | 15 | 2014-10-21 | NH | YES | WKN | 1 | P2 | P | 0 | P
1986-10-21 | 16 | 2014-10-21 | NH | YES | WKN | 1 | P2 | P | 0 | P
1986-10-21 | 17 | 2014-10-21 | NH | YES | WKN | 1 | P2 | P | 0 | P
1986-10-21 | 18 | 2014-10-21 | NH | YES | WKN | 1 | P2 | P | 0 | P
1986-10-21 | 19 | 2014-10-21 | NH | YES | WKN | 1 | P2 | P | 0 | P
1986-10-21 | 20 | 2014-10-21 | NH | YES | WKN | 1 | P2 | P | 0 | P
1986-10-21 | 21 | 2014-10-21 | NH | YES | WKN | 1 | P2 | P | 0 | P
1986-10-21 | 22 | 2014-10-21 | NH | YES | WKN | 1 | P2 | P | 0 | P
1986-10-21 | 23 | 2014-10-21 | NH | YES | WKN | 1 | P2 | OP | 0 | OP
1986-10-21 | 0 | 2014-10-21 | NH | YES | WKN | 1 | P2 | OP | 0 | OP
1986-10-22 | 1 | 2014-10-22 | NH | YES | WKN | 1 | P2 | OP | 0 | OP
1986-10-22 | 2 | 2014-10-22 | NH | YES | WKN | 1 | P2 | OP | 0 | OP
1986-10-22 | 3 | 2014-10-22 | NH | YES | WKN | 1 | P2 | OP | 0 | OP
1986-10-22 | 4 | 2014-10-22 | NH | YES | WKN | 1 | P2 | OP | 0 | OP
1986-10-22 | 5 | 2014-10-22 | NH | YES | WKN | 1 | P2 | OP | 0 | OP
1986-10-22 | 6 | 2014-10-22 | NH | YES | WKN | 1 | P2 | P | 0 | P
1986-10-22 | 7 | 2014-10-22 | NH | YES | WKN | 1 | P2 | P | 0 | P
1986-10-22 | 8 | 2014-10-22 | NH | YES | WKN | 1 | P2 | P | 0 | P
1986-10-22 | 9 | 2014-10-22 | NH | YES | WKN | 1 | P2 | P | 0 | P
1986-10-22 | 10 | 2014-10-22 | NH | YES | WKN | 1 | P2 | P | 0 | P
1986-10-22 | 11 | 2014-10-22 | NH | YES | WKN | 1 | P2 | P | 0 | P
1986-10-22 | 12 | 2014-10-22 | NH | YES | WKN | 1 | P2 | P | 0 | P
1986-10-22 | 13 | 2014-10-22 | NH | YES | WKN | 1 | P2 | P | 0 | P
1986-10-22 | 14 | 2014-10-22 | NH | YES | WKN | 1 | P2 | P | 0 | P
1986-10-22 | 15 | 2014-10-22 | NH | YES | WKN | 1 | P2 | P | 0 | P
1986-10-22 | 16 | 2014-10-22 | NH | YES | WKN | 1 | P2 | P | 0 | P
1986-10-22 | 17 | 2014-10-22 | NH | YES | WKN | 1 | P2 | P | 0 | P
1986-10-22 | 18 | 2014-10-22 | NH | YES | WKN | 1 | P2 | P | 0 | P
1986-10-22 | 19 | 2014-10-22 | NH | YES | WKN | 1 | P2 | P | 0 | P
1986-10-22 | 20 | 2014-10-22 | NH | YES | WKN | 1 | P2 | P | 0 | P
1986-10-22 | 21 | 2014-10-22 | NH | YES | WKN | 1 | P2 | P | 0 | P
1986-10-22 | 22 | 2014-10-22 | NH | YES | WKN | 1 | P2 | P | 0 | P
1986-10-22 | 23 | 2014-10-22 | NH | YES | WKN | 1 | P2 | OP | 0 | OP
1986-10-22 | 0 | 2014-10-22 | NH | YES | WKN | 1 | P2 | OP | 0 | OP
1986-10-23 | 1 | 2014-10-23 | NH | YES | WKN | 1 | P2 | OP | 0 | OP
1986-10-23 | 2 | 2014-10-23 | NH | YES | WKN | 1 | P2 | OP | 0 | OP
1986-10-23 | 3 | 2014-10-23 | NH | YES | WKN | 1 | P2 | OP | 0 | OP
1986-10-23 | 4 | 2014-10-23 | NH | YES | WKN | 1 | P2 | OP | 0 | OP
1986-10-23 | 5 | 2014-10-23 | NH | YES | WKN | 1 | P2 | OP | 0 | OP
1986-10-23 | 6 | 2014-10-23 | NH | YES | WKN | 1 | P2 | P | 0 | P
1986-10-23 | 7 | 2014-10-23 | NH | YES | WKN | 1 | P2 | P | 0 | P
1986-10-23 | 8 | 2014-10-23 | NH | YES | WKN | 1 | P2 | P | 0 | P
1986-10-23 | 9 | 2014-10-23 | NH | YES | WKN | 1 | P2 | P | 0 | P
1986-10-23 | 10 | 2014-10-23 | NH | YES | WKN | 1 | P2 | P | 0 | P
1986-10-23 | 11 | 2014-10-23 | NH | YES | WKN | 1 | P2 | P | 0 | P
1986-10-23 | 12 | 2014-10-23 | NH | YES | WKN | 1 | P2 | P | 0 | P
1986-10-23 | 13 | 2014-10-23 | NH | YES | WKN | 1 | P2 | P | 0 | P
1986-10-23 | 14 | 2014-10-23 | NH | YES | WKN | 1 | P2 | P | 0 | P
1986-10-23 | 15 | 2014-10-23 | NH | YES | WKN | 1 | P2 | P | 0 | P
1986-10-23 | 16 | 2014-10-23 | NH | YES | WKN | 1 | P2 | P | 0 | P
1986-10-23 | 17 | 2014-10-23 | NH | YES | WKN | 1 | P2 | P | 0 | P
1986-10-23 | 18 | 2014-10-23 | NH | YES | WKN | 1 | P2 | P | 0 | P
1986-10-23 | 19 | 2014-10-23 | NH | YES | WKN | 1 | P2 | P | 0 | P
1986-10-23 | 20 | 2014-10-23 | NH | YES | WKN | 1 | P2 | P | 0 | P
1986-10-23 | 21 | 2014-10-23 | NH | YES | WKN | 1 | P2 | P | 0 | P
1986-10-23 | 22 | 2014-10-23 | NH | YES | WKN | 1 | P2 | P | 0 | P
1986-10-23 | 23 | 2014-10-23 | NH | YES | WKN | 1 | P2 | OP | 0 | OP
1986-10-23 | 0 | 2014-10-23 | NH | YES | WKN | 1 | P2 | OP | 0 | OP
1986-10-24 | 1 | 2014-10-24 | NH | YES | WKN | 1 | P2 | OP | 0 | OP
1986-10-24 | 2 | 2014-10-24 | NH | YES | WKN | 1 | P2 | OP | 0 | OP
1986-10-24 | 3 | 2014-10-24 | NH | YES | WKN | 1 | P2 | OP | 0 | OP
1986-10-24 | 4 | 2014-10-24 | NH | YES | WKN | 1 | P2 | OP | 0 | OP
1986-10-24 | 5 | 2014-10-24 | NH | YES | WKN | 1 | P2 | OP | 0 | OP
1986-10-24 | 6 | 2014-10-24 | NH | YES | WKN | 1 | P2 | P | 0 | P
1986-10-24 | 7 | 2014-10-24 | NH | YES | WKN | 1 | P2 | P | 0 | P
1986-10-24 | 8 | 2014-10-24 | NH | YES | WKN | 1 | P2 | P | 0 | P
1986-10-24 | 9 | 2014-10-24 | NH | YES | WKN | 1 | P2 | P | 0 | P
1986-10-24 | 10 | 2014-10-24 | NH | YES | WKN | 1 | P2 | P | 0 | P
1986-10-24 | 11 | 2014-10-24 | NH | YES | WKN | 1 | P2 | P | 0 | P
1986-10-24 | 12 | 2014-10-24 | NH | YES | WKN | 1 | P2 | P | 0 | P
1986-10-24 | 13 | 2014-10-24 | NH | YES | WKN | 1 | P2 | P | 0 | P
1986-10-24 | 14 | 2014-10-24 | NH | YES | WKN | 1 | P2 | P | 0 | P
1986-10-24 | 15 | 2014-10-24 | NH | YES | WKN | 1 | P2 | P | 0 | P
1986-10-24 | 16 | 2014-10-24 | NH | YES | WKN | 1 | P2 | P | 0 | P
1986-10-24 | 17 | 2014-10-24 | NH | YES | WKN | 1 | P2 | P | 0 | P
1986-10-24 | 18 | 2014-10-24 | NH | YES | WKN | 1 | P2 | P | 0 | P
1986-10-24 | 19 | 2014-10-24 | NH | YES | WKN | 1 | P2 | P | 0 | P
1986-10-24 | 20 | 2014-10-24 | NH | YES | WKN | 1 | P2 | P | 0 | P
1986-10-24 | 21 | 2014-10-24 | NH | YES | WKN | 1 | P2 | P | 0 | P
1986-10-24 | 22 | 2014-10-24 | NH | YES | WKN | 1 | P2 | P | 0 | P
1986-10-24 | 23 | 2014-10-24 | NH | YES | WKN | 1 | P2 | OP | 0 | OP
1986-10-24 | 0 | 2014-10-24 | NH | YES | WKN | 1 | P2 | OP | 0 | OP
1986-10-25 | 1 | 2014-10-25 | NH | NO | WE | 0 | P2 | OP | 0 | OP
1986-10-25 | 2 | 2014-10-25 | NH | NO | WE | 0 | P2 | OP | 0 | OP
1986-10-25 | 3 | 2014-10-25 | NH | NO | WE | 0 | P2 | OP | 0 | OP
1986-10-25 | 4 | 2014-10-25 | NH | NO | WE | 0 | P2 | OP | 0 | OP
1986-10-25 | 5 | 2014-10-25 | NH | NO | WE | 0 | P2 | OP | 0 | OP
1986-10-25 | 6 | 2014-10-25 | NH | NO | WE | 0 | P2 | OP | 0 | OP
1986-10-25 | 7 | 2014-10-25 | NH | NO | WE | 0 | P2 | OP | 0 | OP
1986-10-25 | 8 | 2014-10-25 | NH | NO | WE | 0 | P2 | OP | 0 | OP
1986-10-25 | 9 | 2014-10-25 | NH | NO | WE | 0 | P2 | OP | 0 | OP
1986-10-25 | 10 | 2014-10-25 | NH | NO | WE | 0 | P2 | OP | 0 | OP
1986-10-25 | 11 | 2014-10-25 | NH | NO | WE | 0 | P2 | OP | 0 | OP
1986-10-25 | 12 | 2014-10-25 | NH | NO | WE | 0 | P2 | OP | 0 | OP
1986-10-25 | 13 | 2014-10-25 | NH | NO | WE | 0 | P2 | OP | 0 | OP
1986-10-25 | 14 | 2014-10-25 | NH | NO | WE | 0 | P2 | OP | 0 | OP
1986-10-25 | 15 | 2014-10-25 | NH | NO | WE | 0 | P2 | OP | 0 | OP
1986-10-25 | 16 | 2014-10-25 | NH | NO | WE | 0 | P2 | OP | 0 | OP
1986-10-25 | 17 | 2014-10-25 | NH | NO | WE | 0 | P2 | OP | 0 | OP
1986-10-25 | 18 | 2014-10-25 | NH | NO | WE | 0 | P2 | OP | 0 | OP
1986-10-25 | 19 | 2014-10-25 | NH | NO | WE | 0 | P2 | OP | 0 | OP
1986-10-25 | 20 | 2014-10-25 | NH | NO | WE | 0 | P2 | OP | 0 | OP
1986-10-25 | 21 | 2014-10-25 | NH | NO | WE | 0 | P2 | OP | 0 | OP
1986-10-25 | 22 | 2014-10-25 | NH | NO | WE | 0 | P2 | OP | 0 | OP
1986-10-25 | 23 | 2014-10-25 | NH | NO | WE | 0 | P2 | OP | 0 | OP
1986-10-25 | 0 | 2014-10-25 | NH | NO | WE | 0 | P2 | OP | 0 | OP
1986-10-26 | 1 | 2014-10-26 | NH | NO | WE | 0 | P2 | OP | 0 | OP
1986-10-26 | 2 | 2014-10-26 | NH | NO | WE | 0 | P2 | OP | 0 | OP
1986-10-26 | 3 | 2014-10-26 | NH | NO | WE | 0 | P2 | OP | 0 | OP
1986-10-26 | 4 | 2014-10-26 | NH | NO | WE | 0 | P2 | OP | 0 | OP
1986-10-26 | 5 | 2014-10-26 | NH | NO | WE | 0 | P2 | OP | 0 | OP
1986-10-26 | 6 | 2014-10-26 | NH | NO | WE | 0 | P2 | OP | 0 | OP
1986-10-26 | 7 | 2014-10-26 | NH | NO | WE | 0 | P2 | OP | 0 | OP
1986-10-26 | 8 | 2014-10-26 | NH | NO | WE | 0 | P2 | OP | 0 | OP
1986-10-26 | 9 | 2014-10-26 | NH | NO | WE | 0 | P2 | OP | 0 | OP
1986-10-26 | 10 | 2014-10-26 | NH | NO | WE | 0 | P2 | OP | 0 | OP
1986-10-26 | 11 | 2014-10-26 | NH | NO | WE | 0 | P2 | OP | 0 | OP
1986-10-26 | 12 | 2014-10-26 | NH | NO | WE | 0 | P2 | OP | 0 | OP
1986-10-26 | 13 | 2014-10-26 | NH | NO | WE | 0 | P2 | OP | 0 | OP
1986-10-26 | 14 | 2014-10-26 | NH | NO | WE | 0 | P2 | OP | 0 | OP
1986-10-26 | 15 | 2014-10-26 | NH | NO | WE | 0 | P2 | OP | 0 | OP
1986-10-26 | 16 | 2014-10-26 | NH | NO | WE | 0 | P2 | OP | 0 | OP
1986-10-26 | 17 | 2014-10-26 | NH | NO | WE | 0 | P2 | OP | 0 | OP
1986-10-26 | 18 | 2014-10-26 | NH | NO | WE | 0 | P2 | OP | 0 | OP
1986-10-26 | 19 | 2014-10-26 | NH | NO | WE | 0 | P2 | OP | 0 | OP
1986-10-26 | 20 | 2014-10-26 | NH | NO | WE | 0 | P2 | OP | 0 | OP
1986-10-26 | 21 | 2014-10-26 | NH | NO | WE | 0 | P2 | OP | 0 | OP
1986-10-26 | 22 | 2014-10-26 | NH | NO | WE | 0 | P2 | OP | 0 | OP
1986-10-26 | 23 | 2014-10-26 | NH | NO | WE | 0 | P2 | OP | 0 | OP
1986-10-26 | 0 | 2014-10-26 | NH | NO | WE | 0 | P2 | OP | 0 | OP
1986-10-27 | 1 | 2014-10-27 | NH | YES | WKN | 1 | P2 | OP | 0 | OP
1986-10-27 | 2 | 2014-10-27 | NH | YES | WKN | 1 | P2 | OP | 0 | OP
1986-10-27 | 3 | 2014-10-27 | NH | YES | WKN | 1 | P2 | OP | 0 | OP
1986-10-27 | 4 | 2014-10-27 | NH | YES | WKN | 1 | P2 | OP | 0 | OP
1986-10-27 | 5 | 2014-10-27 | NH | YES | WKN | 1 | P2 | OP | 0 | OP
1986-10-27 | 6 | 2014-10-27 | NH | YES | WKN | 1 | P2 | P | 0 | P
1986-10-27 | 7 | 2014-10-27 | NH | YES | WKN | 1 | P2 | P | 0 | P
1986-10-27 | 8 | 2014-10-27 | NH | YES | WKN | 1 | P2 | P | 0 | P
1986-10-27 | 9 | 2014-10-27 | NH | YES | WKN | 1 | P2 | P | 0 | P
1986-10-27 | 10 | 2014-10-27 | NH | YES | WKN | 1 | P2 | P | 0 | P
1986-10-27 | 11 | 2014-10-27 | NH | YES | WKN | 1 | P2 | P | 0 | P
1986-10-27 | 12 | 2014-10-27 | NH | YES | WKN | 1 | P2 | P | 0 | P
1986-10-27 | 13 | 2014-10-27 | NH | YES | WKN | 1 | P2 | P | 0 | P
1986-10-27 | 14 | 2014-10-27 | NH | YES | WKN | 1 | P2 | P | 0 | P
1986-10-27 | 15 | 2014-10-27 | NH | YES | WKN | 1 | P2 | P | 0 | P
1986-10-27 | 16 | 2014-10-27 | NH | YES | WKN | 1 | P2 | P | 0 | P
1986-10-27 | 17 | 2014-10-27 | NH | YES | WKN | 1 | P2 | P | 0 | P
1986-10-27 | 18 | 2014-10-27 | NH | YES | WKN | 1 | P2 | P | 0 | P
1986-10-27 | 19 | 2014-10-27 | NH | YES | WKN | 1 | P2 | P | 0 | P
1986-10-27 | 20 | 2014-10-27 | NH | YES | WKN | 1 | P2 | P | 0 | P
1986-10-27 | 21 | 2014-10-27 | NH | YES | WKN | 1 | P2 | P | 0 | P
1986-10-27 | 22 | 2014-10-27 | NH | YES | WKN | 1 | P2 | P | 0 | P
1986-10-27 | 23 | 2014-10-27 | NH | YES | WKN | 1 | P2 | OP | 0 | OP
1986-10-27 | 0 | 2014-10-27 | NH | YES | WKN | 1 | P2 | OP | 0 | OP
1986-10-28 | 1 | 2014-10-28 | NH | YES | WKN | 1 | P2 | OP | 0 | OP
1986-10-28 | 2 | 2014-10-28 | NH | YES | WKN | 1 | P2 | OP | 0 | OP
1986-10-28 | 3 | 2014-10-28 | NH | YES | WKN | 1 | P2 | OP | 0 | OP
1986-10-28 | 4 | 2014-10-28 | NH | YES | WKN | 1 | P2 | OP | 0 | OP
1986-10-28 | 5 | 2014-10-28 | NH | YES | WKN | 1 | P2 | OP | 0 | OP
1986-10-28 | 6 | 2014-10-28 | NH | YES | WKN | 1 | P2 | P | 0 | P
1986-10-28 | 7 | 2014-10-28 | NH | YES | WKN | 1 | P2 | P | 0 | P
1986-10-28 | 8 | 2014-10-28 | NH | YES | WKN | 1 | P2 | P | 0 | P
1986-10-28 | 9 | 2014-10-28 | NH | YES | WKN | 1 | P2 | P | 0 | P
1986-10-28 | 10 | 2014-10-28 | NH | YES | WKN | 1 | P2 | P | 0 | P
1986-10-28 | 11 | 2014-10-28 | NH | YES | WKN | 1 | P2 | P | 0 | P
1986-10-28 | 12 | 2014-10-28 | NH | YES | WKN | 1 | P2 | P | 0 | P
1986-10-28 | 13 | 2014-10-28 | NH | YES | WKN | 1 | P2 | P | 0 | P
1986-10-28 | 14 | 2014-10-28 | NH | YES | WKN | 1 | P2 | P | 0 | P
1986-10-28 | 15 | 2014-10-28 | NH | YES | WKN | 1 | P2 | P | 0 | P
1986-10-28 | 16 | 2014-10-28 | NH | YES | WKN | 1 | P2 | P | 0 | P
1986-10-28 | 17 | 2014-10-28 | NH | YES | WKN | 1 | P2 | P | 0 | P
1986-10-28 | 18 | 2014-10-28 | NH | YES | WKN | 1 | P2 | P | 0 | P
1986-10-28 | 19 | 2014-10-28 | NH | YES | WKN | 1 | P2 | P | 0 | P
1986-10-28 | 20 | 2014-10-28 | NH | YES | WKN | 1 | P2 | P | 0 | P
1986-10-28 | 21 | 2014-10-28 | NH | YES | WKN | 1 | P2 | P | 0 | P
1986-10-28 | 22 | 2014-10-28 | NH | YES | WKN | 1 | P2 | P | 0 | P
1986-10-28 | 23 | 2014-10-28 | NH | YES | WKN | 1 | P2 | OP | 0 | OP
1986-10-28 | 0 | 2014-10-28 | NH | YES | WKN | 1 | P2 | OP | 0 | OP
1986-10-29 | 1 | 2014-10-29 | NH | YES | WKN | 1 | P2 | OP | 0 | OP
1986-10-29 | 2 | 2014-10-29 | NH | YES | WKN | 1 | P2 | OP | 0 | OP
1986-10-29 | 3 | 2014-10-29 | NH | YES | WKN | 1 | P2 | OP | 0 | OP
1986-10-29 | 4 | 2014-10-29 | NH | YES | WKN | 1 | P2 | OP | 0 | OP
1986-10-29 | 5 | 2014-10-29 | NH | YES | WKN | 1 | P2 | OP | 0 | OP
1986-10-29 | 6 | 2014-10-29 | NH | YES | WKN | 1 | P2 | P | 0 | P
1986-10-29 | 7 | 2014-10-29 | NH | YES | WKN | 1 | P2 | P | 0 | P
1986-10-29 | 8 | 2014-10-29 | NH | YES | WKN | 1 | P2 | P | 0 | P
1986-10-29 | 9 | 2014-10-29 | NH | YES | WKN | 1 | P2 | P | 0 | P
1986-10-29 | 10 | 2014-10-29 | NH | YES | WKN | 1 | P2 | P | 0 | P
1986-10-29 | 11 | 2014-10-29 | NH | YES | WKN | 1 | P2 | P | 0 | P
1986-10-29 | 12 | 2014-10-29 | NH | YES | WKN | 1 | P2 | P | 0 | P
1986-10-29 | 13 | 2014-10-29 | NH | YES | WKN | 1 | P2 | P | 0 | P
1986-10-29 | 14 | 2014-10-29 | NH | YES | WKN | 1 | P2 | P | 0 | P
1986-10-29 | 15 | 2014-10-29 | NH | YES | WKN | 1 | P2 | P | 0 | P
1986-10-29 | 16 | 2014-10-29 | NH | YES | WKN | 1 | P2 | P | 0 | P
1986-10-29 | 17 | 2014-10-29 | NH | YES | WKN | 1 | P2 | P | 0 | P
1986-10-29 | 18 | 2014-10-29 | NH | YES | WKN | 1 | P2 | P | 0 | P
1986-10-29 | 19 | 2014-10-29 | NH | YES | WKN | 1 | P2 | P | 0 | P
1986-10-29 | 20 | 2014-10-29 | NH | YES | WKN | 1 | P2 | P | 0 | P
1986-10-29 | 21 | 2014-10-29 | NH | YES | WKN | 1 | P2 | P | 0 | P
1986-10-29 | 22 | 2014-10-29 | NH | YES | WKN | 1 | P2 | P | 0 | P
1986-10-29 | 23 | 2014-10-29 | NH | YES | WKN | 1 | P2 | OP | 0 | OP
1986-10-29 | 0 | 2014-10-29 | NH | YES | WKN | 1 | P2 | OP | 0 | OP
1986-10-30 | 1 | 2014-10-30 | NH | YES | WKN | 1 | P2 | OP | 0 | OP
1986-10-30 | 2 | 2014-10-30 | NH | YES | WKN | 1 | P2 | OP | 0 | OP
1986-10-30 | 3 | 2014-10-30 | NH | YES | WKN | 1 | P2 | OP | 0 | OP
1986-10-30 | 4 | 2014-10-30 | NH | YES | WKN | 1 | P2 | OP | 0 | OP
1986-10-30 | 5 | 2014-10-30 | NH | YES | WKN | 1 | P2 | OP | 0 | OP
1986-10-30 | 6 | 2014-10-30 | NH | YES | WKN | 1 | P2 | P | 0 | P
1986-10-30 | 7 | 2014-10-30 | NH | YES | WKN | 1 | P2 | P | 0 | P
1986-10-30 | 8 | 2014-10-30 | NH | YES | WKN | 1 | P2 | P | 0 | P
1986-10-30 | 9 | 2014-10-30 | NH | YES | WKN | 1 | P2 | P | 0 | P
1986-10-30 | 10 | 2014-10-30 | NH | YES | WKN | 1 | P2 | P | 0 | P
1986-10-30 | 11 | 2014-10-30 | NH | YES | WKN | 1 | P2 | P | 0 | P
1986-10-30 | 12 | 2014-10-30 | NH | YES | WKN | 1 | P2 | P | 0 | P
1986-10-30 | 13 | 2014-10-30 | NH | YES | WKN | 1 | P2 | P | 0 | P
1986-10-30 | 14 | 2014-10-30 | NH | YES | WKN | 1 | P2 | P | 0 | P
1986-10-30 | 15 | 2014-10-30 | NH | YES | WKN | 1 | P2 | P | 0 | P
1986-10-30 | 16 | 2014-10-30 | NH | YES | WKN | 1 | P2 | P | 0 | P
1986-10-30 | 17 | 2014-10-30 | NH | YES | WKN | 1 | P2 | P | 0 | P
1986-10-30 | 18 | 2014-10-30 | NH | YES | WKN | 1 | P2 | P | 0 | P
1986-10-30 | 19 | 2014-10-30 | NH | YES | WKN | 1 | P2 | P | 0 | P
1986-10-30 | 20 | 2014-10-30 | NH | YES | WKN | 1 | P2 | P | 0 | P
1986-10-30 | 21 | 2014-10-30 | NH | YES | WKN | 1 | P2 | P | 0 | P
1986-10-30 | 22 | 2014-10-30 | NH | YES | WKN | 1 | P2 | P | 0 | P
1986-10-30 | 23 | 2014-10-30 | NH | YES | WKN | 1 | P2 | OP | 0 | OP
1986-10-30 | 0 | 2014-10-30 | NH | YES | WKN | 1 | P2 | OP | 0 | OP
1986-10-31 | 1 | 2014-10-31 | NH | YES | WKN | 1 | P2 | OP | 0 | OP
1986-10-31 | 2 | 2014-10-31 | NH | YES | WKN | 1 | P2 | OP | 0 | OP
1986-10-31 | 3 | 2014-10-31 | NH | YES | WKN | 1 | P2 | OP | 0 | OP
1986-10-31 | 4 | 2014-10-31 | NH | YES | WKN | 1 | P2 | OP | 0 | OP
1986-10-31 | 5 | 2014-10-31 | NH | YES | WKN | 1 | P2 | OP | 0 | OP
1986-10-31 | 6 | 2014-10-31 | NH | YES | WKN | 1 | P2 | P | 0 | P
1986-10-31 | 7 | 2014-10-31 | NH | YES | WKN | 1 | P2 | P | 0 | P
1986-10-31 | 8 | 2014-10-31 | NH | YES | WKN | 1 | P2 | P | 0 | P
1986-10-31 | 9 | 2014-10-31 | NH | YES | WKN | 1 | P2 | P | 0 | P
1986-10-31 | 10 | 2014-10-31 | NH | YES | WKN | 1 | P2 | P | 0 | P
1986-10-31 | 11 | 2014-10-31 | NH | YES | WKN | 1 | P2 | P | 0 | P
1986-10-31 | 12 | 2014-10-31 | NH | YES | WKN | 1 | P2 | P | 0 | P
1986-10-31 | 13 | 2014-10-31 | NH | YES | WKN | 1 | P2 | P | 0 | P
1986-10-31 | 14 | 2014-10-31 | NH | YES | WKN | 1 | P2 | P | 0 | P
1986-10-31 | 15 | 2014-10-31 | NH | YES | WKN | 1 | P2 | P | 0 | P
1986-10-31 | 16 | 2014-10-31 | NH | YES | WKN | 1 | P2 | P | 0 | P
1986-10-31 | 17 | 2014-10-31 | NH | YES | WKN | 1 | P2 | P | 0 | P
1986-10-31 | 18 | 2014-10-31 | NH | YES | WKN | 1 | P2 | P | 0 | P
1986-10-31 | 19 | 2014-10-31 | NH | YES | WKN | 1 | P2 | P | 0 | P
1986-10-31 | 20 | 2014-10-31 | NH | YES | WKN | 1 | P2 | P | 0 | P
1986-10-31 | 21 | 2014-10-31 | NH | YES | WKN | 1 | P2 | P | 0 | P
1986-10-31 | 22 | 2014-10-31 | NH | YES | WKN | 1 | P2 | P | 0 | P
1986-10-31 | 23 | 2014-10-31 | NH | YES | WKN | 1 | P2 | OP | 0 | OP
1986-10-31 | 0 | 2014-10-31 | NH | YES | WKN | 1 | P2 | OP | 0 | OP
1978-11-01 | 1 | 2014-11-01 | NH | NO | WE | 0 | P2 | OP | 0 | OP
1978-11-01 | 2 | 2014-11-01 | NH | NO | WE | 0 | P2 | OP | 0 | OP
1978-11-01 | 3 | 2014-11-01 | NH | NO | WE | 0 | P2 | OP | 0 | OP
1978-11-01 | 4 | 2014-11-01 | NH | NO | WE | 0 | P2 | OP | 0 | OP
1978-11-01 | 5 | 2014-11-01 | NH | NO | WE | 0 | P2 | OP | 0 | OP
1978-11-01 | 6 | 2014-11-01 | NH | NO | WE | 0 | P2 | OP | 0 | OP
1978-11-01 | 7 | 2014-11-01 | NH | NO | WE | 0 | P2 | OP | 0 | OP
1978-11-01 | 8 | 2014-11-01 | NH | NO | WE | 0 | P2 | OP | 0 | OP
1978-11-01 | 9 | 2014-11-01 | NH | NO | WE | 0 | P2 | OP | 0 | OP
1978-11-01 | 10 | 2014-11-01 | NH | NO | WE | 0 | P2 | OP | 0 | OP
1978-11-01 | 11 | 2014-11-01 | NH | NO | WE | 0 | P2 | OP | 0 | OP
1978-11-01 | 12 | 2014-11-01 | NH | NO | WE | 0 | P2 | OP | 0 | OP
1978-11-01 | 13 | 2014-11-01 | NH | NO | WE | 0 | P2 | OP | 0 | OP
1978-11-01 | 14 | 2014-11-01 | NH | NO | WE | 0 | P2 | OP | 0 | OP
1978-11-01 | 15 | 2014-11-01 | NH | NO | WE | 0 | P2 | OP | 0 | OP
1978-11-01 | 16 | 2014-11-01 | NH | NO | WE | 0 | P2 | OP | 0 | OP
1978-11-01 | 17 | 2014-11-01 | NH | NO | WE | 0 | P2 | OP | 0 | OP
1978-11-01 | 18 | 2014-11-01 | NH | NO | WE | 0 | P2 | OP | 0 | OP
1978-11-01 | 19 | 2014-11-01 | NH | NO | WE | 0 | P2 | OP | 0 | OP
1978-11-01 | 20 | 2014-11-01 | NH | NO | WE | 0 | P2 | OP | 0 | OP
1978-11-01 | 21 | 2014-11-01 | NH | NO | WE | 0 | P2 | OP | 0 | OP
1978-11-01 | 22 | 2014-11-01 | NH | NO | WE | 0 | P2 | OP | 0 | OP
1978-11-01 | 23 | 2014-11-01 | NH | NO | WE | 0 | P2 | OP | 0 | OP
1978-11-01 | 0 | 2014-11-01 | NH | NO | WE | 0 | P2 | OP | 0 | OP
1978-11-02 | 1 | 2014-11-02 | NH | NO | WE | 0 | P2 | OP | 0 | OP
1978-11-02 | 2 | 2014-11-02 | NH | NO | WE | 0 | P2 | OP | 0 | OP
1978-11-02 | 3 | 2014-11-02 | NH | NO | WE | 0 | P2 | OP | 0 | OP
1978-11-02 | 4 | 2014-11-02 | NH | NO | WE | 0 | P2 | OP | 0 | OP
1978-11-02 | 5 | 2014-11-02 | NH | NO | WE | 0 | P2 | OP | 0 | OP
1978-11-02 | 6 | 2014-11-02 | NH | NO | WE | 0 | P2 | OP | 0 | OP
1978-11-02 | 7 | 2014-11-02 | NH | NO | WE | 0 | P2 | OP | 0 | OP
1978-11-02 | 8 | 2014-11-02 | NH | NO | WE | 0 | P2 | OP | 0 | OP
1978-11-02 | 9 | 2014-11-02 | NH | NO | WE | 0 | P2 | OP | 0 | OP
1978-11-02 | 10 | 2014-11-02 | NH | NO | WE | 0 | P2 | OP | 0 | OP
1978-11-02 | 11 | 2014-11-02 | NH | NO | WE | 0 | P2 | OP | 0 | OP
1978-11-02 | 12 | 2014-11-02 | NH | NO | WE | 0 | P2 | OP | 0 | OP
1978-11-02 | 13 | 2014-11-02 | NH | NO | WE | 0 | P2 | OP | 0 | OP
1978-11-02 | 14 | 2014-11-02 | NH | NO | WE | 0 | P2 | OP | 0 | OP
1978-11-02 | 15 | 2014-11-02 | NH | NO | WE | 0 | P2 | OP | 0 | OP
1978-11-02 | 16 | 2014-11-02 | NH | NO | WE | 0 | P2 | OP | 0 | OP
1978-11-02 | 17 | 2014-11-02 | NH | NO | WE | 0 | P2 | OP | 0 | OP
1978-11-02 | 18 | 2014-11-02 | NH | NO | WE | 0 | P2 | OP | 0 | OP
1978-11-02 | 19 | 2014-11-02 | NH | NO | WE | 0 | P2 | OP | 0 | OP
1978-11-02 | 20 | 2014-11-02 | NH | NO | WE | 0 | P2 | OP | 0 | OP
1978-11-02 | 21 | 2014-11-02 | NH | NO | WE | 0 | P2 | OP | 0 | OP
1978-11-02 | 22 | 2014-11-02 | NH | NO | WE | 0 | P2 | OP | 0 | OP
1978-11-02 | 23 | 2014-11-02 | NH | NO | WE | 0 | P2 | OP | 0 | OP
1978-11-02 | 0 | 2014-11-02 | NH | NO | WE | 0 | P2 | OP | 0 | OP
1978-11-03 | 1 | 2014-11-03 | NH | YES | WKN | 1 | P2 | OP | 0 | OP
1978-11-03 | 2 | 2014-11-03 | NH | YES | WKN | 1 | P2 | OP | 0 | OP
1978-11-03 | 3 | 2014-11-03 | NH | YES | WKN | 1 | P2 | OP | 0 | OP
1978-11-03 | 4 | 2014-11-03 | NH | YES | WKN | 1 | P2 | OP | 0 | OP
1978-11-03 | 5 | 2014-11-03 | NH | YES | WKN | 1 | P2 | OP | 0 | OP
1978-11-03 | 6 | 2014-11-03 | NH | YES | WKN | 1 | P2 | P | 0 | P
1978-11-03 | 7 | 2014-11-03 | NH | YES | WKN | 1 | P2 | P | 0 | P
1978-11-03 | 8 | 2014-11-03 | NH | YES | WKN | 1 | P2 | P | 0 | P
1978-11-03 | 9 | 2014-11-03 | NH | YES | WKN | 1 | P2 | P | 0 | P
1978-11-03 | 10 | 2014-11-03 | NH | YES | WKN | 1 | P2 | P | 0 | P
1978-11-03 | 11 | 2014-11-03 | NH | YES | WKN | 1 | P2 | P | 0 | P
1978-11-03 | 12 | 2014-11-03 | NH | YES | WKN | 1 | P2 | P | 0 | P
1978-11-03 | 13 | 2014-11-03 | NH | YES | WKN | 1 | P2 | P | 0 | P
1978-11-03 | 14 | 2014-11-03 | NH | YES | WKN | 1 | P2 | P | 0 | P
1978-11-03 | 15 | 2014-11-03 | NH | YES | WKN | 1 | P2 | P | 0 | P
1978-11-03 | 16 | 2014-11-03 | NH | YES | WKN | 1 | P2 | P | 0 | P
1978-11-03 | 17 | 2014-11-03 | NH | YES | WKN | 1 | P2 | P | 0 | P
1978-11-03 | 18 | 2014-11-03 | NH | YES | WKN | 1 | P2 | P | 0 | P
1978-11-03 | 19 | 2014-11-03 | NH | YES | WKN | 1 | P2 | P | 0 | P
1978-11-03 | 20 | 2014-11-03 | NH | YES | WKN | 1 | P2 | P | 0 | P
1978-11-03 | 21 | 2014-11-03 | NH | YES | WKN | 1 | P2 | P | 0 | P
1978-11-03 | 22 | 2014-11-03 | NH | YES | WKN | 1 | P2 | P | 0 | P
1978-11-03 | 23 | 2014-11-03 | NH | YES | WKN | 1 | P2 | OP | 0 | OP
1978-11-03 | 0 | 2014-11-03 | NH | YES | WKN | 1 | P2 | OP | 0 | OP
1978-11-04 | 1 | 2014-11-04 | NH | YES | WKN | 1 | P2 | OP | 0 | OP
1978-11-04 | 2 | 2014-11-04 | NH | YES | WKN | 1 | P2 | OP | 0 | OP
1978-11-04 | 3 | 2014-11-04 | NH | YES | WKN | 1 | P2 | OP | 0 | OP
1978-11-04 | 4 | 2014-11-04 | NH | YES | WKN | 1 | P2 | OP | 0 | OP
1978-11-04 | 5 | 2014-11-04 | NH | YES | WKN | 1 | P2 | OP | 0 | OP
1978-11-04 | 6 | 2014-11-04 | NH | YES | WKN | 1 | P2 | P | 0 | P
1978-11-04 | 7 | 2014-11-04 | NH | YES | WKN | 1 | P2 | P | 0 | P
1978-11-04 | 8 | 2014-11-04 | NH | YES | WKN | 1 | P2 | P | 0 | P
1978-11-04 | 9 | 2014-11-04 | NH | YES | WKN | 1 | P2 | P | 0 | P
1978-11-04 | 10 | 2014-11-04 | NH | YES | WKN | 1 | P2 | P | 0 | P
1978-11-04 | 11 | 2014-11-04 | NH | YES | WKN | 1 | P2 | P | 0 | P
1978-11-04 | 12 | 2014-11-04 | NH | YES | WKN | 1 | P2 | P | 0 | P
1978-11-04 | 13 | 2014-11-04 | NH | YES | WKN | 1 | P2 | P | 0 | P
1978-11-04 | 14 | 2014-11-04 | NH | YES | WKN | 1 | P2 | P | 0 | P
1978-11-04 | 15 | 2014-11-04 | NH | YES | WKN | 1 | P2 | P | 0 | P
1978-11-04 | 16 | 2014-11-04 | NH | YES | WKN | 1 | P2 | P | 0 | P
1978-11-04 | 17 | 2014-11-04 | NH | YES | WKN | 1 | P2 | P | 0 | P
1978-11-04 | 18 | 2014-11-04 | NH | YES | WKN | 1 | P2 | P | 0 | P
1978-11-04 | 19 | 2014-11-04 | NH | YES | WKN | 1 | P2 | P | 0 | P
1978-11-04 | 20 | 2014-11-04 | NH | YES | WKN | 1 | P2 | P | 0 | P
1978-11-04 | 21 | 2014-11-04 | NH | YES | WKN | 1 | P2 | P | 0 | P
1978-11-04 | 22 | 2014-11-04 | NH | YES | WKN | 1 | P2 | P | 0 | P
1978-11-04 | 23 | 2014-11-04 | NH | YES | WKN | 1 | P2 | OP | 0 | OP
1978-11-04 | 0 | 2014-11-04 | NH | YES | WKN | 1 | P2 | OP | 0 | OP
1978-11-05 | 1 | 2014-11-05 | NH | YES | WKN | 1 | P2 | OP | 0 | OP
1978-11-05 | 2 | 2014-11-05 | NH | YES | WKN | 1 | P2 | OP | 0 | OP
1978-11-05 | 3 | 2014-11-05 | NH | YES | WKN | 1 | P2 | OP | 0 | OP
1978-11-05 | 4 | 2014-11-05 | NH | YES | WKN | 1 | P2 | OP | 0 | OP
1978-11-05 | 5 | 2014-11-05 | NH | YES | WKN | 1 | P2 | OP | 0 | OP
1978-11-05 | 6 | 2014-11-05 | NH | YES | WKN | 1 | P2 | P | 0 | P
1978-11-05 | 7 | 2014-11-05 | NH | YES | WKN | 1 | P2 | P | 0 | P
1978-11-05 | 8 | 2014-11-05 | NH | YES | WKN | 1 | P2 | P | 0 | P
1978-11-05 | 9 | 2014-11-05 | NH | YES | WKN | 1 | P2 | P | 0 | P
1978-11-05 | 10 | 2014-11-05 | NH | YES | WKN | 1 | P2 | P | 0 | P
1978-11-05 | 11 | 2014-11-05 | NH | YES | WKN | 1 | P2 | P | 0 | P
1978-11-05 | 12 | 2014-11-05 | NH | YES | WKN | 1 | P2 | P | 0 | P
1978-11-05 | 13 | 2014-11-05 | NH | YES | WKN | 1 | P2 | P | 0 | P
1978-11-05 | 14 | 2014-11-05 | NH | YES | WKN | 1 | P2 | P | 0 | P
1978-11-05 | 15 | 2014-11-05 | NH | YES | WKN | 1 | P2 | P | 0 | P
1978-11-05 | 16 | 2014-11-05 | NH | YES | WKN | 1 | P2 | P | 0 | P
1978-11-05 | 17 | 2014-11-05 | NH | YES | WKN | 1 | P2 | P | 0 | P
1978-11-05 | 18 | 2014-11-05 | NH | YES | WKN | 1 | P2 | P | 0 | P
1978-11-05 | 19 | 2014-11-05 | NH | YES | WKN | 1 | P2 | P | 0 | P
1978-11-05 | 20 | 2014-11-05 | NH | YES | WKN | 1 | P2 | P | 0 | P
1978-11-05 | 21 | 2014-11-05 | NH | YES | WKN | 1 | P2 | P | 0 | P
1978-11-05 | 22 | 2014-11-05 | NH | YES | WKN | 1 | P2 | P | 0 | P
1978-11-05 | 23 | 2014-11-05 | NH | YES | WKN | 1 | P2 | OP | 0 | OP
1978-11-05 | 0 | 2014-11-05 | NH | YES | WKN | 1 | P2 | OP | 0 | OP
1978-11-06 | 1 | 2014-11-06 | NH | YES | WKN | 1 | P2 | OP | 0 | OP
1978-11-06 | 2 | 2014-11-06 | NH | YES | WKN | 1 | P2 | OP | 0 | OP
1978-11-06 | 3 | 2014-11-06 | NH | YES | WKN | 1 | P2 | OP | 0 | OP
1978-11-06 | 4 | 2014-11-06 | NH | YES | WKN | 1 | P2 | OP | 0 | OP
1978-11-06 | 5 | 2014-11-06 | NH | YES | WKN | 1 | P2 | OP | 0 | OP
1978-11-06 | 6 | 2014-11-06 | NH | YES | WKN | 1 | P2 | P | 0 | P
1978-11-06 | 7 | 2014-11-06 | NH | YES | WKN | 1 | P2 | P | 0 | P
1978-11-06 | 8 | 2014-11-06 | NH | YES | WKN | 1 | P2 | P | 0 | P
1978-11-06 | 9 | 2014-11-06 | NH | YES | WKN | 1 | P2 | P | 0 | P
1978-11-06 | 10 | 2014-11-06 | NH | YES | WKN | 1 | P2 | P | 0 | P
1978-11-06 | 11 | 2014-11-06 | NH | YES | WKN | 1 | P2 | P | 0 | P
1978-11-06 | 12 | 2014-11-06 | NH | YES | WKN | 1 | P2 | P | 0 | P
1978-11-06 | 13 | 2014-11-06 | NH | YES | WKN | 1 | P2 | P | 0 | P
1978-11-06 | 14 | 2014-11-06 | NH | YES | WKN | 1 | P2 | P | 0 | P
1978-11-06 | 15 | 2014-11-06 | NH | YES | WKN | 1 | P2 | P | 0 | P
1978-11-06 | 16 | 2014-11-06 | NH | YES | WKN | 1 | P2 | P | 0 | P
1978-11-06 | 17 | 2014-11-06 | NH | YES | WKN | 1 | P2 | P | 0 | P
1978-11-06 | 18 | 2014-11-06 | NH | YES | WKN | 1 | P2 | P | 0 | P
1978-11-06 | 19 | 2014-11-06 | NH | YES | WKN | 1 | P2 | P | 0 | P
1978-11-06 | 20 | 2014-11-06 | NH | YES | WKN | 1 | P2 | P | 0 | P
1978-11-06 | 21 | 2014-11-06 | NH | YES | WKN | 1 | P2 | P | 0 | P
1978-11-06 | 22 | 2014-11-06 | NH | YES | WKN | 1 | P2 | P | 0 | P
1978-11-06 | 23 | 2014-11-06 | NH | YES | WKN | 1 | P2 | OP | 0 | OP
1978-11-06 | 0 | 2014-11-06 | NH | YES | WKN | 1 | P2 | OP | 0 | OP
1978-11-07 | 1 | 2014-11-07 | NH | YES | WKN | 1 | P2 | OP | 0 | OP
1978-11-07 | 2 | 2014-11-07 | NH | YES | WKN | 1 | P2 | OP | 0 | OP
1978-11-07 | 3 | 2014-11-07 | NH | YES | WKN | 1 | P2 | OP | 0 | OP
1978-11-07 | 4 | 2014-11-07 | NH | YES | WKN | 1 | P2 | OP | 0 | OP
1978-11-07 | 5 | 2014-11-07 | NH | YES | WKN | 1 | P2 | OP | 0 | OP
1978-11-07 | 6 | 2014-11-07 | NH | YES | WKN | 1 | P2 | P | 0 | P
1978-11-07 | 7 | 2014-11-07 | NH | YES | WKN | 1 | P2 | P | 0 | P
1978-11-07 | 8 | 2014-11-07 | NH | YES | WKN | 1 | P2 | P | 0 | P
1978-11-07 | 9 | 2014-11-07 | NH | YES | WKN | 1 | P2 | P | 0 | P
1978-11-07 | 10 | 2014-11-07 | NH | YES | WKN | 1 | P2 | P | 0 | P
1978-11-07 | 11 | 2014-11-07 | NH | YES | WKN | 1 | P2 | P | 0 | P
1978-11-07 | 12 | 2014-11-07 | NH | YES | WKN | 1 | P2 | P | 0 | P
1978-11-07 | 13 | 2014-11-07 | NH | YES | WKN | 1 | P2 | P | 0 | P
1978-11-07 | 14 | 2014-11-07 | NH | YES | WKN | 1 | P2 | P | 0 | P
1978-11-07 | 15 | 2014-11-07 | NH | YES | WKN | 1 | P2 | P | 0 | P
1978-11-07 | 16 | 2014-11-07 | NH | YES | WKN | 1 | P2 | P | 0 | P
1978-11-07 | 17 | 2014-11-07 | NH | YES | WKN | 1 | P2 | P | 0 | P
1978-11-07 | 18 | 2014-11-07 | NH | YES | WKN | 1 | P2 | P | 0 | P
1978-11-07 | 19 | 2014-11-07 | NH | YES | WKN | 1 | P2 | P | 0 | P
1978-11-07 | 20 | 2014-11-07 | NH | YES | WKN | 1 | P2 | P | 0 | P
1978-11-07 | 21 | 2014-11-07 | NH | YES | WKN | 1 | P2 | P | 0 | P
1978-11-07 | 22 | 2014-11-07 | NH | YES | WKN | 1 | P2 | P | 0 | P
1978-11-07 | 23 | 2014-11-07 | NH | YES | WKN | 1 | P2 | OP | 0 | OP
1978-11-07 | 0 | 2014-11-07 | NH | YES | WKN | 1 | P2 | OP | 0 | OP
1978-11-08 | 1 | 2014-11-08 | NH | NO | WE | 0 | P2 | OP | 0 | OP
1978-11-08 | 2 | 2014-11-08 | NH | NO | WE | 0 | P2 | OP | 0 | OP
1978-11-08 | 3 | 2014-11-08 | NH | NO | WE | 0 | P2 | OP | 0 | OP
1978-11-08 | 4 | 2014-11-08 | NH | NO | WE | 0 | P2 | OP | 0 | OP
1978-11-08 | 5 | 2014-11-08 | NH | NO | WE | 0 | P2 | OP | 0 | OP
1978-11-08 | 6 | 2014-11-08 | NH | NO | WE | 0 | P2 | OP | 0 | OP
1978-11-08 | 7 | 2014-11-08 | NH | NO | WE | 0 | P2 | OP | 0 | OP
1978-11-08 | 8 | 2014-11-08 | NH | NO | WE | 0 | P2 | OP | 0 | OP
1978-11-08 | 9 | 2014-11-08 | NH | NO | WE | 0 | P2 | OP | 0 | OP
1978-11-08 | 10 | 2014-11-08 | NH | NO | WE | 0 | P2 | OP | 0 | OP
1978-11-08 | 11 | 2014-11-08 | NH | NO | WE | 0 | P2 | OP | 0 | OP
1978-11-08 | 12 | 2014-11-08 | NH | NO | WE | 0 | P2 | OP | 0 | OP
1978-11-08 | 13 | 2014-11-08 | NH | NO | WE | 0 | P2 | OP | 0 | OP
1978-11-08 | 14 | 2014-11-08 | NH | NO | WE | 0 | P2 | OP | 0 | OP
1978-11-08 | 15 | 2014-11-08 | NH | NO | WE | 0 | P2 | OP | 0 | OP
1978-11-08 | 16 | 2014-11-08 | NH | NO | WE | 0 | P2 | OP | 0 | OP
1978-11-08 | 17 | 2014-11-08 | NH | NO | WE | 0 | P2 | OP | 0 | OP
1978-11-08 | 18 | 2014-11-08 | NH | NO | WE | 0 | P2 | OP | 0 | OP
1978-11-08 | 19 | 2014-11-08 | NH | NO | WE | 0 | P2 | OP | 0 | OP
1978-11-08 | 20 | 2014-11-08 | NH | NO | WE | 0 | P2 | OP | 0 | OP
1978-11-08 | 21 | 2014-11-08 | NH | NO | WE | 0 | P2 | OP | 0 | OP
1978-11-08 | 22 | 2014-11-08 | NH | NO | WE | 0 | P2 | OP | 0 | OP
1978-11-08 | 23 | 2014-11-08 | NH | NO | WE | 0 | P2 | OP | 0 | OP
1978-11-08 | 0 | 2014-11-08 | NH | NO | WE | 0 | P2 | OP | 0 | OP
1978-11-09 | 1 | 2014-11-09 | NH | NO | WE | 0 | P2 | OP | 0 | OP
1978-11-09 | 2 | 2014-11-09 | NH | NO | WE | 0 | P2 | OP | 0 | OP
1978-11-09 | 3 | 2014-11-09 | NH | NO | WE | 0 | P2 | OP | 0 | OP
1978-11-09 | 4 | 2014-11-09 | NH | NO | WE | 0 | P2 | OP | 0 | OP
1978-11-09 | 5 | 2014-11-09 | NH | NO | WE | 0 | P2 | OP | 0 | OP
1978-11-09 | 6 | 2014-11-09 | NH | NO | WE | 0 | P2 | OP | 0 | OP
1978-11-09 | 7 | 2014-11-09 | NH | NO | WE | 0 | P2 | OP | 0 | OP
1978-11-09 | 8 | 2014-11-09 | NH | NO | WE | 0 | P2 | OP | 0 | OP
1978-11-09 | 9 | 2014-11-09 | NH | NO | WE | 0 | P2 | OP | 0 | OP
1978-11-09 | 10 | 2014-11-09 | NH | NO | WE | 0 | P2 | OP | 0 | OP
1978-11-09 | 11 | 2014-11-09 | NH | NO | WE | 0 | P2 | OP | 0 | OP
1978-11-09 | 12 | 2014-11-09 | NH | NO | WE | 0 | P2 | OP | 0 | OP
1978-11-09 | 13 | 2014-11-09 | NH | NO | WE | 0 | P2 | OP | 0 | OP
1978-11-09 | 14 | 2014-11-09 | NH | NO | WE | 0 | P2 | OP | 0 | OP
1978-11-09 | 15 | 2014-11-09 | NH | NO | WE | 0 | P2 | OP | 0 | OP
1978-11-09 | 16 | 2014-11-09 | NH | NO | WE | 0 | P2 | OP | 0 | OP
1978-11-09 | 17 | 2014-11-09 | NH | NO | WE | 0 | P2 | OP | 0 | OP
1978-11-09 | 18 | 2014-11-09 | NH | NO | WE | 0 | P2 | OP | 0 | OP
1978-11-09 | 19 | 2014-11-09 | NH | NO | WE | 0 | P2 | OP | 0 | OP
1978-11-09 | 20 | 2014-11-09 | NH | NO | WE | 0 | P2 | OP | 0 | OP
1978-11-09 | 21 | 2014-11-09 | NH | NO | WE | 0 | P2 | OP | 0 | OP
1978-11-09 | 22 | 2014-11-09 | NH | NO | WE | 0 | P2 | OP | 0 | OP
1978-11-09 | 23 | 2014-11-09 | NH | NO | WE | 0 | P2 | OP | 0 | OP
1978-11-09 | 0 | 2014-11-09 | NH | NO | WE | 0 | P2 | OP | 0 | OP
1978-11-10 | 1 | 2014-11-10 | NH | YES | WKN | 1 | P2 | OP | 0 | OP
1978-11-10 | 2 | 2014-11-10 | NH | YES | WKN | 1 | P2 | OP | 0 | OP
1978-11-10 | 3 | 2014-11-10 | NH | YES | WKN | 1 | P2 | OP | 0 | OP
1978-11-10 | 4 | 2014-11-10 | NH | YES | WKN | 1 | P2 | OP | 0 | OP
1978-11-10 | 5 | 2014-11-10 | NH | YES | WKN | 1 | P2 | OP | 0 | OP
1978-11-10 | 6 | 2014-11-10 | NH | YES | WKN | 1 | P2 | P | 0 | P
1978-11-10 | 7 | 2014-11-10 | NH | YES | WKN | 1 | P2 | P | 0 | P
1978-11-10 | 8 | 2014-11-10 | NH | YES | WKN | 1 | P2 | P | 0 | P
1978-11-10 | 9 | 2014-11-10 | NH | YES | WKN | 1 | P2 | P | 0 | P
1978-11-10 | 10 | 2014-11-10 | NH | YES | WKN | 1 | P2 | P | 0 | P
1978-11-10 | 11 | 2014-11-10 | NH | YES | WKN | 1 | P2 | P | 0 | P
1978-11-10 | 12 | 2014-11-10 | NH | YES | WKN | 1 | P2 | P | 0 | P
1978-11-10 | 13 | 2014-11-10 | NH | YES | WKN | 1 | P2 | P | 0 | P
1978-11-10 | 14 | 2014-11-10 | NH | YES | WKN | 1 | P2 | P | 0 | P
1978-11-10 | 15 | 2014-11-10 | NH | YES | WKN | 1 | P2 | P | 0 | P
1978-11-10 | 16 | 2014-11-10 | NH | YES | WKN | 1 | P2 | P | 0 | P
1978-11-10 | 17 | 2014-11-10 | NH | YES | WKN | 1 | P2 | P | 0 | P
1978-11-10 | 18 | 2014-11-10 | NH | YES | WKN | 1 | P2 | P | 0 | P
1978-11-10 | 19 | 2014-11-10 | NH | YES | WKN | 1 | P2 | P | 0 | P
1978-11-10 | 20 | 2014-11-10 | NH | YES | WKN | 1 | P2 | P | 0 | P
1978-11-10 | 21 | 2014-11-10 | NH | YES | WKN | 1 | P2 | P | 0 | P
1978-11-10 | 22 | 2014-11-10 | NH | YES | WKN | 1 | P2 | P | 0 | P
1978-11-10 | 23 | 2014-11-10 | NH | YES | WKN | 1 | P2 | OP | 0 | OP
1978-11-10 | 0 | 2014-11-10 | NH | YES | WKN | 1 | P2 | OP | 0 | OP
1978-11-11 | 1 | 2014-11-11 | H | YES | H | 0 | P2 | OP | 0 | OP
1978-11-11 | 2 | 2014-11-11 | H | YES | H | 0 | P2 | OP | 0 | OP
1978-11-11 | 3 | 2014-11-11 | H | YES | H | 0 | P2 | OP | 0 | OP
1978-11-11 | 4 | 2014-11-11 | H | YES | H | 0 | P2 | OP | 0 | OP
1978-11-11 | 5 | 2014-11-11 | H | YES | H | 0 | P2 | OP | 0 | OP
1978-11-11 | 6 | 2014-11-11 | H | YES | H | 0 | P2 | OP | 0 | OP
1978-11-11 | 7 | 2014-11-11 | H | YES | H | 0 | P2 | OP | 0 | OP
1978-11-11 | 8 | 2014-11-11 | H | YES | H | 0 | P2 | OP | 0 | OP
1978-11-11 | 9 | 2014-11-11 | H | YES | H | 0 | P2 | OP | 0 | OP
1978-11-11 | 10 | 2014-11-11 | H | YES | H | 0 | P2 | OP | 0 | OP
1978-11-11 | 11 | 2014-11-11 | H | YES | H | 0 | P2 | OP | 0 | OP
1978-11-11 | 12 | 2014-11-11 | H | YES | H | 0 | P2 | OP | 0 | OP
1978-11-11 | 13 | 2014-11-11 | H | YES | H | 0 | P2 | OP | 0 | OP
1978-11-11 | 14 | 2014-11-11 | H | YES | H | 0 | P2 | OP | 0 | OP
1978-11-11 | 15 | 2014-11-11 | H | YES | H | 0 | P2 | OP | 0 | OP
1978-11-11 | 16 | 2014-11-11 | H | YES | H | 0 | P2 | OP | 0 | OP
1978-11-11 | 17 | 2014-11-11 | H | YES | H | 0 | P2 | OP | 0 | OP
1978-11-11 | 18 | 2014-11-11 | H | YES | H | 0 | P2 | OP | 0 | OP
1978-11-11 | 19 | 2014-11-11 | H | YES | H | 0 | P2 | OP | 0 | OP
1978-11-11 | 20 | 2014-11-11 | H | YES | H | 0 | P2 | OP | 0 | OP
1978-11-11 | 21 | 2014-11-11 | H | YES | H | 0 | P2 | OP | 0 | OP
1978-11-11 | 22 | 2014-11-11 | H | YES | H | 0 | P2 | OP | 0 | OP
1978-11-11 | 23 | 2014-11-11 | H | YES | H | 0 | P2 | OP | 0 | OP
1978-11-11 | 0 | 2014-11-11 | H | YES | H | 0 | P2 | OP | 0 | OP
1978-11-12 | 1 | 2014-11-12 | NH | YES | WKN | 1 | P2 | OP | 0 | OP
1978-11-12 | 2 | 2014-11-12 | NH | YES | WKN | 1 | P2 | OP | 0 | OP
1978-11-12 | 3 | 2014-11-12 | NH | YES | WKN | 1 | P2 | OP | 0 | OP
1978-11-12 | 4 | 2014-11-12 | NH | YES | WKN | 1 | P2 | OP | 0 | OP
1978-11-12 | 5 | 2014-11-12 | NH | YES | WKN | 1 | P2 | OP | 0 | OP
1978-11-12 | 6 | 2014-11-12 | NH | YES | WKN | 1 | P2 | P | 0 | P
1978-11-12 | 7 | 2014-11-12 | NH | YES | WKN | 1 | P2 | P | 0 | P
1978-11-12 | 8 | 2014-11-12 | NH | YES | WKN | 1 | P2 | P | 0 | P
1978-11-12 | 9 | 2014-11-12 | NH | YES | WKN | 1 | P2 | P | 0 | P
1978-11-12 | 10 | 2014-11-12 | NH | YES | WKN | 1 | P2 | P | 0 | P
1978-11-12 | 11 | 2014-11-12 | NH | YES | WKN | 1 | P2 | P | 0 | P
1978-11-12 | 12 | 2014-11-12 | NH | YES | WKN | 1 | P2 | P | 0 | P
1978-11-12 | 13 | 2014-11-12 | NH | YES | WKN | 1 | P2 | P | 0 | P
1978-11-12 | 14 | 2014-11-12 | NH | YES | WKN | 1 | P2 | P | 0 | P
1978-11-12 | 15 | 2014-11-12 | NH | YES | WKN | 1 | P2 | P | 0 | P
1978-11-12 | 16 | 2014-11-12 | NH | YES | WKN | 1 | P2 | P | 0 | P
1978-11-12 | 17 | 2014-11-12 | NH | YES | WKN | 1 | P2 | P | 0 | P
1978-11-12 | 18 | 2014-11-12 | NH | YES | WKN | 1 | P2 | P | 0 | P
1978-11-12 | 19 | 2014-11-12 | NH | YES | WKN | 1 | P2 | P | 0 | P
1978-11-12 | 20 | 2014-11-12 | NH | YES | WKN | 1 | P2 | P | 0 | P
1978-11-12 | 21 | 2014-11-12 | NH | YES | WKN | 1 | P2 | P | 0 | P
1978-11-12 | 22 | 2014-11-12 | NH | YES | WKN | 1 | P2 | P | 0 | P
1978-11-12 | 23 | 2014-11-12 | NH | YES | WKN | 1 | P2 | OP | 0 | OP
1978-11-12 | 0 | 2014-11-12 | NH | YES | WKN | 1 | P2 | OP | 0 | OP
1978-11-13 | 1 | 2014-11-13 | NH | YES | WKN | 1 | P2 | OP | 0 | OP
1978-11-13 | 2 | 2014-11-13 | NH | YES | WKN | 1 | P2 | OP | 0 | OP
1978-11-13 | 3 | 2014-11-13 | NH | YES | WKN | 1 | P2 | OP | 0 | OP
1978-11-13 | 4 | 2014-11-13 | NH | YES | WKN | 1 | P2 | OP | 0 | OP
1978-11-13 | 5 | 2014-11-13 | NH | YES | WKN | 1 | P2 | OP | 0 | OP
1978-11-13 | 6 | 2014-11-13 | NH | YES | WKN | 1 | P2 | P | 0 | P
1978-11-13 | 7 | 2014-11-13 | NH | YES | WKN | 1 | P2 | P | 0 | P
1978-11-13 | 8 | 2014-11-13 | NH | YES | WKN | 1 | P2 | P | 0 | P
1978-11-13 | 9 | 2014-11-13 | NH | YES | WKN | 1 | P2 | P | 0 | P
1978-11-13 | 10 | 2014-11-13 | NH | YES | WKN | 1 | P2 | P | 0 | P
1978-11-13 | 11 | 2014-11-13 | NH | YES | WKN | 1 | P2 | P | 0 | P
1978-11-13 | 12 | 2014-11-13 | NH | YES | WKN | 1 | P2 | P | 0 | P
1978-11-13 | 13 | 2014-11-13 | NH | YES | WKN | 1 | P2 | P | 0 | P
1978-11-13 | 14 | 2014-11-13 | NH | YES | WKN | 1 | P2 | P | 0 | P
1978-11-13 | 15 | 2014-11-13 | NH | YES | WKN | 1 | P2 | P | 0 | P
1978-11-13 | 16 | 2014-11-13 | NH | YES | WKN | 1 | P2 | P | 0 | P
1978-11-13 | 17 | 2014-11-13 | NH | YES | WKN | 1 | P2 | P | 0 | P
1978-11-13 | 18 | 2014-11-13 | NH | YES | WKN | 1 | P2 | P | 0 | P
1978-11-13 | 19 | 2014-11-13 | NH | YES | WKN | 1 | P2 | P | 0 | P
1978-11-13 | 20 | 2014-11-13 | NH | YES | WKN | 1 | P2 | P | 0 | P
1978-11-13 | 21 | 2014-11-13 | NH | YES | WKN | 1 | P2 | P | 0 | P
1978-11-13 | 22 | 2014-11-13 | NH | YES | WKN | 1 | P2 | P | 0 | P
1978-11-13 | 23 | 2014-11-13 | NH | YES | WKN | 1 | P2 | OP | 0 | OP
1978-11-13 | 0 | 2014-11-13 | NH | YES | WKN | 1 | P2 | OP | 0 | OP
1978-11-14 | 1 | 2014-11-14 | NH | YES | WKN | 1 | P2 | OP | 0 | OP
1978-11-14 | 2 | 2014-11-14 | NH | YES | WKN | 1 | P2 | OP | 0 | OP
1978-11-14 | 3 | 2014-11-14 | NH | YES | WKN | 1 | P2 | OP | 0 | OP
1978-11-14 | 4 | 2014-11-14 | NH | YES | WKN | 1 | P2 | OP | 0 | OP
1978-11-14 | 5 | 2014-11-14 | NH | YES | WKN | 1 | P2 | OP | 0 | OP
1978-11-14 | 6 | 2014-11-14 | NH | YES | WKN | 1 | P2 | P | 0 | P
1978-11-14 | 7 | 2014-11-14 | NH | YES | WKN | 1 | P2 | P | 0 | P
1978-11-14 | 8 | 2014-11-14 | NH | YES | WKN | 1 | P2 | P | 0 | P
1978-11-14 | 9 | 2014-11-14 | NH | YES | WKN | 1 | P2 | P | 0 | P
1978-11-14 | 10 | 2014-11-14 | NH | YES | WKN | 1 | P2 | P | 0 | P
1978-11-14 | 11 | 2014-11-14 | NH | YES | WKN | 1 | P2 | P | 0 | P
1978-11-14 | 12 | 2014-11-14 | NH | YES | WKN | 1 | P2 | P | 0 | P
1978-11-14 | 13 | 2014-11-14 | NH | YES | WKN | 1 | P2 | P | 0 | P
1978-11-14 | 14 | 2014-11-14 | NH | YES | WKN | 1 | P2 | P | 0 | P
1978-11-14 | 15 | 2014-11-14 | NH | YES | WKN | 1 | P2 | P | 0 | P
1978-11-14 | 16 | 2014-11-14 | NH | YES | WKN | 1 | P2 | P | 0 | P
1978-11-14 | 17 | 2014-11-14 | NH | YES | WKN | 1 | P2 | P | 0 | P
1978-11-14 | 18 | 2014-11-14 | NH | YES | WKN | 1 | P2 | P | 0 | P
1978-11-14 | 19 | 2014-11-14 | NH | YES | WKN | 1 | P2 | P | 0 | P
1978-11-14 | 20 | 2014-11-14 | NH | YES | WKN | 1 | P2 | P | 0 | P
1978-11-14 | 21 | 2014-11-14 | NH | YES | WKN | 1 | P2 | P | 0 | P
1978-11-14 | 22 | 2014-11-14 | NH | YES | WKN | 1 | P2 | P | 0 | P
1978-11-14 | 23 | 2014-11-14 | NH | YES | WKN | 1 | P2 | OP | 0 | OP
1978-11-14 | 0 | 2014-11-14 | NH | YES | WKN | 1 | P2 | OP | 0 | OP
1978-11-15 | 1 | 2014-11-15 | NH | NO | WE | 0 | P2 | OP | 0 | OP
1978-11-15 | 2 | 2014-11-15 | NH | NO | WE | 0 | P2 | OP | 0 | OP
1978-11-15 | 3 | 2014-11-15 | NH | NO | WE | 0 | P2 | OP | 0 | OP
1978-11-15 | 4 | 2014-11-15 | NH | NO | WE | 0 | P2 | OP | 0 | OP
1978-11-15 | 5 | 2014-11-15 | NH | NO | WE | 0 | P2 | OP | 0 | OP
1978-11-15 | 6 | 2014-11-15 | NH | NO | WE | 0 | P2 | OP | 0 | OP
1978-11-15 | 7 | 2014-11-15 | NH | NO | WE | 0 | P2 | OP | 0 | OP
1978-11-15 | 8 | 2014-11-15 | NH | NO | WE | 0 | P2 | OP | 0 | OP
1978-11-15 | 9 | 2014-11-15 | NH | NO | WE | 0 | P2 | OP | 0 | OP
1978-11-15 | 10 | 2014-11-15 | NH | NO | WE | 0 | P2 | OP | 0 | OP
1978-11-15 | 11 | 2014-11-15 | NH | NO | WE | 0 | P2 | OP | 0 | OP
1978-11-15 | 12 | 2014-11-15 | NH | NO | WE | 0 | P2 | OP | 0 | OP
1978-11-15 | 13 | 2014-11-15 | NH | NO | WE | 0 | P2 | OP | 0 | OP
1978-11-15 | 14 | 2014-11-15 | NH | NO | WE | 0 | P2 | OP | 0 | OP
1978-11-15 | 15 | 2014-11-15 | NH | NO | WE | 0 | P2 | OP | 0 | OP
1978-11-15 | 16 | 2014-11-15 | NH | NO | WE | 0 | P2 | OP | 0 | OP
1978-11-15 | 17 | 2014-11-15 | NH | NO | WE | 0 | P2 | OP | 0 | OP
1978-11-15 | 18 | 2014-11-15 | NH | NO | WE | 0 | P2 | OP | 0 | OP
1978-11-15 | 19 | 2014-11-15 | NH | NO | WE | 0 | P2 | OP | 0 | OP
1978-11-15 | 20 | 2014-11-15 | NH | NO | WE | 0 | P2 | OP | 0 | OP
1978-11-15 | 21 | 2014-11-15 | NH | NO | WE | 0 | P2 | OP | 0 | OP
1978-11-15 | 22 | 2014-11-15 | NH | NO | WE | 0 | P2 | OP | 0 | OP
1978-11-15 | 23 | 2014-11-15 | NH | NO | WE | 0 | P2 | OP | 0 | OP
1978-11-15 | 0 | 2014-11-15 | NH | NO | WE | 0 | P2 | OP | 0 | OP
1978-11-16 | 1 | 2014-11-16 | NH | NO | WE | 0 | P2 | OP | 0 | OP
1978-11-16 | 2 | 2014-11-16 | NH | NO | WE | 0 | P2 | OP | 0 | OP
1978-11-16 | 3 | 2014-11-16 | NH | NO | WE | 0 | P2 | OP | 0 | OP
1978-11-16 | 4 | 2014-11-16 | NH | NO | WE | 0 | P2 | OP | 0 | OP
1978-11-16 | 5 | 2014-11-16 | NH | NO | WE | 0 | P2 | OP | 0 | OP
1978-11-16 | 6 | 2014-11-16 | NH | NO | WE | 0 | P2 | OP | 0 | OP
1978-11-16 | 7 | 2014-11-16 | NH | NO | WE | 0 | P2 | OP | 0 | OP
1978-11-16 | 8 | 2014-11-16 | NH | NO | WE | 0 | P2 | OP | 0 | OP
1978-11-16 | 9 | 2014-11-16 | NH | NO | WE | 0 | P2 | OP | 0 | OP
1978-11-16 | 10 | 2014-11-16 | NH | NO | WE | 0 | P2 | OP | 0 | OP
1978-11-16 | 11 | 2014-11-16 | NH | NO | WE | 0 | P2 | OP | 0 | OP
1978-11-16 | 12 | 2014-11-16 | NH | NO | WE | 0 | P2 | OP | 0 | OP
1978-11-16 | 13 | 2014-11-16 | NH | NO | WE | 0 | P2 | OP | 0 | OP
1978-11-16 | 14 | 2014-11-16 | NH | NO | WE | 0 | P2 | OP | 0 | OP
1978-11-16 | 15 | 2014-11-16 | NH | NO | WE | 0 | P2 | OP | 0 | OP
1978-11-16 | 16 | 2014-11-16 | NH | NO | WE | 0 | P2 | OP | 0 | OP
1978-11-16 | 17 | 2014-11-16 | NH | NO | WE | 0 | P2 | OP | 0 | OP
1978-11-16 | 18 | 2014-11-16 | NH | NO | WE | 0 | P2 | OP | 0 | OP
1978-11-16 | 19 | 2014-11-16 | NH | NO | WE | 0 | P2 | OP | 0 | OP
1978-11-16 | 20 | 2014-11-16 | NH | NO | WE | 0 | P2 | OP | 0 | OP
1978-11-16 | 21 | 2014-11-16 | NH | NO | WE | 0 | P2 | OP | 0 | OP
1978-11-16 | 22 | 2014-11-16 | NH | NO | WE | 0 | P2 | OP | 0 | OP
1978-11-16 | 23 | 2014-11-16 | NH | NO | WE | 0 | P2 | OP | 0 | OP
1978-11-16 | 0 | 2014-11-16 | NH | NO | WE | 0 | P2 | OP | 0 | OP
1978-11-17 | 1 | 2014-11-17 | NH | YES | WKN | 1 | P2 | OP | 0 | OP
1978-11-17 | 2 | 2014-11-17 | NH | YES | WKN | 1 | P2 | OP | 0 | OP
1978-11-17 | 3 | 2014-11-17 | NH | YES | WKN | 1 | P2 | OP | 0 | OP
1978-11-17 | 4 | 2014-11-17 | NH | YES | WKN | 1 | P2 | OP | 0 | OP
1978-11-17 | 5 | 2014-11-17 | NH | YES | WKN | 1 | P2 | OP | 0 | OP
1978-11-17 | 6 | 2014-11-17 | NH | YES | WKN | 1 | P2 | P | 0 | P
1978-11-17 | 7 | 2014-11-17 | NH | YES | WKN | 1 | P2 | P | 0 | P
1978-11-17 | 8 | 2014-11-17 | NH | YES | WKN | 1 | P2 | P | 0 | P
1978-11-17 | 9 | 2014-11-17 | NH | YES | WKN | 1 | P2 | P | 0 | P
1978-11-17 | 10 | 2014-11-17 | NH | YES | WKN | 1 | P2 | P | 0 | P
1978-11-17 | 11 | 2014-11-17 | NH | YES | WKN | 1 | P2 | P | 0 | P
1978-11-17 | 12 | 2014-11-17 | NH | YES | WKN | 1 | P2 | P | 0 | P
1978-11-17 | 13 | 2014-11-17 | NH | YES | WKN | 1 | P2 | P | 0 | P
1978-11-17 | 14 | 2014-11-17 | NH | YES | WKN | 1 | P2 | P | 0 | P
1978-11-17 | 15 | 2014-11-17 | NH | YES | WKN | 1 | P2 | P | 0 | P
1978-11-17 | 16 | 2014-11-17 | NH | YES | WKN | 1 | P2 | P | 0 | P
1978-11-17 | 17 | 2014-11-17 | NH | YES | WKN | 1 | P2 | P | 0 | P
1978-11-17 | 18 | 2014-11-17 | NH | YES | WKN | 1 | P2 | P | 0 | P
1978-11-17 | 19 | 2014-11-17 | NH | YES | WKN | 1 | P2 | P | 0 | P
1978-11-17 | 20 | 2014-11-17 | NH | YES | WKN | 1 | P2 | P | 0 | P
1978-11-17 | 21 | 2014-11-17 | NH | YES | WKN | 1 | P2 | P | 0 | P
1978-11-17 | 22 | 2014-11-17 | NH | YES | WKN | 1 | P2 | P | 0 | P
1978-11-17 | 23 | 2014-11-17 | NH | YES | WKN | 1 | P2 | OP | 0 | OP
1978-11-17 | 0 | 2014-11-17 | NH | YES | WKN | 1 | P2 | OP | 0 | OP
1978-11-18 | 1 | 2014-11-18 | NH | YES | WKN | 1 | P2 | OP | 0 | OP
1978-11-18 | 2 | 2014-11-18 | NH | YES | WKN | 1 | P2 | OP | 0 | OP
1978-11-18 | 3 | 2014-11-18 | NH | YES | WKN | 1 | P2 | OP | 0 | OP
1978-11-18 | 4 | 2014-11-18 | NH | YES | WKN | 1 | P2 | OP | 0 | OP
1978-11-18 | 5 | 2014-11-18 | NH | YES | WKN | 1 | P2 | OP | 0 | OP
1978-11-18 | 6 | 2014-11-18 | NH | YES | WKN | 1 | P2 | P | 0 | P
1978-11-18 | 7 | 2014-11-18 | NH | YES | WKN | 1 | P2 | P | 0 | P
1978-11-18 | 8 | 2014-11-18 | NH | YES | WKN | 1 | P2 | P | 0 | P
1978-11-18 | 9 | 2014-11-18 | NH | YES | WKN | 1 | P2 | P | 0 | P
1978-11-18 | 10 | 2014-11-18 | NH | YES | WKN | 1 | P2 | P | 0 | P
1978-11-18 | 11 | 2014-11-18 | NH | YES | WKN | 1 | P2 | P | 0 | P
1978-11-18 | 12 | 2014-11-18 | NH | YES | WKN | 1 | P2 | P | 0 | P
1978-11-18 | 13 | 2014-11-18 | NH | YES | WKN | 1 | P2 | P | 0 | P
1978-11-18 | 14 | 2014-11-18 | NH | YES | WKN | 1 | P2 | P | 0 | P
1978-11-18 | 15 | 2014-11-18 | NH | YES | WKN | 1 | P2 | P | 0 | P
1978-11-18 | 16 | 2014-11-18 | NH | YES | WKN | 1 | P2 | P | 0 | P
1978-11-18 | 17 | 2014-11-18 | NH | YES | WKN | 1 | P2 | P | 0 | P
1978-11-18 | 18 | 2014-11-18 | NH | YES | WKN | 1 | P2 | P | 0 | P
1978-11-18 | 19 | 2014-11-18 | NH | YES | WKN | 1 | P2 | P | 0 | P
1978-11-18 | 20 | 2014-11-18 | NH | YES | WKN | 1 | P2 | P | 0 | P
1978-11-18 | 21 | 2014-11-18 | NH | YES | WKN | 1 | P2 | P | 0 | P
1978-11-18 | 22 | 2014-11-18 | NH | YES | WKN | 1 | P2 | P | 0 | P
1978-11-18 | 23 | 2014-11-18 | NH | YES | WKN | 1 | P2 | OP | 0 | OP
1978-11-18 | 0 | 2014-11-18 | NH | YES | WKN | 1 | P2 | OP | 0 | OP
1978-11-19 | 1 | 2014-11-19 | NH | YES | WKN | 1 | P2 | OP | 0 | OP
1978-11-19 | 2 | 2014-11-19 | NH | YES | WKN | 1 | P2 | OP | 0 | OP
1978-11-19 | 3 | 2014-11-19 | NH | YES | WKN | 1 | P2 | OP | 0 | OP
1978-11-19 | 4 | 2014-11-19 | NH | YES | WKN | 1 | P2 | OP | 0 | OP
1978-11-19 | 5 | 2014-11-19 | NH | YES | WKN | 1 | P2 | OP | 0 | OP
1978-11-19 | 6 | 2014-11-19 | NH | YES | WKN | 1 | P2 | P | 0 | P
1978-11-19 | 7 | 2014-11-19 | NH | YES | WKN | 1 | P2 | P | 0 | P
1978-11-19 | 8 | 2014-11-19 | NH | YES | WKN | 1 | P2 | P | 0 | P
1978-11-19 | 9 | 2014-11-19 | NH | YES | WKN | 1 | P2 | P | 0 | P
1978-11-19 | 10 | 2014-11-19 | NH | YES | WKN | 1 | P2 | P | 0 | P
1978-11-19 | 11 | 2014-11-19 | NH | YES | WKN | 1 | P2 | P | 0 | P
1978-11-19 | 12 | 2014-11-19 | NH | YES | WKN | 1 | P2 | P | 0 | P
1978-11-19 | 13 | 2014-11-19 | NH | YES | WKN | 1 | P2 | P | 0 | P
1978-11-19 | 14 | 2014-11-19 | NH | YES | WKN | 1 | P2 | P | 0 | P
1978-11-19 | 15 | 2014-11-19 | NH | YES | WKN | 1 | P2 | P | 0 | P
1978-11-19 | 16 | 2014-11-19 | NH | YES | WKN | 1 | P2 | P | 0 | P
1978-11-19 | 17 | 2014-11-19 | NH | YES | WKN | 1 | P2 | P | 0 | P
1978-11-19 | 18 | 2014-11-19 | NH | YES | WKN | 1 | P2 | P | 0 | P
1978-11-19 | 19 | 2014-11-19 | NH | YES | WKN | 1 | P2 | P | 0 | P
1978-11-19 | 20 | 2014-11-19 | NH | YES | WKN | 1 | P2 | P | 0 | P
1978-11-19 | 21 | 2014-11-19 | NH | YES | WKN | 1 | P2 | P | 0 | P
1978-11-19 | 22 | 2014-11-19 | NH | YES | WKN | 1 | P2 | P | 0 | P
1978-11-19 | 23 | 2014-11-19 | NH | YES | WKN | 1 | P2 | OP | 0 | OP
1978-11-19 | 0 | 2014-11-19 | NH | YES | WKN | 1 | P2 | OP | 0 | OP
1978-11-20 | 1 | 2014-11-20 | NH | YES | WKN | 1 | P2 | OP | 0 | OP
1978-11-20 | 2 | 2014-11-20 | NH | YES | WKN | 1 | P2 | OP | 0 | OP
1978-11-20 | 3 | 2014-11-20 | NH | YES | WKN | 1 | P2 | OP | 0 | OP
1978-11-20 | 4 | 2014-11-20 | NH | YES | WKN | 1 | P2 | OP | 0 | OP
1978-11-20 | 5 | 2014-11-20 | NH | YES | WKN | 1 | P2 | OP | 0 | OP
1978-11-20 | 6 | 2014-11-20 | NH | YES | WKN | 1 | P2 | P | 0 | P
1978-11-20 | 7 | 2014-11-20 | NH | YES | WKN | 1 | P2 | P | 0 | P
1978-11-20 | 8 | 2014-11-20 | NH | YES | WKN | 1 | P2 | P | 0 | P
1978-11-20 | 9 | 2014-11-20 | NH | YES | WKN | 1 | P2 | P | 0 | P
1978-11-20 | 10 | 2014-11-20 | NH | YES | WKN | 1 | P2 | P | 0 | P
1978-11-20 | 11 | 2014-11-20 | NH | YES | WKN | 1 | P2 | P | 0 | P
1978-11-20 | 12 | 2014-11-20 | NH | YES | WKN | 1 | P2 | P | 0 | P
1978-11-20 | 13 | 2014-11-20 | NH | YES | WKN | 1 | P2 | P | 0 | P
1978-11-20 | 14 | 2014-11-20 | NH | YES | WKN | 1 | P2 | P | 0 | P
1978-11-20 | 15 | 2014-11-20 | NH | YES | WKN | 1 | P2 | P | 0 | P
1978-11-20 | 16 | 2014-11-20 | NH | YES | WKN | 1 | P2 | P | 0 | P
1978-11-20 | 17 | 2014-11-20 | NH | YES | WKN | 1 | P2 | P | 0 | P
1978-11-20 | 18 | 2014-11-20 | NH | YES | WKN | 1 | P2 | P | 0 | P
1978-11-20 | 19 | 2014-11-20 | NH | YES | WKN | 1 | P2 | P | 0 | P
1978-11-20 | 20 | 2014-11-20 | NH | YES | WKN | 1 | P2 | P | 0 | P
1978-11-20 | 21 | 2014-11-20 | NH | YES | WKN | 1 | P2 | P | 0 | P
1978-11-20 | 22 | 2014-11-20 | NH | YES | WKN | 1 | P2 | P | 0 | P
1978-11-20 | 23 | 2014-11-20 | NH | YES | WKN | 1 | P2 | OP | 0 | OP
1978-11-20 | 0 | 2014-11-20 | NH | YES | WKN | 1 | P2 | OP | 0 | OP
1978-11-21 | 1 | 2014-11-21 | NH | YES | WKN | 1 | P2 | OP | 0 | OP
1978-11-21 | 2 | 2014-11-21 | NH | YES | WKN | 1 | P2 | OP | 0 | OP
1978-11-21 | 3 | 2014-11-21 | NH | YES | WKN | 1 | P2 | OP | 0 | OP
1978-11-21 | 4 | 2014-11-21 | NH | YES | WKN | 1 | P2 | OP | 0 | OP
1978-11-21 | 5 | 2014-11-21 | NH | YES | WKN | 1 | P2 | OP | 0 | OP
1978-11-21 | 6 | 2014-11-21 | NH | YES | WKN | 1 | P2 | P | 0 | P
1978-11-21 | 7 | 2014-11-21 | NH | YES | WKN | 1 | P2 | P | 0 | P
1978-11-21 | 8 | 2014-11-21 | NH | YES | WKN | 1 | P2 | P | 0 | P
1978-11-21 | 9 | 2014-11-21 | NH | YES | WKN | 1 | P2 | P | 0 | P
1978-11-21 | 10 | 2014-11-21 | NH | YES | WKN | 1 | P2 | P | 0 | P
1978-11-21 | 11 | 2014-11-21 | NH | YES | WKN | 1 | P2 | P | 0 | P
1978-11-21 | 12 | 2014-11-21 | NH | YES | WKN | 1 | P2 | P | 0 | P
1978-11-21 | 13 | 2014-11-21 | NH | YES | WKN | 1 | P2 | P | 0 | P
1978-11-21 | 14 | 2014-11-21 | NH | YES | WKN | 1 | P2 | P | 0 | P
1978-11-21 | 15 | 2014-11-21 | NH | YES | WKN | 1 | P2 | P | 0 | P
1978-11-21 | 16 | 2014-11-21 | NH | YES | WKN | 1 | P2 | P | 0 | P
1978-11-21 | 17 | 2014-11-21 | NH | YES | WKN | 1 | P2 | P | 0 | P
1978-11-21 | 18 | 2014-11-21 | NH | YES | WKN | 1 | P2 | P | 0 | P
1978-11-21 | 19 | 2014-11-21 | NH | YES | WKN | 1 | P2 | P | 0 | P
1978-11-21 | 20 | 2014-11-21 | NH | YES | WKN | 1 | P2 | P | 0 | P
1978-11-21 | 21 | 2014-11-21 | NH | YES | WKN | 1 | P2 | P | 0 | P
1978-11-21 | 22 | 2014-11-21 | NH | YES | WKN | 1 | P2 | P | 0 | P
1978-11-21 | 23 | 2014-11-21 | NH | YES | WKN | 1 | P2 | OP | 0 | OP
1978-11-21 | 0 | 2014-11-21 | NH | YES | WKN | 1 | P2 | OP | 0 | OP
1978-11-22 | 1 | 2014-11-22 | NH | NO | WE | 0 | P2 | OP | 0 | OP
1978-11-22 | 2 | 2014-11-22 | NH | NO | WE | 0 | P2 | OP | 0 | OP
1978-11-22 | 3 | 2014-11-22 | NH | NO | WE | 0 | P2 | OP | 0 | OP
1978-11-22 | 4 | 2014-11-22 | NH | NO | WE | 0 | P2 | OP | 0 | OP
1978-11-22 | 5 | 2014-11-22 | NH | NO | WE | 0 | P2 | OP | 0 | OP
1978-11-22 | 6 | 2014-11-22 | NH | NO | WE | 0 | P2 | OP | 0 | OP
1978-11-22 | 7 | 2014-11-22 | NH | NO | WE | 0 | P2 | OP | 0 | OP
1978-11-22 | 8 | 2014-11-22 | NH | NO | WE | 0 | P2 | OP | 0 | OP
1978-11-22 | 9 | 2014-11-22 | NH | NO | WE | 0 | P2 | OP | 0 | OP
1978-11-22 | 10 | 2014-11-22 | NH | NO | WE | 0 | P2 | OP | 0 | OP
1978-11-22 | 11 | 2014-11-22 | NH | NO | WE | 0 | P2 | OP | 0 | OP
1978-11-22 | 12 | 2014-11-22 | NH | NO | WE | 0 | P2 | OP | 0 | OP
1978-11-22 | 13 | 2014-11-22 | NH | NO | WE | 0 | P2 | OP | 0 | OP
1978-11-22 | 14 | 2014-11-22 | NH | NO | WE | 0 | P2 | OP | 0 | OP
1978-11-22 | 15 | 2014-11-22 | NH | NO | WE | 0 | P2 | OP | 0 | OP
1978-11-22 | 16 | 2014-11-22 | NH | NO | WE | 0 | P2 | OP | 0 | OP
1978-11-22 | 17 | 2014-11-22 | NH | NO | WE | 0 | P2 | OP | 0 | OP
1978-11-22 | 18 | 2014-11-22 | NH | NO | WE | 0 | P2 | OP | 0 | OP
1978-11-22 | 19 | 2014-11-22 | NH | NO | WE | 0 | P2 | OP | 0 | OP
1978-11-22 | 20 | 2014-11-22 | NH | NO | WE | 0 | P2 | OP | 0 | OP
1978-11-22 | 21 | 2014-11-22 | NH | NO | WE | 0 | P2 | OP | 0 | OP
1978-11-22 | 22 | 2014-11-22 | NH | NO | WE | 0 | P2 | OP | 0 | OP
1978-11-22 | 23 | 2014-11-22 | NH | NO | WE | 0 | P2 | OP | 0 | OP
1978-11-22 | 0 | 2014-11-22 | NH | NO | WE | 0 | P2 | OP | 0 | OP
1978-11-23 | 1 | 2014-11-23 | NH | NO | WE | 0 | P2 | OP | 0 | OP
1978-11-23 | 2 | 2014-11-23 | NH | NO | WE | 0 | P2 | OP | 0 | OP
1978-11-23 | 3 | 2014-11-23 | NH | NO | WE | 0 | P2 | OP | 0 | OP
1978-11-23 | 4 | 2014-11-23 | NH | NO | WE | 0 | P2 | OP | 0 | OP
1978-11-23 | 5 | 2014-11-23 | NH | NO | WE | 0 | P2 | OP | 0 | OP
1978-11-23 | 6 | 2014-11-23 | NH | NO | WE | 0 | P2 | OP | 0 | OP
1978-11-23 | 7 | 2014-11-23 | NH | NO | WE | 0 | P2 | OP | 0 | OP
1978-11-23 | 8 | 2014-11-23 | NH | NO | WE | 0 | P2 | OP | 0 | OP
1978-11-23 | 9 | 2014-11-23 | NH | NO | WE | 0 | P2 | OP | 0 | OP
1978-11-23 | 10 | 2014-11-23 | NH | NO | WE | 0 | P2 | OP | 0 | OP
1978-11-23 | 11 | 2014-11-23 | NH | NO | WE | 0 | P2 | OP | 0 | OP
1978-11-23 | 12 | 2014-11-23 | NH | NO | WE | 0 | P2 | OP | 0 | OP
1978-11-23 | 13 | 2014-11-23 | NH | NO | WE | 0 | P2 | OP | 0 | OP
1978-11-23 | 14 | 2014-11-23 | NH | NO | WE | 0 | P2 | OP | 0 | OP
1978-11-23 | 15 | 2014-11-23 | NH | NO | WE | 0 | P2 | OP | 0 | OP
1978-11-23 | 16 | 2014-11-23 | NH | NO | WE | 0 | P2 | OP | 0 | OP
1978-11-23 | 17 | 2014-11-23 | NH | NO | WE | 0 | P2 | OP | 0 | OP
1978-11-23 | 18 | 2014-11-23 | NH | NO | WE | 0 | P2 | OP | 0 | OP
1978-11-23 | 19 | 2014-11-23 | NH | NO | WE | 0 | P2 | OP | 0 | OP
1978-11-23 | 20 | 2014-11-23 | NH | NO | WE | 0 | P2 | OP | 0 | OP
1978-11-23 | 21 | 2014-11-23 | NH | NO | WE | 0 | P2 | OP | 0 | OP
1978-11-23 | 22 | 2014-11-23 | NH | NO | WE | 0 | P2 | OP | 0 | OP
1978-11-23 | 23 | 2014-11-23 | NH | NO | WE | 0 | P2 | OP | 0 | OP
1978-11-23 | 0 | 2014-11-23 | NH | NO | WE | 0 | P2 | OP | 0 | OP
1978-11-24 | 1 | 2014-11-24 | NH | YES | WKN | 1 | P2 | OP | 0 | OP
1978-11-24 | 2 | 2014-11-24 | NH | YES | WKN | 1 | P2 | OP | 0 | OP
1978-11-24 | 3 | 2014-11-24 | NH | YES | WKN | 1 | P2 | OP | 0 | OP
1978-11-24 | 4 | 2014-11-24 | NH | YES | WKN | 1 | P2 | OP | 0 | OP
1978-11-24 | 5 | 2014-11-24 | NH | YES | WKN | 1 | P2 | OP | 0 | OP
1978-11-24 | 6 | 2014-11-24 | NH | YES | WKN | 1 | P2 | P | 0 | P
1978-11-24 | 7 | 2014-11-24 | NH | YES | WKN | 1 | P2 | P | 0 | P
1978-11-24 | 8 | 2014-11-24 | NH | YES | WKN | 1 | P2 | P | 0 | P
1978-11-24 | 9 | 2014-11-24 | NH | YES | WKN | 1 | P2 | P | 0 | P
1978-11-24 | 10 | 2014-11-24 | NH | YES | WKN | 1 | P2 | P | 0 | P
1978-11-24 | 11 | 2014-11-24 | NH | YES | WKN | 1 | P2 | P | 0 | P
1978-11-24 | 12 | 2014-11-24 | NH | YES | WKN | 1 | P2 | P | 0 | P
1978-11-24 | 13 | 2014-11-24 | NH | YES | WKN | 1 | P2 | P | 0 | P
1978-11-24 | 14 | 2014-11-24 | NH | YES | WKN | 1 | P2 | P | 0 | P
1978-11-24 | 15 | 2014-11-24 | NH | YES | WKN | 1 | P2 | P | 0 | P
1978-11-24 | 16 | 2014-11-24 | NH | YES | WKN | 1 | P2 | P | 0 | P
1978-11-24 | 17 | 2014-11-24 | NH | YES | WKN | 1 | P2 | P | 0 | P
1978-11-24 | 18 | 2014-11-24 | NH | YES | WKN | 1 | P2 | P | 0 | P
1978-11-24 | 19 | 2014-11-24 | NH | YES | WKN | 1 | P2 | P | 0 | P
1978-11-24 | 20 | 2014-11-24 | NH | YES | WKN | 1 | P2 | P | 0 | P
1978-11-24 | 21 | 2014-11-24 | NH | YES | WKN | 1 | P2 | P | 0 | P
1978-11-24 | 22 | 2014-11-24 | NH | YES | WKN | 1 | P2 | P | 0 | P
1978-11-24 | 23 | 2014-11-24 | NH | YES | WKN | 1 | P2 | OP | 0 | OP
1978-11-24 | 0 | 2014-11-24 | NH | YES | WKN | 1 | P2 | OP | 0 | OP
1978-11-25 | 1 | 2014-11-25 | NH | YES | WKN | 1 | P2 | OP | 0 | OP
1978-11-25 | 2 | 2014-11-25 | NH | YES | WKN | 1 | P2 | OP | 0 | OP
1978-11-25 | 3 | 2014-11-25 | NH | YES | WKN | 1 | P2 | OP | 0 | OP
1978-11-25 | 4 | 2014-11-25 | NH | YES | WKN | 1 | P2 | OP | 0 | OP
1978-11-25 | 5 | 2014-11-25 | NH | YES | WKN | 1 | P2 | OP | 0 | OP
1978-11-25 | 6 | 2014-11-25 | NH | YES | WKN | 1 | P2 | P | 0 | P
1978-11-25 | 7 | 2014-11-25 | NH | YES | WKN | 1 | P2 | P | 0 | P
1978-11-25 | 8 | 2014-11-25 | NH | YES | WKN | 1 | P2 | P | 0 | P
1978-11-25 | 9 | 2014-11-25 | NH | YES | WKN | 1 | P2 | P | 0 | P
1978-11-25 | 10 | 2014-11-25 | NH | YES | WKN | 1 | P2 | P | 0 | P
1978-11-25 | 11 | 2014-11-25 | NH | YES | WKN | 1 | P2 | P | 0 | P
1978-11-25 | 12 | 2014-11-25 | NH | YES | WKN | 1 | P2 | P | 0 | P
1978-11-25 | 13 | 2014-11-25 | NH | YES | WKN | 1 | P2 | P | 0 | P
1978-11-25 | 14 | 2014-11-25 | NH | YES | WKN | 1 | P2 | P | 0 | P
1978-11-25 | 15 | 2014-11-25 | NH | YES | WKN | 1 | P2 | P | 0 | P
1978-11-25 | 16 | 2014-11-25 | NH | YES | WKN | 1 | P2 | P | 0 | P
1978-11-25 | 17 | 2014-11-25 | NH | YES | WKN | 1 | P2 | P | 0 | P
1978-11-25 | 18 | 2014-11-25 | NH | YES | WKN | 1 | P2 | P | 0 | P
1978-11-25 | 19 | 2014-11-25 | NH | YES | WKN | 1 | P2 | P | 0 | P
1978-11-25 | 20 | 2014-11-25 | NH | YES | WKN | 1 | P2 | P | 0 | P
1978-11-25 | 21 | 2014-11-25 | NH | YES | WKN | 1 | P2 | P | 0 | P
1978-11-25 | 22 | 2014-11-25 | NH | YES | WKN | 1 | P2 | P | 0 | P
1978-11-25 | 23 | 2014-11-25 | NH | YES | WKN | 1 | P2 | OP | 0 | OP
1978-11-25 | 0 | 2014-11-25 | NH | YES | WKN | 1 | P2 | OP | 0 | OP
1978-11-26 | 1 | 2014-11-26 | NH | YES | WKN | 1 | P2 | OP | 0 | OP
1978-11-26 | 2 | 2014-11-26 | NH | YES | WKN | 1 | P2 | OP | 0 | OP
1978-11-26 | 3 | 2014-11-26 | NH | YES | WKN | 1 | P2 | OP | 0 | OP
1978-11-26 | 4 | 2014-11-26 | NH | YES | WKN | 1 | P2 | OP | 0 | OP
1978-11-26 | 5 | 2014-11-26 | NH | YES | WKN | 1 | P2 | OP | 0 | OP
1978-11-26 | 6 | 2014-11-26 | NH | YES | WKN | 1 | P2 | P | 0 | P
1978-11-26 | 7 | 2014-11-26 | NH | YES | WKN | 1 | P2 | P | 0 | P
1978-11-26 | 8 | 2014-11-26 | NH | YES | WKN | 1 | P2 | P | 0 | P
1978-11-26 | 9 | 2014-11-26 | NH | YES | WKN | 1 | P2 | P | 0 | P
1978-11-26 | 10 | 2014-11-26 | NH | YES | WKN | 1 | P2 | P | 0 | P
1978-11-26 | 11 | 2014-11-26 | NH | YES | WKN | 1 | P2 | P | 0 | P
1978-11-26 | 12 | 2014-11-26 | NH | YES | WKN | 1 | P2 | P | 0 | P
1978-11-26 | 13 | 2014-11-26 | NH | YES | WKN | 1 | P2 | P | 0 | P
1978-11-26 | 14 | 2014-11-26 | NH | YES | WKN | 1 | P2 | P | 0 | P
1978-11-26 | 15 | 2014-11-26 | NH | YES | WKN | 1 | P2 | P | 0 | P
1978-11-26 | 16 | 2014-11-26 | NH | YES | WKN | 1 | P2 | P | 0 | P
1978-11-26 | 17 | 2014-11-26 | NH | YES | WKN | 1 | P2 | P | 0 | P
1978-11-26 | 18 | 2014-11-26 | NH | YES | WKN | 1 | P2 | P | 0 | P
1978-11-26 | 19 | 2014-11-26 | NH | YES | WKN | 1 | P2 | P | 0 | P
1978-11-26 | 20 | 2014-11-26 | NH | YES | WKN | 1 | P2 | P | 0 | P
1978-11-26 | 21 | 2014-11-26 | NH | YES | WKN | 1 | P2 | P | 0 | P
1978-11-26 | 22 | 2014-11-26 | NH | YES | WKN | 1 | P2 | P | 0 | P
1978-11-26 | 23 | 2014-11-26 | NH | YES | WKN | 1 | P2 | OP | 0 | OP
1978-11-26 | 0 | 2014-11-26 | NH | YES | WKN | 1 | P2 | OP | 0 | OP
1978-11-27 | 1 | 2014-11-27 | H | YES | H | 0 | P2 | OP | 0 | OP
1978-11-27 | 2 | 2014-11-27 | H | YES | H | 0 | P2 | OP | 0 | OP
1978-11-27 | 3 | 2014-11-27 | H | YES | H | 0 | P2 | OP | 0 | OP
1978-11-27 | 4 | 2014-11-27 | H | YES | H | 0 | P2 | OP | 0 | OP
1978-11-27 | 5 | 2014-11-27 | H | YES | H | 0 | P2 | OP | 0 | OP
1978-11-27 | 6 | 2014-11-27 | H | YES | H | 0 | P2 | OP | 0 | OP
1978-11-27 | 7 | 2014-11-27 | H | YES | H | 0 | P2 | OP | 0 | OP
1978-11-27 | 8 | 2014-11-27 | H | YES | H | 0 | P2 | OP | 0 | OP
1978-11-27 | 9 | 2014-11-27 | H | YES | H | 0 | P2 | OP | 0 | OP
1978-11-27 | 10 | 2014-11-27 | H | YES | H | 0 | P2 | OP | 0 | OP
1978-11-27 | 11 | 2014-11-27 | H | YES | H | 0 | P2 | OP | 0 | OP
1978-11-27 | 12 | 2014-11-27 | H | YES | H | 0 | P2 | OP | 0 | OP
1978-11-27 | 13 | 2014-11-27 | H | YES | H | 0 | P2 | OP | 0 | OP
1978-11-27 | 14 | 2014-11-27 | H | YES | H | 0 | P2 | OP | 0 | OP
1978-11-27 | 15 | 2014-11-27 | H | YES | H | 0 | P2 | OP | 0 | OP
1978-11-27 | 16 | 2014-11-27 | H | YES | H | 0 | P2 | OP | 0 | OP
1978-11-27 | 17 | 2014-11-27 | H | YES | H | 0 | P2 | OP | 0 | OP
1978-11-27 | 18 | 2014-11-27 | H | YES | H | 0 | P2 | OP | 0 | OP
1978-11-27 | 19 | 2014-11-27 | H | YES | H | 0 | P2 | OP | 0 | OP
1978-11-27 | 20 | 2014-11-27 | H | YES | H | 0 | P2 | OP | 0 | OP
1978-11-27 | 21 | 2014-11-27 | H | YES | H | 0 | P2 | OP | 0 | OP
1978-11-27 | 22 | 2014-11-27 | H | YES | H | 0 | P2 | OP | 0 | OP
1978-11-27 | 23 | 2014-11-27 | H | YES | H | 0 | P2 | OP | 0 | OP
1978-11-27 | 0 | 2014-11-27 | H | YES | H | 0 | P2 | OP | 0 | OP
1978-11-28 | 1 | 2014-11-28 | H | YES | H | 0 | P2 | OP | 0 | OP
1978-11-28 | 2 | 2014-11-28 | H | YES | H | 0 | P2 | OP | 0 | OP
1978-11-28 | 3 | 2014-11-28 | H | YES | H | 0 | P2 | OP | 0 | OP
1978-11-28 | 4 | 2014-11-28 | H | YES | H | 0 | P2 | OP | 0 | OP
1978-11-28 | 5 | 2014-11-28 | H | YES | H | 0 | P2 | OP | 0 | OP
1978-11-28 | 6 | 2014-11-28 | H | YES | H | 0 | P2 | OP | 0 | OP
1978-11-28 | 7 | 2014-11-28 | H | YES | H | 0 | P2 | OP | 0 | OP
1978-11-28 | 8 | 2014-11-28 | H | YES | H | 0 | P2 | OP | 0 | OP
1978-11-28 | 9 | 2014-11-28 | H | YES | H | 0 | P2 | OP | 0 | OP
1978-11-28 | 10 | 2014-11-28 | H | YES | H | 0 | P2 | OP | 0 | OP
1978-11-28 | 11 | 2014-11-28 | H | YES | H | 0 | P2 | OP | 0 | OP
1978-11-28 | 12 | 2014-11-28 | H | YES | H | 0 | P2 | OP | 0 | OP
1978-11-28 | 13 | 2014-11-28 | H | YES | H | 0 | P2 | OP | 0 | OP
1978-11-28 | 14 | 2014-11-28 | H | YES | H | 0 | P2 | OP | 0 | OP
1978-11-28 | 15 | 2014-11-28 | H | YES | H | 0 | P2 | OP | 0 | OP
1978-11-28 | 16 | 2014-11-28 | H | YES | H | 0 | P2 | OP | 0 | OP
1978-11-28 | 17 | 2014-11-28 | H | YES | H | 0 | P2 | OP | 0 | OP
1978-11-28 | 18 | 2014-11-28 | H | YES | H | 0 | P2 | OP | 0 | OP
1978-11-28 | 19 | 2014-11-28 | H | YES | H | 0 | P2 | OP | 0 | OP
1978-11-28 | 20 | 2014-11-28 | H | YES | H | 0 | P2 | OP | 0 | OP
1978-11-28 | 21 | 2014-11-28 | H | YES | H | 0 | P2 | OP | 0 | OP
1978-11-28 | 22 | 2014-11-28 | H | YES | H | 0 | P2 | OP | 0 | OP
1978-11-28 | 23 | 2014-11-28 | H | YES | H | 0 | P2 | OP | 0 | OP
1978-11-28 | 0 | 2014-11-28 | H | YES | H | 0 | P2 | OP | 0 | OP
1978-11-29 | 1 | 2014-11-29 | NH | NO | WE | 0 | P2 | OP | 0 | OP
1978-11-29 | 2 | 2014-11-29 | NH | NO | WE | 0 | P2 | OP | 0 | OP
1978-11-29 | 3 | 2014-11-29 | NH | NO | WE | 0 | P2 | OP | 0 | OP
1978-11-29 | 4 | 2014-11-29 | NH | NO | WE | 0 | P2 | OP | 0 | OP
1978-11-29 | 5 | 2014-11-29 | NH | NO | WE | 0 | P2 | OP | 0 | OP
1978-11-29 | 6 | 2014-11-29 | NH | NO | WE | 0 | P2 | OP | 0 | OP
1978-11-29 | 7 | 2014-11-29 | NH | NO | WE | 0 | P2 | OP | 0 | OP
1978-11-29 | 8 | 2014-11-29 | NH | NO | WE | 0 | P2 | OP | 0 | OP
1978-11-29 | 9 | 2014-11-29 | NH | NO | WE | 0 | P2 | OP | 0 | OP
1978-11-29 | 10 | 2014-11-29 | NH | NO | WE | 0 | P2 | OP | 0 | OP
1978-11-29 | 11 | 2014-11-29 | NH | NO | WE | 0 | P2 | OP | 0 | OP
1978-11-29 | 12 | 2014-11-29 | NH | NO | WE | 0 | P2 | OP | 0 | OP
1978-11-29 | 13 | 2014-11-29 | NH | NO | WE | 0 | P2 | OP | 0 | OP
1978-11-29 | 14 | 2014-11-29 | NH | NO | WE | 0 | P2 | OP | 0 | OP
1978-11-29 | 15 | 2014-11-29 | NH | NO | WE | 0 | P2 | OP | 0 | OP
1978-11-29 | 16 | 2014-11-29 | NH | NO | WE | 0 | P2 | OP | 0 | OP
1978-11-29 | 17 | 2014-11-29 | NH | NO | WE | 0 | P2 | OP | 0 | OP
1978-11-29 | 18 | 2014-11-29 | NH | NO | WE | 0 | P2 | OP | 0 | OP
1978-11-29 | 19 | 2014-11-29 | NH | NO | WE | 0 | P2 | OP | 0 | OP
1978-11-29 | 20 | 2014-11-29 | NH | NO | WE | 0 | P2 | OP | 0 | OP
1978-11-29 | 21 | 2014-11-29 | NH | NO | WE | 0 | P2 | OP | 0 | OP
1978-11-29 | 22 | 2014-11-29 | NH | NO | WE | 0 | P2 | OP | 0 | OP
1978-11-29 | 23 | 2014-11-29 | NH | NO | WE | 0 | P2 | OP | 0 | OP
1978-11-29 | 0 | 2014-11-29 | NH | NO | WE | 0 | P2 | OP | 0 | OP
1978-11-30 | 1 | 2014-11-30 | NH | NO | WE | 0 | P2 | OP | 0 | OP
1978-11-30 | 2 | 2014-11-30 | NH | NO | WE | 0 | P2 | OP | 0 | OP
1978-11-30 | 3 | 2014-11-30 | NH | NO | WE | 0 | P2 | OP | 0 | OP
1978-11-30 | 4 | 2014-11-30 | NH | NO | WE | 0 | P2 | OP | 0 | OP
1978-11-30 | 5 | 2014-11-30 | NH | NO | WE | 0 | P2 | OP | 0 | OP
1978-11-30 | 6 | 2014-11-30 | NH | NO | WE | 0 | P2 | OP | 0 | OP
1978-11-30 | 7 | 2014-11-30 | NH | NO | WE | 0 | P2 | OP | 0 | OP
1978-11-30 | 8 | 2014-11-30 | NH | NO | WE | 0 | P2 | OP | 0 | OP
1978-11-30 | 9 | 2014-11-30 | NH | NO | WE | 0 | P2 | OP | 0 | OP
1978-11-30 | 10 | 2014-11-30 | NH | NO | WE | 0 | P2 | OP | 0 | OP
1978-11-30 | 11 | 2014-11-30 | NH | NO | WE | 0 | P2 | OP | 0 | OP
1978-11-30 | 12 | 2014-11-30 | NH | NO | WE | 0 | P2 | OP | 0 | OP
1978-11-30 | 13 | 2014-11-30 | NH | NO | WE | 0 | P2 | OP | 0 | OP
1978-11-30 | 14 | 2014-11-30 | NH | NO | WE | 0 | P2 | OP | 0 | OP
1978-11-30 | 15 | 2014-11-30 | NH | NO | WE | 0 | P2 | OP | 0 | OP
1978-11-30 | 16 | 2014-11-30 | NH | NO | WE | 0 | P2 | OP | 0 | OP
1978-11-30 | 17 | 2014-11-30 | NH | NO | WE | 0 | P2 | OP | 0 | OP
1978-11-30 | 18 | 2014-11-30 | NH | NO | WE | 0 | P2 | OP | 0 | OP
1978-11-30 | 19 | 2014-11-30 | NH | NO | WE | 0 | P2 | OP | 0 | OP
1978-11-30 | 20 | 2014-11-30 | NH | NO | WE | 0 | P2 | OP | 0 | OP
1978-11-30 | 21 | 2014-11-30 | NH | NO | WE | 0 | P2 | OP | 0 | OP
1978-11-30 | 22 | 2014-11-30 | NH | NO | WE | 0 | P2 | OP | 0 | OP
1978-11-30 | 23 | 2014-11-30 | NH | NO | WE | 0 | P2 | OP | 0 | OP
1978-11-30 | 0 | 2014-11-30 | NH | NO | WE | 0 | P2 | OP | 0 | OP
2003-12-01 | 1 | 2014-12-01 | NH | YES | WKN | 1 | P2 | OP | 0 | OP
2003-12-01 | 2 | 2014-12-01 | NH | YES | WKN | 1 | P2 | OP | 0 | OP
2003-12-01 | 3 | 2014-12-01 | NH | YES | WKN | 1 | P2 | OP | 0 | OP
2003-12-01 | 4 | 2014-12-01 | NH | YES | WKN | 1 | P2 | OP | 0 | OP
2003-12-01 | 5 | 2014-12-01 | NH | YES | WKN | 1 | P2 | OP | 0 | OP
2003-12-01 | 6 | 2014-12-01 | NH | YES | WKN | 1 | P2 | P | 0 | P
2003-12-01 | 7 | 2014-12-01 | NH | YES | WKN | 1 | P2 | P | 0 | P
2003-12-01 | 8 | 2014-12-01 | NH | YES | WKN | 1 | P2 | P | 0 | P
2003-12-01 | 9 | 2014-12-01 | NH | YES | WKN | 1 | P2 | P | 0 | P
2003-12-01 | 10 | 2014-12-01 | NH | YES | WKN | 1 | P2 | P | 0 | P
2003-12-01 | 11 | 2014-12-01 | NH | YES | WKN | 1 | P2 | P | 0 | P
2003-12-01 | 12 | 2014-12-01 | NH | YES | WKN | 1 | P2 | P | 0 | P
2003-12-01 | 13 | 2014-12-01 | NH | YES | WKN | 1 | P2 | P | 0 | P
2003-12-01 | 14 | 2014-12-01 | NH | YES | WKN | 1 | P2 | P | 0 | P
2003-12-01 | 15 | 2014-12-01 | NH | YES | WKN | 1 | P2 | P | 0 | P
2003-12-01 | 16 | 2014-12-01 | NH | YES | WKN | 1 | P2 | P | 0 | P
2003-12-01 | 17 | 2014-12-01 | NH | YES | WKN | 1 | P2 | P | 0 | P
2003-12-01 | 18 | 2014-12-01 | NH | YES | WKN | 1 | P2 | P | 0 | P
2003-12-01 | 19 | 2014-12-01 | NH | YES | WKN | 1 | P2 | P | 0 | P
2003-12-01 | 20 | 2014-12-01 | NH | YES | WKN | 1 | P2 | P | 0 | P
2003-12-01 | 21 | 2014-12-01 | NH | YES | WKN | 1 | P2 | P | 0 | P
2003-12-01 | 22 | 2014-12-01 | NH | YES | WKN | 1 | P2 | P | 0 | P
2003-12-01 | 23 | 2014-12-01 | NH | YES | WKN | 1 | P2 | OP | 0 | OP
2003-12-01 | 0 | 2014-12-01 | NH | YES | WKN | 1 | P2 | OP | 0 | OP
2003-12-02 | 1 | 2014-12-02 | NH | YES | WKN | 1 | P2 | OP | 0 | OP
2003-12-02 | 2 | 2014-12-02 | NH | YES | WKN | 1 | P2 | OP | 0 | OP
2003-12-02 | 3 | 2014-12-02 | NH | YES | WKN | 1 | P2 | OP | 0 | OP
2003-12-02 | 4 | 2014-12-02 | NH | YES | WKN | 1 | P2 | OP | 0 | OP
2003-12-02 | 5 | 2014-12-02 | NH | YES | WKN | 1 | P2 | OP | 0 | OP
2003-12-02 | 6 | 2014-12-02 | NH | YES | WKN | 1 | P2 | P | 0 | P
2003-12-02 | 7 | 2014-12-02 | NH | YES | WKN | 1 | P2 | P | 0 | P
2003-12-02 | 8 | 2014-12-02 | NH | YES | WKN | 1 | P2 | P | 0 | P
2003-12-02 | 9 | 2014-12-02 | NH | YES | WKN | 1 | P2 | P | 0 | P
2003-12-02 | 10 | 2014-12-02 | NH | YES | WKN | 1 | P2 | P | 0 | P
2003-12-02 | 11 | 2014-12-02 | NH | YES | WKN | 1 | P2 | P | 0 | P
2003-12-02 | 12 | 2014-12-02 | NH | YES | WKN | 1 | P2 | P | 0 | P
2003-12-02 | 13 | 2014-12-02 | NH | YES | WKN | 1 | P2 | P | 0 | P
2003-12-02 | 14 | 2014-12-02 | NH | YES | WKN | 1 | P2 | P | 0 | P
2003-12-02 | 15 | 2014-12-02 | NH | YES | WKN | 1 | P2 | P | 0 | P
2003-12-02 | 16 | 2014-12-02 | NH | YES | WKN | 1 | P2 | P | 0 | P
2003-12-02 | 17 | 2014-12-02 | NH | YES | WKN | 1 | P2 | P | 0 | P
2003-12-02 | 18 | 2014-12-02 | NH | YES | WKN | 1 | P2 | P | 0 | P
2003-12-02 | 19 | 2014-12-02 | NH | YES | WKN | 1 | P2 | P | 0 | P
2003-12-02 | 20 | 2014-12-02 | NH | YES | WKN | 1 | P2 | P | 0 | P
2003-12-02 | 21 | 2014-12-02 | NH | YES | WKN | 1 | P2 | P | 0 | P
2003-12-02 | 22 | 2014-12-02 | NH | YES | WKN | 1 | P2 | P | 0 | P
2003-12-02 | 23 | 2014-12-02 | NH | YES | WKN | 1 | P2 | OP | 0 | OP
2003-12-02 | 0 | 2014-12-02 | NH | YES | WKN | 1 | P2 | OP | 0 | OP
2003-12-03 | 1 | 2014-12-03 | NH | YES | WKN | 1 | P2 | OP | 0 | OP
2003-12-03 | 2 | 2014-12-03 | NH | YES | WKN | 1 | P2 | OP | 0 | OP
2003-12-03 | 3 | 2014-12-03 | NH | YES | WKN | 1 | P2 | OP | 0 | OP
2003-12-03 | 4 | 2014-12-03 | NH | YES | WKN | 1 | P2 | OP | 0 | OP
2003-12-03 | 5 | 2014-12-03 | NH | YES | WKN | 1 | P2 | OP | 0 | OP
2003-12-03 | 6 | 2014-12-03 | NH | YES | WKN | 1 | P2 | P | 0 | P
2003-12-03 | 7 | 2014-12-03 | NH | YES | WKN | 1 | P2 | P | 0 | P
2003-12-03 | 8 | 2014-12-03 | NH | YES | WKN | 1 | P2 | P | 0 | P
2003-12-03 | 9 | 2014-12-03 | NH | YES | WKN | 1 | P2 | P | 0 | P
2003-12-03 | 10 | 2014-12-03 | NH | YES | WKN | 1 | P2 | P | 0 | P
2003-12-03 | 11 | 2014-12-03 | NH | YES | WKN | 1 | P2 | P | 0 | P
2003-12-03 | 12 | 2014-12-03 | NH | YES | WKN | 1 | P2 | P | 0 | P
2003-12-03 | 13 | 2014-12-03 | NH | YES | WKN | 1 | P2 | P | 0 | P
2003-12-03 | 14 | 2014-12-03 | NH | YES | WKN | 1 | P2 | P | 0 | P
2003-12-03 | 15 | 2014-12-03 | NH | YES | WKN | 1 | P2 | P | 0 | P
2003-12-03 | 16 | 2014-12-03 | NH | YES | WKN | 1 | P2 | P | 0 | P
2003-12-03 | 17 | 2014-12-03 | NH | YES | WKN | 1 | P2 | P | 0 | P
2003-12-03 | 18 | 2014-12-03 | NH | YES | WKN | 1 | P2 | P | 0 | P
2003-12-03 | 19 | 2014-12-03 | NH | YES | WKN | 1 | P2 | P | 0 | P
2003-12-03 | 20 | 2014-12-03 | NH | YES | WKN | 1 | P2 | P | 0 | P
2003-12-03 | 21 | 2014-12-03 | NH | YES | WKN | 1 | P2 | P | 0 | P
2003-12-03 | 22 | 2014-12-03 | NH | YES | WKN | 1 | P2 | P | 0 | P
2003-12-03 | 23 | 2014-12-03 | NH | YES | WKN | 1 | P2 | OP | 0 | OP
2003-12-03 | 0 | 2014-12-03 | NH | YES | WKN | 1 | P2 | OP | 0 | OP
2003-12-04 | 1 | 2014-12-04 | NH | YES | WKN | 1 | P2 | OP | 0 | OP
2003-12-04 | 2 | 2014-12-04 | NH | YES | WKN | 1 | P2 | OP | 0 | OP
2003-12-04 | 3 | 2014-12-04 | NH | YES | WKN | 1 | P2 | OP | 0 | OP
2003-12-04 | 4 | 2014-12-04 | NH | YES | WKN | 1 | P2 | OP | 0 | OP
2003-12-04 | 5 | 2014-12-04 | NH | YES | WKN | 1 | P2 | OP | 0 | OP
2003-12-04 | 6 | 2014-12-04 | NH | YES | WKN | 1 | P2 | P | 0 | P
2003-12-04 | 7 | 2014-12-04 | NH | YES | WKN | 1 | P2 | P | 0 | P
2003-12-04 | 8 | 2014-12-04 | NH | YES | WKN | 1 | P2 | P | 0 | P
2003-12-04 | 9 | 2014-12-04 | NH | YES | WKN | 1 | P2 | P | 0 | P
2003-12-04 | 10 | 2014-12-04 | NH | YES | WKN | 1 | P2 | P | 0 | P
2003-12-04 | 11 | 2014-12-04 | NH | YES | WKN | 1 | P2 | P | 0 | P
2003-12-04 | 12 | 2014-12-04 | NH | YES | WKN | 1 | P2 | P | 0 | P
2003-12-04 | 13 | 2014-12-04 | NH | YES | WKN | 1 | P2 | P | 0 | P
2003-12-04 | 14 | 2014-12-04 | NH | YES | WKN | 1 | P2 | P | 0 | P
2003-12-04 | 15 | 2014-12-04 | NH | YES | WKN | 1 | P2 | P | 0 | P
2003-12-04 | 16 | 2014-12-04 | NH | YES | WKN | 1 | P2 | P | 0 | P
2003-12-04 | 17 | 2014-12-04 | NH | YES | WKN | 1 | P2 | P | 0 | P
2003-12-04 | 18 | 2014-12-04 | NH | YES | WKN | 1 | P2 | P | 0 | P
2003-12-04 | 19 | 2014-12-04 | NH | YES | WKN | 1 | P2 | P | 0 | P
2003-12-04 | 20 | 2014-12-04 | NH | YES | WKN | 1 | P2 | P | 0 | P
2003-12-04 | 21 | 2014-12-04 | NH | YES | WKN | 1 | P2 | P | 0 | P
2003-12-04 | 22 | 2014-12-04 | NH | YES | WKN | 1 | P2 | P | 0 | P
2003-12-04 | 23 | 2014-12-04 | NH | YES | WKN | 1 | P2 | OP | 0 | OP
2003-12-04 | 0 | 2014-12-04 | NH | YES | WKN | 1 | P2 | OP | 0 | OP
2003-12-05 | 1 | 2014-12-05 | NH | YES | WKN | 1 | P2 | OP | 0 | OP
2003-12-05 | 2 | 2014-12-05 | NH | YES | WKN | 1 | P2 | OP | 0 | OP
2003-12-05 | 3 | 2014-12-05 | NH | YES | WKN | 1 | P2 | OP | 0 | OP
2003-12-05 | 4 | 2014-12-05 | NH | YES | WKN | 1 | P2 | OP | 0 | OP
2003-12-05 | 5 | 2014-12-05 | NH | YES | WKN | 1 | P2 | OP | 0 | OP
2003-12-05 | 6 | 2014-12-05 | NH | YES | WKN | 1 | P2 | P | 0 | P
2003-12-05 | 7 | 2014-12-05 | NH | YES | WKN | 1 | P2 | P | 0 | P
2003-12-05 | 8 | 2014-12-05 | NH | YES | WKN | 1 | P2 | P | 0 | P
2003-12-05 | 9 | 2014-12-05 | NH | YES | WKN | 1 | P2 | P | 0 | P
2003-12-05 | 10 | 2014-12-05 | NH | YES | WKN | 1 | P2 | P | 0 | P
2003-12-05 | 11 | 2014-12-05 | NH | YES | WKN | 1 | P2 | P | 0 | P
2003-12-05 | 12 | 2014-12-05 | NH | YES | WKN | 1 | P2 | P | 0 | P
2003-12-05 | 13 | 2014-12-05 | NH | YES | WKN | 1 | P2 | P | 0 | P
2003-12-05 | 14 | 2014-12-05 | NH | YES | WKN | 1 | P2 | P | 0 | P
2003-12-05 | 15 | 2014-12-05 | NH | YES | WKN | 1 | P2 | P | 0 | P
2003-12-05 | 16 | 2014-12-05 | NH | YES | WKN | 1 | P2 | P | 0 | P
2003-12-05 | 17 | 2014-12-05 | NH | YES | WKN | 1 | P2 | P | 0 | P
2003-12-05 | 18 | 2014-12-05 | NH | YES | WKN | 1 | P2 | P | 0 | P
2003-12-05 | 19 | 2014-12-05 | NH | YES | WKN | 1 | P2 | P | 0 | P
2003-12-05 | 20 | 2014-12-05 | NH | YES | WKN | 1 | P2 | P | 0 | P
2003-12-05 | 21 | 2014-12-05 | NH | YES | WKN | 1 | P2 | P | 0 | P
2003-12-05 | 22 | 2014-12-05 | NH | YES | WKN | 1 | P2 | P | 0 | P
2003-12-05 | 23 | 2014-12-05 | NH | YES | WKN | 1 | P2 | OP | 0 | OP
2003-12-05 | 0 | 2014-12-05 | NH | YES | WKN | 1 | P2 | OP | 0 | OP
2003-12-06 | 1 | 2014-12-06 | NH | NO | WE | 0 | P2 | OP | 0 | OP
2003-12-06 | 2 | 2014-12-06 | NH | NO | WE | 0 | P2 | OP | 0 | OP
2003-12-06 | 3 | 2014-12-06 | NH | NO | WE | 0 | P2 | OP | 0 | OP
2003-12-06 | 4 | 2014-12-06 | NH | NO | WE | 0 | P2 | OP | 0 | OP
2003-12-06 | 5 | 2014-12-06 | NH | NO | WE | 0 | P2 | OP | 0 | OP
2003-12-06 | 6 | 2014-12-06 | NH | NO | WE | 0 | P2 | OP | 0 | OP
2003-12-06 | 7 | 2014-12-06 | NH | NO | WE | 0 | P2 | OP | 0 | OP
2003-12-06 | 8 | 2014-12-06 | NH | NO | WE | 0 | P2 | OP | 0 | OP
2003-12-06 | 9 | 2014-12-06 | NH | NO | WE | 0 | P2 | OP | 0 | OP
2003-12-06 | 10 | 2014-12-06 | NH | NO | WE | 0 | P2 | OP | 0 | OP
2003-12-06 | 11 | 2014-12-06 | NH | NO | WE | 0 | P2 | OP | 0 | OP
2003-12-06 | 12 | 2014-12-06 | NH | NO | WE | 0 | P2 | OP | 0 | OP
2003-12-06 | 13 | 2014-12-06 | NH | NO | WE | 0 | P2 | OP | 0 | OP
2003-12-06 | 14 | 2014-12-06 | NH | NO | WE | 0 | P2 | OP | 0 | OP
2003-12-06 | 15 | 2014-12-06 | NH | NO | WE | 0 | P2 | OP | 0 | OP
2003-12-06 | 16 | 2014-12-06 | NH | NO | WE | 0 | P2 | OP | 0 | OP
2003-12-06 | 17 | 2014-12-06 | NH | NO | WE | 0 | P2 | OP | 0 | OP
2003-12-06 | 18 | 2014-12-06 | NH | NO | WE | 0 | P2 | OP | 0 | OP
2003-12-06 | 19 | 2014-12-06 | NH | NO | WE | 0 | P2 | OP | 0 | OP
2003-12-06 | 20 | 2014-12-06 | NH | NO | WE | 0 | P2 | OP | 0 | OP
2003-12-06 | 21 | 2014-12-06 | NH | NO | WE | 0 | P2 | OP | 0 | OP
2003-12-06 | 22 | 2014-12-06 | NH | NO | WE | 0 | P2 | OP | 0 | OP
2003-12-06 | 23 | 2014-12-06 | NH | NO | WE | 0 | P2 | OP | 0 | OP
2003-12-06 | 0 | 2014-12-06 | NH | NO | WE | 0 | P2 | OP | 0 | OP
2003-12-07 | 1 | 2014-12-07 | NH | NO | WE | 0 | P2 | OP | 0 | OP
2003-12-07 | 2 | 2014-12-07 | NH | NO | WE | 0 | P2 | OP | 0 | OP
2003-12-07 | 3 | 2014-12-07 | NH | NO | WE | 0 | P2 | OP | 0 | OP
2003-12-07 | 4 | 2014-12-07 | NH | NO | WE | 0 | P2 | OP | 0 | OP
2003-12-07 | 5 | 2014-12-07 | NH | NO | WE | 0 | P2 | OP | 0 | OP
2003-12-07 | 6 | 2014-12-07 | NH | NO | WE | 0 | P2 | OP | 0 | OP
2003-12-07 | 7 | 2014-12-07 | NH | NO | WE | 0 | P2 | OP | 0 | OP
2003-12-07 | 8 | 2014-12-07 | NH | NO | WE | 0 | P2 | OP | 0 | OP
2003-12-07 | 9 | 2014-12-07 | NH | NO | WE | 0 | P2 | OP | 0 | OP
2003-12-07 | 10 | 2014-12-07 | NH | NO | WE | 0 | P2 | OP | 0 | OP
2003-12-07 | 11 | 2014-12-07 | NH | NO | WE | 0 | P2 | OP | 0 | OP
2003-12-07 | 12 | 2014-12-07 | NH | NO | WE | 0 | P2 | OP | 0 | OP
2003-12-07 | 13 | 2014-12-07 | NH | NO | WE | 0 | P2 | OP | 0 | OP
2003-12-07 | 14 | 2014-12-07 | NH | NO | WE | 0 | P2 | OP | 0 | OP
2003-12-07 | 15 | 2014-12-07 | NH | NO | WE | 0 | P2 | OP | 0 | OP
2003-12-07 | 16 | 2014-12-07 | NH | NO | WE | 0 | P2 | OP | 0 | OP
2003-12-07 | 17 | 2014-12-07 | NH | NO | WE | 0 | P2 | OP | 0 | OP
2003-12-07 | 18 | 2014-12-07 | NH | NO | WE | 0 | P2 | OP | 0 | OP
2003-12-07 | 19 | 2014-12-07 | NH | NO | WE | 0 | P2 | OP | 0 | OP
2003-12-07 | 20 | 2014-12-07 | NH | NO | WE | 0 | P2 | OP | 0 | OP
2003-12-07 | 21 | 2014-12-07 | NH | NO | WE | 0 | P2 | OP | 0 | OP
2003-12-07 | 22 | 2014-12-07 | NH | NO | WE | 0 | P2 | OP | 0 | OP
2003-12-07 | 23 | 2014-12-07 | NH | NO | WE | 0 | P2 | OP | 0 | OP
2003-12-07 | 0 | 2014-12-07 | NH | NO | WE | 0 | P2 | OP | 0 | OP
2003-12-08 | 1 | 2014-12-08 | NH | YES | WKN | 1 | P2 | OP | 0 | OP
2003-12-08 | 2 | 2014-12-08 | NH | YES | WKN | 1 | P2 | OP | 0 | OP
2003-12-08 | 3 | 2014-12-08 | NH | YES | WKN | 1 | P2 | OP | 0 | OP
2003-12-08 | 4 | 2014-12-08 | NH | YES | WKN | 1 | P2 | OP | 0 | OP
2003-12-08 | 5 | 2014-12-08 | NH | YES | WKN | 1 | P2 | OP | 0 | OP
2003-12-08 | 6 | 2014-12-08 | NH | YES | WKN | 1 | P2 | P | 0 | P
2003-12-08 | 7 | 2014-12-08 | NH | YES | WKN | 1 | P2 | P | 0 | P
2003-12-08 | 8 | 2014-12-08 | NH | YES | WKN | 1 | P2 | P | 0 | P
2003-12-08 | 9 | 2014-12-08 | NH | YES | WKN | 1 | P2 | P | 0 | P
2003-12-08 | 10 | 2014-12-08 | NH | YES | WKN | 1 | P2 | P | 0 | P
2003-12-08 | 11 | 2014-12-08 | NH | YES | WKN | 1 | P2 | P | 0 | P
2003-12-08 | 12 | 2014-12-08 | NH | YES | WKN | 1 | P2 | P | 0 | P
2003-12-08 | 13 | 2014-12-08 | NH | YES | WKN | 1 | P2 | P | 0 | P
2003-12-08 | 14 | 2014-12-08 | NH | YES | WKN | 1 | P2 | P | 0 | P
2003-12-08 | 15 | 2014-12-08 | NH | YES | WKN | 1 | P2 | P | 0 | P
2003-12-08 | 16 | 2014-12-08 | NH | YES | WKN | 1 | P2 | P | 0 | P
2003-12-08 | 17 | 2014-12-08 | NH | YES | WKN | 1 | P2 | P | 0 | P
2003-12-08 | 18 | 2014-12-08 | NH | YES | WKN | 1 | P2 | P | 0 | P
2003-12-08 | 19 | 2014-12-08 | NH | YES | WKN | 1 | P2 | P | 0 | P
2003-12-08 | 20 | 2014-12-08 | NH | YES | WKN | 1 | P2 | P | 0 | P
2003-12-08 | 21 | 2014-12-08 | NH | YES | WKN | 1 | P2 | P | 0 | P
2003-12-08 | 22 | 2014-12-08 | NH | YES | WKN | 1 | P2 | P | 0 | P
2003-12-08 | 23 | 2014-12-08 | NH | YES | WKN | 1 | P2 | OP | 0 | OP
2003-12-08 | 0 | 2014-12-08 | NH | YES | WKN | 1 | P2 | OP | 0 | OP
2003-12-09 | 1 | 2014-12-09 | NH | YES | WKN | 1 | P2 | OP | 0 | OP
2003-12-09 | 2 | 2014-12-09 | NH | YES | WKN | 1 | P2 | OP | 0 | OP
2003-12-09 | 3 | 2014-12-09 | NH | YES | WKN | 1 | P2 | OP | 0 | OP
2003-12-09 | 4 | 2014-12-09 | NH | YES | WKN | 1 | P2 | OP | 0 | OP
2003-12-09 | 5 | 2014-12-09 | NH | YES | WKN | 1 | P2 | OP | 0 | OP
2003-12-09 | 6 | 2014-12-09 | NH | YES | WKN | 1 | P2 | P | 0 | P
2003-12-09 | 7 | 2014-12-09 | NH | YES | WKN | 1 | P2 | P | 0 | P
2003-12-09 | 8 | 2014-12-09 | NH | YES | WKN | 1 | P2 | P | 0 | P
2003-12-09 | 9 | 2014-12-09 | NH | YES | WKN | 1 | P2 | P | 0 | P
2003-12-09 | 10 | 2014-12-09 | NH | YES | WKN | 1 | P2 | P | 0 | P
2003-12-09 | 11 | 2014-12-09 | NH | YES | WKN | 1 | P2 | P | 0 | P
2003-12-09 | 12 | 2014-12-09 | NH | YES | WKN | 1 | P2 | P | 0 | P
2003-12-09 | 13 | 2014-12-09 | NH | YES | WKN | 1 | P2 | P | 0 | P
2003-12-09 | 14 | 2014-12-09 | NH | YES | WKN | 1 | P2 | P | 0 | P
2003-12-09 | 15 | 2014-12-09 | NH | YES | WKN | 1 | P2 | P | 0 | P
2003-12-09 | 16 | 2014-12-09 | NH | YES | WKN | 1 | P2 | P | 0 | P
2003-12-09 | 17 | 2014-12-09 | NH | YES | WKN | 1 | P2 | P | 0 | P
2003-12-09 | 18 | 2014-12-09 | NH | YES | WKN | 1 | P2 | P | 0 | P
2003-12-09 | 19 | 2014-12-09 | NH | YES | WKN | 1 | P2 | P | 0 | P
2003-12-09 | 20 | 2014-12-09 | NH | YES | WKN | 1 | P2 | P | 0 | P
2003-12-09 | 21 | 2014-12-09 | NH | YES | WKN | 1 | P2 | P | 0 | P
2003-12-09 | 22 | 2014-12-09 | NH | YES | WKN | 1 | P2 | P | 0 | P
2003-12-09 | 23 | 2014-12-09 | NH | YES | WKN | 1 | P2 | OP | 0 | OP
2003-12-09 | 0 | 2014-12-09 | NH | YES | WKN | 1 | P2 | OP | 0 | OP
2003-12-10 | 1 | 2014-12-10 | NH | YES | WKN | 1 | P2 | OP | 0 | OP
2003-12-10 | 2 | 2014-12-10 | NH | YES | WKN | 1 | P2 | OP | 0 | OP
2003-12-10 | 3 | 2014-12-10 | NH | YES | WKN | 1 | P2 | OP | 0 | OP
2003-12-10 | 4 | 2014-12-10 | NH | YES | WKN | 1 | P2 | OP | 0 | OP
2003-12-10 | 5 | 2014-12-10 | NH | YES | WKN | 1 | P2 | OP | 0 | OP
2003-12-10 | 6 | 2014-12-10 | NH | YES | WKN | 1 | P2 | P | 0 | P
2003-12-10 | 7 | 2014-12-10 | NH | YES | WKN | 1 | P2 | P | 0 | P
2003-12-10 | 8 | 2014-12-10 | NH | YES | WKN | 1 | P2 | P | 0 | P
2003-12-10 | 9 | 2014-12-10 | NH | YES | WKN | 1 | P2 | P | 0 | P
2003-12-10 | 10 | 2014-12-10 | NH | YES | WKN | 1 | P2 | P | 0 | P
2003-12-10 | 11 | 2014-12-10 | NH | YES | WKN | 1 | P2 | P | 0 | P
2003-12-10 | 12 | 2014-12-10 | NH | YES | WKN | 1 | P2 | P | 0 | P
2003-12-10 | 13 | 2014-12-10 | NH | YES | WKN | 1 | P2 | P | 0 | P
2003-12-10 | 14 | 2014-12-10 | NH | YES | WKN | 1 | P2 | P | 0 | P
2003-12-10 | 15 | 2014-12-10 | NH | YES | WKN | 1 | P2 | P | 0 | P
2003-12-10 | 16 | 2014-12-10 | NH | YES | WKN | 1 | P2 | P | 0 | P
2003-12-10 | 17 | 2014-12-10 | NH | YES | WKN | 1 | P2 | P | 0 | P
2003-12-10 | 18 | 2014-12-10 | NH | YES | WKN | 1 | P2 | P | 0 | P
2003-12-10 | 19 | 2014-12-10 | NH | YES | WKN | 1 | P2 | P | 0 | P
2003-12-10 | 20 | 2014-12-10 | NH | YES | WKN | 1 | P2 | P | 0 | P
2003-12-10 | 21 | 2014-12-10 | NH | YES | WKN | 1 | P2 | P | 0 | P
2003-12-10 | 22 | 2014-12-10 | NH | YES | WKN | 1 | P2 | P | 0 | P
2003-12-10 | 23 | 2014-12-10 | NH | YES | WKN | 1 | P2 | OP | 0 | OP
2003-12-10 | 0 | 2014-12-10 | NH | YES | WKN | 1 | P2 | OP | 0 | OP
2003-12-11 | 1 | 2014-12-11 | NH | YES | WKN | 1 | P2 | OP | 0 | OP
2003-12-11 | 2 | 2014-12-11 | NH | YES | WKN | 1 | P2 | OP | 0 | OP
2003-12-11 | 3 | 2014-12-11 | NH | YES | WKN | 1 | P2 | OP | 0 | OP
2003-12-11 | 4 | 2014-12-11 | NH | YES | WKN | 1 | P2 | OP | 0 | OP
2003-12-11 | 5 | 2014-12-11 | NH | YES | WKN | 1 | P2 | OP | 0 | OP
2003-12-11 | 6 | 2014-12-11 | NH | YES | WKN | 1 | P2 | P | 0 | P
2003-12-11 | 7 | 2014-12-11 | NH | YES | WKN | 1 | P2 | P | 0 | P
2003-12-11 | 8 | 2014-12-11 | NH | YES | WKN | 1 | P2 | P | 0 | P
2003-12-11 | 9 | 2014-12-11 | NH | YES | WKN | 1 | P2 | P | 0 | P
2003-12-11 | 10 | 2014-12-11 | NH | YES | WKN | 1 | P2 | P | 0 | P
2003-12-11 | 11 | 2014-12-11 | NH | YES | WKN | 1 | P2 | P | 0 | P
2003-12-11 | 12 | 2014-12-11 | NH | YES | WKN | 1 | P2 | P | 0 | P
2003-12-11 | 13 | 2014-12-11 | NH | YES | WKN | 1 | P2 | P | 0 | P
2003-12-11 | 14 | 2014-12-11 | NH | YES | WKN | 1 | P2 | P | 0 | P
2003-12-11 | 15 | 2014-12-11 | NH | YES | WKN | 1 | P2 | P | 0 | P
2003-12-11 | 16 | 2014-12-11 | NH | YES | WKN | 1 | P2 | P | 0 | P
2003-12-11 | 17 | 2014-12-11 | NH | YES | WKN | 1 | P2 | P | 0 | P
2003-12-11 | 18 | 2014-12-11 | NH | YES | WKN | 1 | P2 | P | 0 | P
2003-12-11 | 19 | 2014-12-11 | NH | YES | WKN | 1 | P2 | P | 0 | P
2003-12-11 | 20 | 2014-12-11 | NH | YES | WKN | 1 | P2 | P | 0 | P
2003-12-11 | 21 | 2014-12-11 | NH | YES | WKN | 1 | P2 | P | 0 | P
2003-12-11 | 22 | 2014-12-11 | NH | YES | WKN | 1 | P2 | P | 0 | P
2003-12-11 | 23 | 2014-12-11 | NH | YES | WKN | 1 | P2 | OP | 0 | OP
2003-12-11 | 0 | 2014-12-11 | NH | YES | WKN | 1 | P2 | OP | 0 | OP
2003-12-12 | 1 | 2014-12-12 | NH | YES | WKN | 1 | P2 | OP | 0 | OP
2003-12-12 | 2 | 2014-12-12 | NH | YES | WKN | 1 | P2 | OP | 0 | OP
2003-12-12 | 3 | 2014-12-12 | NH | YES | WKN | 1 | P2 | OP | 0 | OP
2003-12-12 | 4 | 2014-12-12 | NH | YES | WKN | 1 | P2 | OP | 0 | OP
2003-12-12 | 5 | 2014-12-12 | NH | YES | WKN | 1 | P2 | OP | 0 | OP
2003-12-12 | 6 | 2014-12-12 | NH | YES | WKN | 1 | P2 | P | 0 | P
2003-12-12 | 7 | 2014-12-12 | NH | YES | WKN | 1 | P2 | P | 0 | P
2003-12-12 | 8 | 2014-12-12 | NH | YES | WKN | 1 | P2 | P | 0 | P
2003-12-12 | 9 | 2014-12-12 | NH | YES | WKN | 1 | P2 | P | 0 | P
2003-12-12 | 10 | 2014-12-12 | NH | YES | WKN | 1 | P2 | P | 0 | P
2003-12-12 | 11 | 2014-12-12 | NH | YES | WKN | 1 | P2 | P | 0 | P
2003-12-12 | 12 | 2014-12-12 | NH | YES | WKN | 1 | P2 | P | 0 | P
2003-12-12 | 13 | 2014-12-12 | NH | YES | WKN | 1 | P2 | P | 0 | P
2003-12-12 | 14 | 2014-12-12 | NH | YES | WKN | 1 | P2 | P | 0 | P
2003-12-12 | 15 | 2014-12-12 | NH | YES | WKN | 1 | P2 | P | 0 | P
2003-12-12 | 16 | 2014-12-12 | NH | YES | WKN | 1 | P2 | P | 0 | P
2003-12-12 | 17 | 2014-12-12 | NH | YES | WKN | 1 | P2 | P | 0 | P
2003-12-12 | 18 | 2014-12-12 | NH | YES | WKN | 1 | P2 | P | 0 | P
2003-12-12 | 19 | 2014-12-12 | NH | YES | WKN | 1 | P2 | P | 0 | P
2003-12-12 | 20 | 2014-12-12 | NH | YES | WKN | 1 | P2 | P | 0 | P
2003-12-12 | 21 | 2014-12-12 | NH | YES | WKN | 1 | P2 | P | 0 | P
2003-12-12 | 22 | 2014-12-12 | NH | YES | WKN | 1 | P2 | P | 0 | P
2003-12-12 | 23 | 2014-12-12 | NH | YES | WKN | 1 | P2 | OP | 0 | OP
2003-12-12 | 0 | 2014-12-12 | NH | YES | WKN | 1 | P2 | OP | 0 | OP
2003-12-13 | 1 | 2014-12-13 | NH | NO | WE | 0 | P2 | OP | 0 | OP
2003-12-13 | 2 | 2014-12-13 | NH | NO | WE | 0 | P2 | OP | 0 | OP
2003-12-13 | 3 | 2014-12-13 | NH | NO | WE | 0 | P2 | OP | 0 | OP
2003-12-13 | 4 | 2014-12-13 | NH | NO | WE | 0 | P2 | OP | 0 | OP
2003-12-13 | 5 | 2014-12-13 | NH | NO | WE | 0 | P2 | OP | 0 | OP
2003-12-13 | 6 | 2014-12-13 | NH | NO | WE | 0 | P2 | OP | 0 | OP
2003-12-13 | 7 | 2014-12-13 | NH | NO | WE | 0 | P2 | OP | 0 | OP
2003-12-13 | 8 | 2014-12-13 | NH | NO | WE | 0 | P2 | OP | 0 | OP
2003-12-13 | 9 | 2014-12-13 | NH | NO | WE | 0 | P2 | OP | 0 | OP
2003-12-13 | 10 | 2014-12-13 | NH | NO | WE | 0 | P2 | OP | 0 | OP
2003-12-13 | 11 | 2014-12-13 | NH | NO | WE | 0 | P2 | OP | 0 | OP
2003-12-13 | 12 | 2014-12-13 | NH | NO | WE | 0 | P2 | OP | 0 | OP
2003-12-13 | 13 | 2014-12-13 | NH | NO | WE | 0 | P2 | OP | 0 | OP
2003-12-13 | 14 | 2014-12-13 | NH | NO | WE | 0 | P2 | OP | 0 | OP
2003-12-13 | 15 | 2014-12-13 | NH | NO | WE | 0 | P2 | OP | 0 | OP
2003-12-13 | 16 | 2014-12-13 | NH | NO | WE | 0 | P2 | OP | 0 | OP
2003-12-13 | 17 | 2014-12-13 | NH | NO | WE | 0 | P2 | OP | 0 | OP
2003-12-13 | 18 | 2014-12-13 | NH | NO | WE | 0 | P2 | OP | 0 | OP
2003-12-13 | 19 | 2014-12-13 | NH | NO | WE | 0 | P2 | OP | 0 | OP
2003-12-13 | 20 | 2014-12-13 | NH | NO | WE | 0 | P2 | OP | 0 | OP
2003-12-13 | 21 | 2014-12-13 | NH | NO | WE | 0 | P2 | OP | 0 | OP
2003-12-13 | 22 | 2014-12-13 | NH | NO | WE | 0 | P2 | OP | 0 | OP
2003-12-13 | 23 | 2014-12-13 | NH | NO | WE | 0 | P2 | OP | 0 | OP
2003-12-13 | 0 | 2014-12-13 | NH | NO | WE | 0 | P2 | OP | 0 | OP
2003-12-14 | 1 | 2014-12-14 | NH | NO | WE | 0 | P2 | OP | 0 | OP
2003-12-14 | 2 | 2014-12-14 | NH | NO | WE | 0 | P2 | OP | 0 | OP
2003-12-14 | 3 | 2014-12-14 | NH | NO | WE | 0 | P2 | OP | 0 | OP
2003-12-14 | 4 | 2014-12-14 | NH | NO | WE | 0 | P2 | OP | 0 | OP
2003-12-14 | 5 | 2014-12-14 | NH | NO | WE | 0 | P2 | OP | 0 | OP
2003-12-14 | 6 | 2014-12-14 | NH | NO | WE | 0 | P2 | OP | 0 | OP
2003-12-14 | 7 | 2014-12-14 | NH | NO | WE | 0 | P2 | OP | 0 | OP
2003-12-14 | 8 | 2014-12-14 | NH | NO | WE | 0 | P2 | OP | 0 | OP
2003-12-14 | 9 | 2014-12-14 | NH | NO | WE | 0 | P2 | OP | 0 | OP
2003-12-14 | 10 | 2014-12-14 | NH | NO | WE | 0 | P2 | OP | 0 | OP
2003-12-14 | 11 | 2014-12-14 | NH | NO | WE | 0 | P2 | OP | 0 | OP
2003-12-14 | 12 | 2014-12-14 | NH | NO | WE | 0 | P2 | OP | 0 | OP
2003-12-14 | 13 | 2014-12-14 | NH | NO | WE | 0 | P2 | OP | 0 | OP
2003-12-14 | 14 | 2014-12-14 | NH | NO | WE | 0 | P2 | OP | 0 | OP
2003-12-14 | 15 | 2014-12-14 | NH | NO | WE | 0 | P2 | OP | 0 | OP
2003-12-14 | 16 | 2014-12-14 | NH | NO | WE | 0 | P2 | OP | 0 | OP
2003-12-14 | 17 | 2014-12-14 | NH | NO | WE | 0 | P2 | OP | 0 | OP
2003-12-14 | 18 | 2014-12-14 | NH | NO | WE | 0 | P2 | OP | 0 | OP
2003-12-14 | 19 | 2014-12-14 | NH | NO | WE | 0 | P2 | OP | 0 | OP
2003-12-14 | 20 | 2014-12-14 | NH | NO | WE | 0 | P2 | OP | 0 | OP
2003-12-14 | 21 | 2014-12-14 | NH | NO | WE | 0 | P2 | OP | 0 | OP
2003-12-14 | 22 | 2014-12-14 | NH | NO | WE | 0 | P2 | OP | 0 | OP
2003-12-14 | 23 | 2014-12-14 | NH | NO | WE | 0 | P2 | OP | 0 | OP
2003-12-14 | 0 | 2014-12-14 | NH | NO | WE | 0 | P2 | OP | 0 | OP
2003-12-15 | 1 | 2014-12-15 | NH | YES | WKN | 1 | P2 | OP | 0 | OP
2003-12-15 | 2 | 2014-12-15 | NH | YES | WKN | 1 | P2 | OP | 0 | OP
2003-12-15 | 3 | 2014-12-15 | NH | YES | WKN | 1 | P2 | OP | 0 | OP
2003-12-15 | 4 | 2014-12-15 | NH | YES | WKN | 1 | P2 | OP | 0 | OP
2003-12-15 | 5 | 2014-12-15 | NH | YES | WKN | 1 | P2 | OP | 0 | OP
2003-12-15 | 6 | 2014-12-15 | NH | YES | WKN | 1 | P2 | P | 0 | P
2003-12-15 | 7 | 2014-12-15 | NH | YES | WKN | 1 | P2 | P | 0 | P
2003-12-15 | 8 | 2014-12-15 | NH | YES | WKN | 1 | P2 | P | 0 | P
2003-12-15 | 9 | 2014-12-15 | NH | YES | WKN | 1 | P2 | P | 0 | P
2003-12-15 | 10 | 2014-12-15 | NH | YES | WKN | 1 | P2 | P | 0 | P
2003-12-15 | 11 | 2014-12-15 | NH | YES | WKN | 1 | P2 | P | 0 | P
2003-12-15 | 12 | 2014-12-15 | NH | YES | WKN | 1 | P2 | P | 0 | P
2003-12-15 | 13 | 2014-12-15 | NH | YES | WKN | 1 | P2 | P | 0 | P
2003-12-15 | 14 | 2014-12-15 | NH | YES | WKN | 1 | P2 | P | 0 | P
2003-12-15 | 15 | 2014-12-15 | NH | YES | WKN | 1 | P2 | P | 0 | P
2003-12-15 | 16 | 2014-12-15 | NH | YES | WKN | 1 | P2 | P | 0 | P
2003-12-15 | 17 | 2014-12-15 | NH | YES | WKN | 1 | P2 | P | 0 | P
2003-12-15 | 18 | 2014-12-15 | NH | YES | WKN | 1 | P2 | P | 0 | P
2003-12-15 | 19 | 2014-12-15 | NH | YES | WKN | 1 | P2 | P | 0 | P
2003-12-15 | 20 | 2014-12-15 | NH | YES | WKN | 1 | P2 | P | 0 | P
2003-12-15 | 21 | 2014-12-15 | NH | YES | WKN | 1 | P2 | P | 0 | P
2003-12-15 | 22 | 2014-12-15 | NH | YES | WKN | 1 | P2 | P | 0 | P
2003-12-15 | 23 | 2014-12-15 | NH | YES | WKN | 1 | P2 | OP | 0 | OP
2003-12-15 | 0 | 2014-12-15 | NH | YES | WKN | 1 | P2 | OP | 0 | OP
2003-12-16 | 1 | 2014-12-16 | NH | YES | WKN | 1 | P2 | OP | 0 | OP
2003-12-16 | 2 | 2014-12-16 | NH | YES | WKN | 1 | P2 | OP | 0 | OP
2003-12-16 | 3 | 2014-12-16 | NH | YES | WKN | 1 | P2 | OP | 0 | OP
2003-12-16 | 4 | 2014-12-16 | NH | YES | WKN | 1 | P2 | OP | 0 | OP
2003-12-16 | 5 | 2014-12-16 | NH | YES | WKN | 1 | P2 | OP | 0 | OP
2003-12-16 | 6 | 2014-12-16 | NH | YES | WKN | 1 | P2 | P | 0 | P
2003-12-16 | 7 | 2014-12-16 | NH | YES | WKN | 1 | P2 | P | 0 | P
2003-12-16 | 8 | 2014-12-16 | NH | YES | WKN | 1 | P2 | P | 0 | P
2003-12-16 | 9 | 2014-12-16 | NH | YES | WKN | 1 | P2 | P | 0 | P
2003-12-16 | 10 | 2014-12-16 | NH | YES | WKN | 1 | P2 | P | 0 | P
2003-12-16 | 11 | 2014-12-16 | NH | YES | WKN | 1 | P2 | P | 0 | P
2003-12-16 | 12 | 2014-12-16 | NH | YES | WKN | 1 | P2 | P | 0 | P
2003-12-16 | 13 | 2014-12-16 | NH | YES | WKN | 1 | P2 | P | 0 | P
2003-12-16 | 14 | 2014-12-16 | NH | YES | WKN | 1 | P2 | P | 0 | P
2003-12-16 | 15 | 2014-12-16 | NH | YES | WKN | 1 | P2 | P | 0 | P
2003-12-16 | 16 | 2014-12-16 | NH | YES | WKN | 1 | P2 | P | 0 | P
2003-12-16 | 17 | 2014-12-16 | NH | YES | WKN | 1 | P2 | P | 0 | P
2003-12-16 | 18 | 2014-12-16 | NH | YES | WKN | 1 | P2 | P | 0 | P
2003-12-16 | 19 | 2014-12-16 | NH | YES | WKN | 1 | P2 | P | 0 | P
2003-12-16 | 20 | 2014-12-16 | NH | YES | WKN | 1 | P2 | P | 0 | P
2003-12-16 | 21 | 2014-12-16 | NH | YES | WKN | 1 | P2 | P | 0 | P
2003-12-16 | 22 | 2014-12-16 | NH | YES | WKN | 1 | P2 | P | 0 | P
2003-12-16 | 23 | 2014-12-16 | NH | YES | WKN | 1 | P2 | OP | 0 | OP
2003-12-16 | 0 | 2014-12-16 | NH | YES | WKN | 1 | P2 | OP | 0 | OP
2003-12-17 | 1 | 2014-12-17 | NH | YES | WKN | 1 | P2 | OP | 0 | OP
2003-12-17 | 2 | 2014-12-17 | NH | YES | WKN | 1 | P2 | OP | 0 | OP
2003-12-17 | 3 | 2014-12-17 | NH | YES | WKN | 1 | P2 | OP | 0 | OP
2003-12-17 | 4 | 2014-12-17 | NH | YES | WKN | 1 | P2 | OP | 0 | OP
2003-12-17 | 5 | 2014-12-17 | NH | YES | WKN | 1 | P2 | OP | 0 | OP
2003-12-17 | 6 | 2014-12-17 | NH | YES | WKN | 1 | P2 | P | 0 | P
2003-12-17 | 7 | 2014-12-17 | NH | YES | WKN | 1 | P2 | P | 0 | P
2003-12-17 | 8 | 2014-12-17 | NH | YES | WKN | 1 | P2 | P | 0 | P
2003-12-17 | 9 | 2014-12-17 | NH | YES | WKN | 1 | P2 | P | 0 | P
2003-12-17 | 10 | 2014-12-17 | NH | YES | WKN | 1 | P2 | P | 0 | P
2003-12-17 | 11 | 2014-12-17 | NH | YES | WKN | 1 | P2 | P | 0 | P
2003-12-17 | 12 | 2014-12-17 | NH | YES | WKN | 1 | P2 | P | 0 | P
2003-12-17 | 13 | 2014-12-17 | NH | YES | WKN | 1 | P2 | P | 0 | P
2003-12-17 | 14 | 2014-12-17 | NH | YES | WKN | 1 | P2 | P | 0 | P
2003-12-17 | 15 | 2014-12-17 | NH | YES | WKN | 1 | P2 | P | 0 | P
2003-12-17 | 16 | 2014-12-17 | NH | YES | WKN | 1 | P2 | P | 0 | P
2003-12-17 | 17 | 2014-12-17 | NH | YES | WKN | 1 | P2 | P | 0 | P
2003-12-17 | 18 | 2014-12-17 | NH | YES | WKN | 1 | P2 | P | 0 | P
2003-12-17 | 19 | 2014-12-17 | NH | YES | WKN | 1 | P2 | P | 0 | P
2003-12-17 | 20 | 2014-12-17 | NH | YES | WKN | 1 | P2 | P | 0 | P
2003-12-17 | 21 | 2014-12-17 | NH | YES | WKN | 1 | P2 | P | 0 | P
2003-12-17 | 22 | 2014-12-17 | NH | YES | WKN | 1 | P2 | P | 0 | P
2003-12-17 | 23 | 2014-12-17 | NH | YES | WKN | 1 | P2 | OP | 0 | OP
2003-12-17 | 0 | 2014-12-17 | NH | YES | WKN | 1 | P2 | OP | 0 | OP
2003-12-18 | 1 | 2014-12-18 | NH | YES | WKN | 1 | P2 | OP | 0 | OP
2003-12-18 | 2 | 2014-12-18 | NH | YES | WKN | 1 | P2 | OP | 0 | OP
2003-12-18 | 3 | 2014-12-18 | NH | YES | WKN | 1 | P2 | OP | 0 | OP
2003-12-18 | 4 | 2014-12-18 | NH | YES | WKN | 1 | P2 | OP | 0 | OP
2003-12-18 | 5 | 2014-12-18 | NH | YES | WKN | 1 | P2 | OP | 0 | OP
2003-12-18 | 6 | 2014-12-18 | NH | YES | WKN | 1 | P2 | P | 0 | P
2003-12-18 | 7 | 2014-12-18 | NH | YES | WKN | 1 | P2 | P | 0 | P
2003-12-18 | 8 | 2014-12-18 | NH | YES | WKN | 1 | P2 | P | 0 | P
2003-12-18 | 9 | 2014-12-18 | NH | YES | WKN | 1 | P2 | P | 0 | P
2003-12-18 | 10 | 2014-12-18 | NH | YES | WKN | 1 | P2 | P | 0 | P
2003-12-18 | 11 | 2014-12-18 | NH | YES | WKN | 1 | P2 | P | 0 | P
2003-12-18 | 12 | 2014-12-18 | NH | YES | WKN | 1 | P2 | P | 0 | P
2003-12-18 | 13 | 2014-12-18 | NH | YES | WKN | 1 | P2 | P | 0 | P
2003-12-18 | 14 | 2014-12-18 | NH | YES | WKN | 1 | P2 | P | 0 | P
2003-12-18 | 15 | 2014-12-18 | NH | YES | WKN | 1 | P2 | P | 0 | P
2003-12-18 | 16 | 2014-12-18 | NH | YES | WKN | 1 | P2 | P | 0 | P
2003-12-18 | 17 | 2014-12-18 | NH | YES | WKN | 1 | P2 | P | 0 | P
2003-12-18 | 18 | 2014-12-18 | NH | YES | WKN | 1 | P2 | P | 0 | P
2003-12-18 | 19 | 2014-12-18 | NH | YES | WKN | 1 | P2 | P | 0 | P
2003-12-18 | 20 | 2014-12-18 | NH | YES | WKN | 1 | P2 | P | 0 | P
2003-12-18 | 21 | 2014-12-18 | NH | YES | WKN | 1 | P2 | P | 0 | P
2003-12-18 | 22 | 2014-12-18 | NH | YES | WKN | 1 | P2 | P | 0 | P
2003-12-18 | 23 | 2014-12-18 | NH | YES | WKN | 1 | P2 | OP | 0 | OP
2003-12-18 | 0 | 2014-12-18 | NH | YES | WKN | 1 | P2 | OP | 0 | OP
2003-12-19 | 1 | 2014-12-19 | NH | YES | WKN | 1 | P2 | OP | 0 | OP
2003-12-19 | 2 | 2014-12-19 | NH | YES | WKN | 1 | P2 | OP | 0 | OP
2003-12-19 | 3 | 2014-12-19 | NH | YES | WKN | 1 | P2 | OP | 0 | OP
2003-12-19 | 4 | 2014-12-19 | NH | YES | WKN | 1 | P2 | OP | 0 | OP
2003-12-19 | 5 | 2014-12-19 | NH | YES | WKN | 1 | P2 | OP | 0 | OP
2003-12-19 | 6 | 2014-12-19 | NH | YES | WKN | 1 | P2 | P | 0 | P
2003-12-19 | 7 | 2014-12-19 | NH | YES | WKN | 1 | P2 | P | 0 | P
2003-12-19 | 8 | 2014-12-19 | NH | YES | WKN | 1 | P2 | P | 0 | P
2003-12-19 | 9 | 2014-12-19 | NH | YES | WKN | 1 | P2 | P | 0 | P
2003-12-19 | 10 | 2014-12-19 | NH | YES | WKN | 1 | P2 | P | 0 | P
2003-12-19 | 11 | 2014-12-19 | NH | YES | WKN | 1 | P2 | P | 0 | P
2003-12-19 | 12 | 2014-12-19 | NH | YES | WKN | 1 | P2 | P | 0 | P
2003-12-19 | 13 | 2014-12-19 | NH | YES | WKN | 1 | P2 | P | 0 | P
2003-12-19 | 14 | 2014-12-19 | NH | YES | WKN | 1 | P2 | P | 0 | P
2003-12-19 | 15 | 2014-12-19 | NH | YES | WKN | 1 | P2 | P | 0 | P
2003-12-19 | 16 | 2014-12-19 | NH | YES | WKN | 1 | P2 | P | 0 | P
2003-12-19 | 17 | 2014-12-19 | NH | YES | WKN | 1 | P2 | P | 0 | P
2003-12-19 | 18 | 2014-12-19 | NH | YES | WKN | 1 | P2 | P | 0 | P
2003-12-19 | 19 | 2014-12-19 | NH | YES | WKN | 1 | P2 | P | 0 | P
2003-12-19 | 20 | 2014-12-19 | NH | YES | WKN | 1 | P2 | P | 0 | P
2003-12-19 | 21 | 2014-12-19 | NH | YES | WKN | 1 | P2 | P | 0 | P
2003-12-19 | 22 | 2014-12-19 | NH | YES | WKN | 1 | P2 | P | 0 | P
2003-12-19 | 23 | 2014-12-19 | NH | YES | WKN | 1 | P2 | OP | 0 | OP
2003-12-19 | 0 | 2014-12-19 | NH | YES | WKN | 1 | P2 | OP | 0 | OP
2003-12-20 | 1 | 2014-12-20 | NH | NO | WE | 0 | P2 | OP | 0 | OP
2003-12-20 | 2 | 2014-12-20 | NH | NO | WE | 0 | P2 | OP | 0 | OP
2003-12-20 | 3 | 2014-12-20 | NH | NO | WE | 0 | P2 | OP | 0 | OP
2003-12-20 | 4 | 2014-12-20 | NH | NO | WE | 0 | P2 | OP | 0 | OP
2003-12-20 | 5 | 2014-12-20 | NH | NO | WE | 0 | P2 | OP | 0 | OP
2003-12-20 | 6 | 2014-12-20 | NH | NO | WE | 0 | P2 | OP | 0 | OP
2003-12-20 | 7 | 2014-12-20 | NH | NO | WE | 0 | P2 | OP | 0 | OP
2003-12-20 | 8 | 2014-12-20 | NH | NO | WE | 0 | P2 | OP | 0 | OP
2003-12-20 | 9 | 2014-12-20 | NH | NO | WE | 0 | P2 | OP | 0 | OP
2003-12-20 | 10 | 2014-12-20 | NH | NO | WE | 0 | P2 | OP | 0 | OP
2003-12-20 | 11 | 2014-12-20 | NH | NO | WE | 0 | P2 | OP | 0 | OP
2003-12-20 | 12 | 2014-12-20 | NH | NO | WE | 0 | P2 | OP | 0 | OP
2003-12-20 | 13 | 2014-12-20 | NH | NO | WE | 0 | P2 | OP | 0 | OP
2003-12-20 | 14 | 2014-12-20 | NH | NO | WE | 0 | P2 | OP | 0 | OP
2003-12-20 | 15 | 2014-12-20 | NH | NO | WE | 0 | P2 | OP | 0 | OP
2003-12-20 | 16 | 2014-12-20 | NH | NO | WE | 0 | P2 | OP | 0 | OP
2003-12-20 | 17 | 2014-12-20 | NH | NO | WE | 0 | P2 | OP | 0 | OP
2003-12-20 | 18 | 2014-12-20 | NH | NO | WE | 0 | P2 | OP | 0 | OP
2003-12-20 | 19 | 2014-12-20 | NH | NO | WE | 0 | P2 | OP | 0 | OP
2003-12-20 | 20 | 2014-12-20 | NH | NO | WE | 0 | P2 | OP | 0 | OP
2003-12-20 | 21 | 2014-12-20 | NH | NO | WE | 0 | P2 | OP | 0 | OP
2003-12-20 | 22 | 2014-12-20 | NH | NO | WE | 0 | P2 | OP | 0 | OP
2003-12-20 | 23 | 2014-12-20 | NH | NO | WE | 0 | P2 | OP | 0 | OP
2003-12-20 | 0 | 2014-12-20 | NH | NO | WE | 0 | P2 | OP | 0 | OP
2003-12-21 | 1 | 2014-12-21 | NH | NO | WE | 0 | P2 | OP | 0 | OP
2003-12-21 | 2 | 2014-12-21 | NH | NO | WE | 0 | P2 | OP | 0 | OP
2003-12-21 | 3 | 2014-12-21 | NH | NO | WE | 0 | P2 | OP | 0 | OP
2003-12-21 | 4 | 2014-12-21 | NH | NO | WE | 0 | P2 | OP | 0 | OP
2003-12-21 | 5 | 2014-12-21 | NH | NO | WE | 0 | P2 | OP | 0 | OP
2003-12-21 | 6 | 2014-12-21 | NH | NO | WE | 0 | P2 | OP | 0 | OP
2003-12-21 | 7 | 2014-12-21 | NH | NO | WE | 0 | P2 | OP | 0 | OP
2003-12-21 | 8 | 2014-12-21 | NH | NO | WE | 0 | P2 | OP | 0 | OP
2003-12-21 | 9 | 2014-12-21 | NH | NO | WE | 0 | P2 | OP | 0 | OP
2003-12-21 | 10 | 2014-12-21 | NH | NO | WE | 0 | P2 | OP | 0 | OP
2003-12-21 | 11 | 2014-12-21 | NH | NO | WE | 0 | P2 | OP | 0 | OP
2003-12-21 | 12 | 2014-12-21 | NH | NO | WE | 0 | P2 | OP | 0 | OP
2003-12-21 | 13 | 2014-12-21 | NH | NO | WE | 0 | P2 | OP | 0 | OP
2003-12-21 | 14 | 2014-12-21 | NH | NO | WE | 0 | P2 | OP | 0 | OP
2003-12-21 | 15 | 2014-12-21 | NH | NO | WE | 0 | P2 | OP | 0 | OP
2003-12-21 | 16 | 2014-12-21 | NH | NO | WE | 0 | P2 | OP | 0 | OP
2003-12-21 | 17 | 2014-12-21 | NH | NO | WE | 0 | P2 | OP | 0 | OP
2003-12-21 | 18 | 2014-12-21 | NH | NO | WE | 0 | P2 | OP | 0 | OP
2003-12-21 | 19 | 2014-12-21 | NH | NO | WE | 0 | P2 | OP | 0 | OP
2003-12-21 | 20 | 2014-12-21 | NH | NO | WE | 0 | P2 | OP | 0 | OP
2003-12-21 | 21 | 2014-12-21 | NH | NO | WE | 0 | P2 | OP | 0 | OP
2003-12-21 | 22 | 2014-12-21 | NH | NO | WE | 0 | P2 | OP | 0 | OP
2003-12-21 | 23 | 2014-12-21 | NH | NO | WE | 0 | P2 | OP | 0 | OP
2003-12-21 | 0 | 2014-12-21 | NH | NO | WE | 0 | P2 | OP | 0 | OP
2003-12-22 | 1 | 2014-12-22 | NH | YES | WKN | 1 | P2 | OP | 0 | OP
2003-12-22 | 2 | 2014-12-22 | NH | YES | WKN | 1 | P2 | OP | 0 | OP
2003-12-22 | 3 | 2014-12-22 | NH | YES | WKN | 1 | P2 | OP | 0 | OP
2003-12-22 | 4 | 2014-12-22 | NH | YES | WKN | 1 | P2 | OP | 0 | OP
2003-12-22 | 5 | 2014-12-22 | NH | YES | WKN | 1 | P2 | OP | 0 | OP
2003-12-22 | 6 | 2014-12-22 | NH | YES | WKN | 1 | P2 | P | 0 | P
2003-12-22 | 7 | 2014-12-22 | NH | YES | WKN | 1 | P2 | P | 0 | P
2003-12-22 | 8 | 2014-12-22 | NH | YES | WKN | 1 | P2 | P | 0 | P
2003-12-22 | 9 | 2014-12-22 | NH | YES | WKN | 1 | P2 | P | 0 | P
2003-12-22 | 10 | 2014-12-22 | NH | YES | WKN | 1 | P2 | P | 0 | P
2003-12-22 | 11 | 2014-12-22 | NH | YES | WKN | 1 | P2 | P | 0 | P
2003-12-22 | 12 | 2014-12-22 | NH | YES | WKN | 1 | P2 | P | 0 | P
2003-12-22 | 13 | 2014-12-22 | NH | YES | WKN | 1 | P2 | P | 0 | P
2003-12-22 | 14 | 2014-12-22 | NH | YES | WKN | 1 | P2 | P | 0 | P
2003-12-22 | 15 | 2014-12-22 | NH | YES | WKN | 1 | P2 | P | 0 | P
2003-12-22 | 16 | 2014-12-22 | NH | YES | WKN | 1 | P2 | P | 0 | P
2003-12-22 | 17 | 2014-12-22 | NH | YES | WKN | 1 | P2 | P | 0 | P
2003-12-22 | 18 | 2014-12-22 | NH | YES | WKN | 1 | P2 | P | 0 | P
2003-12-22 | 19 | 2014-12-22 | NH | YES | WKN | 1 | P2 | P | 0 | P
2003-12-22 | 20 | 2014-12-22 | NH | YES | WKN | 1 | P2 | P | 0 | P
2003-12-22 | 21 | 2014-12-22 | NH | YES | WKN | 1 | P2 | P | 0 | P
2003-12-22 | 22 | 2014-12-22 | NH | YES | WKN | 1 | P2 | P | 0 | P
2003-12-22 | 23 | 2014-12-22 | NH | YES | WKN | 1 | P2 | OP | 0 | OP
2003-12-22 | 0 | 2014-12-22 | NH | YES | WKN | 1 | P2 | OP | 0 | OP
2003-12-23 | 1 | 2014-12-23 | NH | YES | WKN | 1 | P2 | OP | 0 | OP
2003-12-23 | 2 | 2014-12-23 | NH | YES | WKN | 1 | P2 | OP | 0 | OP
2003-12-23 | 3 | 2014-12-23 | NH | YES | WKN | 1 | P2 | OP | 0 | OP
2003-12-23 | 4 | 2014-12-23 | NH | YES | WKN | 1 | P2 | OP | 0 | OP
2003-12-23 | 5 | 2014-12-23 | NH | YES | WKN | 1 | P2 | OP | 0 | OP
2003-12-23 | 6 | 2014-12-23 | NH | YES | WKN | 1 | P2 | P | 0 | P
2003-12-23 | 7 | 2014-12-23 | NH | YES | WKN | 1 | P2 | P | 0 | P
2003-12-23 | 8 | 2014-12-23 | NH | YES | WKN | 1 | P2 | P | 0 | P
2003-12-23 | 9 | 2014-12-23 | NH | YES | WKN | 1 | P2 | P | 0 | P
2003-12-23 | 10 | 2014-12-23 | NH | YES | WKN | 1 | P2 | P | 0 | P
2003-12-23 | 11 | 2014-12-23 | NH | YES | WKN | 1 | P2 | P | 0 | P
2003-12-23 | 12 | 2014-12-23 | NH | YES | WKN | 1 | P2 | P | 0 | P
2003-12-23 | 13 | 2014-12-23 | NH | YES | WKN | 1 | P2 | P | 0 | P
2003-12-23 | 14 | 2014-12-23 | NH | YES | WKN | 1 | P2 | P | 0 | P
2003-12-23 | 15 | 2014-12-23 | NH | YES | WKN | 1 | P2 | P | 0 | P
2003-12-23 | 16 | 2014-12-23 | NH | YES | WKN | 1 | P2 | P | 0 | P
2003-12-23 | 17 | 2014-12-23 | NH | YES | WKN | 1 | P2 | P | 0 | P
2003-12-23 | 18 | 2014-12-23 | NH | YES | WKN | 1 | P2 | P | 0 | P
2003-12-23 | 19 | 2014-12-23 | NH | YES | WKN | 1 | P2 | P | 0 | P
2003-12-23 | 20 | 2014-12-23 | NH | YES | WKN | 1 | P2 | P | 0 | P
2003-12-23 | 21 | 2014-12-23 | NH | YES | WKN | 1 | P2 | P | 0 | P
2003-12-23 | 22 | 2014-12-23 | NH | YES | WKN | 1 | P2 | P | 0 | P
2003-12-23 | 23 | 2014-12-23 | NH | YES | WKN | 1 | P2 | OP | 0 | OP
2003-12-23 | 0 | 2014-12-23 | NH | YES | WKN | 1 | P2 | OP | 0 | OP
2003-12-24 | 1 | 2014-12-24 | NH | YES | WKN | 1 | P2 | OP | 0 | OP
2003-12-24 | 2 | 2014-12-24 | NH | YES | WKN | 1 | P2 | OP | 0 | OP
2003-12-24 | 3 | 2014-12-24 | NH | YES | WKN | 1 | P2 | OP | 0 | OP
2003-12-24 | 4 | 2014-12-24 | NH | YES | WKN | 1 | P2 | OP | 0 | OP
2003-12-24 | 5 | 2014-12-24 | NH | YES | WKN | 1 | P2 | OP | 0 | OP
2003-12-24 | 6 | 2014-12-24 | NH | YES | WKN | 1 | P2 | P | 0 | P
2003-12-24 | 7 | 2014-12-24 | NH | YES | WKN | 1 | P2 | P | 0 | P
2003-12-24 | 8 | 2014-12-24 | NH | YES | WKN | 1 | P2 | P | 0 | P
2003-12-24 | 9 | 2014-12-24 | NH | YES | WKN | 1 | P2 | P | 0 | P
2003-12-24 | 10 | 2014-12-24 | NH | YES | WKN | 1 | P2 | P | 0 | P
2003-12-24 | 11 | 2014-12-24 | NH | YES | WKN | 1 | P2 | P | 0 | P
2003-12-24 | 12 | 2014-12-24 | NH | YES | WKN | 1 | P2 | P | 0 | P
2003-12-24 | 13 | 2014-12-24 | NH | YES | WKN | 1 | P2 | P | 0 | P
2003-12-24 | 14 | 2014-12-24 | NH | YES | WKN | 1 | P2 | P | 0 | P
2003-12-24 | 15 | 2014-12-24 | NH | YES | WKN | 1 | P2 | P | 0 | P
2003-12-24 | 16 | 2014-12-24 | NH | YES | WKN | 1 | P2 | P | 0 | P
2003-12-24 | 17 | 2014-12-24 | NH | YES | WKN | 1 | P2 | P | 0 | P
2003-12-24 | 18 | 2014-12-24 | NH | YES | WKN | 1 | P2 | P | 0 | P
2003-12-24 | 19 | 2014-12-24 | NH | YES | WKN | 1 | P2 | P | 0 | P
2003-12-24 | 20 | 2014-12-24 | NH | YES | WKN | 1 | P2 | P | 0 | P
2003-12-24 | 21 | 2014-12-24 | NH | YES | WKN | 1 | P2 | P | 0 | P
2003-12-24 | 22 | 2014-12-24 | NH | YES | WKN | 1 | P2 | P | 0 | P
2003-12-24 | 23 | 2014-12-24 | NH | YES | WKN | 1 | P2 | OP | 0 | OP
2003-12-24 | 0 | 2014-12-24 | NH | YES | WKN | 1 | P2 | OP | 0 | OP
2003-12-25 | 1 | 2014-12-25 | H | YES | H | 0 | P2 | OP | 0 | OP
2003-12-25 | 2 | 2014-12-25 | H | YES | H | 0 | P2 | OP | 0 | OP
2003-12-25 | 3 | 2014-12-25 | H | YES | H | 0 | P2 | OP | 0 | OP
2003-12-25 | 4 | 2014-12-25 | H | YES | H | 0 | P2 | OP | 0 | OP
2003-12-25 | 5 | 2014-12-25 | H | YES | H | 0 | P2 | OP | 0 | OP
2003-12-25 | 6 | 2014-12-25 | H | YES | H | 0 | P2 | OP | 0 | OP
2003-12-25 | 7 | 2014-12-25 | H | YES | H | 0 | P2 | OP | 0 | OP
2003-12-25 | 8 | 2014-12-25 | H | YES | H | 0 | P2 | OP | 0 | OP
2003-12-25 | 9 | 2014-12-25 | H | YES | H | 0 | P2 | OP | 0 | OP
2003-12-25 | 10 | 2014-12-25 | H | YES | H | 0 | P2 | OP | 0 | OP
2003-12-25 | 11 | 2014-12-25 | H | YES | H | 0 | P2 | OP | 0 | OP
2003-12-25 | 12 | 2014-12-25 | H | YES | H | 0 | P2 | OP | 0 | OP
2003-12-25 | 13 | 2014-12-25 | H | YES | H | 0 | P2 | OP | 0 | OP
2003-12-25 | 14 | 2014-12-25 | H | YES | H | 0 | P2 | OP | 0 | OP
2003-12-25 | 15 | 2014-12-25 | H | YES | H | 0 | P2 | OP | 0 | OP
2003-12-25 | 16 | 2014-12-25 | H | YES | H | 0 | P2 | OP | 0 | OP
2003-12-25 | 17 | 2014-12-25 | H | YES | H | 0 | P2 | OP | 0 | OP
2003-12-25 | 18 | 2014-12-25 | H | YES | H | 0 | P2 | OP | 0 | OP
2003-12-25 | 19 | 2014-12-25 | H | YES | H | 0 | P2 | OP | 0 | OP
2003-12-25 | 20 | 2014-12-25 | H | YES | H | 0 | P2 | OP | 0 | OP
2003-12-25 | 21 | 2014-12-25 | H | YES | H | 0 | P2 | OP | 0 | OP
2003-12-25 | 22 | 2014-12-25 | H | YES | H | 0 | P2 | OP | 0 | OP
2003-12-25 | 23 | 2014-12-25 | H | YES | H | 0 | P2 | OP | 0 | OP
2003-12-25 | 0 | 2014-12-25 | H | YES | H | 0 | P2 | OP | 0 | OP
2003-12-26 | 1 | 2014-12-26 | NH | YES | WKN | 1 | P2 | OP | 0 | OP
2003-12-26 | 2 | 2014-12-26 | NH | YES | WKN | 1 | P2 | OP | 0 | OP
2003-12-26 | 3 | 2014-12-26 | NH | YES | WKN | 1 | P2 | OP | 0 | OP
2003-12-26 | 4 | 2014-12-26 | NH | YES | WKN | 1 | P2 | OP | 0 | OP
2003-12-26 | 5 | 2014-12-26 | NH | YES | WKN | 1 | P2 | OP | 0 | OP
2003-12-26 | 6 | 2014-12-26 | NH | YES | WKN | 1 | P2 | P | 0 | P
2003-12-26 | 7 | 2014-12-26 | NH | YES | WKN | 1 | P2 | P | 0 | P
2003-12-26 | 8 | 2014-12-26 | NH | YES | WKN | 1 | P2 | P | 0 | P
2003-12-26 | 9 | 2014-12-26 | NH | YES | WKN | 1 | P2 | P | 0 | P
2003-12-26 | 10 | 2014-12-26 | NH | YES | WKN | 1 | P2 | P | 0 | P
2003-12-26 | 11 | 2014-12-26 | NH | YES | WKN | 1 | P2 | P | 0 | P
2003-12-26 | 12 | 2014-12-26 | NH | YES | WKN | 1 | P2 | P | 0 | P
2003-12-26 | 13 | 2014-12-26 | NH | YES | WKN | 1 | P2 | P | 0 | P
2003-12-26 | 14 | 2014-12-26 | NH | YES | WKN | 1 | P2 | P | 0 | P
2003-12-26 | 15 | 2014-12-26 | NH | YES | WKN | 1 | P2 | P | 0 | P
2003-12-26 | 16 | 2014-12-26 | NH | YES | WKN | 1 | P2 | P | 0 | P
2003-12-26 | 17 | 2014-12-26 | NH | YES | WKN | 1 | P2 | P | 0 | P
2003-12-26 | 18 | 2014-12-26 | NH | YES | WKN | 1 | P2 | P | 0 | P
2003-12-26 | 19 | 2014-12-26 | NH | YES | WKN | 1 | P2 | P | 0 | P
2003-12-26 | 20 | 2014-12-26 | NH | YES | WKN | 1 | P2 | P | 0 | P
2003-12-26 | 21 | 2014-12-26 | NH | YES | WKN | 1 | P2 | P | 0 | P
2003-12-26 | 22 | 2014-12-26 | NH | YES | WKN | 1 | P2 | P | 0 | P
2003-12-26 | 23 | 2014-12-26 | NH | YES | WKN | 1 | P2 | OP | 0 | OP
2003-12-26 | 0 | 2014-12-26 | NH | YES | WKN | 1 | P2 | OP | 0 | OP
2003-12-27 | 1 | 2014-12-27 | NH | NO | WE | 0 | P2 | OP | 0 | OP
2003-12-27 | 2 | 2014-12-27 | NH | NO | WE | 0 | P2 | OP | 0 | OP
2003-12-27 | 3 | 2014-12-27 | NH | NO | WE | 0 | P2 | OP | 0 | OP
2003-12-27 | 4 | 2014-12-27 | NH | NO | WE | 0 | P2 | OP | 0 | OP
2003-12-27 | 5 | 2014-12-27 | NH | NO | WE | 0 | P2 | OP | 0 | OP
2003-12-27 | 6 | 2014-12-27 | NH | NO | WE | 0 | P2 | OP | 0 | OP
2003-12-27 | 7 | 2014-12-27 | NH | NO | WE | 0 | P2 | OP | 0 | OP
2003-12-27 | 8 | 2014-12-27 | NH | NO | WE | 0 | P2 | OP | 0 | OP
2003-12-27 | 9 | 2014-12-27 | NH | NO | WE | 0 | P2 | OP | 0 | OP
2003-12-27 | 10 | 2014-12-27 | NH | NO | WE | 0 | P2 | OP | 0 | OP
2003-12-27 | 11 | 2014-12-27 | NH | NO | WE | 0 | P2 | OP | 0 | OP
2003-12-27 | 12 | 2014-12-27 | NH | NO | WE | 0 | P2 | OP | 0 | OP
2003-12-27 | 13 | 2014-12-27 | NH | NO | WE | 0 | P2 | OP | 0 | OP
2003-12-27 | 14 | 2014-12-27 | NH | NO | WE | 0 | P2 | OP | 0 | OP
2003-12-27 | 15 | 2014-12-27 | NH | NO | WE | 0 | P2 | OP | 0 | OP
2003-12-27 | 16 | 2014-12-27 | NH | NO | WE | 0 | P2 | OP | 0 | OP
2003-12-27 | 17 | 2014-12-27 | NH | NO | WE | 0 | P2 | OP | 0 | OP
2003-12-27 | 18 | 2014-12-27 | NH | NO | WE | 0 | P2 | OP | 0 | OP
2003-12-27 | 19 | 2014-12-27 | NH | NO | WE | 0 | P2 | OP | 0 | OP
2003-12-27 | 20 | 2014-12-27 | NH | NO | WE | 0 | P2 | OP | 0 | OP
2003-12-27 | 21 | 2014-12-27 | NH | NO | WE | 0 | P2 | OP | 0 | OP
2003-12-27 | 22 | 2014-12-27 | NH | NO | WE | 0 | P2 | OP | 0 | OP
2003-12-27 | 23 | 2014-12-27 | NH | NO | WE | 0 | P2 | OP | 0 | OP
2003-12-27 | 0 | 2014-12-27 | NH | NO | WE | 0 | P2 | OP | 0 | OP
2003-12-28 | 1 | 2014-12-28 | NH | NO | WE | 0 | P2 | OP | 0 | OP
2003-12-28 | 2 | 2014-12-28 | NH | NO | WE | 0 | P2 | OP | 0 | OP
2003-12-28 | 3 | 2014-12-28 | NH | NO | WE | 0 | P2 | OP | 0 | OP
2003-12-28 | 4 | 2014-12-28 | NH | NO | WE | 0 | P2 | OP | 0 | OP
2003-12-28 | 5 | 2014-12-28 | NH | NO | WE | 0 | P2 | OP | 0 | OP
2003-12-28 | 6 | 2014-12-28 | NH | NO | WE | 0 | P2 | OP | 0 | OP
2003-12-28 | 7 | 2014-12-28 | NH | NO | WE | 0 | P2 | OP | 0 | OP
2003-12-28 | 8 | 2014-12-28 | NH | NO | WE | 0 | P2 | OP | 0 | OP
2003-12-28 | 9 | 2014-12-28 | NH | NO | WE | 0 | P2 | OP | 0 | OP
2003-12-28 | 10 | 2014-12-28 | NH | NO | WE | 0 | P2 | OP | 0 | OP
2003-12-28 | 11 | 2014-12-28 | NH | NO | WE | 0 | P2 | OP | 0 | OP
2003-12-28 | 12 | 2014-12-28 | NH | NO | WE | 0 | P2 | OP | 0 | OP
2003-12-28 | 13 | 2014-12-28 | NH | NO | WE | 0 | P2 | OP | 0 | OP
2003-12-28 | 14 | 2014-12-28 | NH | NO | WE | 0 | P2 | OP | 0 | OP
2003-12-28 | 15 | 2014-12-28 | NH | NO | WE | 0 | P2 | OP | 0 | OP
2003-12-28 | 16 | 2014-12-28 | NH | NO | WE | 0 | P2 | OP | 0 | OP
2003-12-28 | 17 | 2014-12-28 | NH | NO | WE | 0 | P2 | OP | 0 | OP
2003-12-28 | 18 | 2014-12-28 | NH | NO | WE | 0 | P2 | OP | 0 | OP
2003-12-28 | 19 | 2014-12-28 | NH | NO | WE | 0 | P2 | OP | 0 | OP
2003-12-28 | 20 | 2014-12-28 | NH | NO | WE | 0 | P2 | OP | 0 | OP
2003-12-28 | 21 | 2014-12-28 | NH | NO | WE | 0 | P2 | OP | 0 | OP
2003-12-28 | 22 | 2014-12-28 | NH | NO | WE | 0 | P2 | OP | 0 | OP
2003-12-28 | 23 | 2014-12-28 | NH | NO | WE | 0 | P2 | OP | 0 | OP
2003-12-28 | 0 | 2014-12-28 | NH | NO | WE | 0 | P2 | OP | 0 | OP
2003-12-29 | 1 | 2014-12-29 | NH | YES | WKN | 1 | P2 | OP | 0 | OP
2003-12-29 | 2 | 2014-12-29 | NH | YES | WKN | 1 | P2 | OP | 0 | OP
2003-12-29 | 3 | 2014-12-29 | NH | YES | WKN | 1 | P2 | OP | 0 | OP
2003-12-29 | 4 | 2014-12-29 | NH | YES | WKN | 1 | P2 | OP | 0 | OP
2003-12-29 | 5 | 2014-12-29 | NH | YES | WKN | 1 | P2 | OP | 0 | OP
2003-12-29 | 6 | 2014-12-29 | NH | YES | WKN | 1 | P2 | P | 0 | P
2003-12-29 | 7 | 2014-12-29 | NH | YES | WKN | 1 | P2 | P | 0 | P
2003-12-29 | 8 | 2014-12-29 | NH | YES | WKN | 1 | P2 | P | 0 | P
2003-12-29 | 9 | 2014-12-29 | NH | YES | WKN | 1 | P2 | P | 0 | P
2003-12-29 | 10 | 2014-12-29 | NH | YES | WKN | 1 | P2 | P | 0 | P
2003-12-29 | 11 | 2014-12-29 | NH | YES | WKN | 1 | P2 | P | 0 | P
2003-12-29 | 12 | 2014-12-29 | NH | YES | WKN | 1 | P2 | P | 0 | P
2003-12-29 | 13 | 2014-12-29 | NH | YES | WKN | 1 | P2 | P | 0 | P
2003-12-29 | 14 | 2014-12-29 | NH | YES | WKN | 1 | P2 | P | 0 | P
2003-12-29 | 15 | 2014-12-29 | NH | YES | WKN | 1 | P2 | P | 0 | P
2003-12-29 | 16 | 2014-12-29 | NH | YES | WKN | 1 | P2 | P | 0 | P
2003-12-29 | 17 | 2014-12-29 | NH | YES | WKN | 1 | P2 | P | 0 | P
2003-12-29 | 18 | 2014-12-29 | NH | YES | WKN | 1 | P2 | P | 0 | P
2003-12-29 | 19 | 2014-12-29 | NH | YES | WKN | 1 | P2 | P | 0 | P
2003-12-29 | 20 | 2014-12-29 | NH | YES | WKN | 1 | P2 | P | 0 | P
2003-12-29 | 21 | 2014-12-29 | NH | YES | WKN | 1 | P2 | P | 0 | P
2003-12-29 | 22 | 2014-12-29 | NH | YES | WKN | 1 | P2 | P | 0 | P
2003-12-29 | 23 | 2014-12-29 | NH | YES | WKN | 1 | P2 | OP | 0 | OP
2003-12-29 | 0 | 2014-12-29 | NH | YES | WKN | 1 | P2 | OP | 0 | OP
2003-12-30 | 1 | 2014-12-30 | NH | YES | WKN | 1 | P2 | OP | 0 | OP
2003-12-30 | 2 | 2014-12-30 | NH | YES | WKN | 1 | P2 | OP | 0 | OP
2003-12-30 | 3 | 2014-12-30 | NH | YES | WKN | 1 | P2 | OP | 0 | OP
2003-12-30 | 4 | 2014-12-30 | NH | YES | WKN | 1 | P2 | OP | 0 | OP
2003-12-30 | 5 | 2014-12-30 | NH | YES | WKN | 1 | P2 | OP | 0 | OP
2003-12-30 | 6 | 2014-12-30 | NH | YES | WKN | 1 | P2 | P | 0 | P
2003-12-30 | 7 | 2014-12-30 | NH | YES | WKN | 1 | P2 | P | 0 | P
2003-12-30 | 8 | 2014-12-30 | NH | YES | WKN | 1 | P2 | P | 0 | P
2003-12-30 | 9 | 2014-12-30 | NH | YES | WKN | 1 | P2 | P | 0 | P
2003-12-30 | 10 | 2014-12-30 | NH | YES | WKN | 1 | P2 | P | 0 | P
2003-12-30 | 11 | 2014-12-30 | NH | YES | WKN | 1 | P2 | P | 0 | P
2003-12-30 | 12 | 2014-12-30 | NH | YES | WKN | 1 | P2 | P | 0 | P
2003-12-30 | 13 | 2014-12-30 | NH | YES | WKN | 1 | P2 | P | 0 | P
2003-12-30 | 14 | 2014-12-30 | NH | YES | WKN | 1 | P2 | P | 0 | P
2003-12-30 | 15 | 2014-12-30 | NH | YES | WKN | 1 | P2 | P | 0 | P
2003-12-30 | 16 | 2014-12-30 | NH | YES | WKN | 1 | P2 | P | 0 | P
2003-12-30 | 17 | 2014-12-30 | NH | YES | WKN | 1 | P2 | P | 0 | P
2003-12-30 | 18 | 2014-12-30 | NH | YES | WKN | 1 | P2 | P | 0 | P
2003-12-30 | 19 | 2014-12-30 | NH | YES | WKN | 1 | P2 | P | 0 | P
2003-12-30 | 20 | 2014-12-30 | NH | YES | WKN | 1 | P2 | P | 0 | P
2003-12-30 | 21 | 2014-12-30 | NH | YES | WKN | 1 | P2 | P | 0 | P
2003-12-30 | 22 | 2014-12-30 | NH | YES | WKN | 1 | P2 | P | 0 | P
2003-12-30 | 23 | 2014-12-30 | NH | YES | WKN | 1 | P2 | OP | 0 | OP
2003-12-30 | 0 | 2014-12-30 | NH | YES | WKN | 1 | P2 | OP | 0 | OP
2003-12-31 | 1 | 2014-12-31 | NH | YES | WKN | 1 | P2 | OP | 0 | OP
2003-12-31 | 2 | 2014-12-31 | NH | YES | WKN | 1 | P2 | OP | 0 | OP
2003-12-31 | 3 | 2014-12-31 | NH | YES | WKN | 1 | P2 | OP | 0 | OP
2003-12-31 | 4 | 2014-12-31 | NH | YES | WKN | 1 | P2 | OP | 0 | OP
2003-12-31 | 5 | 2014-12-31 | NH | YES | WKN | 1 | P2 | OP | 0 | OP
2003-12-31 | 6 | 2014-12-31 | NH | YES | WKN | 1 | P2 | P | 0 | P
2003-12-31 | 7 | 2014-12-31 | NH | YES | WKN | 1 | P2 | P | 0 | P
2003-12-31 | 8 | 2014-12-31 | NH | YES | WKN | 1 | P2 | P | 0 | P
2003-12-31 | 9 | 2014-12-31 | NH | YES | WKN | 1 | P2 | P | 0 | P
2003-12-31 | 10 | 2014-12-31 | NH | YES | WKN | 1 | P2 | P | 0 | P
2003-12-31 | 11 | 2014-12-31 | NH | YES | WKN | 1 | P2 | P | 0 | P
2003-12-31 | 12 | 2014-12-31 | NH | YES | WKN | 1 | P2 | P | 0 | P
2003-12-31 | 13 | 2014-12-31 | NH | YES | WKN | 1 | P2 | P | 0 | P
2003-12-31 | 14 | 2014-12-31 | NH | YES | WKN | 1 | P2 | P | 0 | P
2003-12-31 | 15 | 2014-12-31 | NH | YES | WKN | 1 | P2 | P | 0 | P
2003-12-31 | 16 | 2014-12-31 | NH | YES | WKN | 1 | P2 | P | 0 | P
2003-12-31 | 17 | 2014-12-31 | NH | YES | WKN | 1 | P2 | P | 0 | P
2003-12-31 | 18 | 2014-12-31 | NH | YES | WKN | 1 | P2 | P | 0 | P
2003-12-31 | 19 | 2014-12-31 | NH | YES | WKN | 1 | P2 | P | 0 | P
2003-12-31 | 20 | 2014-12-31 | NH | YES | WKN | 1 | P2 | P | 0 | P
2003-12-31 | 21 | 2014-12-31 | NH | YES | WKN | 1 | P2 | P | 0 | P
2003-12-31 | 22 | 2014-12-31 | NH | YES | WKN | 1 | P2 | P | 0 | P
2003-12-31 | 23 | 2014-12-31 | NH | YES | WKN | 1 | P2 | OP | 0 | OP
2003-12-31 | 0 | 2014-12-31 | NH | YES | WKN | 1 | P2 | OP | 0 | OP
Formulas:
Date used for Peak vs. Offpeak = DATE('7) Peak & Seasons'!$C6,MONTH([Date used for typical temp]),DAY([Date used for typical temp]))
Mon to Fri? = IF(NETWORKDAYS([Date used for Peak vs. Offpeak],[Date used for Peak vs. Offpeak])=1,"YES","NO")
Workday (if equal to 1) = IF([Holiday or Non Holiday]="H",0,NETWORKDAYS([Date used for Peak vs. Offpeak],[Date used for Peak vs. Offpeak]))

## Hidden Tab2 (hidden)
Row Ref | Col Ref | [5 empty] | kW
0 | 0 | 2009-01-01 | 1976-01-01 | 1 | 1 | 1:00 | 636.25
0 | 1 | 2009-01-01 | 1976-01-01 | 1 | 1 | 2:00 | 644
0 | 2 | 2009-01-01 | 1976-01-01 | 1 | 1 | 3:00 | 651.5
0 | 3 | 2009-01-01 | 1976-01-01 | 1 | 1 | 4:00 | 649
0 | 4 | 2009-01-01 | 1976-01-01 | 1 | 1 | 5:00 | 632.5
0 | 5 | 2009-01-01 | 1976-01-01 | 1 | 1 | 6:00 | 627.5
0 | 6 | 2009-01-01 | 1976-01-01 | 1 | 1 | 7:00 | 640
0 | 7 | 2009-01-01 | 1976-01-01 | 1 | 1 | 8:00 | 713
0 | 8 | 2009-01-01 | 1976-01-01 | 1 | 1 | 9:00 | 707.75
0 | 9 | 2009-01-01 | 1976-01-01 | 1 | 1 | 10:00 | 675.75
0 | 10 | 2009-01-01 | 1976-01-01 | 1 | 1 | 11:00 | 717.5
0 | 11 | 2009-01-01 | 1976-01-01 | 1 | 1 | 12:00 | 699.5
0 | 12 | 2009-01-01 | 1976-01-01 | 1 | 1 | 13:00 | 642
0 | 13 | 2009-01-01 | 1976-01-01 | 1 | 1 | 14:00 | 645.75
0 | 14 | 2009-01-01 | 1976-01-01 | 1 | 1 | 15:00 | 645.75
0 | 15 | 2009-01-01 | 1976-01-01 | 1 | 1 | 16:00 | 645
0 | 16 | 2009-01-01 | 1976-01-01 | 1 | 1 | 17:00 | 629.75
0 | 17 | 2009-01-01 | 1976-01-01 | 1 | 1 | 18:00 | 627.75
0 | 18 | 2009-01-01 | 1976-01-01 | 1 | 1 | 19:00 | 678
0 | 19 | 2009-01-01 | 1976-01-01 | 1 | 1 | 20:00 | 727.25
0 | 20 | 2009-01-01 | 1976-01-01 | 1 | 1 | 21:00 | 683
0 | 21 | 2009-01-01 | 1976-01-01 | 1 | 1 | 22:00 | 690.75
0 | 22 | 2009-01-01 | 1976-01-01 | 1 | 1 | 23:00 | 714.25
0 | 23 | 2009-01-01 | 1976-01-01 | 1 | 1 | 24:00 | 636.25
1 | 0 | 2009-01-02 | 1976-01-02 | 1 | 2 | 1:00 | 644
1 | 1 | 2009-01-02 | 1976-01-02 | 1 | 2 | 2:00 | 651.5
1 | 2 | 2009-01-02 | 1976-01-02 | 1 | 2 | 3:00 | 649
1 | 3 | 2009-01-02 | 1976-01-02 | 1 | 2 | 4:00 | 632.5
1 | 4 | 2009-01-02 | 1976-01-02 | 1 | 2 | 5:00 | 627.5
1 | 5 | 2009-01-02 | 1976-01-02 | 1 | 2 | 6:00 | 640
1 | 6 | 2009-01-02 | 1976-01-02 | 1 | 2 | 7:00 | 713
1 | 7 | 2009-01-02 | 1976-01-02 | 1 | 2 | 8:00 | 707.75
1 | 8 | 2009-01-02 | 1976-01-02 | 1 | 2 | 9:00 | 675.75
1 | 9 | 2009-01-02 | 1976-01-02 | 1 | 2 | 10:00 | 717.5
1 | 10 | 2009-01-02 | 1976-01-02 | 1 | 2 | 11:00 | 671.5
1 | 11 | 2009-01-02 | 1976-01-02 | 1 | 2 | 12:00 | 642
1 | 12 | 2009-01-02 | 1976-01-02 | 1 | 2 | 13:00 | 645.75
1 | 13 | 2009-01-02 | 1976-01-02 | 1 | 2 | 14:00 | 645.75
1 | 14 | 2009-01-02 | 1976-01-02 | 1 | 2 | 15:00 | 645
1 | 15 | 2009-01-02 | 1976-01-02 | 1 | 2 | 16:00 | 629.75
1 | 16 | 2009-01-02 | 1976-01-02 | 1 | 2 | 17:00 | 627.75
1 | 17 | 2009-01-02 | 1976-01-02 | 1 | 2 | 18:00 | 678
1 | 18 | 2009-01-02 | 1976-01-02 | 1 | 2 | 19:00 | 727.25
1 | 19 | 2009-01-02 | 1976-01-02 | 1 | 2 | 20:00 | 683
1 | 20 | 2009-01-02 | 1976-01-02 | 1 | 2 | 21:00 | 690.75
1 | 21 | 2009-01-02 | 1976-01-02 | 1 | 2 | 22:00 | 714.25
1 | 22 | 2009-01-02 | 1976-01-02 | 1 | 2 | 23:00 | 636.25
1 | 23 | 2009-01-02 | 1976-01-02 | 1 | 2 | 24:00 | 644
2 | 0 | 2009-01-03 | 1976-01-03 | 1 | 3 | 1:00 | 651.5
2 | 1 | 2009-01-03 | 1976-01-03 | 1 | 3 | 2:00 | 649
2 | 2 | 2009-01-03 | 1976-01-03 | 1 | 3 | 3:00 | 632.5
2 | 3 | 2009-01-03 | 1976-01-03 | 1 | 3 | 4:00 | 627.5
2 | 4 | 2009-01-03 | 1976-01-03 | 1 | 3 | 5:00 | 640
2 | 5 | 2009-01-03 | 1976-01-03 | 1 | 3 | 6:00 | 713
2 | 6 | 2009-01-03 | 1976-01-03 | 1 | 3 | 7:00 | 707.75
2 | 7 | 2009-01-03 | 1976-01-03 | 1 | 3 | 8:00 | 675.75
2 | 8 | 2009-01-03 | 1976-01-03 | 1 | 3 | 9:00 | 717.5
2 | 9 | 2009-01-03 | 1976-01-03 | 1 | 3 | 10:00 | 671.5
2 | 10 | 2009-01-03 | 1976-01-03 | 1 | 3 | 11:00 | 642
2 | 11 | 2009-01-03 | 1976-01-03 | 1 | 3 | 12:00 | 645.75
2 | 12 | 2009-01-03 | 1976-01-03 | 1 | 3 | 13:00 | 645.75
2 | 13 | 2009-01-03 | 1976-01-03 | 1 | 3 | 14:00 | 645
2 | 14 | 2009-01-03 | 1976-01-03 | 1 | 3 | 15:00 | 629.75
2 | 15 | 2009-01-03 | 1976-01-03 | 1 | 3 | 16:00 | 627.75
2 | 16 | 2009-01-03 | 1976-01-03 | 1 | 3 | 17:00 | 678
2 | 17 | 2009-01-03 | 1976-01-03 | 1 | 3 | 18:00 | 727.25
2 | 18 | 2009-01-03 | 1976-01-03 | 1 | 3 | 19:00 | 683
2 | 19 | 2009-01-03 | 1976-01-03 | 1 | 3 | 20:00 | 690.75
2 | 20 | 2009-01-03 | 1976-01-03 | 1 | 3 | 21:00 | 714.25
2 | 21 | 2009-01-03 | 1976-01-03 | 1 | 3 | 22:00 | 636.25
2 | 22 | 2009-01-03 | 1976-01-03 | 1 | 3 | 23:00 | 644
2 | 23 | 2009-01-03 | 1976-01-03 | 1 | 3 | 24:00 | 651.5
3 | 0 | 2009-01-04 | 1976-01-04 | 1 | 4 | 1:00 | 649
3 | 1 | 2009-01-04 | 1976-01-04 | 1 | 4 | 2:00 | 632.5
3 | 2 | 2009-01-04 | 1976-01-04 | 1 | 4 | 3:00 | 627.5
3 | 3 | 2009-01-04 | 1976-01-04 | 1 | 4 | 4:00 | 640
3 | 4 | 2009-01-04 | 1976-01-04 | 1 | 4 | 5:00 | 713
3 | 5 | 2009-01-04 | 1976-01-04 | 1 | 4 | 6:00 | 707.75
3 | 6 | 2009-01-04 | 1976-01-04 | 1 | 4 | 7:00 | 675.75
3 | 7 | 2009-01-04 | 1976-01-04 | 1 | 4 | 8:00 | 717.5
3 | 8 | 2009-01-04 | 1976-01-04 | 1 | 4 | 9:00 | 671.5
3 | 9 | 2009-01-04 | 1976-01-04 | 1 | 4 | 10:00 | 642
3 | 10 | 2009-01-04 | 1976-01-04 | 1 | 4 | 11:00 | 645.75
3 | 11 | 2009-01-04 | 1976-01-04 | 1 | 4 | 12:00 | 645.75
3 | 12 | 2009-01-04 | 1976-01-04 | 1 | 4 | 13:00 | 645
3 | 13 | 2009-01-04 | 1976-01-04 | 1 | 4 | 14:00 | 629.75
3 | 14 | 2009-01-04 | 1976-01-04 | 1 | 4 | 15:00 | 627.75
3 | 15 | 2009-01-04 | 1976-01-04 | 1 | 4 | 16:00 | 678
3 | 16 | 2009-01-04 | 1976-01-04 | 1 | 4 | 17:00 | 727.25
3 | 17 | 2009-01-04 | 1976-01-04 | 1 | 4 | 18:00 | 683
3 | 18 | 2009-01-04 | 1976-01-04 | 1 | 4 | 19:00 | 690.75
3 | 19 | 2009-01-04 | 1976-01-04 | 1 | 4 | 20:00 | 714.25
3 | 20 | 2009-01-04 | 1976-01-04 | 1 | 4 | 21:00 | 636.25
3 | 21 | 2009-01-04 | 1976-01-04 | 1 | 4 | 22:00 | 644
3 | 22 | 2009-01-04 | 1976-01-04 | 1 | 4 | 23:00 | 651.5
3 | 23 | 2009-01-04 | 1976-01-04 | 1 | 4 | 24:00 | 649
4 | 0 | 2009-01-05 | 1976-01-05 | 1 | 5 | 1:00 | 632.5
4 | 1 | 2009-01-05 | 1976-01-05 | 1 | 5 | 2:00 | 627.5
4 | 2 | 2009-01-05 | 1976-01-05 | 1 | 5 | 3:00 | 640
4 | 3 | 2009-01-05 | 1976-01-05 | 1 | 5 | 4:00 | 713
4 | 4 | 2009-01-05 | 1976-01-05 | 1 | 5 | 5:00 | 707.75
4 | 5 | 2009-01-05 | 1976-01-05 | 1 | 5 | 6:00 | 675.75
4 | 6 | 2009-01-05 | 1976-01-05 | 1 | 5 | 7:00 | 717.5
4 | 7 | 2009-01-05 | 1976-01-05 | 1 | 5 | 8:00 | 671.5
4 | 8 | 2009-01-05 | 1976-01-05 | 1 | 5 | 9:00 | 642
4 | 9 | 2009-01-05 | 1976-01-05 | 1 | 5 | 10:00 | 645.75
4 | 10 | 2009-01-05 | 1976-01-05 | 1 | 5 | 11:00 | 645.75
4 | 11 | 2009-01-05 | 1976-01-05 | 1 | 5 | 12:00 | 645
4 | 12 | 2009-01-05 | 1976-01-05 | 1 | 5 | 13:00 | 629.75
4 | 13 | 2009-01-05 | 1976-01-05 | 1 | 5 | 14:00 | 627.75
4 | 14 | 2009-01-05 | 1976-01-05 | 1 | 5 | 15:00 | 678
4 | 15 | 2009-01-05 | 1976-01-05 | 1 | 5 | 16:00 | 727.25
4 | 16 | 2009-01-05 | 1976-01-05 | 1 | 5 | 17:00 | 683
4 | 17 | 2009-01-05 | 1976-01-05 | 1 | 5 | 18:00 | 690.75
4 | 18 | 2009-01-05 | 1976-01-05 | 1 | 5 | 19:00 | 714.25
4 | 19 | 2009-01-05 | 1976-01-05 | 1 | 5 | 20:00 | 636.25
4 | 20 | 2009-01-05 | 1976-01-05 | 1 | 5 | 21:00 | 644
4 | 21 | 2009-01-05 | 1976-01-05 | 1 | 5 | 22:00 | 651.5
4 | 22 | 2009-01-05 | 1976-01-05 | 1 | 5 | 23:00 | 649
4 | 23 | 2009-01-05 | 1976-01-05 | 1 | 5 | 24:00 | 632.5
5 | 0 | 2009-01-06 | 1976-01-06 | 1 | 6 | 1:00 | 627.5
5 | 1 | 2009-01-06 | 1976-01-06 | 1 | 6 | 2:00 | 640
5 | 2 | 2009-01-06 | 1976-01-06 | 1 | 6 | 3:00 | 713
5 | 3 | 2009-01-06 | 1976-01-06 | 1 | 6 | 4:00 | 707.75
5 | 4 | 2009-01-06 | 1976-01-06 | 1 | 6 | 5:00 | 675.75
5 | 5 | 2009-01-06 | 1976-01-06 | 1 | 6 | 6:00 | 717.5
5 | 6 | 2009-01-06 | 1976-01-06 | 1 | 6 | 7:00 | 671.5
5 | 7 | 2009-01-06 | 1976-01-06 | 1 | 6 | 8:00 | 642
5 | 8 | 2009-01-06 | 1976-01-06 | 1 | 6 | 9:00 | 645.75
5 | 9 | 2009-01-06 | 1976-01-06 | 1 | 6 | 10:00 | 645.75
5 | 10 | 2009-01-06 | 1976-01-06 | 1 | 6 | 11:00 | 645
5 | 11 | 2009-01-06 | 1976-01-06 | 1 | 6 | 12:00 | 629.75
5 | 12 | 2009-01-06 | 1976-01-06 | 1 | 6 | 13:00 | 627.75
5 | 13 | 2009-01-06 | 1976-01-06 | 1 | 6 | 14:00 | 678
5 | 14 | 2009-01-06 | 1976-01-06 | 1 | 6 | 15:00 | 727.25
5 | 15 | 2009-01-06 | 1976-01-06 | 1 | 6 | 16:00 | 683
5 | 16 | 2009-01-06 | 1976-01-06 | 1 | 6 | 17:00 | 690.75
5 | 17 | 2009-01-06 | 1976-01-06 | 1 | 6 | 18:00 | 714.25
5 | 18 | 2009-01-06 | 1976-01-06 | 1 | 6 | 19:00 | 740.25
5 | 19 | 2009-01-06 | 1976-01-06 | 1 | 6 | 20:00 | 803.25
5 | 20 | 2009-01-06 | 1976-01-06 | 1 | 6 | 21:00 | 810.25
5 | 21 | 2009-01-06 | 1976-01-06 | 1 | 6 | 22:00 | 785
5 | 22 | 2009-01-06 | 1976-01-06 | 1 | 6 | 23:00 | 771.25
5 | 23 | 2009-01-06 | 1976-01-06 | 1 | 6 | 24:00 | 749
6 | 0 | 2009-01-07 | 1976-01-07 | 1 | 7 | 1:00 | 753
6 | 1 | 2009-01-07 | 1976-01-07 | 1 | 7 | 2:00 | 737.25
6 | 2 | 2009-01-07 | 1976-01-07 | 1 | 7 | 3:00 | 731.25
6 | 3 | 2009-01-07 | 1976-01-07 | 1 | 7 | 4:00 | 733.25
6 | 4 | 2009-01-07 | 1976-01-07 | 1 | 7 | 5:00 | 738.25
6 | 5 | 2009-01-07 | 1976-01-07 | 1 | 7 | 6:00 | 747.75
6 | 6 | 2009-01-07 | 1976-01-07 | 1 | 7 | 7:00 | 736.75
6 | 7 | 2009-01-07 | 1976-01-07 | 1 | 7 | 8:00 | 719.25
6 | 8 | 2009-01-07 | 1976-01-07 | 1 | 7 | 9:00 | 715.25
6 | 9 | 2009-01-07 | 1976-01-07 | 1 | 7 | 10:00 | 713.25
6 | 10 | 2009-01-07 | 1976-01-07 | 1 | 7 | 11:00 | 712
6 | 11 | 2009-01-07 | 1976-01-07 | 1 | 7 | 12:00 | 720
6 | 12 | 2009-01-07 | 1976-01-07 | 1 | 7 | 13:00 | 708.25
6 | 13 | 2009-01-07 | 1976-01-07 | 1 | 7 | 14:00 | 702
6 | 14 | 2009-01-07 | 1976-01-07 | 1 | 7 | 15:00 | 735
6 | 15 | 2009-01-07 | 1976-01-07 | 1 | 7 | 16:00 | 745.5
6 | 16 | 2009-01-07 | 1976-01-07 | 1 | 7 | 17:00 | 750
6 | 17 | 2009-01-07 | 1976-01-07 | 1 | 7 | 18:00 | 753
6 | 18 | 2009-01-07 | 1976-01-07 | 1 | 7 | 19:00 | 755.75
6 | 19 | 2009-01-07 | 1976-01-07 | 1 | 7 | 20:00 | 774.25
6 | 20 | 2009-01-07 | 1976-01-07 | 1 | 7 | 21:00 | 744
6 | 21 | 2009-01-07 | 1976-01-07 | 1 | 7 | 22:00 | 748.75
6 | 22 | 2009-01-07 | 1976-01-07 | 1 | 7 | 23:00 | 722.5
6 | 23 | 2009-01-07 | 1976-01-07 | 1 | 7 | 24:00 | 729.5
7 | 0 | 2009-01-08 | 1976-01-08 | 1 | 8 | 1:00 | 741
7 | 1 | 2009-01-08 | 1976-01-08 | 1 | 8 | 2:00 | 735
7 | 2 | 2009-01-08 | 1976-01-08 | 1 | 8 | 3:00 | 736.5
7 | 3 | 2009-01-08 | 1976-01-08 | 1 | 8 | 4:00 | 726
7 | 4 | 2009-01-08 | 1976-01-08 | 1 | 8 | 5:00 | 702.5
7 | 5 | 2009-01-08 | 1976-01-08 | 1 | 8 | 6:00 | 700.75
7 | 6 | 2009-01-08 | 1976-01-08 | 1 | 8 | 7:00 | 711
7 | 7 | 2009-01-08 | 1976-01-08 | 1 | 8 | 8:00 | 700.25
7 | 8 | 2009-01-08 | 1976-01-08 | 1 | 8 | 9:00 | 710
7 | 9 | 2009-01-08 | 1976-01-08 | 1 | 8 | 10:00 | 707.25
7 | 10 | 2009-01-08 | 1976-01-08 | 1 | 8 | 11:00 | 709.25
7 | 11 | 2009-01-08 | 1976-01-08 | 1 | 8 | 12:00 | 692.25
7 | 12 | 2009-01-08 | 1976-01-08 | 1 | 8 | 13:00 | 710
7 | 13 | 2009-01-08 | 1976-01-08 | 1 | 8 | 14:00 | 712
7 | 14 | 2009-01-08 | 1976-01-08 | 1 | 8 | 15:00 | 754.75
7 | 15 | 2009-01-08 | 1976-01-08 | 1 | 8 | 16:00 | 752.25
7 | 16 | 2009-01-08 | 1976-01-08 | 1 | 8 | 17:00 | 759.5
7 | 17 | 2009-01-08 | 1976-01-08 | 1 | 8 | 18:00 | 773.25
7 | 18 | 2009-01-08 | 1976-01-08 | 1 | 8 | 19:00 | 786
7 | 19 | 2009-01-08 | 1976-01-08 | 1 | 8 | 20:00 | 805.75
7 | 20 | 2009-01-08 | 1976-01-08 | 1 | 8 | 21:00 | 782.5
7 | 21 | 2009-01-08 | 1976-01-08 | 1 | 8 | 22:00 | 826.5
7 | 22 | 2009-01-08 | 1976-01-08 | 1 | 8 | 23:00 | 791.25
7 | 23 | 2009-01-08 | 1976-01-08 | 1 | 8 | 24:00 | 791
8 | 0 | 2009-01-09 | 1976-01-09 | 1 | 9 | 1:00 | 789.5
8 | 1 | 2009-01-09 | 1976-01-09 | 1 | 9 | 2:00 | 770.25
8 | 2 | 2009-01-09 | 1976-01-09 | 1 | 9 | 3:00 | 733.5
8 | 3 | 2009-01-09 | 1976-01-09 | 1 | 9 | 4:00 | 732.25
8 | 4 | 2009-01-09 | 1976-01-09 | 1 | 9 | 5:00 | 695.25
8 | 5 | 2009-01-09 | 1976-01-09 | 1 | 9 | 6:00 | 694.75
8 | 6 | 2009-01-09 | 1976-01-09 | 1 | 9 | 7:00 | 704
8 | 7 | 2009-01-09 | 1976-01-09 | 1 | 9 | 8:00 | 700
8 | 8 | 2009-01-09 | 1976-01-09 | 1 | 9 | 9:00 | 689.5
8 | 9 | 2009-01-09 | 1976-01-09 | 1 | 9 | 10:00 | 678.75
8 | 10 | 2009-01-09 | 1976-01-09 | 1 | 9 | 11:00 | 687.75
8 | 11 | 2009-01-09 | 1976-01-09 | 1 | 9 | 12:00 | 685.5
8 | 12 | 2009-01-09 | 1976-01-09 | 1 | 9 | 13:00 | 678.25
8 | 13 | 2009-01-09 | 1976-01-09 | 1 | 9 | 14:00 | 696.5
8 | 14 | 2009-01-09 | 1976-01-09 | 1 | 9 | 15:00 | 754.25
8 | 15 | 2009-01-09 | 1976-01-09 | 1 | 9 | 16:00 | 808.5
8 | 16 | 2009-01-09 | 1976-01-09 | 1 | 9 | 17:00 | 856.25
8 | 17 | 2009-01-09 | 1976-01-09 | 1 | 9 | 18:00 | 877.75
8 | 18 | 2009-01-09 | 1976-01-09 | 1 | 9 | 19:00 | 861
8 | 19 | 2009-01-09 | 1976-01-09 | 1 | 9 | 20:00 | 885.25
8 | 20 | 2009-01-09 | 1976-01-09 | 1 | 9 | 21:00 | 901.5
8 | 21 | 2009-01-09 | 1976-01-09 | 1 | 9 | 22:00 | 902.5
8 | 22 | 2009-01-09 | 1976-01-09 | 1 | 9 | 23:00 | 878.75
8 | 23 | 2009-01-09 | 1976-01-09 | 1 | 9 | 24:00 | 890
9 | 0 | 2009-01-10 | 1976-01-10 | 1 | 10 | 1:00 | 868.75
9 | 1 | 2009-01-10 | 1976-01-10 | 1 | 10 | 2:00 | 854
9 | 2 | 2009-01-10 | 1976-01-10 | 1 | 10 | 3:00 | 797.25
9 | 3 | 2009-01-10 | 1976-01-10 | 1 | 10 | 4:00 | 789.25
9 | 4 | 2009-01-10 | 1976-01-10 | 1 | 10 | 5:00 | 764.75
9 | 5 | 2009-01-10 | 1976-01-10 | 1 | 10 | 6:00 | 738.5
9 | 6 | 2009-01-10 | 1976-01-10 | 1 | 10 | 7:00 | 736.5
9 | 7 | 2009-01-10 | 1976-01-10 | 1 | 10 | 8:00 | 744.25
9 | 8 | 2009-01-10 | 1976-01-10 | 1 | 10 | 9:00 | 705.5
9 | 9 | 2009-01-10 | 1976-01-10 | 1 | 10 | 10:00 | 715
9 | 10 | 2009-01-10 | 1976-01-10 | 1 | 10 | 11:00 | 691.25
9 | 11 | 2009-01-10 | 1976-01-10 | 1 | 10 | 12:00 | 697
9 | 12 | 2009-01-10 | 1976-01-10 | 1 | 10 | 13:00 | 721.5
9 | 13 | 2009-01-10 | 1976-01-10 | 1 | 10 | 14:00 | 703.25
9 | 14 | 2009-01-10 | 1976-01-10 | 1 | 10 | 15:00 | 755.25
9 | 15 | 2009-01-10 | 1976-01-10 | 1 | 10 | 16:00 | 781.75
9 | 16 | 2009-01-10 | 1976-01-10 | 1 | 10 | 17:00 | 839.75
9 | 17 | 2009-01-10 | 1976-01-10 | 1 | 10 | 18:00 | 856
9 | 18 | 2009-01-10 | 1976-01-10 | 1 | 10 | 19:00 | 909.75
9 | 19 | 2009-01-10 | 1976-01-10 | 1 | 10 | 20:00 | 881.25
9 | 20 | 2009-01-10 | 1976-01-10 | 1 | 10 | 21:00 | 886.25
9 | 21 | 2009-01-10 | 1976-01-10 | 1 | 10 | 22:00 | 882
9 | 22 | 2009-01-10 | 1976-01-10 | 1 | 10 | 23:00 | 885
9 | 23 | 2009-01-10 | 1976-01-10 | 1 | 10 | 24:00 | 876.5
10 | 0 | 2009-01-11 | 1976-01-11 | 1 | 11 | 1:00 | 849.75
10 | 1 | 2009-01-11 | 1976-01-11 | 1 | 11 | 2:00 | 852.25
10 | 2 | 2009-01-11 | 1976-01-11 | 1 | 11 | 3:00 | 808.75
10 | 3 | 2009-01-11 | 1976-01-11 | 1 | 11 | 4:00 | 795
10 | 4 | 2009-01-11 | 1976-01-11 | 1 | 11 | 5:00 | 761
10 | 5 | 2009-01-11 | 1976-01-11 | 1 | 11 | 6:00 | 747.25
10 | 6 | 2009-01-11 | 1976-01-11 | 1 | 11 | 7:00 | 733.25
10 | 7 | 2009-01-11 | 1976-01-11 | 1 | 11 | 8:00 | 743.75
10 | 8 | 2009-01-11 | 1976-01-11 | 1 | 11 | 9:00 | 733.25
10 | 9 | 2009-01-11 | 1976-01-11 | 1 | 11 | 10:00 | 694
10 | 10 | 2009-01-11 | 1976-01-11 | 1 | 11 | 11:00 | 685
10 | 11 | 2009-01-11 | 1976-01-11 | 1 | 11 | 12:00 | 709.25
10 | 12 | 2009-01-11 | 1976-01-11 | 1 | 11 | 13:00 | 713.75
10 | 13 | 2009-01-11 | 1976-01-11 | 1 | 11 | 14:00 | 691.25
10 | 14 | 2009-01-11 | 1976-01-11 | 1 | 11 | 15:00 | 758.75
10 | 15 | 2009-01-11 | 1976-01-11 | 1 | 11 | 16:00 | 817
10 | 16 | 2009-01-11 | 1976-01-11 | 1 | 11 | 17:00 | 813
10 | 17 | 2009-01-11 | 1976-01-11 | 1 | 11 | 18:00 | 851.5
10 | 18 | 2009-01-11 | 1976-01-11 | 1 | 11 | 19:00 | 847.25
10 | 19 | 2009-01-11 | 1976-01-11 | 1 | 11 | 20:00 | 869.5
10 | 20 | 2009-01-11 | 1976-01-11 | 1 | 11 | 21:00 | 853.75
10 | 21 | 2009-01-11 | 1976-01-11 | 1 | 11 | 22:00 | 853.5
10 | 22 | 2009-01-11 | 1976-01-11 | 1 | 11 | 23:00 | 861.5
10 | 23 | 2009-01-11 | 1976-01-11 | 1 | 11 | 24:00 | 844.75
11 | 0 | 2009-01-12 | 1976-01-12 | 1 | 12 | 1:00 | 845.75
11 | 1 | 2009-01-12 | 1976-01-12 | 1 | 12 | 2:00 | 817.5
11 | 2 | 2009-01-12 | 1976-01-12 | 1 | 12 | 3:00 | 766.75
11 | 3 | 2009-01-12 | 1976-01-12 | 1 | 12 | 4:00 | 751.75
11 | 4 | 2009-01-12 | 1976-01-12 | 1 | 12 | 5:00 | 718.5
11 | 5 | 2009-01-12 | 1976-01-12 | 1 | 12 | 6:00 | 700.25
11 | 6 | 2009-01-12 | 1976-01-12 | 1 | 12 | 7:00 | 723.5
11 | 7 | 2009-01-12 | 1976-01-12 | 1 | 12 | 8:00 | 707.25
11 | 8 | 2009-01-12 | 1976-01-12 | 1 | 12 | 9:00 | 733.5
11 | 9 | 2009-01-12 | 1976-01-12 | 1 | 12 | 10:00 | 727.5
11 | 10 | 2009-01-12 | 1976-01-12 | 1 | 12 | 11:00 | 713.75
11 | 11 | 2009-01-12 | 1976-01-12 | 1 | 12 | 12:00 | 699.5
11 | 12 | 2009-01-12 | 1976-01-12 | 1 | 12 | 13:00 | 695.5
11 | 13 | 2009-01-12 | 1976-01-12 | 1 | 12 | 14:00 | 676.5
11 | 14 | 2009-01-12 | 1976-01-12 | 1 | 12 | 15:00 | 753
11 | 15 | 2009-01-12 | 1976-01-12 | 1 | 12 | 16:00 | 792
11 | 16 | 2009-01-12 | 1976-01-12 | 1 | 12 | 17:00 | 834.25
11 | 17 | 2009-01-12 | 1976-01-12 | 1 | 12 | 18:00 | 847.75
11 | 18 | 2009-01-12 | 1976-01-12 | 1 | 12 | 19:00 | 877.25
11 | 19 | 2009-01-12 | 1976-01-12 | 1 | 12 | 20:00 | 897.25
11 | 20 | 2009-01-12 | 1976-01-12 | 1 | 12 | 21:00 | 890.25
11 | 21 | 2009-01-12 | 1976-01-12 | 1 | 12 | 22:00 | 895
11 | 22 | 2009-01-12 | 1976-01-12 | 1 | 12 | 23:00 | 849.5
11 | 23 | 2009-01-12 | 1976-01-12 | 1 | 12 | 24:00 | 846.75
12 | 0 | 2009-01-13 | 1976-01-13 | 1 | 13 | 1:00 | 830.75
12 | 1 | 2009-01-13 | 1976-01-13 | 1 | 13 | 2:00 | 803.75
12 | 2 | 2009-01-13 | 1976-01-13 | 1 | 13 | 3:00 | 765.25
12 | 3 | 2009-01-13 | 1976-01-13 | 1 | 13 | 4:00 | 742
12 | 4 | 2009-01-13 | 1976-01-13 | 1 | 13 | 5:00 | 713.75
12 | 5 | 2009-01-13 | 1976-01-13 | 1 | 13 | 6:00 | 725
12 | 6 | 2009-01-13 | 1976-01-13 | 1 | 13 | 7:00 | 731.25
12 | 7 | 2009-01-13 | 1976-01-13 | 1 | 13 | 8:00 | 725
12 | 8 | 2009-01-13 | 1976-01-13 | 1 | 13 | 9:00 | 720.25
12 | 9 | 2009-01-13 | 1976-01-13 | 1 | 13 | 10:00 | 715
12 | 10 | 2009-01-13 | 1976-01-13 | 1 | 13 | 11:00 | 694
12 | 11 | 2009-01-13 | 1976-01-13 | 1 | 13 | 12:00 | 710
12 | 12 | 2009-01-13 | 1976-01-13 | 1 | 13 | 13:00 | 699.75
12 | 13 | 2009-01-13 | 1976-01-13 | 1 | 13 | 14:00 | 703.25
12 | 14 | 2009-01-13 | 1976-01-13 | 1 | 13 | 15:00 | 736
12 | 15 | 2009-01-13 | 1976-01-13 | 1 | 13 | 16:00 | 740.5
12 | 16 | 2009-01-13 | 1976-01-13 | 1 | 13 | 17:00 | 762
12 | 17 | 2009-01-13 | 1976-01-13 | 1 | 13 | 18:00 | 764.5
12 | 18 | 2009-01-13 | 1976-01-13 | 1 | 13 | 19:00 | 731.75
12 | 19 | 2009-01-13 | 1976-01-13 | 1 | 13 | 20:00 | 740
12 | 20 | 2009-01-13 | 1976-01-13 | 1 | 13 | 21:00 | 722.25
12 | 21 | 2009-01-13 | 1976-01-13 | 1 | 13 | 22:00 | 745.5
12 | 22 | 2009-01-13 | 1976-01-13 | 1 | 13 | 23:00 | 759.5
12 | 23 | 2009-01-13 | 1976-01-13 | 1 | 13 | 24:00 | 715.75
13 | 0 | 2009-01-14 | 1976-01-14 | 1 | 14 | 1:00 | 696
13 | 1 | 2009-01-14 | 1976-01-14 | 1 | 14 | 2:00 | 696.5
13 | 2 | 2009-01-14 | 1976-01-14 | 1 | 14 | 3:00 | 684.5
13 | 3 | 2009-01-14 | 1976-01-14 | 1 | 14 | 4:00 | 684.75
13 | 4 | 2009-01-14 | 1976-01-14 | 1 | 14 | 5:00 | 681.5
13 | 5 | 2009-01-14 | 1976-01-14 | 1 | 14 | 6:00 | 667.25
13 | 6 | 2009-01-14 | 1976-01-14 | 1 | 14 | 7:00 | 673.75
13 | 7 | 2009-01-14 | 1976-01-14 | 1 | 14 | 8:00 | 707.5
13 | 8 | 2009-01-14 | 1976-01-14 | 1 | 14 | 9:00 | 714
13 | 9 | 2009-01-14 | 1976-01-14 | 1 | 14 | 10:00 | 716.25
13 | 10 | 2009-01-14 | 1976-01-14 | 1 | 14 | 11:00 | 684.5
13 | 11 | 2009-01-14 | 1976-01-14 | 1 | 14 | 12:00 | 677
13 | 12 | 2009-01-14 | 1976-01-14 | 1 | 14 | 13:00 | 691
13 | 13 | 2009-01-14 | 1976-01-14 | 1 | 14 | 14:00 | 670.5
13 | 14 | 2009-01-14 | 1976-01-14 | 1 | 14 | 15:00 | 688
13 | 15 | 2009-01-14 | 1976-01-14 | 1 | 14 | 16:00 | 686.5
13 | 16 | 2009-01-14 | 1976-01-14 | 1 | 14 | 17:00 | 681.25
13 | 17 | 2009-01-14 | 1976-01-14 | 1 | 14 | 18:00 | 723.5
13 | 18 | 2009-01-14 | 1976-01-14 | 1 | 14 | 19:00 | 687.5
13 | 19 | 2009-01-14 | 1976-01-14 | 1 | 14 | 20:00 | 683.25
13 | 20 | 2009-01-14 | 1976-01-14 | 1 | 14 | 21:00 | 693
13 | 21 | 2009-01-14 | 1976-01-14 | 1 | 14 | 22:00 | 685.25
13 | 22 | 2009-01-14 | 1976-01-14 | 1 | 14 | 23:00 | 714.75
13 | 23 | 2009-01-14 | 1976-01-14 | 1 | 14 | 24:00 | 740.25
14 | 0 | 2009-01-15 | 1976-01-15 | 1 | 15 | 1:00 | 713.25
14 | 1 | 2009-01-15 | 1976-01-15 | 1 | 15 | 2:00 | 681.25
14 | 2 | 2009-01-15 | 1976-01-15 | 1 | 15 | 3:00 | 655.25
14 | 3 | 2009-01-15 | 1976-01-15 | 1 | 15 | 4:00 | 651.25
14 | 4 | 2009-01-15 | 1976-01-15 | 1 | 15 | 5:00 | 649.25
14 | 5 | 2009-01-15 | 1976-01-15 | 1 | 15 | 6:00 | 669.25
14 | 6 | 2009-01-15 | 1976-01-15 | 1 | 15 | 7:00 | 657.75
14 | 7 | 2009-01-15 | 1976-01-15 | 1 | 15 | 8:00 | 642
14 | 8 | 2009-01-15 | 1976-01-15 | 1 | 15 | 9:00 | 651.25
14 | 9 | 2009-01-15 | 1976-01-15 | 1 | 15 | 10:00 | 655.5
14 | 10 | 2009-01-15 | 1976-01-15 | 1 | 15 | 11:00 | 654
14 | 11 | 2009-01-15 | 1976-01-15 | 1 | 15 | 12:00 | 654.5
14 | 12 | 2009-01-15 | 1976-01-15 | 1 | 15 | 13:00 | 648.75
14 | 13 | 2009-01-15 | 1976-01-15 | 1 | 15 | 14:00 | 646.5
14 | 14 | 2009-01-15 | 1976-01-15 | 1 | 15 | 15:00 | 695
14 | 15 | 2009-01-15 | 1976-01-15 | 1 | 15 | 16:00 | 788.75
14 | 16 | 2009-01-15 | 1976-01-15 | 1 | 15 | 17:00 | 815.25
14 | 17 | 2009-01-15 | 1976-01-15 | 1 | 15 | 18:00 | 884.5
14 | 18 | 2009-01-15 | 1976-01-15 | 1 | 15 | 19:00 | 870.75
14 | 19 | 2009-01-15 | 1976-01-15 | 1 | 15 | 20:00 | 868.25
14 | 20 | 2009-01-15 | 1976-01-15 | 1 | 15 | 21:00 | 867.25
14 | 21 | 2009-01-15 | 1976-01-15 | 1 | 15 | 22:00 | 896.75
14 | 22 | 2009-01-15 | 1976-01-15 | 1 | 15 | 23:00 | 871.5
14 | 23 | 2009-01-15 | 1976-01-15 | 1 | 15 | 24:00 | 858
15 | 0 | 2009-01-16 | 1976-01-16 | 1 | 16 | 1:00 | 848.75
15 | 1 | 2009-01-16 | 1976-01-16 | 1 | 16 | 2:00 | 869.5
15 | 2 | 2009-01-16 | 1976-01-16 | 1 | 16 | 3:00 | 827.75
15 | 3 | 2009-01-16 | 1976-01-16 | 1 | 16 | 4:00 | 823
15 | 4 | 2009-01-16 | 1976-01-16 | 1 | 16 | 5:00 | 815.25
15 | 5 | 2009-01-16 | 1976-01-16 | 1 | 16 | 6:00 | 790
15 | 6 | 2009-01-16 | 1976-01-16 | 1 | 16 | 7:00 | 759.25
15 | 7 | 2009-01-16 | 1976-01-16 | 1 | 16 | 8:00 | 766.75
15 | 8 | 2009-01-16 | 1976-01-16 | 1 | 16 | 9:00 | 761.75
15 | 9 | 2009-01-16 | 1976-01-16 | 1 | 16 | 10:00 | 750
15 | 10 | 2009-01-16 | 1976-01-16 | 1 | 16 | 11:00 | 752.25
15 | 11 | 2009-01-16 | 1976-01-16 | 1 | 16 | 12:00 | 746.75
15 | 12 | 2009-01-16 | 1976-01-16 | 1 | 16 | 13:00 | 743.25
15 | 13 | 2009-01-16 | 1976-01-16 | 1 | 16 | 14:00 | 744.5
15 | 14 | 2009-01-16 | 1976-01-16 | 1 | 16 | 15:00 | 806.5
15 | 15 | 2009-01-16 | 1976-01-16 | 1 | 16 | 16:00 | 838
15 | 16 | 2009-01-16 | 1976-01-16 | 1 | 16 | 17:00 | 870.5
15 | 17 | 2009-01-16 | 1976-01-16 | 1 | 16 | 18:00 | 904.25
15 | 18 | 2009-01-16 | 1976-01-16 | 1 | 16 | 19:00 | 905.25
15 | 19 | 2009-01-16 | 1976-01-16 | 1 | 16 | 20:00 | 925.5
15 | 20 | 2009-01-16 | 1976-01-16 | 1 | 16 | 21:00 | 893.25
15 | 21 | 2009-01-16 | 1976-01-16 | 1 | 16 | 22:00 | 943
15 | 22 | 2009-01-16 | 1976-01-16 | 1 | 16 | 23:00 | 899
15 | 23 | 2009-01-16 | 1976-01-16 | 1 | 16 | 24:00 | 899.25
16 | 0 | 2009-01-17 | 1976-01-17 | 1 | 17 | 1:00 | 902.75
16 | 1 | 2009-01-17 | 1976-01-17 | 1 | 17 | 2:00 | 861
16 | 2 | 2009-01-17 | 1976-01-17 | 1 | 17 | 3:00 | 819.75
16 | 3 | 2009-01-17 | 1976-01-17 | 1 | 17 | 4:00 | 798.5
16 | 4 | 2009-01-17 | 1976-01-17 | 1 | 17 | 5:00 | 808.25
16 | 5 | 2009-01-17 | 1976-01-17 | 1 | 17 | 6:00 | 783.5
16 | 6 | 2009-01-17 | 1976-01-17 | 1 | 17 | 7:00 | 746.75
16 | 7 | 2009-01-17 | 1976-01-17 | 1 | 17 | 8:00 | 737.5
16 | 8 | 2009-01-17 | 1976-01-17 | 1 | 17 | 9:00 | 734
16 | 9 | 2009-01-17 | 1976-01-17 | 1 | 17 | 10:00 | 733
16 | 10 | 2009-01-17 | 1976-01-17 | 1 | 17 | 11:00 | 730.5
16 | 11 | 2009-01-17 | 1976-01-17 | 1 | 17 | 12:00 | 726.25
16 | 12 | 2009-01-17 | 1976-01-17 | 1 | 17 | 13:00 | 721
16 | 13 | 2009-01-17 | 1976-01-17 | 1 | 17 | 14:00 | 728.75
16 | 14 | 2009-01-17 | 1976-01-17 | 1 | 17 | 15:00 | 775.25
16 | 15 | 2009-01-17 | 1976-01-17 | 1 | 17 | 16:00 | 830
16 | 16 | 2009-01-17 | 1976-01-17 | 1 | 17 | 17:00 | 881.5
16 | 17 | 2009-01-17 | 1976-01-17 | 1 | 17 | 18:00 | 907.5
16 | 18 | 2009-01-17 | 1976-01-17 | 1 | 17 | 19:00 | 926.25
16 | 19 | 2009-01-17 | 1976-01-17 | 1 | 17 | 20:00 | 926.5
16 | 20 | 2009-01-17 | 1976-01-17 | 1 | 17 | 21:00 | 934.5
16 | 21 | 2009-01-17 | 1976-01-17 | 1 | 17 | 22:00 | 905.25
16 | 22 | 2009-01-17 | 1976-01-17 | 1 | 17 | 23:00 | 881.75
16 | 23 | 2009-01-17 | 1976-01-17 | 1 | 17 | 24:00 | 930.25
17 | 0 | 2009-01-18 | 1976-01-18 | 1 | 18 | 1:00 | 901.75
17 | 1 | 2009-01-18 | 1976-01-18 | 1 | 18 | 2:00 | 873.75
17 | 2 | 2009-01-18 | 1976-01-18 | 1 | 18 | 3:00 | 827.75
17 | 3 | 2009-01-18 | 1976-01-18 | 1 | 18 | 4:00 | 800.25
17 | 4 | 2009-01-18 | 1976-01-18 | 1 | 18 | 5:00 | 784.25
17 | 5 | 2009-01-18 | 1976-01-18 | 1 | 18 | 6:00 | 751.25
17 | 6 | 2009-01-18 | 1976-01-18 | 1 | 18 | 7:00 | 785.25
17 | 7 | 2009-01-18 | 1976-01-18 | 1 | 18 | 8:00 | 765
17 | 8 | 2009-01-18 | 1976-01-18 | 1 | 18 | 9:00 | 745.5
17 | 9 | 2009-01-18 | 1976-01-18 | 1 | 18 | 10:00 | 725
17 | 10 | 2009-01-18 | 1976-01-18 | 1 | 18 | 11:00 | 744.25
17 | 11 | 2009-01-18 | 1976-01-18 | 1 | 18 | 12:00 | 732.75
17 | 12 | 2009-01-18 | 1976-01-18 | 1 | 18 | 13:00 | 761.75
17 | 13 | 2009-01-18 | 1976-01-18 | 1 | 18 | 14:00 | 749
17 | 14 | 2009-01-18 | 1976-01-18 | 1 | 18 | 15:00 | 762
17 | 15 | 2009-01-18 | 1976-01-18 | 1 | 18 | 16:00 | 793.25
17 | 16 | 2009-01-18 | 1976-01-18 | 1 | 18 | 17:00 | 841.25
17 | 17 | 2009-01-18 | 1976-01-18 | 1 | 18 | 18:00 | 902
17 | 18 | 2009-01-18 | 1976-01-18 | 1 | 18 | 19:00 | 875.5
17 | 19 | 2009-01-18 | 1976-01-18 | 1 | 18 | 20:00 | 887.5
17 | 20 | 2009-01-18 | 1976-01-18 | 1 | 18 | 21:00 | 889.75
17 | 21 | 2009-01-18 | 1976-01-18 | 1 | 18 | 22:00 | 907
17 | 22 | 2009-01-18 | 1976-01-18 | 1 | 18 | 23:00 | 890
17 | 23 | 2009-01-18 | 1976-01-18 | 1 | 18 | 24:00 | 881.5
18 | 0 | 2009-01-19 | 1976-01-19 | 1 | 19 | 1:00 | 892.75
18 | 1 | 2009-01-19 | 1976-01-19 | 1 | 19 | 2:00 | 855
18 | 2 | 2009-01-19 | 1976-01-19 | 1 | 19 | 3:00 | 814
18 | 3 | 2009-01-19 | 1976-01-19 | 1 | 19 | 4:00 | 785.5
18 | 4 | 2009-01-19 | 1976-01-19 | 1 | 19 | 5:00 | 784.5
18 | 5 | 2009-01-19 | 1976-01-19 | 1 | 19 | 6:00 | 756.75
18 | 6 | 2009-01-19 | 1976-01-19 | 1 | 19 | 7:00 | 738.5
18 | 7 | 2009-01-19 | 1976-01-19 | 1 | 19 | 8:00 | 754.25
18 | 8 | 2009-01-19 | 1976-01-19 | 1 | 19 | 9:00 | 749.5
18 | 9 | 2009-01-19 | 1976-01-19 | 1 | 19 | 10:00 | 740.25
18 | 10 | 2009-01-19 | 1976-01-19 | 1 | 19 | 11:00 | 716.75
18 | 11 | 2009-01-19 | 1976-01-19 | 1 | 19 | 12:00 | 742.5
18 | 12 | 2009-01-19 | 1976-01-19 | 1 | 19 | 13:00 | 724.75
18 | 13 | 2009-01-19 | 1976-01-19 | 1 | 19 | 14:00 | 755.25
18 | 14 | 2009-01-19 | 1976-01-19 | 1 | 19 | 15:00 | 775
18 | 15 | 2009-01-19 | 1976-01-19 | 1 | 19 | 16:00 | 794.75
18 | 16 | 2009-01-19 | 1976-01-19 | 1 | 19 | 17:00 | 836.75
18 | 17 | 2009-01-19 | 1976-01-19 | 1 | 19 | 18:00 | 892
18 | 18 | 2009-01-19 | 1976-01-19 | 1 | 19 | 19:00 | 873.5
18 | 19 | 2009-01-19 | 1976-01-19 | 1 | 19 | 20:00 | 883.5
18 | 20 | 2009-01-19 | 1976-01-19 | 1 | 19 | 21:00 | 853.25
18 | 21 | 2009-01-19 | 1976-01-19 | 1 | 19 | 22:00 | 891.25
18 | 22 | 2009-01-19 | 1976-01-19 | 1 | 19 | 23:00 | 911
18 | 23 | 2009-01-19 | 1976-01-19 | 1 | 19 | 24:00 | 881.25
19 | 0 | 2009-01-20 | 1976-01-20 | 1 | 20 | 1:00 | 850.75
19 | 1 | 2009-01-20 | 1976-01-20 | 1 | 20 | 2:00 | 822
19 | 2 | 2009-01-20 | 1976-01-20 | 1 | 20 | 3:00 | 791.25
19 | 3 | 2009-01-20 | 1976-01-20 | 1 | 20 | 4:00 | 783.75
19 | 4 | 2009-01-20 | 1976-01-20 | 1 | 20 | 5:00 | 760.75
19 | 5 | 2009-01-20 | 1976-01-20 | 1 | 20 | 6:00 | 727.75
19 | 6 | 2009-01-20 | 1976-01-20 | 1 | 20 | 7:00 | 734.75
19 | 7 | 2009-01-20 | 1976-01-20 | 1 | 20 | 8:00 | 717
19 | 8 | 2009-01-20 | 1976-01-20 | 1 | 20 | 9:00 | 745.25
19 | 9 | 2009-01-20 | 1976-01-20 | 1 | 20 | 10:00 | 800
19 | 10 | 2009-01-20 | 1976-01-20 | 1 | 20 | 11:00 | 806
19 | 11 | 2009-01-20 | 1976-01-20 | 1 | 20 | 12:00 | 781.25
19 | 12 | 2009-01-20 | 1976-01-20 | 1 | 20 | 13:00 | 779.5
19 | 13 | 2009-01-20 | 1976-01-20 | 1 | 20 | 14:00 | 750.25
19 | 14 | 2009-01-20 | 1976-01-20 | 1 | 20 | 15:00 | 746
19 | 15 | 2009-01-20 | 1976-01-20 | 1 | 20 | 16:00 | 739.25
19 | 16 | 2009-01-20 | 1976-01-20 | 1 | 20 | 17:00 | 740.25
19 | 17 | 2009-01-20 | 1976-01-20 | 1 | 20 | 18:00 | 732.75
19 | 18 | 2009-01-20 | 1976-01-20 | 1 | 20 | 19:00 | 733.25
19 | 19 | 2009-01-20 | 1976-01-20 | 1 | 20 | 20:00 | 740.25
19 | 20 | 2009-01-20 | 1976-01-20 | 1 | 20 | 21:00 | 749
19 | 21 | 2009-01-20 | 1976-01-20 | 1 | 20 | 22:00 | 724.75
19 | 22 | 2009-01-20 | 1976-01-20 | 1 | 20 | 23:00 | 718.5
19 | 23 | 2009-01-20 | 1976-01-20 | 1 | 20 | 24:00 | 715.25
20 | 0 | 2009-01-21 | 1976-01-21 | 1 | 21 | 1:00 | 709.25
20 | 1 | 2009-01-21 | 1976-01-21 | 1 | 21 | 2:00 | 709.25
20 | 2 | 2009-01-21 | 1976-01-21 | 1 | 21 | 3:00 | 713.75
20 | 3 | 2009-01-21 | 1976-01-21 | 1 | 21 | 4:00 | 708.75
20 | 4 | 2009-01-21 | 1976-01-21 | 1 | 21 | 5:00 | 729.25
20 | 5 | 2009-01-21 | 1976-01-21 | 1 | 21 | 6:00 | 746
20 | 6 | 2009-01-21 | 1976-01-21 | 1 | 21 | 7:00 | 751.75
20 | 7 | 2009-01-21 | 1976-01-21 | 1 | 21 | 8:00 | 749.5
20 | 8 | 2009-01-21 | 1976-01-21 | 1 | 21 | 9:00 | 751.75
20 | 9 | 2009-01-21 | 1976-01-21 | 1 | 21 | 10:00 | 755.5
20 | 10 | 2009-01-21 | 1976-01-21 | 1 | 21 | 11:00 | 767.5
20 | 11 | 2009-01-21 | 1976-01-21 | 1 | 21 | 12:00 | 739.25
20 | 12 | 2009-01-21 | 1976-01-21 | 1 | 21 | 13:00 | 731.75
20 | 13 | 2009-01-21 | 1976-01-21 | 1 | 21 | 14:00 | 732.25
20 | 14 | 2009-01-21 | 1976-01-21 | 1 | 21 | 15:00 | 733
20 | 15 | 2009-01-21 | 1976-01-21 | 1 | 21 | 16:00 | 742.5
20 | 16 | 2009-01-21 | 1976-01-21 | 1 | 21 | 17:00 | 737.5
20 | 17 | 2009-01-21 | 1976-01-21 | 1 | 21 | 18:00 | 729.75
20 | 18 | 2009-01-21 | 1976-01-21 | 1 | 21 | 19:00 | 701.75
20 | 19 | 2009-01-21 | 1976-01-21 | 1 | 21 | 20:00 | 699
20 | 20 | 2009-01-21 | 1976-01-21 | 1 | 21 | 21:00 | 713.75
20 | 21 | 2009-01-21 | 1976-01-21 | 1 | 21 | 22:00 | 706.5
20 | 22 | 2009-01-21 | 1976-01-21 | 1 | 21 | 23:00 | 694.75
20 | 23 | 2009-01-21 | 1976-01-21 | 1 | 21 | 24:00 | 708.75
21 | 0 | 2009-01-22 | 1976-01-22 | 1 | 22 | 1:00 | 705
21 | 1 | 2009-01-22 | 1976-01-22 | 1 | 22 | 2:00 | 706
21 | 2 | 2009-01-22 | 1976-01-22 | 1 | 22 | 3:00 | 701
21 | 3 | 2009-01-22 | 1976-01-22 | 1 | 22 | 4:00 | 716
21 | 4 | 2009-01-22 | 1976-01-22 | 1 | 22 | 5:00 | 727.75
21 | 5 | 2009-01-22 | 1976-01-22 | 1 | 22 | 6:00 | 769.75
21 | 6 | 2009-01-22 | 1976-01-22 | 1 | 22 | 7:00 | 750.75
21 | 7 | 2009-01-22 | 1976-01-22 | 1 | 22 | 8:00 | 771.25
21 | 8 | 2009-01-22 | 1976-01-22 | 1 | 22 | 9:00 | 779.5
21 | 9 | 2009-01-22 | 1976-01-22 | 1 | 22 | 10:00 | 815
21 | 10 | 2009-01-22 | 1976-01-22 | 1 | 22 | 11:00 | 770.25
21 | 11 | 2009-01-22 | 1976-01-22 | 1 | 22 | 12:00 | 824
21 | 12 | 2009-01-22 | 1976-01-22 | 1 | 22 | 13:00 | 801.75
21 | 13 | 2009-01-22 | 1976-01-22 | 1 | 22 | 14:00 | 792.75
21 | 14 | 2009-01-22 | 1976-01-22 | 1 | 22 | 15:00 | 787.25
21 | 15 | 2009-01-22 | 1976-01-22 | 1 | 22 | 16:00 | 787.75
21 | 16 | 2009-01-22 | 1976-01-22 | 1 | 22 | 17:00 | 731.5
21 | 17 | 2009-01-22 | 1976-01-22 | 1 | 22 | 18:00 | 744
21 | 18 | 2009-01-22 | 1976-01-22 | 1 | 22 | 19:00 | 682.25
21 | 19 | 2009-01-22 | 1976-01-22 | 1 | 22 | 20:00 | 708.5
21 | 20 | 2009-01-22 | 1976-01-22 | 1 | 22 | 21:00 | 701.25
21 | 21 | 2009-01-22 | 1976-01-22 | 1 | 22 | 22:00 | 704.25
21 | 22 | 2009-01-22 | 1976-01-22 | 1 | 22 | 23:00 | 687.5
21 | 23 | 2009-01-22 | 1976-01-22 | 1 | 22 | 24:00 | 685.5
22 | 0 | 2009-01-23 | 1976-01-23 | 1 | 23 | 1:00 | 680.5
22 | 1 | 2009-01-23 | 1976-01-23 | 1 | 23 | 2:00 | 684
22 | 2 | 2009-01-23 | 1976-01-23 | 1 | 23 | 3:00 | 681.5
22 | 3 | 2009-01-23 | 1976-01-23 | 1 | 23 | 4:00 | 686.25
22 | 4 | 2009-01-23 | 1976-01-23 | 1 | 23 | 5:00 | 737.75
22 | 5 | 2009-01-23 | 1976-01-23 | 1 | 23 | 6:00 | 792
22 | 6 | 2009-01-23 | 1976-01-23 | 1 | 23 | 7:00 | 851.5
22 | 7 | 2009-01-23 | 1976-01-23 | 1 | 23 | 8:00 | 874.25
22 | 8 | 2009-01-23 | 1976-01-23 | 1 | 23 | 9:00 | 863.5
22 | 9 | 2009-01-23 | 1976-01-23 | 1 | 23 | 10:00 | 879.5
22 | 10 | 2009-01-23 | 1976-01-23 | 1 | 23 | 11:00 | 899.75
22 | 11 | 2009-01-23 | 1976-01-23 | 1 | 23 | 12:00 | 900.25
22 | 12 | 2009-01-23 | 1976-01-23 | 1 | 23 | 13:00 | 891.25
22 | 13 | 2009-01-23 | 1976-01-23 | 1 | 23 | 14:00 | 882.25
22 | 14 | 2009-01-23 | 1976-01-23 | 1 | 23 | 15:00 | 873.75
22 | 15 | 2009-01-23 | 1976-01-23 | 1 | 23 | 16:00 | 849
22 | 16 | 2009-01-23 | 1976-01-23 | 1 | 23 | 17:00 | 826.75
22 | 17 | 2009-01-23 | 1976-01-23 | 1 | 23 | 18:00 | 784.75
22 | 18 | 2009-01-23 | 1976-01-23 | 1 | 23 | 19:00 | 774.75
22 | 19 | 2009-01-23 | 1976-01-23 | 1 | 23 | 20:00 | 743.75
22 | 20 | 2009-01-23 | 1976-01-23 | 1 | 23 | 21:00 | 741.25
22 | 21 | 2009-01-23 | 1976-01-23 | 1 | 23 | 22:00 | 742
22 | 22 | 2009-01-23 | 1976-01-23 | 1 | 23 | 23:00 | 707.5
22 | 23 | 2009-01-23 | 1976-01-23 | 1 | 23 | 24:00 | 716
23 | 0 | 2009-01-24 | 1976-01-24 | 1 | 24 | 1:00 | 699
23 | 1 | 2009-01-24 | 1976-01-24 | 1 | 24 | 2:00 | 691.75
23 | 2 | 2009-01-24 | 1976-01-24 | 1 | 24 | 3:00 | 710.5
23 | 3 | 2009-01-24 | 1976-01-24 | 1 | 24 | 4:00 | 709.75
23 | 4 | 2009-01-24 | 1976-01-24 | 1 | 24 | 5:00 | 729.5
23 | 5 | 2009-01-24 | 1976-01-24 | 1 | 24 | 6:00 | 785.75
23 | 6 | 2009-01-24 | 1976-01-24 | 1 | 24 | 7:00 | 825
23 | 7 | 2009-01-24 | 1976-01-24 | 1 | 24 | 8:00 | 866.75
23 | 8 | 2009-01-24 | 1976-01-24 | 1 | 24 | 9:00 | 890.25
23 | 9 | 2009-01-24 | 1976-01-24 | 1 | 24 | 10:00 | 879.25
23 | 10 | 2009-01-24 | 1976-01-24 | 1 | 24 | 11:00 | 888.25
23 | 11 | 2009-01-24 | 1976-01-24 | 1 | 24 | 12:00 | 884.75
23 | 12 | 2009-01-24 | 1976-01-24 | 1 | 24 | 13:00 | 880.75
23 | 13 | 2009-01-24 | 1976-01-24 | 1 | 24 | 14:00 | 892.75
23 | 14 | 2009-01-24 | 1976-01-24 | 1 | 24 | 15:00 | 854.75
23 | 15 | 2009-01-24 | 1976-01-24 | 1 | 24 | 16:00 | 848
23 | 16 | 2009-01-24 | 1976-01-24 | 1 | 24 | 17:00 | 813.25
23 | 17 | 2009-01-24 | 1976-01-24 | 1 | 24 | 18:00 | 798
23 | 18 | 2009-01-24 | 1976-01-24 | 1 | 24 | 19:00 | 777.5
23 | 19 | 2009-01-24 | 1976-01-24 | 1 | 24 | 20:00 | 749.75
23 | 20 | 2009-01-24 | 1976-01-24 | 1 | 24 | 21:00 | 737.5
23 | 21 | 2009-01-24 | 1976-01-24 | 1 | 24 | 22:00 | 739.25
23 | 22 | 2009-01-24 | 1976-01-24 | 1 | 24 | 23:00 | 734.25
23 | 23 | 2009-01-24 | 1976-01-24 | 1 | 24 | 24:00 | 704.25
24 | 0 | 2009-01-25 | 1976-01-25 | 1 | 25 | 1:00 | 684.5
24 | 1 | 2009-01-25 | 1976-01-25 | 1 | 25 | 2:00 | 700.25
24 | 2 | 2009-01-25 | 1976-01-25 | 1 | 25 | 3:00 | 721
24 | 3 | 2009-01-25 | 1976-01-25 | 1 | 25 | 4:00 | 692
24 | 4 | 2009-01-25 | 1976-01-25 | 1 | 25 | 5:00 | 736.75
24 | 5 | 2009-01-25 | 1976-01-25 | 1 | 25 | 6:00 | 799.25
24 | 6 | 2009-01-25 | 1976-01-25 | 1 | 25 | 7:00 | 827
24 | 7 | 2009-01-25 | 1976-01-25 | 1 | 25 | 8:00 | 826.25
24 | 8 | 2009-01-25 | 1976-01-25 | 1 | 25 | 9:00 | 856.75
24 | 9 | 2009-01-25 | 1976-01-25 | 1 | 25 | 10:00 | 867
24 | 10 | 2009-01-25 | 1976-01-25 | 1 | 25 | 11:00 | 860.25
24 | 11 | 2009-01-25 | 1976-01-25 | 1 | 25 | 12:00 | 853
24 | 12 | 2009-01-25 | 1976-01-25 | 1 | 25 | 13:00 | 856.75
24 | 13 | 2009-01-25 | 1976-01-25 | 1 | 25 | 14:00 | 853
24 | 14 | 2009-01-25 | 1976-01-25 | 1 | 25 | 15:00 | 853
24 | 15 | 2009-01-25 | 1976-01-25 | 1 | 25 | 16:00 | 821.5
24 | 16 | 2009-01-25 | 1976-01-25 | 1 | 25 | 17:00 | 766
24 | 17 | 2009-01-25 | 1976-01-25 | 1 | 25 | 18:00 | 763.25
24 | 18 | 2009-01-25 | 1976-01-25 | 1 | 25 | 19:00 | 729.25
24 | 19 | 2009-01-25 | 1976-01-25 | 1 | 25 | 20:00 | 699
24 | 20 | 2009-01-25 | 1976-01-25 | 1 | 25 | 21:00 | 714.25
24 | 21 | 2009-01-25 | 1976-01-25 | 1 | 25 | 22:00 | 714.5
24 | 22 | 2009-01-25 | 1976-01-25 | 1 | 25 | 23:00 | 719.25
24 | 23 | 2009-01-25 | 1976-01-25 | 1 | 25 | 24:00 | 729
25 | 0 | 2009-01-26 | 1976-01-26 | 1 | 26 | 1:00 | 725
25 | 1 | 2009-01-26 | 1976-01-26 | 1 | 26 | 2:00 | 707.25
25 | 2 | 2009-01-26 | 1976-01-26 | 1 | 26 | 3:00 | 688
25 | 3 | 2009-01-26 | 1976-01-26 | 1 | 26 | 4:00 | 686.5
25 | 4 | 2009-01-26 | 1976-01-26 | 1 | 26 | 5:00 | 735.25
25 | 5 | 2009-01-26 | 1976-01-26 | 1 | 26 | 6:00 | 776.25
25 | 6 | 2009-01-26 | 1976-01-26 | 1 | 26 | 7:00 | 815.5
25 | 7 | 2009-01-26 | 1976-01-26 | 1 | 26 | 8:00 | 848.75
25 | 8 | 2009-01-26 | 1976-01-26 | 1 | 26 | 9:00 | 886.75
25 | 9 | 2009-01-26 | 1976-01-26 | 1 | 26 | 10:00 | 901
25 | 10 | 2009-01-26 | 1976-01-26 | 1 | 26 | 11:00 | 887.5
25 | 11 | 2009-01-26 | 1976-01-26 | 1 | 26 | 12:00 | 883
25 | 12 | 2009-01-26 | 1976-01-26 | 1 | 26 | 13:00 | 862.25
25 | 13 | 2009-01-26 | 1976-01-26 | 1 | 26 | 14:00 | 845.25
25 | 14 | 2009-01-26 | 1976-01-26 | 1 | 26 | 15:00 | 836
25 | 15 | 2009-01-26 | 1976-01-26 | 1 | 26 | 16:00 | 817
25 | 16 | 2009-01-26 | 1976-01-26 | 1 | 26 | 17:00 | 767
25 | 17 | 2009-01-26 | 1976-01-26 | 1 | 26 | 18:00 | 747.25
25 | 18 | 2009-01-26 | 1976-01-26 | 1 | 26 | 19:00 | 728.75
25 | 19 | 2009-01-26 | 1976-01-26 | 1 | 26 | 20:00 | 724.25
25 | 20 | 2009-01-26 | 1976-01-26 | 1 | 26 | 21:00 | 732.5
25 | 21 | 2009-01-26 | 1976-01-26 | 1 | 26 | 22:00 | 722
25 | 22 | 2009-01-26 | 1976-01-26 | 1 | 26 | 23:00 | 718.25
25 | 23 | 2009-01-26 | 1976-01-26 | 1 | 26 | 24:00 | 719.25
26 | 0 | 2009-01-27 | 1976-01-27 | 1 | 27 | 1:00 | 701
26 | 1 | 2009-01-27 | 1976-01-27 | 1 | 27 | 2:00 | 703
26 | 2 | 2009-01-27 | 1976-01-27 | 1 | 27 | 3:00 | 699.25
26 | 3 | 2009-01-27 | 1976-01-27 | 1 | 27 | 4:00 | 702.75
26 | 4 | 2009-01-27 | 1976-01-27 | 1 | 27 | 5:00 | 730.75
26 | 5 | 2009-01-27 | 1976-01-27 | 1 | 27 | 6:00 | 737.75
26 | 6 | 2009-01-27 | 1976-01-27 | 1 | 27 | 7:00 | 755.5
26 | 7 | 2009-01-27 | 1976-01-27 | 1 | 27 | 8:00 | 767.75
26 | 8 | 2009-01-27 | 1976-01-27 | 1 | 27 | 9:00 | 732.5
26 | 9 | 2009-01-27 | 1976-01-27 | 1 | 27 | 10:00 | 741
26 | 10 | 2009-01-27 | 1976-01-27 | 1 | 27 | 11:00 | 715.25
26 | 11 | 2009-01-27 | 1976-01-27 | 1 | 27 | 12:00 | 748
26 | 12 | 2009-01-27 | 1976-01-27 | 1 | 27 | 13:00 | 746.25
26 | 13 | 2009-01-27 | 1976-01-27 | 1 | 27 | 14:00 | 744.25
26 | 14 | 2009-01-27 | 1976-01-27 | 1 | 27 | 15:00 | 697
26 | 15 | 2009-01-27 | 1976-01-27 | 1 | 27 | 16:00 | 691.75
26 | 16 | 2009-01-27 | 1976-01-27 | 1 | 27 | 17:00 | 683.25
26 | 17 | 2009-01-27 | 1976-01-27 | 1 | 27 | 18:00 | 692.75
26 | 18 | 2009-01-27 | 1976-01-27 | 1 | 27 | 19:00 | 679.25
26 | 19 | 2009-01-27 | 1976-01-27 | 1 | 27 | 20:00 | 673.25
26 | 20 | 2009-01-27 | 1976-01-27 | 1 | 27 | 21:00 | 665.75
26 | 21 | 2009-01-27 | 1976-01-27 | 1 | 27 | 22:00 | 695.25
26 | 22 | 2009-01-27 | 1976-01-27 | 1 | 27 | 23:00 | 708.75
26 | 23 | 2009-01-27 | 1976-01-27 | 1 | 27 | 24:00 | 719.25
27 | 0 | 2009-01-28 | 1976-01-28 | 1 | 28 | 1:00 | 696.25
27 | 1 | 2009-01-28 | 1976-01-28 | 1 | 28 | 2:00 | 688.25
27 | 2 | 2009-01-28 | 1976-01-28 | 1 | 28 | 3:00 | 687
27 | 3 | 2009-01-28 | 1976-01-28 | 1 | 28 | 4:00 | 673
27 | 4 | 2009-01-28 | 1976-01-28 | 1 | 28 | 5:00 | 680.75
27 | 5 | 2009-01-28 | 1976-01-28 | 1 | 28 | 6:00 | 689.25
27 | 6 | 2009-01-28 | 1976-01-28 | 1 | 28 | 7:00 | 681
27 | 7 | 2009-01-28 | 1976-01-28 | 1 | 28 | 8:00 | 722
27 | 8 | 2009-01-28 | 1976-01-28 | 1 | 28 | 9:00 | 689.75
27 | 9 | 2009-01-28 | 1976-01-28 | 1 | 28 | 10:00 | 685.25
27 | 10 | 2009-01-28 | 1976-01-28 | 1 | 28 | 11:00 | 687.5
27 | 11 | 2009-01-28 | 1976-01-28 | 1 | 28 | 12:00 | 682
27 | 12 | 2009-01-28 | 1976-01-28 | 1 | 28 | 13:00 | 697.5
27 | 13 | 2009-01-28 | 1976-01-28 | 1 | 28 | 14:00 | 738.25
27 | 14 | 2009-01-28 | 1976-01-28 | 1 | 28 | 15:00 | 723.5
27 | 15 | 2009-01-28 | 1976-01-28 | 1 | 28 | 16:00 | 690
27 | 16 | 2009-01-28 | 1976-01-28 | 1 | 28 | 17:00 | 661
27 | 17 | 2009-01-28 | 1976-01-28 | 1 | 28 | 18:00 | 653.25
27 | 18 | 2009-01-28 | 1976-01-28 | 1 | 28 | 19:00 | 656
27 | 19 | 2009-01-28 | 1976-01-28 | 1 | 28 | 20:00 | 660.5
27 | 20 | 2009-01-28 | 1976-01-28 | 1 | 28 | 21:00 | 671.5
27 | 21 | 2009-01-28 | 1976-01-28 | 1 | 28 | 22:00 | 638.5
27 | 22 | 2009-01-28 | 1976-01-28 | 1 | 28 | 23:00 | 648.5
27 | 23 | 2009-01-28 | 1976-01-28 | 1 | 28 | 24:00 | 652.5
28 | 0 | 2009-01-29 | 1976-01-29 | 1 | 29 | 1:00 | 657
28 | 1 | 2009-01-29 | 1976-01-29 | 1 | 29 | 2:00 | 655
28 | 2 | 2009-01-29 | 1976-01-29 | 1 | 29 | 3:00 | 648.75
28 | 3 | 2009-01-29 | 1976-01-29 | 1 | 29 | 4:00 | 648.75
28 | 4 | 2009-01-29 | 1976-01-29 | 1 | 29 | 5:00 | 677
28 | 5 | 2009-01-29 | 1976-01-29 | 1 | 29 | 6:00 | 764
28 | 6 | 2009-01-29 | 1976-01-29 | 1 | 29 | 7:00 | 819.25
28 | 7 | 2009-01-29 | 1976-01-29 | 1 | 29 | 8:00 | 865.75
28 | 8 | 2009-01-29 | 1976-01-29 | 1 | 29 | 9:00 | 879.75
28 | 9 | 2009-01-29 | 1976-01-29 | 1 | 29 | 10:00 | 863.75
28 | 10 | 2009-01-29 | 1976-01-29 | 1 | 29 | 11:00 | 860.25
28 | 11 | 2009-01-29 | 1976-01-29 | 1 | 29 | 12:00 | 898.75
28 | 12 | 2009-01-29 | 1976-01-29 | 1 | 29 | 13:00 | 874.75
28 | 13 | 2009-01-29 | 1976-01-29 | 1 | 29 | 14:00 | 858.25
28 | 14 | 2009-01-29 | 1976-01-29 | 1 | 29 | 15:00 | 848.5
28 | 15 | 2009-01-29 | 1976-01-29 | 1 | 29 | 16:00 | 875
28 | 16 | 2009-01-29 | 1976-01-29 | 1 | 29 | 17:00 | 835
28 | 17 | 2009-01-29 | 1976-01-29 | 1 | 29 | 18:00 | 822.5
28 | 18 | 2009-01-29 | 1976-01-29 | 1 | 29 | 19:00 | 817
28 | 19 | 2009-01-29 | 1976-01-29 | 1 | 29 | 20:00 | 797.75
28 | 20 | 2009-01-29 | 1976-01-29 | 1 | 29 | 21:00 | 770.75
28 | 21 | 2009-01-29 | 1976-01-29 | 1 | 29 | 22:00 | 766
28 | 22 | 2009-01-29 | 1976-01-29 | 1 | 29 | 23:00 | 763.75
28 | 23 | 2009-01-29 | 1976-01-29 | 1 | 29 | 24:00 | 752
29 | 0 | 2009-01-30 | 1976-01-30 | 1 | 30 | 1:00 | 748.75
29 | 1 | 2009-01-30 | 1976-01-30 | 1 | 30 | 2:00 | 745.75
29 | 2 | 2009-01-30 | 1976-01-30 | 1 | 30 | 3:00 | 740.5
29 | 3 | 2009-01-30 | 1976-01-30 | 1 | 30 | 4:00 | 747.5
29 | 4 | 2009-01-30 | 1976-01-30 | 1 | 30 | 5:00 | 786
29 | 5 | 2009-01-30 | 1976-01-30 | 1 | 30 | 6:00 | 839
29 | 6 | 2009-01-30 | 1976-01-30 | 1 | 30 | 7:00 | 860
29 | 7 | 2009-01-30 | 1976-01-30 | 1 | 30 | 8:00 | 900.75
29 | 8 | 2009-01-30 | 1976-01-30 | 1 | 30 | 9:00 | 901.25
29 | 9 | 2009-01-30 | 1976-01-30 | 1 | 30 | 10:00 | 921.75
29 | 10 | 2009-01-30 | 1976-01-30 | 1 | 30 | 11:00 | 889.75
29 | 11 | 2009-01-30 | 1976-01-30 | 1 | 30 | 12:00 | 931.75
29 | 12 | 2009-01-30 | 1976-01-30 | 1 | 30 | 13:00 | 894.25
29 | 13 | 2009-01-30 | 1976-01-30 | 1 | 30 | 14:00 | 920
29 | 14 | 2009-01-30 | 1976-01-30 | 1 | 30 | 15:00 | 905.5
29 | 15 | 2009-01-30 | 1976-01-30 | 1 | 30 | 16:00 | 873.25
29 | 16 | 2009-01-30 | 1976-01-30 | 1 | 30 | 17:00 | 823.75
29 | 17 | 2009-01-30 | 1976-01-30 | 1 | 30 | 18:00 | 806.5
29 | 18 | 2009-01-30 | 1976-01-30 | 1 | 30 | 19:00 | 788.5
29 | 19 | 2009-01-30 | 1976-01-30 | 1 | 30 | 20:00 | 817
29 | 20 | 2009-01-30 | 1976-01-30 | 1 | 30 | 21:00 | 746.25
29 | 21 | 2009-01-30 | 1976-01-30 | 1 | 30 | 22:00 | 735.5
29 | 22 | 2009-01-30 | 1976-01-30 | 1 | 30 | 23:00 | 738.5
29 | 23 | 2009-01-30 | 1976-01-30 | 1 | 30 | 24:00 | 735.25
30 | 0 | 2009-01-31 | 1976-01-31 | 1 | 31 | 1:00 | 723
30 | 1 | 2009-01-31 | 1976-01-31 | 1 | 31 | 2:00 | 733.75
30 | 2 | 2009-01-31 | 1976-01-31 | 1 | 31 | 3:00 | 717.5
30 | 3 | 2009-01-31 | 1976-01-31 | 1 | 31 | 4:00 | 727.25
30 | 4 | 2009-01-31 | 1976-01-31 | 1 | 31 | 5:00 | 760
30 | 5 | 2009-01-31 | 1976-01-31 | 1 | 31 | 6:00 | 815.25
30 | 6 | 2009-01-31 | 1976-01-31 | 1 | 31 | 7:00 | 869.5
30 | 7 | 2009-01-31 | 1976-01-31 | 1 | 31 | 8:00 | 906.75
30 | 8 | 2009-01-31 | 1976-01-31 | 1 | 31 | 9:00 | 929.75
30 | 9 | 2009-01-31 | 1976-01-31 | 1 | 31 | 10:00 | 924.25
30 | 10 | 2009-01-31 | 1976-01-31 | 1 | 31 | 11:00 | 933
30 | 11 | 2009-01-31 | 1976-01-31 | 1 | 31 | 12:00 | 905.5
30 | 12 | 2009-01-31 | 1976-01-31 | 1 | 31 | 13:00 | 895.5
30 | 13 | 2009-01-31 | 1976-01-31 | 1 | 31 | 14:00 | 910.5
30 | 14 | 2009-01-31 | 1976-01-31 | 1 | 31 | 15:00 | 910.75
30 | 15 | 2009-01-31 | 1976-01-31 | 1 | 31 | 16:00 | 886
30 | 16 | 2009-01-31 | 1976-01-31 | 1 | 31 | 17:00 | 838.25
30 | 17 | 2009-01-31 | 1976-01-31 | 1 | 31 | 18:00 | 798.75
30 | 18 | 2009-01-31 | 1976-01-31 | 1 | 31 | 19:00 | 793.5
30 | 19 | 2009-01-31 | 1976-01-31 | 1 | 31 | 20:00 | 756.5
30 | 20 | 2009-01-31 | 1976-01-31 | 1 | 31 | 21:00 | 784
30 | 21 | 2009-01-31 | 1976-01-31 | 1 | 31 | 22:00 | 762.75
30 | 22 | 2009-01-31 | 1976-01-31 | 1 | 31 | 23:00 | 746
30 | 23 | 2009-01-31 | 1976-01-31 | 1 | 31 | 24:00 | 735.75
31 | 0 | 2009-02-01 | 1977-02-01 | 2 | 1 | 1:00 | 719
31 | 1 | 2009-02-01 | 1977-02-01 | 2 | 1 | 2:00 | 727.75
31 | 2 | 2009-02-01 | 1977-02-01 | 2 | 1 | 3:00 | 686.5
31 | 3 | 2009-02-01 | 1977-02-01 | 2 | 1 | 4:00 | 671.75
31 | 4 | 2009-02-01 | 1977-02-01 | 2 | 1 | 5:00 | 677.25
31 | 5 | 2009-02-01 | 1977-02-01 | 2 | 1 | 6:00 | 690.75
31 | 6 | 2009-02-01 | 1977-02-01 | 2 | 1 | 7:00 | 711.75
31 | 7 | 2009-02-01 | 1977-02-01 | 2 | 1 | 8:00 | 695
31 | 8 | 2009-02-01 | 1977-02-01 | 2 | 1 | 9:00 | 699.5
31 | 9 | 2009-02-01 | 1977-02-01 | 2 | 1 | 10:00 | 689.75
31 | 10 | 2009-02-01 | 1977-02-01 | 2 | 1 | 11:00 | 747.5
31 | 11 | 2009-02-01 | 1977-02-01 | 2 | 1 | 12:00 | 700.75
31 | 12 | 2009-02-01 | 1977-02-01 | 2 | 1 | 13:00 | 706.75
31 | 13 | 2009-02-01 | 1977-02-01 | 2 | 1 | 14:00 | 717
31 | 14 | 2009-02-01 | 1977-02-01 | 2 | 1 | 15:00 | 716
31 | 15 | 2009-02-01 | 1977-02-01 | 2 | 1 | 16:00 | 737
31 | 16 | 2009-02-01 | 1977-02-01 | 2 | 1 | 17:00 | 726
31 | 17 | 2009-02-01 | 1977-02-01 | 2 | 1 | 18:00 | 717.5
31 | 18 | 2009-02-01 | 1977-02-01 | 2 | 1 | 19:00 | 724.25
31 | 19 | 2009-02-01 | 1977-02-01 | 2 | 1 | 20:00 | 692.75
31 | 20 | 2009-02-01 | 1977-02-01 | 2 | 1 | 21:00 | 686.25
31 | 21 | 2009-02-01 | 1977-02-01 | 2 | 1 | 22:00 | 692
31 | 22 | 2009-02-01 | 1977-02-01 | 2 | 1 | 23:00 | 682
31 | 23 | 2009-02-01 | 1977-02-01 | 2 | 1 | 24:00 | 696.75
32 | 0 | 2009-02-02 | 1977-02-02 | 2 | 2 | 1:00 | 681.5
32 | 1 | 2009-02-02 | 1977-02-02 | 2 | 2 | 2:00 | 687
32 | 2 | 2009-02-02 | 1977-02-02 | 2 | 2 | 3:00 | 707.5
32 | 3 | 2009-02-02 | 1977-02-02 | 2 | 2 | 4:00 | 687.75
32 | 4 | 2009-02-02 | 1977-02-02 | 2 | 2 | 5:00 | 690.25
32 | 5 | 2009-02-02 | 1977-02-02 | 2 | 2 | 6:00 | 696.75
32 | 6 | 2009-02-02 | 1977-02-02 | 2 | 2 | 7:00 | 675
32 | 7 | 2009-02-02 | 1977-02-02 | 2 | 2 | 8:00 | 735
32 | 8 | 2009-02-02 | 1977-02-02 | 2 | 2 | 9:00 | 779.5
32 | 9 | 2009-02-02 | 1977-02-02 | 2 | 2 | 10:00 | 767
32 | 10 | 2009-02-02 | 1977-02-02 | 2 | 2 | 11:00 | 785.5
32 | 11 | 2009-02-02 | 1977-02-02 | 2 | 2 | 12:00 | 841
32 | 12 | 2009-02-02 | 1977-02-02 | 2 | 2 | 13:00 | 814.75
32 | 13 | 2009-02-02 | 1977-02-02 | 2 | 2 | 14:00 | 822.5
32 | 14 | 2009-02-02 | 1977-02-02 | 2 | 2 | 15:00 | 809.5
32 | 15 | 2009-02-02 | 1977-02-02 | 2 | 2 | 16:00 | 835.25
32 | 16 | 2009-02-02 | 1977-02-02 | 2 | 2 | 17:00 | 812
32 | 17 | 2009-02-02 | 1977-02-02 | 2 | 2 | 18:00 | 840.75
32 | 18 | 2009-02-02 | 1977-02-02 | 2 | 2 | 19:00 | 819.5
32 | 19 | 2009-02-02 | 1977-02-02 | 2 | 2 | 20:00 | 762.75
32 | 20 | 2009-02-02 | 1977-02-02 | 2 | 2 | 21:00 | 750
32 | 21 | 2009-02-02 | 1977-02-02 | 2 | 2 | 22:00 | 726.5
32 | 22 | 2009-02-02 | 1977-02-02 | 2 | 2 | 23:00 | 725.5
32 | 23 | 2009-02-02 | 1977-02-02 | 2 | 2 | 24:00 | 719.5
33 | 0 | 2009-02-03 | 1977-02-03 | 2 | 3 | 1:00 | 711
33 | 1 | 2009-02-03 | 1977-02-03 | 2 | 3 | 2:00 | 722.5
33 | 2 | 2009-02-03 | 1977-02-03 | 2 | 3 | 3:00 | 700.5
33 | 3 | 2009-02-03 | 1977-02-03 | 2 | 3 | 4:00 | 695.25
33 | 4 | 2009-02-03 | 1977-02-03 | 2 | 3 | 5:00 | 704.75
33 | 5 | 2009-02-03 | 1977-02-03 | 2 | 3 | 6:00 | 678.25
33 | 6 | 2009-02-03 | 1977-02-03 | 2 | 3 | 7:00 | 686.75
33 | 7 | 2009-02-03 | 1977-02-03 | 2 | 3 | 8:00 | 746
33 | 8 | 2009-02-03 | 1977-02-03 | 2 | 3 | 9:00 | 750.75
33 | 9 | 2009-02-03 | 1977-02-03 | 2 | 3 | 10:00 | 803.5
33 | 10 | 2009-02-03 | 1977-02-03 | 2 | 3 | 11:00 | 863.25
33 | 11 | 2009-02-03 | 1977-02-03 | 2 | 3 | 12:00 | 863.75
33 | 12 | 2009-02-03 | 1977-02-03 | 2 | 3 | 13:00 | 879.75
33 | 13 | 2009-02-03 | 1977-02-03 | 2 | 3 | 14:00 | 873.75
33 | 14 | 2009-02-03 | 1977-02-03 | 2 | 3 | 15:00 | 859.75
33 | 15 | 2009-02-03 | 1977-02-03 | 2 | 3 | 16:00 | 853.5
33 | 16 | 2009-02-03 | 1977-02-03 | 2 | 3 | 17:00 | 832.5
33 | 17 | 2009-02-03 | 1977-02-03 | 2 | 3 | 18:00 | 834.5
33 | 18 | 2009-02-03 | 1977-02-03 | 2 | 3 | 19:00 | 804.75
33 | 19 | 2009-02-03 | 1977-02-03 | 2 | 3 | 20:00 | 764.75
33 | 20 | 2009-02-03 | 1977-02-03 | 2 | 3 | 21:00 | 758
33 | 21 | 2009-02-03 | 1977-02-03 | 2 | 3 | 22:00 | 736.25
33 | 22 | 2009-02-03 | 1977-02-03 | 2 | 3 | 23:00 | 715.5
33 | 23 | 2009-02-03 | 1977-02-03 | 2 | 3 | 24:00 | 715.25
34 | 0 | 2009-02-04 | 1977-02-04 | 2 | 4 | 1:00 | 700
34 | 1 | 2009-02-04 | 1977-02-04 | 2 | 4 | 2:00 | 694.25
34 | 2 | 2009-02-04 | 1977-02-04 | 2 | 4 | 3:00 | 687
34 | 3 | 2009-02-04 | 1977-02-04 | 2 | 4 | 4:00 | 674.25
34 | 4 | 2009-02-04 | 1977-02-04 | 2 | 4 | 5:00 | 674
34 | 5 | 2009-02-04 | 1977-02-04 | 2 | 4 | 6:00 | 683.75
34 | 6 | 2009-02-04 | 1977-02-04 | 2 | 4 | 7:00 | 712.5
34 | 7 | 2009-02-04 | 1977-02-04 | 2 | 4 | 8:00 | 739.25
34 | 8 | 2009-02-04 | 1977-02-04 | 2 | 4 | 9:00 | 759.75
34 | 9 | 2009-02-04 | 1977-02-04 | 2 | 4 | 10:00 | 791.25
34 | 10 | 2009-02-04 | 1977-02-04 | 2 | 4 | 11:00 | 813
34 | 11 | 2009-02-04 | 1977-02-04 | 2 | 4 | 12:00 | 852.5
34 | 12 | 2009-02-04 | 1977-02-04 | 2 | 4 | 13:00 | 905.75
34 | 13 | 2009-02-04 | 1977-02-04 | 2 | 4 | 14:00 | 880.75
34 | 14 | 2009-02-04 | 1977-02-04 | 2 | 4 | 15:00 | 893.5
34 | 15 | 2009-02-04 | 1977-02-04 | 2 | 4 | 16:00 | 868
34 | 16 | 2009-02-04 | 1977-02-04 | 2 | 4 | 17:00 | 867.75
34 | 17 | 2009-02-04 | 1977-02-04 | 2 | 4 | 18:00 | 873.5
34 | 18 | 2009-02-04 | 1977-02-04 | 2 | 4 | 19:00 | 829.25
34 | 19 | 2009-02-04 | 1977-02-04 | 2 | 4 | 20:00 | 761.25
34 | 20 | 2009-02-04 | 1977-02-04 | 2 | 4 | 21:00 | 732.25
34 | 21 | 2009-02-04 | 1977-02-04 | 2 | 4 | 22:00 | 711
34 | 22 | 2009-02-04 | 1977-02-04 | 2 | 4 | 23:00 | 700.75
34 | 23 | 2009-02-04 | 1977-02-04 | 2 | 4 | 24:00 | 692.75
35 | 0 | 2009-02-05 | 1977-02-05 | 2 | 5 | 1:00 | 689.25
35 | 1 | 2009-02-05 | 1977-02-05 | 2 | 5 | 2:00 | 675.5
35 | 2 | 2009-02-05 | 1977-02-05 | 2 | 5 | 3:00 | 677.5
35 | 3 | 2009-02-05 | 1977-02-05 | 2 | 5 | 4:00 | 671.75
35 | 4 | 2009-02-05 | 1977-02-05 | 2 | 5 | 5:00 | 676
35 | 5 | 2009-02-05 | 1977-02-05 | 2 | 5 | 6:00 | 673
35 | 6 | 2009-02-05 | 1977-02-05 | 2 | 5 | 7:00 | 683.25
35 | 7 | 2009-02-05 | 1977-02-05 | 2 | 5 | 8:00 | 755.5
35 | 8 | 2009-02-05 | 1977-02-05 | 2 | 5 | 9:00 | 752
35 | 9 | 2009-02-05 | 1977-02-05 | 2 | 5 | 10:00 | 784.5
35 | 10 | 2009-02-05 | 1977-02-05 | 2 | 5 | 11:00 | 838.5
35 | 11 | 2009-02-05 | 1977-02-05 | 2 | 5 | 12:00 | 847.5
35 | 12 | 2009-02-05 | 1977-02-05 | 2 | 5 | 13:00 | 878.75
35 | 13 | 2009-02-05 | 1977-02-05 | 2 | 5 | 14:00 | 880.5
35 | 14 | 2009-02-05 | 1977-02-05 | 2 | 5 | 15:00 | 864.75
35 | 15 | 2009-02-05 | 1977-02-05 | 2 | 5 | 16:00 | 848
35 | 16 | 2009-02-05 | 1977-02-05 | 2 | 5 | 17:00 | 834
35 | 17 | 2009-02-05 | 1977-02-05 | 2 | 5 | 18:00 | 879.75
35 | 18 | 2009-02-05 | 1977-02-05 | 2 | 5 | 19:00 | 837.25
35 | 19 | 2009-02-05 | 1977-02-05 | 2 | 5 | 20:00 | 810.25
35 | 20 | 2009-02-05 | 1977-02-05 | 2 | 5 | 21:00 | 796
35 | 21 | 2009-02-05 | 1977-02-05 | 2 | 5 | 22:00 | 737.25
35 | 22 | 2009-02-05 | 1977-02-05 | 2 | 5 | 23:00 | 719.5
35 | 23 | 2009-02-05 | 1977-02-05 | 2 | 5 | 24:00 | 707
36 | 0 | 2009-02-06 | 1977-02-06 | 2 | 6 | 1:00 | 709.25
36 | 1 | 2009-02-06 | 1977-02-06 | 2 | 6 | 2:00 | 701.25
36 | 2 | 2009-02-06 | 1977-02-06 | 2 | 6 | 3:00 | 692.75
36 | 3 | 2009-02-06 | 1977-02-06 | 2 | 6 | 4:00 | 681.5
36 | 4 | 2009-02-06 | 1977-02-06 | 2 | 6 | 5:00 | 700
36 | 5 | 2009-02-06 | 1977-02-06 | 2 | 6 | 6:00 | 697.25
36 | 6 | 2009-02-06 | 1977-02-06 | 2 | 6 | 7:00 | 712
36 | 7 | 2009-02-06 | 1977-02-06 | 2 | 6 | 8:00 | 784
36 | 8 | 2009-02-06 | 1977-02-06 | 2 | 6 | 9:00 | 795
36 | 9 | 2009-02-06 | 1977-02-06 | 2 | 6 | 10:00 | 794.5
36 | 10 | 2009-02-06 | 1977-02-06 | 2 | 6 | 11:00 | 851.75
36 | 11 | 2009-02-06 | 1977-02-06 | 2 | 6 | 12:00 | 842.5
36 | 12 | 2009-02-06 | 1977-02-06 | 2 | 6 | 13:00 | 836
36 | 13 | 2009-02-06 | 1977-02-06 | 2 | 6 | 14:00 | 870
36 | 14 | 2009-02-06 | 1977-02-06 | 2 | 6 | 15:00 | 868.25
36 | 15 | 2009-02-06 | 1977-02-06 | 2 | 6 | 16:00 | 864.25
36 | 16 | 2009-02-06 | 1977-02-06 | 2 | 6 | 17:00 | 842.75
36 | 17 | 2009-02-06 | 1977-02-06 | 2 | 6 | 18:00 | 816.25
36 | 18 | 2009-02-06 | 1977-02-06 | 2 | 6 | 19:00 | 795
36 | 19 | 2009-02-06 | 1977-02-06 | 2 | 6 | 20:00 | 762.25
36 | 20 | 2009-02-06 | 1977-02-06 | 2 | 6 | 21:00 | 750.5
36 | 21 | 2009-02-06 | 1977-02-06 | 2 | 6 | 22:00 | 746.25
36 | 22 | 2009-02-06 | 1977-02-06 | 2 | 6 | 23:00 | 734.75
36 | 23 | 2009-02-06 | 1977-02-06 | 2 | 6 | 24:00 | 714.25
37 | 0 | 2009-02-07 | 1977-02-07 | 2 | 7 | 1:00 | 717.75
37 | 1 | 2009-02-07 | 1977-02-07 | 2 | 7 | 2:00 | 683.75
37 | 2 | 2009-02-07 | 1977-02-07 | 2 | 7 | 3:00 | 685.75
37 | 3 | 2009-02-07 | 1977-02-07 | 2 | 7 | 4:00 | 691
37 | 4 | 2009-02-07 | 1977-02-07 | 2 | 7 | 5:00 | 688.75
37 | 5 | 2009-02-07 | 1977-02-07 | 2 | 7 | 6:00 | 697
37 | 6 | 2009-02-07 | 1977-02-07 | 2 | 7 | 7:00 | 694.75
37 | 7 | 2009-02-07 | 1977-02-07 | 2 | 7 | 8:00 | 708.75
37 | 8 | 2009-02-07 | 1977-02-07 | 2 | 7 | 9:00 | 706.75
37 | 9 | 2009-02-07 | 1977-02-07 | 2 | 7 | 10:00 | 727
37 | 10 | 2009-02-07 | 1977-02-07 | 2 | 7 | 11:00 | 737.5
37 | 11 | 2009-02-07 | 1977-02-07 | 2 | 7 | 12:00 | 744.5
37 | 12 | 2009-02-07 | 1977-02-07 | 2 | 7 | 13:00 | 756.75
37 | 13 | 2009-02-07 | 1977-02-07 | 2 | 7 | 14:00 | 764.25
37 | 14 | 2009-02-07 | 1977-02-07 | 2 | 7 | 15:00 | 772.75
37 | 15 | 2009-02-07 | 1977-02-07 | 2 | 7 | 16:00 | 741
37 | 16 | 2009-02-07 | 1977-02-07 | 2 | 7 | 17:00 | 706.5
37 | 17 | 2009-02-07 | 1977-02-07 | 2 | 7 | 18:00 | 728
37 | 18 | 2009-02-07 | 1977-02-07 | 2 | 7 | 19:00 | 716.5
37 | 19 | 2009-02-07 | 1977-02-07 | 2 | 7 | 20:00 | 684.25
37 | 20 | 2009-02-07 | 1977-02-07 | 2 | 7 | 21:00 | 697.5
37 | 21 | 2009-02-07 | 1977-02-07 | 2 | 7 | 22:00 | 707.75
37 | 22 | 2009-02-07 | 1977-02-07 | 2 | 7 | 23:00 | 712.25
37 | 23 | 2009-02-07 | 1977-02-07 | 2 | 7 | 24:00 | 709.25
38 | 0 | 2009-02-08 | 1977-02-08 | 2 | 8 | 1:00 | 702.5
38 | 1 | 2009-02-08 | 1977-02-08 | 2 | 8 | 2:00 | 717.5
38 | 2 | 2009-02-08 | 1977-02-08 | 2 | 8 | 3:00 | 692
38 | 3 | 2009-02-08 | 1977-02-08 | 2 | 8 | 4:00 | 674.5
38 | 4 | 2009-02-08 | 1977-02-08 | 2 | 8 | 5:00 | 699.25
38 | 5 | 2009-02-08 | 1977-02-08 | 2 | 8 | 6:00 | 697.75
38 | 6 | 2009-02-08 | 1977-02-08 | 2 | 8 | 7:00 | 685.75
38 | 7 | 2009-02-08 | 1977-02-08 | 2 | 8 | 8:00 | 679.5
38 | 8 | 2009-02-08 | 1977-02-08 | 2 | 8 | 9:00 | 694
38 | 9 | 2009-02-08 | 1977-02-08 | 2 | 8 | 10:00 | 698.5
38 | 10 | 2009-02-08 | 1977-02-08 | 2 | 8 | 11:00 | 701
38 | 11 | 2009-02-08 | 1977-02-08 | 2 | 8 | 12:00 | 718.5
38 | 12 | 2009-02-08 | 1977-02-08 | 2 | 8 | 13:00 | 721
38 | 13 | 2009-02-08 | 1977-02-08 | 2 | 8 | 14:00 | 731.75
38 | 14 | 2009-02-08 | 1977-02-08 | 2 | 8 | 15:00 | 741
38 | 15 | 2009-02-08 | 1977-02-08 | 2 | 8 | 16:00 | 733.5
38 | 16 | 2009-02-08 | 1977-02-08 | 2 | 8 | 17:00 | 727.5
38 | 17 | 2009-02-08 | 1977-02-08 | 2 | 8 | 18:00 | 723.75
38 | 18 | 2009-02-08 | 1977-02-08 | 2 | 8 | 19:00 | 732.75
38 | 19 | 2009-02-08 | 1977-02-08 | 2 | 8 | 20:00 | 730
38 | 20 | 2009-02-08 | 1977-02-08 | 2 | 8 | 21:00 | 715.25
38 | 21 | 2009-02-08 | 1977-02-08 | 2 | 8 | 22:00 | 703.5
38 | 22 | 2009-02-08 | 1977-02-08 | 2 | 8 | 23:00 | 730.75
38 | 23 | 2009-02-08 | 1977-02-08 | 2 | 8 | 24:00 | 718.5
39 | 0 | 2009-02-09 | 1977-02-09 | 2 | 9 | 1:00 | 719
39 | 1 | 2009-02-09 | 1977-02-09 | 2 | 9 | 2:00 | 727
39 | 2 | 2009-02-09 | 1977-02-09 | 2 | 9 | 3:00 | 735.5
39 | 3 | 2009-02-09 | 1977-02-09 | 2 | 9 | 4:00 | 700.5
39 | 4 | 2009-02-09 | 1977-02-09 | 2 | 9 | 5:00 | 695
39 | 5 | 2009-02-09 | 1977-02-09 | 2 | 9 | 6:00 | 710
39 | 6 | 2009-02-09 | 1977-02-09 | 2 | 9 | 7:00 | 706.5
39 | 7 | 2009-02-09 | 1977-02-09 | 2 | 9 | 8:00 | 755.5
39 | 8 | 2009-02-09 | 1977-02-09 | 2 | 9 | 9:00 | 773
39 | 9 | 2009-02-09 | 1977-02-09 | 2 | 9 | 10:00 | 783.5
39 | 10 | 2009-02-09 | 1977-02-09 | 2 | 9 | 11:00 | 795.5
39 | 11 | 2009-02-09 | 1977-02-09 | 2 | 9 | 12:00 | 841
39 | 12 | 2009-02-09 | 1977-02-09 | 2 | 9 | 13:00 | 823.5
39 | 13 | 2009-02-09 | 1977-02-09 | 2 | 9 | 14:00 | 878.75
39 | 14 | 2009-02-09 | 1977-02-09 | 2 | 9 | 15:00 | 821
39 | 15 | 2009-02-09 | 1977-02-09 | 2 | 9 | 16:00 | 821.75
39 | 16 | 2009-02-09 | 1977-02-09 | 2 | 9 | 17:00 | 810
39 | 17 | 2009-02-09 | 1977-02-09 | 2 | 9 | 18:00 | 819.75
39 | 18 | 2009-02-09 | 1977-02-09 | 2 | 9 | 19:00 | 793.75
39 | 19 | 2009-02-09 | 1977-02-09 | 2 | 9 | 20:00 | 759
39 | 20 | 2009-02-09 | 1977-02-09 | 2 | 9 | 21:00 | 728.75
39 | 21 | 2009-02-09 | 1977-02-09 | 2 | 9 | 22:00 | 727
39 | 22 | 2009-02-09 | 1977-02-09 | 2 | 9 | 23:00 | 690.25
39 | 23 | 2009-02-09 | 1977-02-09 | 2 | 9 | 24:00 | 703.25
40 | 0 | 2009-02-10 | 1977-02-10 | 2 | 10 | 1:00 | 720.75
40 | 1 | 2009-02-10 | 1977-02-10 | 2 | 10 | 2:00 | 699.75
40 | 2 | 2009-02-10 | 1977-02-10 | 2 | 10 | 3:00 | 703.5
40 | 3 | 2009-02-10 | 1977-02-10 | 2 | 10 | 4:00 | 707.5
40 | 4 | 2009-02-10 | 1977-02-10 | 2 | 10 | 5:00 | 692
40 | 5 | 2009-02-10 | 1977-02-10 | 2 | 10 | 6:00 | 722
40 | 6 | 2009-02-10 | 1977-02-10 | 2 | 10 | 7:00 | 727
40 | 7 | 2009-02-10 | 1977-02-10 | 2 | 10 | 8:00 | 748.5
40 | 8 | 2009-02-10 | 1977-02-10 | 2 | 10 | 9:00 | 742.25
40 | 9 | 2009-02-10 | 1977-02-10 | 2 | 10 | 10:00 | 762.5
40 | 10 | 2009-02-10 | 1977-02-10 | 2 | 10 | 11:00 | 766
40 | 11 | 2009-02-10 | 1977-02-10 | 2 | 10 | 12:00 | 770.5
40 | 12 | 2009-02-10 | 1977-02-10 | 2 | 10 | 13:00 | 799
40 | 13 | 2009-02-10 | 1977-02-10 | 2 | 10 | 14:00 | 827
40 | 14 | 2009-02-10 | 1977-02-10 | 2 | 10 | 15:00 | 786.25
40 | 15 | 2009-02-10 | 1977-02-10 | 2 | 10 | 16:00 | 779.5
40 | 16 | 2009-02-10 | 1977-02-10 | 2 | 10 | 17:00 | 776.5
40 | 17 | 2009-02-10 | 1977-02-10 | 2 | 10 | 18:00 | 806.75
40 | 18 | 2009-02-10 | 1977-02-10 | 2 | 10 | 19:00 | 760.75
40 | 19 | 2009-02-10 | 1977-02-10 | 2 | 10 | 20:00 | 734.25
40 | 20 | 2009-02-10 | 1977-02-10 | 2 | 10 | 21:00 | 725
40 | 21 | 2009-02-10 | 1977-02-10 | 2 | 10 | 22:00 | 700.75
40 | 22 | 2009-02-10 | 1977-02-10 | 2 | 10 | 23:00 | 709.75
40 | 23 | 2009-02-10 | 1977-02-10 | 2 | 10 | 24:00 | 710.25
41 | 0 | 2009-02-11 | 1977-02-11 | 2 | 11 | 1:00 | 692.75
41 | 1 | 2009-02-11 | 1977-02-11 | 2 | 11 | 2:00 | 703.25
41 | 2 | 2009-02-11 | 1977-02-11 | 2 | 11 | 3:00 | 686.25
41 | 3 | 2009-02-11 | 1977-02-11 | 2 | 11 | 4:00 | 673
41 | 4 | 2009-02-11 | 1977-02-11 | 2 | 11 | 5:00 | 724
41 | 5 | 2009-02-11 | 1977-02-11 | 2 | 11 | 6:00 | 703.5
41 | 6 | 2009-02-11 | 1977-02-11 | 2 | 11 | 7:00 | 685.25
41 | 7 | 2009-02-11 | 1977-02-11 | 2 | 11 | 8:00 | 740.25
41 | 8 | 2009-02-11 | 1977-02-11 | 2 | 11 | 9:00 | 777.25
41 | 9 | 2009-02-11 | 1977-02-11 | 2 | 11 | 10:00 | 849.75
41 | 10 | 2009-02-11 | 1977-02-11 | 2 | 11 | 11:00 | 857.75
41 | 11 | 2009-02-11 | 1977-02-11 | 2 | 11 | 12:00 | 838.25
41 | 12 | 2009-02-11 | 1977-02-11 | 2 | 11 | 13:00 | 880
41 | 13 | 2009-02-11 | 1977-02-11 | 2 | 11 | 14:00 | 885.5
41 | 14 | 2009-02-11 | 1977-02-11 | 2 | 11 | 15:00 | 870
41 | 15 | 2009-02-11 | 1977-02-11 | 2 | 11 | 16:00 | 853.5
41 | 16 | 2009-02-11 | 1977-02-11 | 2 | 11 | 17:00 | 870
41 | 17 | 2009-02-11 | 1977-02-11 | 2 | 11 | 18:00 | 850
41 | 18 | 2009-02-11 | 1977-02-11 | 2 | 11 | 19:00 | 851.75
41 | 19 | 2009-02-11 | 1977-02-11 | 2 | 11 | 20:00 | 787.25
41 | 20 | 2009-02-11 | 1977-02-11 | 2 | 11 | 21:00 | 777.5
41 | 21 | 2009-02-11 | 1977-02-11 | 2 | 11 | 22:00 | 719.25
41 | 22 | 2009-02-11 | 1977-02-11 | 2 | 11 | 23:00 | 724.5
41 | 23 | 2009-02-11 | 1977-02-11 | 2 | 11 | 24:00 | 704
42 | 0 | 2009-02-12 | 1977-02-12 | 2 | 12 | 1:00 | 708.25
42 | 1 | 2009-02-12 | 1977-02-12 | 2 | 12 | 2:00 | 708.25
42 | 2 | 2009-02-12 | 1977-02-12 | 2 | 12 | 3:00 | 694.5
42 | 3 | 2009-02-12 | 1977-02-12 | 2 | 12 | 4:00 | 684.25
42 | 4 | 2009-02-12 | 1977-02-12 | 2 | 12 | 5:00 | 690
42 | 5 | 2009-02-12 | 1977-02-12 | 2 | 12 | 6:00 | 691.75
42 | 6 | 2009-02-12 | 1977-02-12 | 2 | 12 | 7:00 | 715.25
42 | 7 | 2009-02-12 | 1977-02-12 | 2 | 12 | 8:00 | 770.75
42 | 8 | 2009-02-12 | 1977-02-12 | 2 | 12 | 9:00 | 792.25
42 | 9 | 2009-02-12 | 1977-02-12 | 2 | 12 | 10:00 | 824.25
42 | 10 | 2009-02-12 | 1977-02-12 | 2 | 12 | 11:00 | 844.75
42 | 11 | 2009-02-12 | 1977-02-12 | 2 | 12 | 12:00 | 875.5
42 | 12 | 2009-02-12 | 1977-02-12 | 2 | 12 | 13:00 | 861.5
42 | 13 | 2009-02-12 | 1977-02-12 | 2 | 12 | 14:00 | 881.5
42 | 14 | 2009-02-12 | 1977-02-12 | 2 | 12 | 15:00 | 849.5
42 | 15 | 2009-02-12 | 1977-02-12 | 2 | 12 | 16:00 | 900.25
42 | 16 | 2009-02-12 | 1977-02-12 | 2 | 12 | 17:00 | 878.5
42 | 17 | 2009-02-12 | 1977-02-12 | 2 | 12 | 18:00 | 846.75
42 | 18 | 2009-02-12 | 1977-02-12 | 2 | 12 | 19:00 | 818.25
42 | 19 | 2009-02-12 | 1977-02-12 | 2 | 12 | 20:00 | 777.5
42 | 20 | 2009-02-12 | 1977-02-12 | 2 | 12 | 21:00 | 757.25
42 | 21 | 2009-02-12 | 1977-02-12 | 2 | 12 | 22:00 | 742.75
42 | 22 | 2009-02-12 | 1977-02-12 | 2 | 12 | 23:00 | 720.25
42 | 23 | 2009-02-12 | 1977-02-12 | 2 | 12 | 24:00 | 706.25
43 | 0 | 2009-02-13 | 1977-02-13 | 2 | 13 | 1:00 | 714.25
43 | 1 | 2009-02-13 | 1977-02-13 | 2 | 13 | 2:00 | 709.25
43 | 2 | 2009-02-13 | 1977-02-13 | 2 | 13 | 3:00 | 702.75
43 | 3 | 2009-02-13 | 1977-02-13 | 2 | 13 | 4:00 | 707.75
43 | 4 | 2009-02-13 | 1977-02-13 | 2 | 13 | 5:00 | 713.5
43 | 5 | 2009-02-13 | 1977-02-13 | 2 | 13 | 6:00 | 711.75
43 | 6 | 2009-02-13 | 1977-02-13 | 2 | 13 | 7:00 | 705.5
43 | 7 | 2009-02-13 | 1977-02-13 | 2 | 13 | 8:00 | 777.75
43 | 8 | 2009-02-13 | 1977-02-13 | 2 | 13 | 9:00 | 785.5
43 | 9 | 2009-02-13 | 1977-02-13 | 2 | 13 | 10:00 | 828.75
43 | 10 | 2009-02-13 | 1977-02-13 | 2 | 13 | 11:00 | 886.75
43 | 11 | 2009-02-13 | 1977-02-13 | 2 | 13 | 12:00 | 881.5
43 | 12 | 2009-02-13 | 1977-02-13 | 2 | 13 | 13:00 | 862.5
43 | 13 | 2009-02-13 | 1977-02-13 | 2 | 13 | 14:00 | 890.5
43 | 14 | 2009-02-13 | 1977-02-13 | 2 | 13 | 15:00 | 864.75
43 | 15 | 2009-02-13 | 1977-02-13 | 2 | 13 | 16:00 | 859.5
43 | 16 | 2009-02-13 | 1977-02-13 | 2 | 13 | 17:00 | 860.25
43 | 17 | 2009-02-13 | 1977-02-13 | 2 | 13 | 18:00 | 845.5
43 | 18 | 2009-02-13 | 1977-02-13 | 2 | 13 | 19:00 | 815
43 | 19 | 2009-02-13 | 1977-02-13 | 2 | 13 | 20:00 | 782
43 | 20 | 2009-02-13 | 1977-02-13 | 2 | 13 | 21:00 | 752
43 | 21 | 2009-02-13 | 1977-02-13 | 2 | 13 | 22:00 | 784.5
43 | 22 | 2009-02-13 | 1977-02-13 | 2 | 13 | 23:00 | 749
43 | 23 | 2009-02-13 | 1977-02-13 | 2 | 13 | 24:00 | 725
44 | 0 | 2009-02-14 | 1977-02-14 | 2 | 14 | 1:00 | 721.5
44 | 1 | 2009-02-14 | 1977-02-14 | 2 | 14 | 2:00 | 700.75
44 | 2 | 2009-02-14 | 1977-02-14 | 2 | 14 | 3:00 | 695.5
44 | 3 | 2009-02-14 | 1977-02-14 | 2 | 14 | 4:00 | 695
44 | 4 | 2009-02-14 | 1977-02-14 | 2 | 14 | 5:00 | 724
44 | 5 | 2009-02-14 | 1977-02-14 | 2 | 14 | 6:00 | 704.75
44 | 6 | 2009-02-14 | 1977-02-14 | 2 | 14 | 7:00 | 694.5
44 | 7 | 2009-02-14 | 1977-02-14 | 2 | 14 | 8:00 | 699
44 | 8 | 2009-02-14 | 1977-02-14 | 2 | 14 | 9:00 | 728.25
44 | 9 | 2009-02-14 | 1977-02-14 | 2 | 14 | 10:00 | 746.25
44 | 10 | 2009-02-14 | 1977-02-14 | 2 | 14 | 11:00 | 750.25
44 | 11 | 2009-02-14 | 1977-02-14 | 2 | 14 | 12:00 | 794
44 | 12 | 2009-02-14 | 1977-02-14 | 2 | 14 | 13:00 | 773.5
44 | 13 | 2009-02-14 | 1977-02-14 | 2 | 14 | 14:00 | 762.25
44 | 14 | 2009-02-14 | 1977-02-14 | 2 | 14 | 15:00 | 763
44 | 15 | 2009-02-14 | 1977-02-14 | 2 | 14 | 16:00 | 798.25
44 | 16 | 2009-02-14 | 1977-02-14 | 2 | 14 | 17:00 | 746
44 | 17 | 2009-02-14 | 1977-02-14 | 2 | 14 | 18:00 | 761.5
44 | 18 | 2009-02-14 | 1977-02-14 | 2 | 14 | 19:00 | 747
44 | 19 | 2009-02-14 | 1977-02-14 | 2 | 14 | 20:00 | 736
44 | 20 | 2009-02-14 | 1977-02-14 | 2 | 14 | 21:00 | 723.75
44 | 21 | 2009-02-14 | 1977-02-14 | 2 | 14 | 22:00 | 739.25
44 | 22 | 2009-02-14 | 1977-02-14 | 2 | 14 | 23:00 | 708
44 | 23 | 2009-02-14 | 1977-02-14 | 2 | 14 | 24:00 | 707.25
45 | 0 | 2009-02-15 | 1977-02-15 | 2 | 15 | 1:00 | 724
45 | 1 | 2009-02-15 | 1977-02-15 | 2 | 15 | 2:00 | 717.5
45 | 2 | 2009-02-15 | 1977-02-15 | 2 | 15 | 3:00 | 700.75
45 | 3 | 2009-02-15 | 1977-02-15 | 2 | 15 | 4:00 | 712.75
45 | 4 | 2009-02-15 | 1977-02-15 | 2 | 15 | 5:00 | 713.5
45 | 5 | 2009-02-15 | 1977-02-15 | 2 | 15 | 6:00 | 696.25
45 | 6 | 2009-02-15 | 1977-02-15 | 2 | 15 | 7:00 | 714.25
45 | 7 | 2009-02-15 | 1977-02-15 | 2 | 15 | 8:00 | 738.25
45 | 8 | 2009-02-15 | 1977-02-15 | 2 | 15 | 9:00 | 739
45 | 9 | 2009-02-15 | 1977-02-15 | 2 | 15 | 10:00 | 731.75
45 | 10 | 2009-02-15 | 1977-02-15 | 2 | 15 | 11:00 | 748.5
45 | 11 | 2009-02-15 | 1977-02-15 | 2 | 15 | 12:00 | 757.75
45 | 12 | 2009-02-15 | 1977-02-15 | 2 | 15 | 13:00 | 741
45 | 13 | 2009-02-15 | 1977-02-15 | 2 | 15 | 14:00 | 746.5
45 | 14 | 2009-02-15 | 1977-02-15 | 2 | 15 | 15:00 | 765
45 | 15 | 2009-02-15 | 1977-02-15 | 2 | 15 | 16:00 | 751.25
45 | 16 | 2009-02-15 | 1977-02-15 | 2 | 15 | 17:00 | 755.5
45 | 17 | 2009-02-15 | 1977-02-15 | 2 | 15 | 18:00 | 758
45 | 18 | 2009-02-15 | 1977-02-15 | 2 | 15 | 19:00 | 736
45 | 19 | 2009-02-15 | 1977-02-15 | 2 | 15 | 20:00 | 732.75
45 | 20 | 2009-02-15 | 1977-02-15 | 2 | 15 | 21:00 | 720.5
45 | 21 | 2009-02-15 | 1977-02-15 | 2 | 15 | 22:00 | 713.25
45 | 22 | 2009-02-15 | 1977-02-15 | 2 | 15 | 23:00 | 725.5
45 | 23 | 2009-02-15 | 1977-02-15 | 2 | 15 | 24:00 | 732.5
46 | 0 | 2009-02-16 | 1977-02-16 | 2 | 16 | 1:00 | 717.25
46 | 1 | 2009-02-16 | 1977-02-16 | 2 | 16 | 2:00 | 728.75
46 | 2 | 2009-02-16 | 1977-02-16 | 2 | 16 | 3:00 | 724
46 | 3 | 2009-02-16 | 1977-02-16 | 2 | 16 | 4:00 | 698.25
46 | 4 | 2009-02-16 | 1977-02-16 | 2 | 16 | 5:00 | 735.75
46 | 5 | 2009-02-16 | 1977-02-16 | 2 | 16 | 6:00 | 720.75
46 | 6 | 2009-02-16 | 1977-02-16 | 2 | 16 | 7:00 | 700.75
46 | 7 | 2009-02-16 | 1977-02-16 | 2 | 16 | 8:00 | 774.25
46 | 8 | 2009-02-16 | 1977-02-16 | 2 | 16 | 9:00 | 763.5
46 | 9 | 2009-02-16 | 1977-02-16 | 2 | 16 | 10:00 | 782.75
46 | 10 | 2009-02-16 | 1977-02-16 | 2 | 16 | 11:00 | 771.25
46 | 11 | 2009-02-16 | 1977-02-16 | 2 | 16 | 12:00 | 804.25
46 | 12 | 2009-02-16 | 1977-02-16 | 2 | 16 | 13:00 | 812.25
46 | 13 | 2009-02-16 | 1977-02-16 | 2 | 16 | 14:00 | 792.5
46 | 14 | 2009-02-16 | 1977-02-16 | 2 | 16 | 15:00 | 805
46 | 15 | 2009-02-16 | 1977-02-16 | 2 | 16 | 16:00 | 792.75
46 | 16 | 2009-02-16 | 1977-02-16 | 2 | 16 | 17:00 | 789.5
46 | 17 | 2009-02-16 | 1977-02-16 | 2 | 16 | 18:00 | 775
46 | 18 | 2009-02-16 | 1977-02-16 | 2 | 16 | 19:00 | 788.25
46 | 19 | 2009-02-16 | 1977-02-16 | 2 | 16 | 20:00 | 737.25
46 | 20 | 2009-02-16 | 1977-02-16 | 2 | 16 | 21:00 | 749.75
46 | 21 | 2009-02-16 | 1977-02-16 | 2 | 16 | 22:00 | 728.25
46 | 22 | 2009-02-16 | 1977-02-16 | 2 | 16 | 23:00 | 719
46 | 23 | 2009-02-16 | 1977-02-16 | 2 | 16 | 24:00 | 712.75
47 | 0 | 2009-02-17 | 1977-02-17 | 2 | 17 | 1:00 | 708.5
47 | 1 | 2009-02-17 | 1977-02-17 | 2 | 17 | 2:00 | 706.75
47 | 2 | 2009-02-17 | 1977-02-17 | 2 | 17 | 3:00 | 710.75
47 | 3 | 2009-02-17 | 1977-02-17 | 2 | 17 | 4:00 | 691
47 | 4 | 2009-02-17 | 1977-02-17 | 2 | 17 | 5:00 | 701.5
47 | 5 | 2009-02-17 | 1977-02-17 | 2 | 17 | 6:00 | 686.25
47 | 6 | 2009-02-17 | 1977-02-17 | 2 | 17 | 7:00 | 702
47 | 7 | 2009-02-17 | 1977-02-17 | 2 | 17 | 8:00 | 755.5
47 | 8 | 2009-02-17 | 1977-02-17 | 2 | 17 | 9:00 | 816.75
47 | 9 | 2009-02-17 | 1977-02-17 | 2 | 17 | 10:00 | 810
47 | 10 | 2009-02-17 | 1977-02-17 | 2 | 17 | 11:00 | 850.5
47 | 11 | 2009-02-17 | 1977-02-17 | 2 | 17 | 12:00 | 846.5
47 | 12 | 2009-02-17 | 1977-02-17 | 2 | 17 | 13:00 | 887.75
47 | 13 | 2009-02-17 | 1977-02-17 | 2 | 17 | 14:00 | 865.5
47 | 14 | 2009-02-17 | 1977-02-17 | 2 | 17 | 15:00 | 900.5
47 | 15 | 2009-02-17 | 1977-02-17 | 2 | 17 | 16:00 | 885.75
47 | 16 | 2009-02-17 | 1977-02-17 | 2 | 17 | 17:00 | 850.5
47 | 17 | 2009-02-17 | 1977-02-17 | 2 | 17 | 18:00 | 874
47 | 18 | 2009-02-17 | 1977-02-17 | 2 | 17 | 19:00 | 818.5
47 | 19 | 2009-02-17 | 1977-02-17 | 2 | 17 | 20:00 | 792.25
47 | 20 | 2009-02-17 | 1977-02-17 | 2 | 17 | 21:00 | 758.5
47 | 21 | 2009-02-17 | 1977-02-17 | 2 | 17 | 22:00 | 735.25
47 | 22 | 2009-02-17 | 1977-02-17 | 2 | 17 | 23:00 | 708.75
47 | 23 | 2009-02-17 | 1977-02-17 | 2 | 17 | 24:00 | 719.5
48 | 0 | 2009-02-18 | 1977-02-18 | 2 | 18 | 1:00 | 713.25
48 | 1 | 2009-02-18 | 1977-02-18 | 2 | 18 | 2:00 | 693.5
48 | 2 | 2009-02-18 | 1977-02-18 | 2 | 18 | 3:00 | 679.75
48 | 3 | 2009-02-18 | 1977-02-18 | 2 | 18 | 4:00 | 681.75
48 | 4 | 2009-02-18 | 1977-02-18 | 2 | 18 | 5:00 | 697.25
48 | 5 | 2009-02-18 | 1977-02-18 | 2 | 18 | 6:00 | 705.5
48 | 6 | 2009-02-18 | 1977-02-18 | 2 | 18 | 7:00 | 676.25
48 | 7 | 2009-02-18 | 1977-02-18 | 2 | 18 | 8:00 | 738
48 | 8 | 2009-02-18 | 1977-02-18 | 2 | 18 | 9:00 | 785.5
48 | 9 | 2009-02-18 | 1977-02-18 | 2 | 18 | 10:00 | 824
48 | 10 | 2009-02-18 | 1977-02-18 | 2 | 18 | 11:00 | 846.25
48 | 11 | 2009-02-18 | 1977-02-18 | 2 | 18 | 12:00 | 846.75
48 | 12 | 2009-02-18 | 1977-02-18 | 2 | 18 | 13:00 | 840
48 | 13 | 2009-02-18 | 1977-02-18 | 2 | 18 | 14:00 | 867.75
48 | 14 | 2009-02-18 | 1977-02-18 | 2 | 18 | 15:00 | 885.25
48 | 15 | 2009-02-18 | 1977-02-18 | 2 | 18 | 16:00 | 857.75
48 | 16 | 2009-02-18 | 1977-02-18 | 2 | 18 | 17:00 | 840.5
48 | 17 | 2009-02-18 | 1977-02-18 | 2 | 18 | 18:00 | 831.75
48 | 18 | 2009-02-18 | 1977-02-18 | 2 | 18 | 19:00 | 820.75
48 | 19 | 2009-02-18 | 1977-02-18 | 2 | 18 | 20:00 | 770
48 | 20 | 2009-02-18 | 1977-02-18 | 2 | 18 | 21:00 | 748.25
48 | 21 | 2009-02-18 | 1977-02-18 | 2 | 18 | 22:00 | 718
48 | 22 | 2009-02-18 | 1977-02-18 | 2 | 18 | 23:00 | 712.5
48 | 23 | 2009-02-18 | 1977-02-18 | 2 | 18 | 24:00 | 697.75
49 | 0 | 2009-02-19 | 1977-02-19 | 2 | 19 | 1:00 | 719.5
49 | 1 | 2009-02-19 | 1977-02-19 | 2 | 19 | 2:00 | 728.25
49 | 2 | 2009-02-19 | 1977-02-19 | 2 | 19 | 3:00 | 677.75
49 | 3 | 2009-02-19 | 1977-02-19 | 2 | 19 | 4:00 | 671
49 | 4 | 2009-02-19 | 1977-02-19 | 2 | 19 | 5:00 | 673
49 | 5 | 2009-02-19 | 1977-02-19 | 2 | 19 | 6:00 | 701.75
49 | 6 | 2009-02-19 | 1977-02-19 | 2 | 19 | 7:00 | 672.25
49 | 7 | 2009-02-19 | 1977-02-19 | 2 | 19 | 8:00 | 722.5
49 | 8 | 2009-02-19 | 1977-02-19 | 2 | 19 | 9:00 | 780.75
49 | 9 | 2009-02-19 | 1977-02-19 | 2 | 19 | 10:00 | 831.75
49 | 10 | 2009-02-19 | 1977-02-19 | 2 | 19 | 11:00 | 832.25
49 | 11 | 2009-02-19 | 1977-02-19 | 2 | 19 | 12:00 | 845.75
49 | 12 | 2009-02-19 | 1977-02-19 | 2 | 19 | 13:00 | 842.75
49 | 13 | 2009-02-19 | 1977-02-19 | 2 | 19 | 14:00 | 839
49 | 14 | 2009-02-19 | 1977-02-19 | 2 | 19 | 15:00 | 882.75
49 | 15 | 2009-02-19 | 1977-02-19 | 2 | 19 | 16:00 | 876.25
49 | 16 | 2009-02-19 | 1977-02-19 | 2 | 19 | 17:00 | 837.5
49 | 17 | 2009-02-19 | 1977-02-19 | 2 | 19 | 18:00 | 845.5
49 | 18 | 2009-02-19 | 1977-02-19 | 2 | 19 | 19:00 | 821.75
49 | 19 | 2009-02-19 | 1977-02-19 | 2 | 19 | 20:00 | 774
49 | 20 | 2009-02-19 | 1977-02-19 | 2 | 19 | 21:00 | 757.5
49 | 21 | 2009-02-19 | 1977-02-19 | 2 | 19 | 22:00 | 723.75
49 | 22 | 2009-02-19 | 1977-02-19 | 2 | 19 | 23:00 | 710
49 | 23 | 2009-02-19 | 1977-02-19 | 2 | 19 | 24:00 | 700.5
50 | 0 | 2009-02-20 | 1977-02-20 | 2 | 20 | 1:00 | 702.25
50 | 1 | 2009-02-20 | 1977-02-20 | 2 | 20 | 2:00 | 697
50 | 2 | 2009-02-20 | 1977-02-20 | 2 | 20 | 3:00 | 701
50 | 3 | 2009-02-20 | 1977-02-20 | 2 | 20 | 4:00 | 698
50 | 4 | 2009-02-20 | 1977-02-20 | 2 | 20 | 5:00 | 699
50 | 5 | 2009-02-20 | 1977-02-20 | 2 | 20 | 6:00 | 707.5
50 | 6 | 2009-02-20 | 1977-02-20 | 2 | 20 | 7:00 | 704.5
50 | 7 | 2009-02-20 | 1977-02-20 | 2 | 20 | 8:00 | 755
50 | 8 | 2009-02-20 | 1977-02-20 | 2 | 20 | 9:00 | 774.75
50 | 9 | 2009-02-20 | 1977-02-20 | 2 | 20 | 10:00 | 807.5
50 | 10 | 2009-02-20 | 1977-02-20 | 2 | 20 | 11:00 | 850.25
50 | 11 | 2009-02-20 | 1977-02-20 | 2 | 20 | 12:00 | 888.75
50 | 12 | 2009-02-20 | 1977-02-20 | 2 | 20 | 13:00 | 876.75
50 | 13 | 2009-02-20 | 1977-02-20 | 2 | 20 | 14:00 | 854
50 | 14 | 2009-02-20 | 1977-02-20 | 2 | 20 | 15:00 | 857.5
50 | 15 | 2009-02-20 | 1977-02-20 | 2 | 20 | 16:00 | 860.5
50 | 16 | 2009-02-20 | 1977-02-20 | 2 | 20 | 17:00 | 808.75
50 | 17 | 2009-02-20 | 1977-02-20 | 2 | 20 | 18:00 | 818.5
50 | 18 | 2009-02-20 | 1977-02-20 | 2 | 20 | 19:00 | 807.25
50 | 19 | 2009-02-20 | 1977-02-20 | 2 | 20 | 20:00 | 791.5
50 | 20 | 2009-02-20 | 1977-02-20 | 2 | 20 | 21:00 | 750
50 | 21 | 2009-02-20 | 1977-02-20 | 2 | 20 | 22:00 | 695.75
50 | 22 | 2009-02-20 | 1977-02-20 | 2 | 20 | 23:00 | 670.25
50 | 23 | 2009-02-20 | 1977-02-20 | 2 | 20 | 24:00 | 667
51 | 0 | 2009-02-21 | 1977-02-21 | 2 | 21 | 1:00 | 694.5
51 | 1 | 2009-02-21 | 1977-02-21 | 2 | 21 | 2:00 | 676.25
51 | 2 | 2009-02-21 | 1977-02-21 | 2 | 21 | 3:00 | 673.75
51 | 3 | 2009-02-21 | 1977-02-21 | 2 | 21 | 4:00 | 659
51 | 4 | 2009-02-21 | 1977-02-21 | 2 | 21 | 5:00 | 661.75
51 | 5 | 2009-02-21 | 1977-02-21 | 2 | 21 | 6:00 | 675.25
51 | 6 | 2009-02-21 | 1977-02-21 | 2 | 21 | 7:00 | 669
51 | 7 | 2009-02-21 | 1977-02-21 | 2 | 21 | 8:00 | 681.5
51 | 8 | 2009-02-21 | 1977-02-21 | 2 | 21 | 9:00 | 722
51 | 9 | 2009-02-21 | 1977-02-21 | 2 | 21 | 10:00 | 725.5
51 | 10 | 2009-02-21 | 1977-02-21 | 2 | 21 | 11:00 | 733.5
51 | 11 | 2009-02-21 | 1977-02-21 | 2 | 21 | 12:00 | 762.5
51 | 12 | 2009-02-21 | 1977-02-21 | 2 | 21 | 13:00 | 726.25
51 | 13 | 2009-02-21 | 1977-02-21 | 2 | 21 | 14:00 | 741
51 | 14 | 2009-02-21 | 1977-02-21 | 2 | 21 | 15:00 | 741
51 | 15 | 2009-02-21 | 1977-02-21 | 2 | 21 | 16:00 | 723.5
51 | 16 | 2009-02-21 | 1977-02-21 | 2 | 21 | 17:00 | 707.25
51 | 17 | 2009-02-21 | 1977-02-21 | 2 | 21 | 18:00 | 725.25
51 | 18 | 2009-02-21 | 1977-02-21 | 2 | 21 | 19:00 | 698.75
51 | 19 | 2009-02-21 | 1977-02-21 | 2 | 21 | 20:00 | 702.5
51 | 20 | 2009-02-21 | 1977-02-21 | 2 | 21 | 21:00 | 689.75
51 | 21 | 2009-02-21 | 1977-02-21 | 2 | 21 | 22:00 | 682.75
51 | 22 | 2009-02-21 | 1977-02-21 | 2 | 21 | 23:00 | 687
51 | 23 | 2009-02-21 | 1977-02-21 | 2 | 21 | 24:00 | 681.75
52 | 0 | 2009-02-22 | 1977-02-22 | 2 | 22 | 1:00 | 696.75
52 | 1 | 2009-02-22 | 1977-02-22 | 2 | 22 | 2:00 | 700.25
52 | 2 | 2009-02-22 | 1977-02-22 | 2 | 22 | 3:00 | 677.25
52 | 3 | 2009-02-22 | 1977-02-22 | 2 | 22 | 4:00 | 665.5
52 | 4 | 2009-02-22 | 1977-02-22 | 2 | 22 | 5:00 | 668.25
52 | 5 | 2009-02-22 | 1977-02-22 | 2 | 22 | 6:00 | 686.25
52 | 6 | 2009-02-22 | 1977-02-22 | 2 | 22 | 7:00 | 663.5
52 | 7 | 2009-02-22 | 1977-02-22 | 2 | 22 | 8:00 | 682
52 | 8 | 2009-02-22 | 1977-02-22 | 2 | 22 | 9:00 | 694.75
52 | 9 | 2009-02-22 | 1977-02-22 | 2 | 22 | 10:00 | 683.5
52 | 10 | 2009-02-22 | 1977-02-22 | 2 | 22 | 11:00 | 706.75
52 | 11 | 2009-02-22 | 1977-02-22 | 2 | 22 | 12:00 | 705.5
52 | 12 | 2009-02-22 | 1977-02-22 | 2 | 22 | 13:00 | 708.5
52 | 13 | 2009-02-22 | 1977-02-22 | 2 | 22 | 14:00 | 708
52 | 14 | 2009-02-22 | 1977-02-22 | 2 | 22 | 15:00 | 731
52 | 15 | 2009-02-22 | 1977-02-22 | 2 | 22 | 16:00 | 715.75
52 | 16 | 2009-02-22 | 1977-02-22 | 2 | 22 | 17:00 | 689
52 | 17 | 2009-02-22 | 1977-02-22 | 2 | 22 | 18:00 | 720.5
52 | 18 | 2009-02-22 | 1977-02-22 | 2 | 22 | 19:00 | 728
52 | 19 | 2009-02-22 | 1977-02-22 | 2 | 22 | 20:00 | 701.5
52 | 20 | 2009-02-22 | 1977-02-22 | 2 | 22 | 21:00 | 699.25
52 | 21 | 2009-02-22 | 1977-02-22 | 2 | 22 | 22:00 | 699
52 | 22 | 2009-02-22 | 1977-02-22 | 2 | 22 | 23:00 | 690.25
52 | 23 | 2009-02-22 | 1977-02-22 | 2 | 22 | 24:00 | 697.5
53 | 0 | 2009-02-23 | 1977-02-23 | 2 | 23 | 1:00 | 698
53 | 1 | 2009-02-23 | 1977-02-23 | 2 | 23 | 2:00 | 679.25
53 | 2 | 2009-02-23 | 1977-02-23 | 2 | 23 | 3:00 | 666
53 | 3 | 2009-02-23 | 1977-02-23 | 2 | 23 | 4:00 | 672.75
53 | 4 | 2009-02-23 | 1977-02-23 | 2 | 23 | 5:00 | 663.5
53 | 5 | 2009-02-23 | 1977-02-23 | 2 | 23 | 6:00 | 655.25
53 | 6 | 2009-02-23 | 1977-02-23 | 2 | 23 | 7:00 | 676
53 | 7 | 2009-02-23 | 1977-02-23 | 2 | 23 | 8:00 | 705.5
53 | 8 | 2009-02-23 | 1977-02-23 | 2 | 23 | 9:00 | 748
53 | 9 | 2009-02-23 | 1977-02-23 | 2 | 23 | 10:00 | 762.25
53 | 10 | 2009-02-23 | 1977-02-23 | 2 | 23 | 11:00 | 802
53 | 11 | 2009-02-23 | 1977-02-23 | 2 | 23 | 12:00 | 833.25
53 | 12 | 2009-02-23 | 1977-02-23 | 2 | 23 | 13:00 | 873
53 | 13 | 2009-02-23 | 1977-02-23 | 2 | 23 | 14:00 | 845
53 | 14 | 2009-02-23 | 1977-02-23 | 2 | 23 | 15:00 | 838.25
53 | 15 | 2009-02-23 | 1977-02-23 | 2 | 23 | 16:00 | 860.75
53 | 16 | 2009-02-23 | 1977-02-23 | 2 | 23 | 17:00 | 847.25
53 | 17 | 2009-02-23 | 1977-02-23 | 2 | 23 | 18:00 | 837.5
53 | 18 | 2009-02-23 | 1977-02-23 | 2 | 23 | 19:00 | 838.75
53 | 19 | 2009-02-23 | 1977-02-23 | 2 | 23 | 20:00 | 778.5
53 | 20 | 2009-02-23 | 1977-02-23 | 2 | 23 | 21:00 | 746
53 | 21 | 2009-02-23 | 1977-02-23 | 2 | 23 | 22:00 | 734
53 | 22 | 2009-02-23 | 1977-02-23 | 2 | 23 | 23:00 | 709.25
53 | 23 | 2009-02-23 | 1977-02-23 | 2 | 23 | 24:00 | 706.25
54 | 0 | 2009-02-24 | 1977-02-24 | 2 | 24 | 1:00 | 694.25
54 | 1 | 2009-02-24 | 1977-02-24 | 2 | 24 | 2:00 | 685.25
54 | 2 | 2009-02-24 | 1977-02-24 | 2 | 24 | 3:00 | 693.75
54 | 3 | 2009-02-24 | 1977-02-24 | 2 | 24 | 4:00 | 689.75
54 | 4 | 2009-02-24 | 1977-02-24 | 2 | 24 | 5:00 | 684.25
54 | 5 | 2009-02-24 | 1977-02-24 | 2 | 24 | 6:00 | 694
54 | 6 | 2009-02-24 | 1977-02-24 | 2 | 24 | 7:00 | 703
54 | 7 | 2009-02-24 | 1977-02-24 | 2 | 24 | 8:00 | 760.75
54 | 8 | 2009-02-24 | 1977-02-24 | 2 | 24 | 9:00 | 789.25
54 | 9 | 2009-02-24 | 1977-02-24 | 2 | 24 | 10:00 | 814.25
54 | 10 | 2009-02-24 | 1977-02-24 | 2 | 24 | 11:00 | 844.75
54 | 11 | 2009-02-24 | 1977-02-24 | 2 | 24 | 12:00 | 855
54 | 12 | 2009-02-24 | 1977-02-24 | 2 | 24 | 13:00 | 898.75
54 | 13 | 2009-02-24 | 1977-02-24 | 2 | 24 | 14:00 | 876.75
54 | 14 | 2009-02-24 | 1977-02-24 | 2 | 24 | 15:00 | 841.25
54 | 15 | 2009-02-24 | 1977-02-24 | 2 | 24 | 16:00 | 870.25
54 | 16 | 2009-02-24 | 1977-02-24 | 2 | 24 | 17:00 | 873.5
54 | 17 | 2009-02-24 | 1977-02-24 | 2 | 24 | 18:00 | 837.75
54 | 18 | 2009-02-24 | 1977-02-24 | 2 | 24 | 19:00 | 780.25
54 | 19 | 2009-02-24 | 1977-02-24 | 2 | 24 | 20:00 | 774.25
54 | 20 | 2009-02-24 | 1977-02-24 | 2 | 24 | 21:00 | 753.5
54 | 21 | 2009-02-24 | 1977-02-24 | 2 | 24 | 22:00 | 766.5
54 | 22 | 2009-02-24 | 1977-02-24 | 2 | 24 | 23:00 | 741
54 | 23 | 2009-02-24 | 1977-02-24 | 2 | 24 | 24:00 | 716
55 | 0 | 2009-02-25 | 1977-02-25 | 2 | 25 | 1:00 | 708
55 | 1 | 2009-02-25 | 1977-02-25 | 2 | 25 | 2:00 | 724.75
55 | 2 | 2009-02-25 | 1977-02-25 | 2 | 25 | 3:00 | 719.5
55 | 3 | 2009-02-25 | 1977-02-25 | 2 | 25 | 4:00 | 704.75
55 | 4 | 2009-02-25 | 1977-02-25 | 2 | 25 | 5:00 | 685.25
55 | 5 | 2009-02-25 | 1977-02-25 | 2 | 25 | 6:00 | 693.75
55 | 6 | 2009-02-25 | 1977-02-25 | 2 | 25 | 7:00 | 712.5
55 | 7 | 2009-02-25 | 1977-02-25 | 2 | 25 | 8:00 | 769.75
55 | 8 | 2009-02-25 | 1977-02-25 | 2 | 25 | 9:00 | 791.75
55 | 9 | 2009-02-25 | 1977-02-25 | 2 | 25 | 10:00 | 815.5
55 | 10 | 2009-02-25 | 1977-02-25 | 2 | 25 | 11:00 | 848.75
55 | 11 | 2009-02-25 | 1977-02-25 | 2 | 25 | 12:00 | 853.25
55 | 12 | 2009-02-25 | 1977-02-25 | 2 | 25 | 13:00 | 870.75
55 | 13 | 2009-02-25 | 1977-02-25 | 2 | 25 | 14:00 | 858.25
55 | 14 | 2009-02-25 | 1977-02-25 | 2 | 25 | 15:00 | 836.75
55 | 15 | 2009-02-25 | 1977-02-25 | 2 | 25 | 16:00 | 858.5
55 | 16 | 2009-02-25 | 1977-02-25 | 2 | 25 | 17:00 | 882
55 | 17 | 2009-02-25 | 1977-02-25 | 2 | 25 | 18:00 | 885.25
55 | 18 | 2009-02-25 | 1977-02-25 | 2 | 25 | 19:00 | 824.5
55 | 19 | 2009-02-25 | 1977-02-25 | 2 | 25 | 20:00 | 795.25
55 | 20 | 2009-02-25 | 1977-02-25 | 2 | 25 | 21:00 | 778
55 | 21 | 2009-02-25 | 1977-02-25 | 2 | 25 | 22:00 | 741.75
55 | 22 | 2009-02-25 | 1977-02-25 | 2 | 25 | 23:00 | 715.75
55 | 23 | 2009-02-25 | 1977-02-25 | 2 | 25 | 24:00 | 686.25
56 | 0 | 2009-02-26 | 1977-02-26 | 2 | 26 | 1:00 | 678.75
56 | 1 | 2009-02-26 | 1977-02-26 | 2 | 26 | 2:00 | 694
56 | 2 | 2009-02-26 | 1977-02-26 | 2 | 26 | 3:00 | 678.5
56 | 3 | 2009-02-26 | 1977-02-26 | 2 | 26 | 4:00 | 689.5
56 | 4 | 2009-02-26 | 1977-02-26 | 2 | 26 | 5:00 | 694.75
56 | 5 | 2009-02-26 | 1977-02-26 | 2 | 26 | 6:00 | 694.75
56 | 6 | 2009-02-26 | 1977-02-26 | 2 | 26 | 7:00 | 703.25
56 | 7 | 2009-02-26 | 1977-02-26 | 2 | 26 | 8:00 | 756
56 | 8 | 2009-02-26 | 1977-02-26 | 2 | 26 | 9:00 | 788.5
56 | 9 | 2009-02-26 | 1977-02-26 | 2 | 26 | 10:00 | 847.75
56 | 10 | 2009-02-26 | 1977-02-26 | 2 | 26 | 11:00 | 845.25
56 | 11 | 2009-02-26 | 1977-02-26 | 2 | 26 | 12:00 | 854.75
56 | 12 | 2009-02-26 | 1977-02-26 | 2 | 26 | 13:00 | 878.75
56 | 13 | 2009-02-26 | 1977-02-26 | 2 | 26 | 14:00 | 920.75
56 | 14 | 2009-02-26 | 1977-02-26 | 2 | 26 | 15:00 | 892.5
56 | 15 | 2009-02-26 | 1977-02-26 | 2 | 26 | 16:00 | 889
56 | 16 | 2009-02-26 | 1977-02-26 | 2 | 26 | 17:00 | 849
56 | 17 | 2009-02-26 | 1977-02-26 | 2 | 26 | 18:00 | 833
56 | 18 | 2009-02-26 | 1977-02-26 | 2 | 26 | 19:00 | 771
56 | 19 | 2009-02-26 | 1977-02-26 | 2 | 26 | 20:00 | 751.75
56 | 20 | 2009-02-26 | 1977-02-26 | 2 | 26 | 21:00 | 749.75
56 | 21 | 2009-02-26 | 1977-02-26 | 2 | 26 | 22:00 | 717.25
56 | 22 | 2009-02-26 | 1977-02-26 | 2 | 26 | 23:00 | 704.5
56 | 23 | 2009-02-26 | 1977-02-26 | 2 | 26 | 24:00 | 707.75
57 | 0 | 2009-02-27 | 1977-02-27 | 2 | 27 | 1:00 | 677.75
57 | 1 | 2009-02-27 | 1977-02-27 | 2 | 27 | 2:00 | 689.5
57 | 2 | 2009-02-27 | 1977-02-27 | 2 | 27 | 3:00 | 724.25
57 | 3 | 2009-02-27 | 1977-02-27 | 2 | 27 | 4:00 | 671.75
57 | 4 | 2009-02-27 | 1977-02-27 | 2 | 27 | 5:00 | 668.75
57 | 5 | 2009-02-27 | 1977-02-27 | 2 | 27 | 6:00 | 684.5
57 | 6 | 2009-02-27 | 1977-02-27 | 2 | 27 | 7:00 | 690.25
57 | 7 | 2009-02-27 | 1977-02-27 | 2 | 27 | 8:00 | 779.75
57 | 8 | 2009-02-27 | 1977-02-27 | 2 | 27 | 9:00 | 780.75
57 | 9 | 2009-02-27 | 1977-02-27 | 2 | 27 | 10:00 | 805
57 | 10 | 2009-02-27 | 1977-02-27 | 2 | 27 | 11:00 | 820
57 | 11 | 2009-02-27 | 1977-02-27 | 2 | 27 | 12:00 | 855.75
57 | 12 | 2009-02-27 | 1977-02-27 | 2 | 27 | 13:00 | 873.25
57 | 13 | 2009-02-27 | 1977-02-27 | 2 | 27 | 14:00 | 852.5
57 | 14 | 2009-02-27 | 1977-02-27 | 2 | 27 | 15:00 | 875.75
57 | 15 | 2009-02-27 | 1977-02-27 | 2 | 27 | 16:00 | 856.5
57 | 16 | 2009-02-27 | 1977-02-27 | 2 | 27 | 17:00 | 837.25
57 | 17 | 2009-02-27 | 1977-02-27 | 2 | 27 | 18:00 | 794.25
57 | 18 | 2009-02-27 | 1977-02-27 | 2 | 27 | 19:00 | 782.75
57 | 19 | 2009-02-27 | 1977-02-27 | 2 | 27 | 20:00 | 747
57 | 20 | 2009-02-27 | 1977-02-27 | 2 | 27 | 21:00 | 756.5
57 | 21 | 2009-02-27 | 1977-02-27 | 2 | 27 | 22:00 | 737
57 | 22 | 2009-02-27 | 1977-02-27 | 2 | 27 | 23:00 | 697.25
57 | 23 | 2009-02-27 | 1977-02-27 | 2 | 27 | 24:00 | 683
58 | 0 | 2009-02-28 | 1977-02-28 | 2 | 28 | 1:00 | 686.75
58 | 1 | 2009-02-28 | 1977-02-28 | 2 | 28 | 2:00 | 676.75
58 | 2 | 2009-02-28 | 1977-02-28 | 2 | 28 | 3:00 | 685
58 | 3 | 2009-02-28 | 1977-02-28 | 2 | 28 | 4:00 | 682.75
58 | 4 | 2009-02-28 | 1977-02-28 | 2 | 28 | 5:00 | 663.5
58 | 5 | 2009-02-28 | 1977-02-28 | 2 | 28 | 6:00 | 656.5
58 | 6 | 2009-02-28 | 1977-02-28 | 2 | 28 | 7:00 | 667
58 | 7 | 2009-02-28 | 1977-02-28 | 2 | 28 | 8:00 | 713.75
58 | 8 | 2009-02-28 | 1977-02-28 | 2 | 28 | 9:00 | 714
58 | 9 | 2009-02-28 | 1977-02-28 | 2 | 28 | 10:00 | 731.75
58 | 10 | 2009-02-28 | 1977-02-28 | 2 | 28 | 11:00 | 731.5
58 | 11 | 2009-02-28 | 1977-02-28 | 2 | 28 | 12:00 | 764.75
58 | 12 | 2009-02-28 | 1977-02-28 | 2 | 28 | 13:00 | 732.75
58 | 13 | 2009-02-28 | 1977-02-28 | 2 | 28 | 14:00 | 719.75
58 | 14 | 2009-02-28 | 1977-02-28 | 2 | 28 | 15:00 | 736.5
58 | 15 | 2009-02-28 | 1977-02-28 | 2 | 28 | 16:00 | 787
58 | 16 | 2009-02-28 | 1977-02-28 | 2 | 28 | 17:00 | 702.75
58 | 17 | 2009-02-28 | 1977-02-28 | 2 | 28 | 18:00 | 728.25
58 | 18 | 2009-02-28 | 1977-02-28 | 2 | 28 | 19:00 | 703
58 | 19 | 2009-02-28 | 1977-02-28 | 2 | 28 | 20:00 | 671.5
58 | 20 | 2009-02-28 | 1977-02-28 | 2 | 28 | 21:00 | 704.5
58 | 21 | 2009-02-28 | 1977-02-28 | 2 | 28 | 22:00 | 680
58 | 22 | 2009-02-28 | 1977-02-28 | 2 | 28 | 23:00 | 694
58 | 23 | 2009-02-28 | 1977-02-28 | 2 | 28 | 24:00 | 666.75
59 | 0 | 2009-03-01 | 1981-03-01 | 3 | 1 | 1:00 | 664.75
59 | 1 | 2009-03-01 | 1981-03-01 | 3 | 1 | 2:00 | 704
59 | 2 | 2009-03-01 | 1981-03-01 | 3 | 1 | 3:00 | 670.5
59 | 3 | 2009-03-01 | 1981-03-01 | 3 | 1 | 4:00 | 684.5
59 | 4 | 2009-03-01 | 1981-03-01 | 3 | 1 | 5:00 | 684.25
59 | 5 | 2009-03-01 | 1981-03-01 | 3 | 1 | 6:00 | 656.5
59 | 6 | 2009-03-01 | 1981-03-01 | 3 | 1 | 7:00 | 676.75
59 | 7 | 2009-03-01 | 1981-03-01 | 3 | 1 | 8:00 | 677.75
59 | 8 | 2009-03-01 | 1981-03-01 | 3 | 1 | 9:00 | 694.75
59 | 9 | 2009-03-01 | 1981-03-01 | 3 | 1 | 10:00 | 709.25
59 | 10 | 2009-03-01 | 1981-03-01 | 3 | 1 | 11:00 | 708.5
59 | 11 | 2009-03-01 | 1981-03-01 | 3 | 1 | 12:00 | 709.5
59 | 12 | 2009-03-01 | 1981-03-01 | 3 | 1 | 13:00 | 729
59 | 13 | 2009-03-01 | 1981-03-01 | 3 | 1 | 14:00 | 715.75
59 | 14 | 2009-03-01 | 1981-03-01 | 3 | 1 | 15:00 | 742.25
59 | 15 | 2009-03-01 | 1981-03-01 | 3 | 1 | 16:00 | 709.75
59 | 16 | 2009-03-01 | 1981-03-01 | 3 | 1 | 17:00 | 737
59 | 17 | 2009-03-01 | 1981-03-01 | 3 | 1 | 18:00 | 718.5
59 | 18 | 2009-03-01 | 1981-03-01 | 3 | 1 | 19:00 | 720
59 | 19 | 2009-03-01 | 1981-03-01 | 3 | 1 | 20:00 | 716
59 | 20 | 2009-03-01 | 1981-03-01 | 3 | 1 | 21:00 | 670.25
59 | 21 | 2009-03-01 | 1981-03-01 | 3 | 1 | 22:00 | 697
59 | 22 | 2009-03-01 | 1981-03-01 | 3 | 1 | 23:00 | 678.25
59 | 23 | 2009-03-01 | 1981-03-01 | 3 | 1 | 24:00 | 700.5
60 | 0 | 2009-03-02 | 1981-03-02 | 3 | 2 | 1:00 | 703.25
60 | 1 | 2009-03-02 | 1981-03-02 | 3 | 2 | 2:00 | 692
60 | 2 | 2009-03-02 | 1981-03-02 | 3 | 2 | 3:00 | 678
60 | 3 | 2009-03-02 | 1981-03-02 | 3 | 2 | 4:00 | 687
60 | 4 | 2009-03-02 | 1981-03-02 | 3 | 2 | 5:00 | 669.5
60 | 5 | 2009-03-02 | 1981-03-02 | 3 | 2 | 6:00 | 685.25
60 | 6 | 2009-03-02 | 1981-03-02 | 3 | 2 | 7:00 | 701
60 | 7 | 2009-03-02 | 1981-03-02 | 3 | 2 | 8:00 | 761.75
60 | 8 | 2009-03-02 | 1981-03-02 | 3 | 2 | 9:00 | 791.5
60 | 9 | 2009-03-02 | 1981-03-02 | 3 | 2 | 10:00 | 792.25
60 | 10 | 2009-03-02 | 1981-03-02 | 3 | 2 | 11:00 | 842
60 | 11 | 2009-03-02 | 1981-03-02 | 3 | 2 | 12:00 | 875.75
60 | 12 | 2009-03-02 | 1981-03-02 | 3 | 2 | 13:00 | 841.25
60 | 13 | 2009-03-02 | 1981-03-02 | 3 | 2 | 14:00 | 846.75
60 | 14 | 2009-03-02 | 1981-03-02 | 3 | 2 | 15:00 | 856.5
60 | 15 | 2009-03-02 | 1981-03-02 | 3 | 2 | 16:00 | 861.5
60 | 16 | 2009-03-02 | 1981-03-02 | 3 | 2 | 17:00 | 864.25
60 | 17 | 2009-03-02 | 1981-03-02 | 3 | 2 | 18:00 | 825
60 | 18 | 2009-03-02 | 1981-03-02 | 3 | 2 | 19:00 | 788.5
60 | 19 | 2009-03-02 | 1981-03-02 | 3 | 2 | 20:00 | 765.5
60 | 20 | 2009-03-02 | 1981-03-02 | 3 | 2 | 21:00 | 773.75
60 | 21 | 2009-03-02 | 1981-03-02 | 3 | 2 | 22:00 | 712
60 | 22 | 2009-03-02 | 1981-03-02 | 3 | 2 | 23:00 | 701
60 | 23 | 2009-03-02 | 1981-03-02 | 3 | 2 | 24:00 | 678
61 | 0 | 2009-03-03 | 1981-03-03 | 3 | 3 | 1:00 | 680.25
61 | 1 | 2009-03-03 | 1981-03-03 | 3 | 3 | 2:00 | 683.25
61 | 2 | 2009-03-03 | 1981-03-03 | 3 | 3 | 3:00 | 673.75
61 | 3 | 2009-03-03 | 1981-03-03 | 3 | 3 | 4:00 | 670.25
61 | 4 | 2009-03-03 | 1981-03-03 | 3 | 3 | 5:00 | 663.5
61 | 5 | 2009-03-03 | 1981-03-03 | 3 | 3 | 6:00 | 668
61 | 6 | 2009-03-03 | 1981-03-03 | 3 | 3 | 7:00 | 675
61 | 7 | 2009-03-03 | 1981-03-03 | 3 | 3 | 8:00 | 737.75
61 | 8 | 2009-03-03 | 1981-03-03 | 3 | 3 | 9:00 | 772.75
61 | 9 | 2009-03-03 | 1981-03-03 | 3 | 3 | 10:00 | 788.75
61 | 10 | 2009-03-03 | 1981-03-03 | 3 | 3 | 11:00 | 834
61 | 11 | 2009-03-03 | 1981-03-03 | 3 | 3 | 12:00 | 834.5
61 | 12 | 2009-03-03 | 1981-03-03 | 3 | 3 | 13:00 | 841
61 | 13 | 2009-03-03 | 1981-03-03 | 3 | 3 | 14:00 | 807
61 | 14 | 2009-03-03 | 1981-03-03 | 3 | 3 | 15:00 | 849.25
61 | 15 | 2009-03-03 | 1981-03-03 | 3 | 3 | 16:00 | 851
61 | 16 | 2009-03-03 | 1981-03-03 | 3 | 3 | 17:00 | 816
61 | 17 | 2009-03-03 | 1981-03-03 | 3 | 3 | 18:00 | 836.75
61 | 18 | 2009-03-03 | 1981-03-03 | 3 | 3 | 19:00 | 765.5
61 | 19 | 2009-03-03 | 1981-03-03 | 3 | 3 | 20:00 | 746
61 | 20 | 2009-03-03 | 1981-03-03 | 3 | 3 | 21:00 | 731
61 | 21 | 2009-03-03 | 1981-03-03 | 3 | 3 | 22:00 | 693.5
61 | 22 | 2009-03-03 | 1981-03-03 | 3 | 3 | 23:00 | 697.25
61 | 23 | 2009-03-03 | 1981-03-03 | 3 | 3 | 24:00 | 678
62 | 0 | 2009-03-04 | 1981-03-04 | 3 | 4 | 1:00 | 672.75
62 | 1 | 2009-03-04 | 1981-03-04 | 3 | 4 | 2:00 | 693
62 | 2 | 2009-03-04 | 1981-03-04 | 3 | 4 | 3:00 | 695.75
62 | 3 | 2009-03-04 | 1981-03-04 | 3 | 4 | 4:00 | 699.75
62 | 4 | 2009-03-04 | 1981-03-04 | 3 | 4 | 5:00 | 664.25
62 | 5 | 2009-03-04 | 1981-03-04 | 3 | 4 | 6:00 | 650
62 | 6 | 2009-03-04 | 1981-03-04 | 3 | 4 | 7:00 | 672.75
62 | 7 | 2009-03-04 | 1981-03-04 | 3 | 4 | 8:00 | 707
62 | 8 | 2009-03-04 | 1981-03-04 | 3 | 4 | 9:00 | 750.25
62 | 9 | 2009-03-04 | 1981-03-04 | 3 | 4 | 10:00 | 803.75
62 | 10 | 2009-03-04 | 1981-03-04 | 3 | 4 | 11:00 | 828.75
62 | 11 | 2009-03-04 | 1981-03-04 | 3 | 4 | 12:00 | 808.25
62 | 12 | 2009-03-04 | 1981-03-04 | 3 | 4 | 13:00 | 847.25
62 | 13 | 2009-03-04 | 1981-03-04 | 3 | 4 | 14:00 | 870.25
62 | 14 | 2009-03-04 | 1981-03-04 | 3 | 4 | 15:00 | 850.75
62 | 15 | 2009-03-04 | 1981-03-04 | 3 | 4 | 16:00 | 837.5
62 | 16 | 2009-03-04 | 1981-03-04 | 3 | 4 | 17:00 | 836.25
62 | 17 | 2009-03-04 | 1981-03-04 | 3 | 4 | 18:00 | 798.5
62 | 18 | 2009-03-04 | 1981-03-04 | 3 | 4 | 19:00 | 777.75
62 | 19 | 2009-03-04 | 1981-03-04 | 3 | 4 | 20:00 | 749.5
62 | 20 | 2009-03-04 | 1981-03-04 | 3 | 4 | 21:00 | 726.5
62 | 21 | 2009-03-04 | 1981-03-04 | 3 | 4 | 22:00 | 696
62 | 22 | 2009-03-04 | 1981-03-04 | 3 | 4 | 23:00 | 691.5
62 | 23 | 2009-03-04 | 1981-03-04 | 3 | 4 | 24:00 | 688.75
63 | 0 | 2009-03-05 | 1981-03-05 | 3 | 5 | 1:00 | 666.75
63 | 1 | 2009-03-05 | 1981-03-05 | 3 | 5 | 2:00 | 669.75
63 | 2 | 2009-03-05 | 1981-03-05 | 3 | 5 | 3:00 | 655
63 | 3 | 2009-03-05 | 1981-03-05 | 3 | 5 | 4:00 | 655.75
63 | 4 | 2009-03-05 | 1981-03-05 | 3 | 5 | 5:00 | 649.75
63 | 5 | 2009-03-05 | 1981-03-05 | 3 | 5 | 6:00 | 650
63 | 6 | 2009-03-05 | 1981-03-05 | 3 | 5 | 7:00 | 673.75
63 | 7 | 2009-03-05 | 1981-03-05 | 3 | 5 | 8:00 | 709.75
63 | 8 | 2009-03-05 | 1981-03-05 | 3 | 5 | 9:00 | 766.5
63 | 9 | 2009-03-05 | 1981-03-05 | 3 | 5 | 10:00 | 817.75
63 | 10 | 2009-03-05 | 1981-03-05 | 3 | 5 | 11:00 | 861.25
63 | 11 | 2009-03-05 | 1981-03-05 | 3 | 5 | 12:00 | 873
63 | 12 | 2009-03-05 | 1981-03-05 | 3 | 5 | 13:00 | 825
63 | 13 | 2009-03-05 | 1981-03-05 | 3 | 5 | 14:00 | 826.5
63 | 14 | 2009-03-05 | 1981-03-05 | 3 | 5 | 15:00 | 851.5
63 | 15 | 2009-03-05 | 1981-03-05 | 3 | 5 | 16:00 | 827.25
63 | 16 | 2009-03-05 | 1981-03-05 | 3 | 5 | 17:00 | 827.75
63 | 17 | 2009-03-05 | 1981-03-05 | 3 | 5 | 18:00 | 852
63 | 18 | 2009-03-05 | 1981-03-05 | 3 | 5 | 19:00 | 785.5
63 | 19 | 2009-03-05 | 1981-03-05 | 3 | 5 | 20:00 | 737.5
63 | 20 | 2009-03-05 | 1981-03-05 | 3 | 5 | 21:00 | 731
63 | 21 | 2009-03-05 | 1981-03-05 | 3 | 5 | 22:00 | 726.25
63 | 22 | 2009-03-05 | 1981-03-05 | 3 | 5 | 23:00 | 693
63 | 23 | 2009-03-05 | 1981-03-05 | 3 | 5 | 24:00 | 677.25
64 | 0 | 2009-03-06 | 1981-03-06 | 3 | 6 | 1:00 | 691.5
64 | 1 | 2009-03-06 | 1981-03-06 | 3 | 6 | 2:00 | 683.75
64 | 2 | 2009-03-06 | 1981-03-06 | 3 | 6 | 3:00 | 680.25
64 | 3 | 2009-03-06 | 1981-03-06 | 3 | 6 | 4:00 | 680.25
64 | 4 | 2009-03-06 | 1981-03-06 | 3 | 6 | 5:00 | 672.5
64 | 5 | 2009-03-06 | 1981-03-06 | 3 | 6 | 6:00 | 681
64 | 6 | 2009-03-06 | 1981-03-06 | 3 | 6 | 7:00 | 703.25
64 | 7 | 2009-03-06 | 1981-03-06 | 3 | 6 | 8:00 | 788.25
64 | 8 | 2009-03-06 | 1981-03-06 | 3 | 6 | 9:00 | 809.25
64 | 9 | 2009-03-06 | 1981-03-06 | 3 | 6 | 10:00 | 839.75
64 | 10 | 2009-03-06 | 1981-03-06 | 3 | 6 | 11:00 | 836.75
64 | 11 | 2009-03-06 | 1981-03-06 | 3 | 6 | 12:00 | 840.25
64 | 12 | 2009-03-06 | 1981-03-06 | 3 | 6 | 13:00 | 868.75
64 | 13 | 2009-03-06 | 1981-03-06 | 3 | 6 | 14:00 | 816.5
64 | 14 | 2009-03-06 | 1981-03-06 | 3 | 6 | 15:00 | 841.75
64 | 15 | 2009-03-06 | 1981-03-06 | 3 | 6 | 16:00 | 838.5
64 | 16 | 2009-03-06 | 1981-03-06 | 3 | 6 | 17:00 | 813.25
64 | 17 | 2009-03-06 | 1981-03-06 | 3 | 6 | 18:00 | 781
64 | 18 | 2009-03-06 | 1981-03-06 | 3 | 6 | 19:00 | 774.5
64 | 19 | 2009-03-06 | 1981-03-06 | 3 | 6 | 20:00 | 751.25
64 | 20 | 2009-03-06 | 1981-03-06 | 3 | 6 | 21:00 | 743
64 | 21 | 2009-03-06 | 1981-03-06 | 3 | 6 | 22:00 | 706
64 | 22 | 2009-03-06 | 1981-03-06 | 3 | 6 | 23:00 | 678.5
64 | 23 | 2009-03-06 | 1981-03-06 | 3 | 6 | 24:00 | 653.25
65 | 0 | 2009-03-07 | 1981-03-07 | 3 | 7 | 1:00 | 666
65 | 1 | 2009-03-07 | 1981-03-07 | 3 | 7 | 2:00 | 651.25
65 | 2 | 2009-03-07 | 1981-03-07 | 3 | 7 | 3:00 | 666.75
65 | 3 | 2009-03-07 | 1981-03-07 | 3 | 7 | 4:00 | 652.75
65 | 4 | 2009-03-07 | 1981-03-07 | 3 | 7 | 5:00 | 695.5
65 | 5 | 2009-03-07 | 1981-03-07 | 3 | 7 | 6:00 | 683.25
65 | 6 | 2009-03-07 | 1981-03-07 | 3 | 7 | 7:00 | 652.75
65 | 7 | 2009-03-07 | 1981-03-07 | 3 | 7 | 8:00 | 685
65 | 8 | 2009-03-07 | 1981-03-07 | 3 | 7 | 9:00 | 703.75
65 | 9 | 2009-03-07 | 1981-03-07 | 3 | 7 | 10:00 | 753.5
65 | 10 | 2009-03-07 | 1981-03-07 | 3 | 7 | 11:00 | 736.25
65 | 11 | 2009-03-07 | 1981-03-07 | 3 | 7 | 12:00 | 713.25
65 | 12 | 2009-03-07 | 1981-03-07 | 3 | 7 | 13:00 | 727.25
65 | 13 | 2009-03-07 | 1981-03-07 | 3 | 7 | 14:00 | 716.5
65 | 14 | 2009-03-07 | 1981-03-07 | 3 | 7 | 15:00 | 763.25
65 | 15 | 2009-03-07 | 1981-03-07 | 3 | 7 | 16:00 | 731.25
65 | 16 | 2009-03-07 | 1981-03-07 | 3 | 7 | 17:00 | 705.5
65 | 17 | 2009-03-07 | 1981-03-07 | 3 | 7 | 18:00 | 686
65 | 18 | 2009-03-07 | 1981-03-07 | 3 | 7 | 19:00 | 665.75
65 | 19 | 2009-03-07 | 1981-03-07 | 3 | 7 | 20:00 | 703.75
65 | 20 | 2009-03-07 | 1981-03-07 | 3 | 7 | 21:00 | 677
65 | 21 | 2009-03-07 | 1981-03-07 | 3 | 7 | 22:00 | 665.75
65 | 22 | 2009-03-07 | 1981-03-07 | 3 | 7 | 23:00 | 663.25
65 | 23 | 2009-03-07 | 1981-03-07 | 3 | 7 | 24:00 | 663
66 | 0 | 2009-03-08 | 1981-03-08 | 3 | 8 | 1:00 | 672.25
66 | 1 | 2009-03-08 | 1981-03-08 | 3 | 8 | 2:00 | 701.5
66 | 2 | 2009-03-08 | 1981-03-08 | 3 | 8 | 3:00 | 662.75
66 | 3 | 2009-03-08 | 1981-03-08 | 3 | 8 | 4:00 | 666.75
66 | 4 | 2009-03-08 | 1981-03-08 | 3 | 8 | 5:00 | 669.75
66 | 5 | 2009-03-08 | 1981-03-08 | 3 | 8 | 6:00 | 689.5
66 | 6 | 2009-03-08 | 1981-03-08 | 3 | 8 | 7:00 | 685
66 | 7 | 2009-03-08 | 1981-03-08 | 3 | 8 | 8:00 | 686.25
66 | 8 | 2009-03-08 | 1981-03-08 | 3 | 8 | 9:00 | 680.5
66 | 9 | 2009-03-08 | 1981-03-08 | 3 | 8 | 10:00 | 689.75
66 | 10 | 2009-03-08 | 1981-03-08 | 3 | 8 | 11:00 | 712.25
66 | 11 | 2009-03-08 | 1981-03-08 | 3 | 8 | 12:00 | 697.5
66 | 12 | 2009-03-08 | 1981-03-08 | 3 | 8 | 13:00 | 678
66 | 13 | 2009-03-08 | 1981-03-08 | 3 | 8 | 14:00 | 701
66 | 14 | 2009-03-08 | 1981-03-08 | 3 | 8 | 15:00 | 708.75
66 | 15 | 2009-03-08 | 1981-03-08 | 3 | 8 | 16:00 | 686.75
66 | 16 | 2009-03-08 | 1981-03-08 | 3 | 8 | 17:00 | 675.5
66 | 17 | 2009-03-08 | 1981-03-08 | 3 | 8 | 18:00 | 673.25
66 | 18 | 2009-03-08 | 1981-03-08 | 3 | 8 | 19:00 | 676.75
66 | 19 | 2009-03-08 | 1981-03-08 | 3 | 8 | 20:00 | 675.5
66 | 20 | 2009-03-08 | 1981-03-08 | 3 | 8 | 21:00 | 657.5
66 | 21 | 2009-03-08 | 1981-03-08 | 3 | 8 | 22:00 | 663.5
66 | 22 | 2009-03-08 | 1981-03-08 | 3 | 8 | 23:00 | 670
66 | 23 | 2009-03-08 | 1981-03-08 | 3 | 8 | 24:00 | 669.5
67 | 0 | 2009-03-09 | 1981-03-09 | 3 | 9 | 1:00 | 675.25
67 | 1 | 2009-03-09 | 1981-03-09 | 3 | 9 | 2:00 | 663.5
67 | 2 | 2009-03-09 | 1981-03-09 | 3 | 9 | 3:00 | 655.75
67 | 3 | 2009-03-09 | 1981-03-09 | 3 | 9 | 4:00 | 658.5
67 | 4 | 2009-03-09 | 1981-03-09 | 3 | 9 | 5:00 | 672.75
67 | 5 | 2009-03-09 | 1981-03-09 | 3 | 9 | 6:00 | 668.5
67 | 6 | 2009-03-09 | 1981-03-09 | 3 | 9 | 7:00 | 707.5
67 | 7 | 2009-03-09 | 1981-03-09 | 3 | 9 | 8:00 | 743.75
67 | 8 | 2009-03-09 | 1981-03-09 | 3 | 9 | 9:00 | 775.25
67 | 9 | 2009-03-09 | 1981-03-09 | 3 | 9 | 10:00 | 788.5
67 | 10 | 2009-03-09 | 1981-03-09 | 3 | 9 | 11:00 | 772.75
67 | 11 | 2009-03-09 | 1981-03-09 | 3 | 9 | 12:00 | 792
67 | 12 | 2009-03-09 | 1981-03-09 | 3 | 9 | 13:00 | 801.25
67 | 13 | 2009-03-09 | 1981-03-09 | 3 | 9 | 14:00 | 783.75
67 | 14 | 2009-03-09 | 1981-03-09 | 3 | 9 | 15:00 | 767.75
67 | 15 | 2009-03-09 | 1981-03-09 | 3 | 9 | 16:00 | 754
67 | 16 | 2009-03-09 | 1981-03-09 | 3 | 9 | 17:00 | 757.5
67 | 17 | 2009-03-09 | 1981-03-09 | 3 | 9 | 18:00 | 728.5
67 | 18 | 2009-03-09 | 1981-03-09 | 3 | 9 | 19:00 | 691.75
67 | 19 | 2009-03-09 | 1981-03-09 | 3 | 9 | 20:00 | 702
67 | 20 | 2009-03-09 | 1981-03-09 | 3 | 9 | 21:00 | 668
67 | 21 | 2009-03-09 | 1981-03-09 | 3 | 9 | 22:00 | 662.5
67 | 22 | 2009-03-09 | 1981-03-09 | 3 | 9 | 23:00 | 668.5
67 | 23 | 2009-03-09 | 1981-03-09 | 3 | 9 | 24:00 | 660
68 | 0 | 2009-03-10 | 1981-03-10 | 3 | 10 | 1:00 | 660
68 | 1 | 2009-03-10 | 1981-03-10 | 3 | 10 | 2:00 | 651
68 | 2 | 2009-03-10 | 1981-03-10 | 3 | 10 | 3:00 | 663.5
68 | 3 | 2009-03-10 | 1981-03-10 | 3 | 10 | 4:00 | 665
68 | 4 | 2009-03-10 | 1981-03-10 | 3 | 10 | 5:00 | 637.25
68 | 5 | 2009-03-10 | 1981-03-10 | 3 | 10 | 6:00 | 667
68 | 6 | 2009-03-10 | 1981-03-10 | 3 | 10 | 7:00 | 689.25
68 | 7 | 2009-03-10 | 1981-03-10 | 3 | 10 | 8:00 | 725.75
68 | 8 | 2009-03-10 | 1981-03-10 | 3 | 10 | 9:00 | 757
68 | 9 | 2009-03-10 | 1981-03-10 | 3 | 10 | 10:00 | 750.25
68 | 10 | 2009-03-10 | 1981-03-10 | 3 | 10 | 11:00 | 763
68 | 11 | 2009-03-10 | 1981-03-10 | 3 | 10 | 12:00 | 817.75
68 | 12 | 2009-03-10 | 1981-03-10 | 3 | 10 | 13:00 | 773.25
68 | 13 | 2009-03-10 | 1981-03-10 | 3 | 10 | 14:00 | 758.25
68 | 14 | 2009-03-10 | 1981-03-10 | 3 | 10 | 15:00 | 770
68 | 15 | 2009-03-10 | 1981-03-10 | 3 | 10 | 16:00 | 769.25
68 | 16 | 2009-03-10 | 1981-03-10 | 3 | 10 | 17:00 | 733.5
68 | 17 | 2009-03-10 | 1981-03-10 | 3 | 10 | 18:00 | 704
68 | 18 | 2009-03-10 | 1981-03-10 | 3 | 10 | 19:00 | 686.75
68 | 19 | 2009-03-10 | 1981-03-10 | 3 | 10 | 20:00 | 681.25
68 | 20 | 2009-03-10 | 1981-03-10 | 3 | 10 | 21:00 | 666.5
68 | 21 | 2009-03-10 | 1981-03-10 | 3 | 10 | 22:00 | 634.5
68 | 22 | 2009-03-10 | 1981-03-10 | 3 | 10 | 23:00 | 647.25
68 | 23 | 2009-03-10 | 1981-03-10 | 3 | 10 | 24:00 | 643.5
69 | 0 | 2009-03-11 | 1981-03-11 | 3 | 11 | 1:00 | 643
69 | 1 | 2009-03-11 | 1981-03-11 | 3 | 11 | 2:00 | 658.5
69 | 2 | 2009-03-11 | 1981-03-11 | 3 | 11 | 3:00 | 658.75
69 | 3 | 2009-03-11 | 1981-03-11 | 3 | 11 | 4:00 | 652
69 | 4 | 2009-03-11 | 1981-03-11 | 3 | 11 | 5:00 | 639.5
69 | 5 | 2009-03-11 | 1981-03-11 | 3 | 11 | 6:00 | 633
69 | 6 | 2009-03-11 | 1981-03-11 | 3 | 11 | 7:00 | 684.5
69 | 7 | 2009-03-11 | 1981-03-11 | 3 | 11 | 8:00 | 731.5
69 | 8 | 2009-03-11 | 1981-03-11 | 3 | 11 | 9:00 | 746.75
69 | 9 | 2009-03-11 | 1981-03-11 | 3 | 11 | 10:00 | 727.5
69 | 10 | 2009-03-11 | 1981-03-11 | 3 | 11 | 11:00 | 753
69 | 11 | 2009-03-11 | 1981-03-11 | 3 | 11 | 12:00 | 744.5
69 | 12 | 2009-03-11 | 1981-03-11 | 3 | 11 | 13:00 | 756.75
69 | 13 | 2009-03-11 | 1981-03-11 | 3 | 11 | 14:00 | 780.25
69 | 14 | 2009-03-11 | 1981-03-11 | 3 | 11 | 15:00 | 774.75
69 | 15 | 2009-03-11 | 1981-03-11 | 3 | 11 | 16:00 | 757.5
69 | 16 | 2009-03-11 | 1981-03-11 | 3 | 11 | 17:00 | 740.75
69 | 17 | 2009-03-11 | 1981-03-11 | 3 | 11 | 18:00 | 704
69 | 18 | 2009-03-11 | 1981-03-11 | 3 | 11 | 19:00 | 664
69 | 19 | 2009-03-11 | 1981-03-11 | 3 | 11 | 20:00 | 626.75
69 | 20 | 2009-03-11 | 1981-03-11 | 3 | 11 | 21:00 | 596.5
69 | 21 | 2009-03-11 | 1981-03-11 | 3 | 11 | 22:00 | 603.5
69 | 22 | 2009-03-11 | 1981-03-11 | 3 | 11 | 23:00 | 599.5
69 | 23 | 2009-03-11 | 1981-03-11 | 3 | 11 | 24:00 | 604.25
70 | 0 | 2009-03-12 | 1981-03-12 | 3 | 12 | 1:00 | 597
70 | 1 | 2009-03-12 | 1981-03-12 | 3 | 12 | 2:00 | 615.75
70 | 2 | 2009-03-12 | 1981-03-12 | 3 | 12 | 3:00 | 592
70 | 3 | 2009-03-12 | 1981-03-12 | 3 | 12 | 4:00 | 589.25
70 | 4 | 2009-03-12 | 1981-03-12 | 3 | 12 | 5:00 | 588.75
70 | 5 | 2009-03-12 | 1981-03-12 | 3 | 12 | 6:00 | 590.25
70 | 6 | 2009-03-12 | 1981-03-12 | 3 | 12 | 7:00 | 681
70 | 7 | 2009-03-12 | 1981-03-12 | 3 | 12 | 8:00 | 676.5
70 | 8 | 2009-03-12 | 1981-03-12 | 3 | 12 | 9:00 | 720
70 | 9 | 2009-03-12 | 1981-03-12 | 3 | 12 | 10:00 | 762.5
70 | 10 | 2009-03-12 | 1981-03-12 | 3 | 12 | 11:00 | 741.25
70 | 11 | 2009-03-12 | 1981-03-12 | 3 | 12 | 12:00 | 776.25
70 | 12 | 2009-03-12 | 1981-03-12 | 3 | 12 | 13:00 | 743.5
70 | 13 | 2009-03-12 | 1981-03-12 | 3 | 12 | 14:00 | 740
70 | 14 | 2009-03-12 | 1981-03-12 | 3 | 12 | 15:00 | 755.75
70 | 15 | 2009-03-12 | 1981-03-12 | 3 | 12 | 16:00 | 731.25
70 | 16 | 2009-03-12 | 1981-03-12 | 3 | 12 | 17:00 | 717.5
70 | 17 | 2009-03-12 | 1981-03-12 | 3 | 12 | 18:00 | 687.75
70 | 18 | 2009-03-12 | 1981-03-12 | 3 | 12 | 19:00 | 665.75
70 | 19 | 2009-03-12 | 1981-03-12 | 3 | 12 | 20:00 | 651.25
70 | 20 | 2009-03-12 | 1981-03-12 | 3 | 12 | 21:00 | 654.25
70 | 21 | 2009-03-12 | 1981-03-12 | 3 | 12 | 22:00 | 630.75
70 | 22 | 2009-03-12 | 1981-03-12 | 3 | 12 | 23:00 | 597.25
70 | 23 | 2009-03-12 | 1981-03-12 | 3 | 12 | 24:00 | 610.75
71 | 0 | 2009-03-13 | 1981-03-13 | 3 | 13 | 1:00 | 626.75
71 | 1 | 2009-03-13 | 1981-03-13 | 3 | 13 | 2:00 | 643.5
71 | 2 | 2009-03-13 | 1981-03-13 | 3 | 13 | 3:00 | 618
71 | 3 | 2009-03-13 | 1981-03-13 | 3 | 13 | 4:00 | 616.75
71 | 4 | 2009-03-13 | 1981-03-13 | 3 | 13 | 5:00 | 646.25
71 | 5 | 2009-03-13 | 1981-03-13 | 3 | 13 | 6:00 | 631
71 | 6 | 2009-03-13 | 1981-03-13 | 3 | 13 | 7:00 | 674.25
71 | 7 | 2009-03-13 | 1981-03-13 | 3 | 13 | 8:00 | 712.5
71 | 8 | 2009-03-13 | 1981-03-13 | 3 | 13 | 9:00 | 738
71 | 9 | 2009-03-13 | 1981-03-13 | 3 | 13 | 10:00 | 756.25
71 | 10 | 2009-03-13 | 1981-03-13 | 3 | 13 | 11:00 | 765.25
71 | 11 | 2009-03-13 | 1981-03-13 | 3 | 13 | 12:00 | 805
71 | 12 | 2009-03-13 | 1981-03-13 | 3 | 13 | 13:00 | 758.5
71 | 13 | 2009-03-13 | 1981-03-13 | 3 | 13 | 14:00 | 763
71 | 14 | 2009-03-13 | 1981-03-13 | 3 | 13 | 15:00 | 744
71 | 15 | 2009-03-13 | 1981-03-13 | 3 | 13 | 16:00 | 738
71 | 16 | 2009-03-13 | 1981-03-13 | 3 | 13 | 17:00 | 736.5
71 | 17 | 2009-03-13 | 1981-03-13 | 3 | 13 | 18:00 | 696.25
71 | 18 | 2009-03-13 | 1981-03-13 | 3 | 13 | 19:00 | 671
71 | 19 | 2009-03-13 | 1981-03-13 | 3 | 13 | 20:00 | 662.5
71 | 20 | 2009-03-13 | 1981-03-13 | 3 | 13 | 21:00 | 646.25
71 | 21 | 2009-03-13 | 1981-03-13 | 3 | 13 | 22:00 | 624
71 | 22 | 2009-03-13 | 1981-03-13 | 3 | 13 | 23:00 | 609.75
71 | 23 | 2009-03-13 | 1981-03-13 | 3 | 13 | 24:00 | 607
72 | 0 | 2009-03-14 | 1981-03-14 | 3 | 14 | 1:00 | 614.75
72 | 1 | 2009-03-14 | 1981-03-14 | 3 | 14 | 2:00 | 657
72 | 2 | 2009-03-14 | 1981-03-14 | 3 | 14 | 3:00 | 623
72 | 3 | 2009-03-14 | 1981-03-14 | 3 | 14 | 4:00 | 621
72 | 4 | 2009-03-14 | 1981-03-14 | 3 | 14 | 5:00 | 635.5
72 | 5 | 2009-03-14 | 1981-03-14 | 3 | 14 | 6:00 | 652
72 | 6 | 2009-03-14 | 1981-03-14 | 3 | 14 | 7:00 | 654.75
72 | 7 | 2009-03-14 | 1981-03-14 | 3 | 14 | 8:00 | 659.25
72 | 8 | 2009-03-14 | 1981-03-14 | 3 | 14 | 9:00 | 686.25
72 | 9 | 2009-03-14 | 1981-03-14 | 3 | 14 | 10:00 | 693.75
72 | 10 | 2009-03-14 | 1981-03-14 | 3 | 14 | 11:00 | 690.75
72 | 11 | 2009-03-14 | 1981-03-14 | 3 | 14 | 12:00 | 715.5
72 | 12 | 2009-03-14 | 1981-03-14 | 3 | 14 | 13:00 | 689.25
72 | 13 | 2009-03-14 | 1981-03-14 | 3 | 14 | 14:00 | 708
72 | 14 | 2009-03-14 | 1981-03-14 | 3 | 14 | 15:00 | 705.25
72 | 15 | 2009-03-14 | 1981-03-14 | 3 | 14 | 16:00 | 692.75
72 | 16 | 2009-03-14 | 1981-03-14 | 3 | 14 | 17:00 | 653
72 | 17 | 2009-03-14 | 1981-03-14 | 3 | 14 | 18:00 | 666.75
72 | 18 | 2009-03-14 | 1981-03-14 | 3 | 14 | 19:00 | 655.75
72 | 19 | 2009-03-14 | 1981-03-14 | 3 | 14 | 20:00 | 634.75
72 | 20 | 2009-03-14 | 1981-03-14 | 3 | 14 | 21:00 | 622
72 | 21 | 2009-03-14 | 1981-03-14 | 3 | 14 | 22:00 | 645
72 | 22 | 2009-03-14 | 1981-03-14 | 3 | 14 | 23:00 | 646.5
72 | 23 | 2009-03-14 | 1981-03-14 | 3 | 14 | 24:00 | 651
73 | 0 | 2009-03-15 | 1981-03-15 | 3 | 15 | 1:00 | 663.5
73 | 1 | 2009-03-15 | 1981-03-15 | 3 | 15 | 2:00 | 650.75
73 | 2 | 2009-03-15 | 1981-03-15 | 3 | 15 | 3:00 | 634.5
73 | 3 | 2009-03-15 | 1981-03-15 | 3 | 15 | 4:00 | 629
73 | 4 | 2009-03-15 | 1981-03-15 | 3 | 15 | 5:00 | 652.25
73 | 5 | 2009-03-15 | 1981-03-15 | 3 | 15 | 6:00 | 640.5
73 | 6 | 2009-03-15 | 1981-03-15 | 3 | 15 | 7:00 | 636.5
73 | 7 | 2009-03-15 | 1981-03-15 | 3 | 15 | 8:00 | 665.25
73 | 8 | 2009-03-15 | 1981-03-15 | 3 | 15 | 9:00 | 665
73 | 9 | 2009-03-15 | 1981-03-15 | 3 | 15 | 10:00 | 652.75
73 | 10 | 2009-03-15 | 1981-03-15 | 3 | 15 | 11:00 | 663.5
73 | 11 | 2009-03-15 | 1981-03-15 | 3 | 15 | 12:00 | 673
73 | 12 | 2009-03-15 | 1981-03-15 | 3 | 15 | 13:00 | 655.75
73 | 13 | 2009-03-15 | 1981-03-15 | 3 | 15 | 14:00 | 652
73 | 14 | 2009-03-15 | 1981-03-15 | 3 | 15 | 15:00 | 674
73 | 15 | 2009-03-15 | 1981-03-15 | 3 | 15 | 16:00 | 650.75
73 | 16 | 2009-03-15 | 1981-03-15 | 3 | 15 | 17:00 | 657
73 | 17 | 2009-03-15 | 1981-03-15 | 3 | 15 | 18:00 | 694
73 | 18 | 2009-03-15 | 1981-03-15 | 3 | 15 | 19:00 | 644
73 | 19 | 2009-03-15 | 1981-03-15 | 3 | 15 | 20:00 | 662.5
73 | 20 | 2009-03-15 | 1981-03-15 | 3 | 15 | 21:00 | 665.5
73 | 21 | 2009-03-15 | 1981-03-15 | 3 | 15 | 22:00 | 641.5
73 | 22 | 2009-03-15 | 1981-03-15 | 3 | 15 | 23:00 | 675.5
73 | 23 | 2009-03-15 | 1981-03-15 | 3 | 15 | 24:00 | 626.75
74 | 0 | 2009-03-16 | 1981-03-16 | 3 | 16 | 1:00 | 663.25
74 | 1 | 2009-03-16 | 1981-03-16 | 3 | 16 | 2:00 | 660
74 | 2 | 2009-03-16 | 1981-03-16 | 3 | 16 | 3:00 | 633.25
74 | 3 | 2009-03-16 | 1981-03-16 | 3 | 16 | 4:00 | 668.75
74 | 4 | 2009-03-16 | 1981-03-16 | 3 | 16 | 5:00 | 646.5
74 | 5 | 2009-03-16 | 1981-03-16 | 3 | 16 | 6:00 | 678.25
74 | 6 | 2009-03-16 | 1981-03-16 | 3 | 16 | 7:00 | 711
74 | 7 | 2009-03-16 | 1981-03-16 | 3 | 16 | 8:00 | 737
74 | 8 | 2009-03-16 | 1981-03-16 | 3 | 16 | 9:00 | 803.5
74 | 9 | 2009-03-16 | 1981-03-16 | 3 | 16 | 10:00 | 810.25
74 | 10 | 2009-03-16 | 1981-03-16 | 3 | 16 | 11:00 | 823.75
74 | 11 | 2009-03-16 | 1981-03-16 | 3 | 16 | 12:00 | 823.25
74 | 12 | 2009-03-16 | 1981-03-16 | 3 | 16 | 13:00 | 841.5
74 | 13 | 2009-03-16 | 1981-03-16 | 3 | 16 | 14:00 | 808.5
74 | 14 | 2009-03-16 | 1981-03-16 | 3 | 16 | 15:00 | 827.25
74 | 15 | 2009-03-16 | 1981-03-16 | 3 | 16 | 16:00 | 805.75
74 | 16 | 2009-03-16 | 1981-03-16 | 3 | 16 | 17:00 | 796.25
74 | 17 | 2009-03-16 | 1981-03-16 | 3 | 16 | 18:00 | 758.75
74 | 18 | 2009-03-16 | 1981-03-16 | 3 | 16 | 19:00 | 750.25
74 | 19 | 2009-03-16 | 1981-03-16 | 3 | 16 | 20:00 | 730.75
74 | 20 | 2009-03-16 | 1981-03-16 | 3 | 16 | 21:00 | 688.75
74 | 21 | 2009-03-16 | 1981-03-16 | 3 | 16 | 22:00 | 662
74 | 22 | 2009-03-16 | 1981-03-16 | 3 | 16 | 23:00 | 653
74 | 23 | 2009-03-16 | 1981-03-16 | 3 | 16 | 24:00 | 649.75
75 | 0 | 2009-03-17 | 1981-03-17 | 3 | 17 | 1:00 | 648.75
75 | 1 | 2009-03-17 | 1981-03-17 | 3 | 17 | 2:00 | 649
75 | 2 | 2009-03-17 | 1981-03-17 | 3 | 17 | 3:00 | 650.25
75 | 3 | 2009-03-17 | 1981-03-17 | 3 | 17 | 4:00 | 663
75 | 4 | 2009-03-17 | 1981-03-17 | 3 | 17 | 5:00 | 675
75 | 5 | 2009-03-17 | 1981-03-17 | 3 | 17 | 6:00 | 669.75
75 | 6 | 2009-03-17 | 1981-03-17 | 3 | 17 | 7:00 | 706.25
75 | 7 | 2009-03-17 | 1981-03-17 | 3 | 17 | 8:00 | 747
75 | 8 | 2009-03-17 | 1981-03-17 | 3 | 17 | 9:00 | 775.25
75 | 9 | 2009-03-17 | 1981-03-17 | 3 | 17 | 10:00 | 810.25
75 | 10 | 2009-03-17 | 1981-03-17 | 3 | 17 | 11:00 | 814.75
75 | 11 | 2009-03-17 | 1981-03-17 | 3 | 17 | 12:00 | 829.5
75 | 12 | 2009-03-17 | 1981-03-17 | 3 | 17 | 13:00 | 855
75 | 13 | 2009-03-17 | 1981-03-17 | 3 | 17 | 14:00 | 813.5
75 | 14 | 2009-03-17 | 1981-03-17 | 3 | 17 | 15:00 | 833.75
75 | 15 | 2009-03-17 | 1981-03-17 | 3 | 17 | 16:00 | 781
75 | 16 | 2009-03-17 | 1981-03-17 | 3 | 17 | 17:00 | 799.5
75 | 17 | 2009-03-17 | 1981-03-17 | 3 | 17 | 18:00 | 766
75 | 18 | 2009-03-17 | 1981-03-17 | 3 | 17 | 19:00 | 722
75 | 19 | 2009-03-17 | 1981-03-17 | 3 | 17 | 20:00 | 746.25
75 | 20 | 2009-03-17 | 1981-03-17 | 3 | 17 | 21:00 | 713.75
75 | 21 | 2009-03-17 | 1981-03-17 | 3 | 17 | 22:00 | 690.5
75 | 22 | 2009-03-17 | 1981-03-17 | 3 | 17 | 23:00 | 663.25
75 | 23 | 2009-03-17 | 1981-03-17 | 3 | 17 | 24:00 | 648.25
76 | 0 | 2009-03-18 | 1981-03-18 | 3 | 18 | 1:00 | 648.75
76 | 1 | 2009-03-18 | 1981-03-18 | 3 | 18 | 2:00 | 655.75
76 | 2 | 2009-03-18 | 1981-03-18 | 3 | 18 | 3:00 | 634
76 | 3 | 2009-03-18 | 1981-03-18 | 3 | 18 | 4:00 | 670.75
76 | 4 | 2009-03-18 | 1981-03-18 | 3 | 18 | 5:00 | 655
76 | 5 | 2009-03-18 | 1981-03-18 | 3 | 18 | 6:00 | 657
76 | 6 | 2009-03-18 | 1981-03-18 | 3 | 18 | 7:00 | 722
76 | 7 | 2009-03-18 | 1981-03-18 | 3 | 18 | 8:00 | 745.75
76 | 8 | 2009-03-18 | 1981-03-18 | 3 | 18 | 9:00 | 815.5
76 | 9 | 2009-03-18 | 1981-03-18 | 3 | 18 | 10:00 | 833
76 | 10 | 2009-03-18 | 1981-03-18 | 3 | 18 | 11:00 | 819.25
76 | 11 | 2009-03-18 | 1981-03-18 | 3 | 18 | 12:00 | 864.75
76 | 12 | 2009-03-18 | 1981-03-18 | 3 | 18 | 13:00 | 827.25
76 | 13 | 2009-03-18 | 1981-03-18 | 3 | 18 | 14:00 | 843.25
76 | 14 | 2009-03-18 | 1981-03-18 | 3 | 18 | 15:00 | 850
76 | 15 | 2009-03-18 | 1981-03-18 | 3 | 18 | 16:00 | 835
76 | 16 | 2009-03-18 | 1981-03-18 | 3 | 18 | 17:00 | 848.5
76 | 17 | 2009-03-18 | 1981-03-18 | 3 | 18 | 18:00 | 773.25
76 | 18 | 2009-03-18 | 1981-03-18 | 3 | 18 | 19:00 | 740.75
76 | 19 | 2009-03-18 | 1981-03-18 | 3 | 18 | 20:00 | 713.25
76 | 20 | 2009-03-18 | 1981-03-18 | 3 | 18 | 21:00 | 692.25
76 | 21 | 2009-03-18 | 1981-03-18 | 3 | 18 | 22:00 | 677.75
76 | 22 | 2009-03-18 | 1981-03-18 | 3 | 18 | 23:00 | 659.25
76 | 23 | 2009-03-18 | 1981-03-18 | 3 | 18 | 24:00 | 677.25
77 | 0 | 2009-03-19 | 1981-03-19 | 3 | 19 | 1:00 | 685.25
77 | 1 | 2009-03-19 | 1981-03-19 | 3 | 19 | 2:00 | 669
77 | 2 | 2009-03-19 | 1981-03-19 | 3 | 19 | 3:00 | 654.5
77 | 3 | 2009-03-19 | 1981-03-19 | 3 | 19 | 4:00 | 659.5
77 | 4 | 2009-03-19 | 1981-03-19 | 3 | 19 | 5:00 | 660.25
77 | 5 | 2009-03-19 | 1981-03-19 | 3 | 19 | 6:00 | 672.5
77 | 6 | 2009-03-19 | 1981-03-19 | 3 | 19 | 7:00 | 744.25
77 | 7 | 2009-03-19 | 1981-03-19 | 3 | 19 | 8:00 | 756.75
77 | 8 | 2009-03-19 | 1981-03-19 | 3 | 19 | 9:00 | 807.25
77 | 9 | 2009-03-19 | 1981-03-19 | 3 | 19 | 10:00 | 837.5
77 | 10 | 2009-03-19 | 1981-03-19 | 3 | 19 | 11:00 | 845
77 | 11 | 2009-03-19 | 1981-03-19 | 3 | 19 | 12:00 | 865.5
77 | 12 | 2009-03-19 | 1981-03-19 | 3 | 19 | 13:00 | 843
77 | 13 | 2009-03-19 | 1981-03-19 | 3 | 19 | 14:00 | 853.5
77 | 14 | 2009-03-19 | 1981-03-19 | 3 | 19 | 15:00 | 840.25
77 | 15 | 2009-03-19 | 1981-03-19 | 3 | 19 | 16:00 | 830
77 | 16 | 2009-03-19 | 1981-03-19 | 3 | 19 | 17:00 | 820.5
77 | 17 | 2009-03-19 | 1981-03-19 | 3 | 19 | 18:00 | 749.75
77 | 18 | 2009-03-19 | 1981-03-19 | 3 | 19 | 19:00 | 739
77 | 19 | 2009-03-19 | 1981-03-19 | 3 | 19 | 20:00 | 726
77 | 20 | 2009-03-19 | 1981-03-19 | 3 | 19 | 21:00 | 730.25
77 | 21 | 2009-03-19 | 1981-03-19 | 3 | 19 | 22:00 | 702
77 | 22 | 2009-03-19 | 1981-03-19 | 3 | 19 | 23:00 | 656.25
77 | 23 | 2009-03-19 | 1981-03-19 | 3 | 19 | 24:00 | 670.5
78 | 0 | 2009-03-20 | 1981-03-20 | 3 | 20 | 1:00 | 658.75
78 | 1 | 2009-03-20 | 1981-03-20 | 3 | 20 | 2:00 | 653.5
78 | 2 | 2009-03-20 | 1981-03-20 | 3 | 20 | 3:00 | 647.5
78 | 3 | 2009-03-20 | 1981-03-20 | 3 | 20 | 4:00 | 664
78 | 4 | 2009-03-20 | 1981-03-20 | 3 | 20 | 5:00 | 656.25
78 | 5 | 2009-03-20 | 1981-03-20 | 3 | 20 | 6:00 | 679.75
78 | 6 | 2009-03-20 | 1981-03-20 | 3 | 20 | 7:00 | 724.25
78 | 7 | 2009-03-20 | 1981-03-20 | 3 | 20 | 8:00 | 752.75
78 | 8 | 2009-03-20 | 1981-03-20 | 3 | 20 | 9:00 | 822
78 | 9 | 2009-03-20 | 1981-03-20 | 3 | 20 | 10:00 | 808.75
78 | 10 | 2009-03-20 | 1981-03-20 | 3 | 20 | 11:00 | 818.75
78 | 11 | 2009-03-20 | 1981-03-20 | 3 | 20 | 12:00 | 790.5
78 | 12 | 2009-03-20 | 1981-03-20 | 3 | 20 | 13:00 | 807.75
78 | 13 | 2009-03-20 | 1981-03-20 | 3 | 20 | 14:00 | 777.75
78 | 14 | 2009-03-20 | 1981-03-20 | 3 | 20 | 15:00 | 791.5
78 | 15 | 2009-03-20 | 1981-03-20 | 3 | 20 | 16:00 | 790
78 | 16 | 2009-03-20 | 1981-03-20 | 3 | 20 | 17:00 | 758.5
78 | 17 | 2009-03-20 | 1981-03-20 | 3 | 20 | 18:00 | 778.25
78 | 18 | 2009-03-20 | 1981-03-20 | 3 | 20 | 19:00 | 758
78 | 19 | 2009-03-20 | 1981-03-20 | 3 | 20 | 20:00 | 713
78 | 20 | 2009-03-20 | 1981-03-20 | 3 | 20 | 21:00 | 683.75
78 | 21 | 2009-03-20 | 1981-03-20 | 3 | 20 | 22:00 | 668
78 | 22 | 2009-03-20 | 1981-03-20 | 3 | 20 | 23:00 | 658.5
78 | 23 | 2009-03-20 | 1981-03-20 | 3 | 20 | 24:00 | 660.75
79 | 0 | 2009-03-21 | 1981-03-21 | 3 | 21 | 1:00 | 657.75
79 | 1 | 2009-03-21 | 1981-03-21 | 3 | 21 | 2:00 | 646.75
79 | 2 | 2009-03-21 | 1981-03-21 | 3 | 21 | 3:00 | 645.25
79 | 3 | 2009-03-21 | 1981-03-21 | 3 | 21 | 4:00 | 661.75
79 | 4 | 2009-03-21 | 1981-03-21 | 3 | 21 | 5:00 | 656.25
79 | 5 | 2009-03-21 | 1981-03-21 | 3 | 21 | 6:00 | 676.5
79 | 6 | 2009-03-21 | 1981-03-21 | 3 | 21 | 7:00 | 690.5
79 | 7 | 2009-03-21 | 1981-03-21 | 3 | 21 | 8:00 | 714
79 | 8 | 2009-03-21 | 1981-03-21 | 3 | 21 | 9:00 | 737.25
79 | 9 | 2009-03-21 | 1981-03-21 | 3 | 21 | 10:00 | 742.25
79 | 10 | 2009-03-21 | 1981-03-21 | 3 | 21 | 11:00 | 734
79 | 11 | 2009-03-21 | 1981-03-21 | 3 | 21 | 12:00 | 775.5
79 | 12 | 2009-03-21 | 1981-03-21 | 3 | 21 | 13:00 | 744.75
79 | 13 | 2009-03-21 | 1981-03-21 | 3 | 21 | 14:00 | 750.25
79 | 14 | 2009-03-21 | 1981-03-21 | 3 | 21 | 15:00 | 700.25
79 | 15 | 2009-03-21 | 1981-03-21 | 3 | 21 | 16:00 | 703.75
79 | 16 | 2009-03-21 | 1981-03-21 | 3 | 21 | 17:00 | 709
79 | 17 | 2009-03-21 | 1981-03-21 | 3 | 21 | 18:00 | 694.25
79 | 18 | 2009-03-21 | 1981-03-21 | 3 | 21 | 19:00 | 653.75
79 | 19 | 2009-03-21 | 1981-03-21 | 3 | 21 | 20:00 | 649
79 | 20 | 2009-03-21 | 1981-03-21 | 3 | 21 | 21:00 | 671.5
79 | 21 | 2009-03-21 | 1981-03-21 | 3 | 21 | 22:00 | 665.5
79 | 22 | 2009-03-21 | 1981-03-21 | 3 | 21 | 23:00 | 640.5
79 | 23 | 2009-03-21 | 1981-03-21 | 3 | 21 | 24:00 | 647.75
80 | 0 | 2009-03-22 | 1981-03-22 | 3 | 22 | 1:00 | 642.75
80 | 1 | 2009-03-22 | 1981-03-22 | 3 | 22 | 2:00 | 639.75
80 | 2 | 2009-03-22 | 1981-03-22 | 3 | 22 | 3:00 | 628.75
80 | 3 | 2009-03-22 | 1981-03-22 | 3 | 22 | 4:00 | 668.75
80 | 4 | 2009-03-22 | 1981-03-22 | 3 | 22 | 5:00 | 660.25
80 | 5 | 2009-03-22 | 1981-03-22 | 3 | 22 | 6:00 | 662
80 | 6 | 2009-03-22 | 1981-03-22 | 3 | 22 | 7:00 | 678.75
80 | 7 | 2009-03-22 | 1981-03-22 | 3 | 22 | 8:00 | 663.25
80 | 8 | 2009-03-22 | 1981-03-22 | 3 | 22 | 9:00 | 663.75
80 | 9 | 2009-03-22 | 1981-03-22 | 3 | 22 | 10:00 | 675.25
80 | 10 | 2009-03-22 | 1981-03-22 | 3 | 22 | 11:00 | 682.5
80 | 11 | 2009-03-22 | 1981-03-22 | 3 | 22 | 12:00 | 693.5
80 | 12 | 2009-03-22 | 1981-03-22 | 3 | 22 | 13:00 | 710
80 | 13 | 2009-03-22 | 1981-03-22 | 3 | 22 | 14:00 | 714.5
80 | 14 | 2009-03-22 | 1981-03-22 | 3 | 22 | 15:00 | 709.75
80 | 15 | 2009-03-22 | 1981-03-22 | 3 | 22 | 16:00 | 709.25
80 | 16 | 2009-03-22 | 1981-03-22 | 3 | 22 | 17:00 | 708.25
80 | 17 | 2009-03-22 | 1981-03-22 | 3 | 22 | 18:00 | 679
80 | 18 | 2009-03-22 | 1981-03-22 | 3 | 22 | 19:00 | 662.25
80 | 19 | 2009-03-22 | 1981-03-22 | 3 | 22 | 20:00 | 680.5
80 | 20 | 2009-03-22 | 1981-03-22 | 3 | 22 | 21:00 | 671.5
80 | 21 | 2009-03-22 | 1981-03-22 | 3 | 22 | 22:00 | 676.5
80 | 22 | 2009-03-22 | 1981-03-22 | 3 | 22 | 23:00 | 673.25
80 | 23 | 2009-03-22 | 1981-03-22 | 3 | 22 | 24:00 | 661
81 | 0 | 2009-03-23 | 1981-03-23 | 3 | 23 | 1:00 | 652.75
81 | 1 | 2009-03-23 | 1981-03-23 | 3 | 23 | 2:00 | 643
81 | 2 | 2009-03-23 | 1981-03-23 | 3 | 23 | 3:00 | 650.75
81 | 3 | 2009-03-23 | 1981-03-23 | 3 | 23 | 4:00 | 687
81 | 4 | 2009-03-23 | 1981-03-23 | 3 | 23 | 5:00 | 675
81 | 5 | 2009-03-23 | 1981-03-23 | 3 | 23 | 6:00 | 754
81 | 6 | 2009-03-23 | 1981-03-23 | 3 | 23 | 7:00 | 778.75
81 | 7 | 2009-03-23 | 1981-03-23 | 3 | 23 | 8:00 | 788.25
81 | 8 | 2009-03-23 | 1981-03-23 | 3 | 23 | 9:00 | 810.25
81 | 9 | 2009-03-23 | 1981-03-23 | 3 | 23 | 10:00 | 860.75
81 | 10 | 2009-03-23 | 1981-03-23 | 3 | 23 | 11:00 | 848.5
81 | 11 | 2009-03-23 | 1981-03-23 | 3 | 23 | 12:00 | 834.75
81 | 12 | 2009-03-23 | 1981-03-23 | 3 | 23 | 13:00 | 874
81 | 13 | 2009-03-23 | 1981-03-23 | 3 | 23 | 14:00 | 843.25
81 | 14 | 2009-03-23 | 1981-03-23 | 3 | 23 | 15:00 | 840.75
81 | 15 | 2009-03-23 | 1981-03-23 | 3 | 23 | 16:00 | 804.75
81 | 16 | 2009-03-23 | 1981-03-23 | 3 | 23 | 17:00 | 768.5
81 | 17 | 2009-03-23 | 1981-03-23 | 3 | 23 | 18:00 | 749.5
81 | 18 | 2009-03-23 | 1981-03-23 | 3 | 23 | 19:00 | 785.5
81 | 19 | 2009-03-23 | 1981-03-23 | 3 | 23 | 20:00 | 706.5
81 | 20 | 2009-03-23 | 1981-03-23 | 3 | 23 | 21:00 | 689.75
81 | 21 | 2009-03-23 | 1981-03-23 | 3 | 23 | 22:00 | 662.75
81 | 22 | 2009-03-23 | 1981-03-23 | 3 | 23 | 23:00 | 668.75
81 | 23 | 2009-03-23 | 1981-03-23 | 3 | 23 | 24:00 | 655.5
82 | 0 | 2009-03-24 | 1981-03-24 | 3 | 24 | 1:00 | 646.5
82 | 1 | 2009-03-24 | 1981-03-24 | 3 | 24 | 2:00 | 646.25
82 | 2 | 2009-03-24 | 1981-03-24 | 3 | 24 | 3:00 | 647.75
82 | 3 | 2009-03-24 | 1981-03-24 | 3 | 24 | 4:00 | 686.25
82 | 4 | 2009-03-24 | 1981-03-24 | 3 | 24 | 5:00 | 649.75
82 | 5 | 2009-03-24 | 1981-03-24 | 3 | 24 | 6:00 | 723.5
82 | 6 | 2009-03-24 | 1981-03-24 | 3 | 24 | 7:00 | 760.25
82 | 7 | 2009-03-24 | 1981-03-24 | 3 | 24 | 8:00 | 783.75
82 | 8 | 2009-03-24 | 1981-03-24 | 3 | 24 | 9:00 | 797.75
82 | 9 | 2009-03-24 | 1981-03-24 | 3 | 24 | 10:00 | 814
82 | 10 | 2009-03-24 | 1981-03-24 | 3 | 24 | 11:00 | 865
82 | 11 | 2009-03-24 | 1981-03-24 | 3 | 24 | 12:00 | 844.5
82 | 12 | 2009-03-24 | 1981-03-24 | 3 | 24 | 13:00 | 818.5
82 | 13 | 2009-03-24 | 1981-03-24 | 3 | 24 | 14:00 | 822.75
82 | 14 | 2009-03-24 | 1981-03-24 | 3 | 24 | 15:00 | 800.75
82 | 15 | 2009-03-24 | 1981-03-24 | 3 | 24 | 16:00 | 818
82 | 16 | 2009-03-24 | 1981-03-24 | 3 | 24 | 17:00 | 777
82 | 17 | 2009-03-24 | 1981-03-24 | 3 | 24 | 18:00 | 744.75
82 | 18 | 2009-03-24 | 1981-03-24 | 3 | 24 | 19:00 | 740.75
82 | 19 | 2009-03-24 | 1981-03-24 | 3 | 24 | 20:00 | 725
82 | 20 | 2009-03-24 | 1981-03-24 | 3 | 24 | 21:00 | 674.5
82 | 21 | 2009-03-24 | 1981-03-24 | 3 | 24 | 22:00 | 657
82 | 22 | 2009-03-24 | 1981-03-24 | 3 | 24 | 23:00 | 666.25
82 | 23 | 2009-03-24 | 1981-03-24 | 3 | 24 | 24:00 | 654
83 | 0 | 2009-03-25 | 1981-03-25 | 3 | 25 | 1:00 | 639.5
83 | 1 | 2009-03-25 | 1981-03-25 | 3 | 25 | 2:00 | 636.75
83 | 2 | 2009-03-25 | 1981-03-25 | 3 | 25 | 3:00 | 636.25
83 | 3 | 2009-03-25 | 1981-03-25 | 3 | 25 | 4:00 | 672.75
83 | 4 | 2009-03-25 | 1981-03-25 | 3 | 25 | 5:00 | 653
83 | 5 | 2009-03-25 | 1981-03-25 | 3 | 25 | 6:00 | 721.75
83 | 6 | 2009-03-25 | 1981-03-25 | 3 | 25 | 7:00 | 754.75
83 | 7 | 2009-03-25 | 1981-03-25 | 3 | 25 | 8:00 | 772
83 | 8 | 2009-03-25 | 1981-03-25 | 3 | 25 | 9:00 | 822
83 | 9 | 2009-03-25 | 1981-03-25 | 3 | 25 | 10:00 | 815.75
83 | 10 | 2009-03-25 | 1981-03-25 | 3 | 25 | 11:00 | 847.25
83 | 11 | 2009-03-25 | 1981-03-25 | 3 | 25 | 12:00 | 818
83 | 12 | 2009-03-25 | 1981-03-25 | 3 | 25 | 13:00 | 816.75
83 | 13 | 2009-03-25 | 1981-03-25 | 3 | 25 | 14:00 | 834.25
83 | 14 | 2009-03-25 | 1981-03-25 | 3 | 25 | 15:00 | 827.25
83 | 15 | 2009-03-25 | 1981-03-25 | 3 | 25 | 16:00 | 775.5
83 | 16 | 2009-03-25 | 1981-03-25 | 3 | 25 | 17:00 | 759.5
83 | 17 | 2009-03-25 | 1981-03-25 | 3 | 25 | 18:00 | 736.5
83 | 18 | 2009-03-25 | 1981-03-25 | 3 | 25 | 19:00 | 728.5
83 | 19 | 2009-03-25 | 1981-03-25 | 3 | 25 | 20:00 | 715.75
83 | 20 | 2009-03-25 | 1981-03-25 | 3 | 25 | 21:00 | 695.25
83 | 21 | 2009-03-25 | 1981-03-25 | 3 | 25 | 22:00 | 681
83 | 22 | 2009-03-25 | 1981-03-25 | 3 | 25 | 23:00 | 672.25
83 | 23 | 2009-03-25 | 1981-03-25 | 3 | 25 | 24:00 | 655.5
84 | 0 | 2009-03-26 | 1981-03-26 | 3 | 26 | 1:00 | 661.5
84 | 1 | 2009-03-26 | 1981-03-26 | 3 | 26 | 2:00 | 644.75
84 | 2 | 2009-03-26 | 1981-03-26 | 3 | 26 | 3:00 | 647.25
84 | 3 | 2009-03-26 | 1981-03-26 | 3 | 26 | 4:00 | 653.25
84 | 4 | 2009-03-26 | 1981-03-26 | 3 | 26 | 5:00 | 632
84 | 5 | 2009-03-26 | 1981-03-26 | 3 | 26 | 6:00 | 733.75
84 | 6 | 2009-03-26 | 1981-03-26 | 3 | 26 | 7:00 | 730.75
84 | 7 | 2009-03-26 | 1981-03-26 | 3 | 26 | 8:00 | 765
84 | 8 | 2009-03-26 | 1981-03-26 | 3 | 26 | 9:00 | 813
84 | 9 | 2009-03-26 | 1981-03-26 | 3 | 26 | 10:00 | 824.5
84 | 10 | 2009-03-26 | 1981-03-26 | 3 | 26 | 11:00 | 850.75
84 | 11 | 2009-03-26 | 1981-03-26 | 3 | 26 | 12:00 | 828.75
84 | 12 | 2009-03-26 | 1981-03-26 | 3 | 26 | 13:00 | 831.5
84 | 13 | 2009-03-26 | 1981-03-26 | 3 | 26 | 14:00 | 814.25
84 | 14 | 2009-03-26 | 1981-03-26 | 3 | 26 | 15:00 | 808.75
84 | 15 | 2009-03-26 | 1981-03-26 | 3 | 26 | 16:00 | 801.25
84 | 16 | 2009-03-26 | 1981-03-26 | 3 | 26 | 17:00 | 771.75
84 | 17 | 2009-03-26 | 1981-03-26 | 3 | 26 | 18:00 | 769.75
84 | 18 | 2009-03-26 | 1981-03-26 | 3 | 26 | 19:00 | 723.25
84 | 19 | 2009-03-26 | 1981-03-26 | 3 | 26 | 20:00 | 656.5
84 | 20 | 2009-03-26 | 1981-03-26 | 3 | 26 | 21:00 | 650.75
84 | 21 | 2009-03-26 | 1981-03-26 | 3 | 26 | 22:00 | 657.5
84 | 22 | 2009-03-26 | 1981-03-26 | 3 | 26 | 23:00 | 646.25
84 | 23 | 2009-03-26 | 1981-03-26 | 3 | 26 | 24:00 | 632.25
85 | 0 | 2009-03-27 | 1981-03-27 | 3 | 27 | 1:00 | 624
85 | 1 | 2009-03-27 | 1981-03-27 | 3 | 27 | 2:00 | 619.5
85 | 2 | 2009-03-27 | 1981-03-27 | 3 | 27 | 3:00 | 608.75
85 | 3 | 2009-03-27 | 1981-03-27 | 3 | 27 | 4:00 | 642.75
85 | 4 | 2009-03-27 | 1981-03-27 | 3 | 27 | 5:00 | 622.25
85 | 5 | 2009-03-27 | 1981-03-27 | 3 | 27 | 6:00 | 697.5
85 | 6 | 2009-03-27 | 1981-03-27 | 3 | 27 | 7:00 | 704.75
85 | 7 | 2009-03-27 | 1981-03-27 | 3 | 27 | 8:00 | 763
85 | 8 | 2009-03-27 | 1981-03-27 | 3 | 27 | 9:00 | 797.25
85 | 9 | 2009-03-27 | 1981-03-27 | 3 | 27 | 10:00 | 804.75
85 | 10 | 2009-03-27 | 1981-03-27 | 3 | 27 | 11:00 | 824.25
85 | 11 | 2009-03-27 | 1981-03-27 | 3 | 27 | 12:00 | 828.75
85 | 12 | 2009-03-27 | 1981-03-27 | 3 | 27 | 13:00 | 859.75
85 | 13 | 2009-03-27 | 1981-03-27 | 3 | 27 | 14:00 | 813
85 | 14 | 2009-03-27 | 1981-03-27 | 3 | 27 | 15:00 | 803.5
85 | 15 | 2009-03-27 | 1981-03-27 | 3 | 27 | 16:00 | 783
85 | 16 | 2009-03-27 | 1981-03-27 | 3 | 27 | 17:00 | 766.75
85 | 17 | 2009-03-27 | 1981-03-27 | 3 | 27 | 18:00 | 735
85 | 18 | 2009-03-27 | 1981-03-27 | 3 | 27 | 19:00 | 718.75
85 | 19 | 2009-03-27 | 1981-03-27 | 3 | 27 | 20:00 | 713
85 | 20 | 2009-03-27 | 1981-03-27 | 3 | 27 | 21:00 | 676.5
85 | 21 | 2009-03-27 | 1981-03-27 | 3 | 27 | 22:00 | 672.75
85 | 22 | 2009-03-27 | 1981-03-27 | 3 | 27 | 23:00 | 663.25
85 | 23 | 2009-03-27 | 1981-03-27 | 3 | 27 | 24:00 | 653.25
86 | 0 | 2009-03-28 | 1981-03-28 | 3 | 28 | 1:00 | 653.25
86 | 1 | 2009-03-28 | 1981-03-28 | 3 | 28 | 2:00 | 646.75
86 | 2 | 2009-03-28 | 1981-03-28 | 3 | 28 | 3:00 | 651.75
86 | 3 | 2009-03-28 | 1981-03-28 | 3 | 28 | 4:00 | 676.75
86 | 4 | 2009-03-28 | 1981-03-28 | 3 | 28 | 5:00 | 652.75
86 | 5 | 2009-03-28 | 1981-03-28 | 3 | 28 | 6:00 | 694.75
86 | 6 | 2009-03-28 | 1981-03-28 | 3 | 28 | 7:00 | 690.25
86 | 7 | 2009-03-28 | 1981-03-28 | 3 | 28 | 8:00 | 711.5
86 | 8 | 2009-03-28 | 1981-03-28 | 3 | 28 | 9:00 | 754
86 | 9 | 2009-03-28 | 1981-03-28 | 3 | 28 | 10:00 | 747
86 | 10 | 2009-03-28 | 1981-03-28 | 3 | 28 | 11:00 | 737.75
86 | 11 | 2009-03-28 | 1981-03-28 | 3 | 28 | 12:00 | 760
86 | 12 | 2009-03-28 | 1981-03-28 | 3 | 28 | 13:00 | 763.75
86 | 13 | 2009-03-28 | 1981-03-28 | 3 | 28 | 14:00 | 758
86 | 14 | 2009-03-28 | 1981-03-28 | 3 | 28 | 15:00 | 746
86 | 15 | 2009-03-28 | 1981-03-28 | 3 | 28 | 16:00 | 737.25
86 | 16 | 2009-03-28 | 1981-03-28 | 3 | 28 | 17:00 | 709
86 | 17 | 2009-03-28 | 1981-03-28 | 3 | 28 | 18:00 | 687.75
86 | 18 | 2009-03-28 | 1981-03-28 | 3 | 28 | 19:00 | 704
86 | 19 | 2009-03-28 | 1981-03-28 | 3 | 28 | 20:00 | 676.25
86 | 20 | 2009-03-28 | 1981-03-28 | 3 | 28 | 21:00 | 676.75
86 | 21 | 2009-03-28 | 1981-03-28 | 3 | 28 | 22:00 | 682.75
86 | 22 | 2009-03-28 | 1981-03-28 | 3 | 28 | 23:00 | 671.5
86 | 23 | 2009-03-28 | 1981-03-28 | 3 | 28 | 24:00 | 678.5
87 | 0 | 2009-03-29 | 1981-03-29 | 3 | 29 | 1:00 | 669.75
87 | 1 | 2009-03-29 | 1981-03-29 | 3 | 29 | 2:00 | 660.5
87 | 2 | 2009-03-29 | 1981-03-29 | 3 | 29 | 3:00 | 656.25
87 | 3 | 2009-03-29 | 1981-03-29 | 3 | 29 | 4:00 | 686.75
87 | 4 | 2009-03-29 | 1981-03-29 | 3 | 29 | 5:00 | 677.5
87 | 5 | 2009-03-29 | 1981-03-29 | 3 | 29 | 6:00 | 705.5
87 | 6 | 2009-03-29 | 1981-03-29 | 3 | 29 | 7:00 | 689
87 | 7 | 2009-03-29 | 1981-03-29 | 3 | 29 | 8:00 | 680.25
87 | 8 | 2009-03-29 | 1981-03-29 | 3 | 29 | 9:00 | 740.75
87 | 9 | 2009-03-29 | 1981-03-29 | 3 | 29 | 10:00 | 708.25
87 | 10 | 2009-03-29 | 1981-03-29 | 3 | 29 | 11:00 | 709.75
87 | 11 | 2009-03-29 | 1981-03-29 | 3 | 29 | 12:00 | 708.75
87 | 12 | 2009-03-29 | 1981-03-29 | 3 | 29 | 13:00 | 734
87 | 13 | 2009-03-29 | 1981-03-29 | 3 | 29 | 14:00 | 719.5
87 | 14 | 2009-03-29 | 1981-03-29 | 3 | 29 | 15:00 | 705.25
87 | 15 | 2009-03-29 | 1981-03-29 | 3 | 29 | 16:00 | 694.5
87 | 16 | 2009-03-29 | 1981-03-29 | 3 | 29 | 17:00 | 692.75
87 | 17 | 2009-03-29 | 1981-03-29 | 3 | 29 | 18:00 | 688.25
87 | 18 | 2009-03-29 | 1981-03-29 | 3 | 29 | 19:00 | 683.75
87 | 19 | 2009-03-29 | 1981-03-29 | 3 | 29 | 20:00 | 683.75
87 | 20 | 2009-03-29 | 1981-03-29 | 3 | 29 | 21:00 | 682
87 | 21 | 2009-03-29 | 1981-03-29 | 3 | 29 | 22:00 | 665.75
87 | 22 | 2009-03-29 | 1981-03-29 | 3 | 29 | 23:00 | 668
87 | 23 | 2009-03-29 | 1981-03-29 | 3 | 29 | 24:00 | 669.25
88 | 0 | 2009-03-30 | 1981-03-30 | 3 | 30 | 1:00 | 649.75
88 | 1 | 2009-03-30 | 1981-03-30 | 3 | 30 | 2:00 | 649.25
88 | 2 | 2009-03-30 | 1981-03-30 | 3 | 30 | 3:00 | 642.75
88 | 3 | 2009-03-30 | 1981-03-30 | 3 | 30 | 4:00 | 672.5
88 | 4 | 2009-03-30 | 1981-03-30 | 3 | 30 | 5:00 | 665.5
88 | 5 | 2009-03-30 | 1981-03-30 | 3 | 30 | 6:00 | 732
88 | 6 | 2009-03-30 | 1981-03-30 | 3 | 30 | 7:00 | 782.25
88 | 7 | 2009-03-30 | 1981-03-30 | 3 | 30 | 8:00 | 818.25
88 | 8 | 2009-03-30 | 1981-03-30 | 3 | 30 | 9:00 | 822.25
88 | 9 | 2009-03-30 | 1981-03-30 | 3 | 30 | 10:00 | 868.75
88 | 10 | 2009-03-30 | 1981-03-30 | 3 | 30 | 11:00 | 896
88 | 11 | 2009-03-30 | 1981-03-30 | 3 | 30 | 12:00 | 864.25
88 | 12 | 2009-03-30 | 1981-03-30 | 3 | 30 | 13:00 | 872.25
88 | 13 | 2009-03-30 | 1981-03-30 | 3 | 30 | 14:00 | 850.5
88 | 14 | 2009-03-30 | 1981-03-30 | 3 | 30 | 15:00 | 848
88 | 15 | 2009-03-30 | 1981-03-30 | 3 | 30 | 16:00 | 805.75
88 | 16 | 2009-03-30 | 1981-03-30 | 3 | 30 | 17:00 | 772.5
88 | 17 | 2009-03-30 | 1981-03-30 | 3 | 30 | 18:00 | 749.75
88 | 18 | 2009-03-30 | 1981-03-30 | 3 | 30 | 19:00 | 719
88 | 19 | 2009-03-30 | 1981-03-30 | 3 | 30 | 20:00 | 747.25
88 | 20 | 2009-03-30 | 1981-03-30 | 3 | 30 | 21:00 | 740
88 | 21 | 2009-03-30 | 1981-03-30 | 3 | 30 | 22:00 | 664.75
88 | 22 | 2009-03-30 | 1981-03-30 | 3 | 30 | 23:00 | 662
88 | 23 | 2009-03-30 | 1981-03-30 | 3 | 30 | 24:00 | 650.75
89 | 0 | 2009-03-31 | 1981-03-31 | 3 | 31 | 1:00 | 649.5
89 | 1 | 2009-03-31 | 1981-03-31 | 3 | 31 | 2:00 | 639
89 | 2 | 2009-03-31 | 1981-03-31 | 3 | 31 | 3:00 | 675.25
89 | 3 | 2009-03-31 | 1981-03-31 | 3 | 31 | 4:00 | 666.25
89 | 4 | 2009-03-31 | 1981-03-31 | 3 | 31 | 5:00 | 647.75
89 | 5 | 2009-03-31 | 1981-03-31 | 3 | 31 | 6:00 | 750.75
89 | 6 | 2009-03-31 | 1981-03-31 | 3 | 31 | 7:00 | 748.25
89 | 7 | 2009-03-31 | 1981-03-31 | 3 | 31 | 8:00 | 763.25
89 | 8 | 2009-03-31 | 1981-03-31 | 3 | 31 | 9:00 | 806
89 | 9 | 2009-03-31 | 1981-03-31 | 3 | 31 | 10:00 | 831.5
89 | 10 | 2009-03-31 | 1981-03-31 | 3 | 31 | 11:00 | 859.25
89 | 11 | 2009-03-31 | 1981-03-31 | 3 | 31 | 12:00 | 831.75
89 | 12 | 2009-03-31 | 1981-03-31 | 3 | 31 | 13:00 | 822.5
89 | 13 | 2009-03-31 | 1981-03-31 | 3 | 31 | 14:00 | 807
89 | 14 | 2009-03-31 | 1981-03-31 | 3 | 31 | 15:00 | 795
89 | 15 | 2009-03-31 | 1981-03-31 | 3 | 31 | 16:00 | 786.25
89 | 16 | 2009-03-31 | 1981-03-31 | 3 | 31 | 17:00 | 756
89 | 17 | 2009-03-31 | 1981-03-31 | 3 | 31 | 18:00 | 727.25
89 | 18 | 2009-03-31 | 1981-03-31 | 3 | 31 | 19:00 | 739.75
89 | 19 | 2009-03-31 | 1981-03-31 | 3 | 31 | 20:00 | 681
89 | 20 | 2009-03-31 | 1981-03-31 | 3 | 31 | 21:00 | 677
89 | 21 | 2009-03-31 | 1981-03-31 | 3 | 31 | 22:00 | 656.75
89 | 22 | 2009-03-31 | 1981-03-31 | 3 | 31 | 23:00 | 659.25
89 | 23 | 2009-03-31 | 1981-03-31 | 3 | 31 | 24:00 | 651
90 | 0 | 2009-04-01 | 1990-04-01 | 4 | 1 | 1:00 | 657.75
90 | 1 | 2009-04-01 | 1990-04-01 | 4 | 1 | 2:00 | 637
90 | 2 | 2009-04-01 | 1990-04-01 | 4 | 1 | 3:00 | 636
90 | 3 | 2009-04-01 | 1990-04-01 | 4 | 1 | 4:00 | 656.5
90 | 4 | 2009-04-01 | 1990-04-01 | 4 | 1 | 5:00 | 631
90 | 5 | 2009-04-01 | 1990-04-01 | 4 | 1 | 6:00 | 677.75
90 | 6 | 2009-04-01 | 1990-04-01 | 4 | 1 | 7:00 | 728
90 | 7 | 2009-04-01 | 1990-04-01 | 4 | 1 | 8:00 | 757.25
90 | 8 | 2009-04-01 | 1990-04-01 | 4 | 1 | 9:00 | 779.5
90 | 9 | 2009-04-01 | 1990-04-01 | 4 | 1 | 10:00 | 811.75
90 | 10 | 2009-04-01 | 1990-04-01 | 4 | 1 | 11:00 | 802.75
90 | 11 | 2009-04-01 | 1990-04-01 | 4 | 1 | 12:00 | 807
90 | 12 | 2009-04-01 | 1990-04-01 | 4 | 1 | 13:00 | 797.75
90 | 13 | 2009-04-01 | 1990-04-01 | 4 | 1 | 14:00 | 852
90 | 14 | 2009-04-01 | 1990-04-01 | 4 | 1 | 15:00 | 822.75
90 | 15 | 2009-04-01 | 1990-04-01 | 4 | 1 | 16:00 | 796.75
90 | 16 | 2009-04-01 | 1990-04-01 | 4 | 1 | 17:00 | 788
90 | 17 | 2009-04-01 | 1990-04-01 | 4 | 1 | 18:00 | 754.5
90 | 18 | 2009-04-01 | 1990-04-01 | 4 | 1 | 19:00 | 709.75
90 | 19 | 2009-04-01 | 1990-04-01 | 4 | 1 | 20:00 | 704
90 | 20 | 2009-04-01 | 1990-04-01 | 4 | 1 | 21:00 | 680.5
90 | 21 | 2009-04-01 | 1990-04-01 | 4 | 1 | 22:00 | 660.75
90 | 22 | 2009-04-01 | 1990-04-01 | 4 | 1 | 23:00 | 636.5
90 | 23 | 2009-04-01 | 1990-04-01 | 4 | 1 | 24:00 | 641.25
91 | 0 | 2009-04-02 | 1990-04-02 | 4 | 2 | 1:00 | 633.25
91 | 1 | 2009-04-02 | 1990-04-02 | 4 | 2 | 2:00 | 631.25
91 | 2 | 2009-04-02 | 1990-04-02 | 4 | 2 | 3:00 | 631
91 | 3 | 2009-04-02 | 1990-04-02 | 4 | 2 | 4:00 | 654
91 | 4 | 2009-04-02 | 1990-04-02 | 4 | 2 | 5:00 | 634
91 | 5 | 2009-04-02 | 1990-04-02 | 4 | 2 | 6:00 | 663
91 | 6 | 2009-04-02 | 1990-04-02 | 4 | 2 | 7:00 | 715.25
91 | 7 | 2009-04-02 | 1990-04-02 | 4 | 2 | 8:00 | 752.25
91 | 8 | 2009-04-02 | 1990-04-02 | 4 | 2 | 9:00 | 803.75
91 | 9 | 2009-04-02 | 1990-04-02 | 4 | 2 | 10:00 | 816
91 | 10 | 2009-04-02 | 1990-04-02 | 4 | 2 | 11:00 | 836.25
91 | 11 | 2009-04-02 | 1990-04-02 | 4 | 2 | 12:00 | 901
91 | 12 | 2009-04-02 | 1990-04-02 | 4 | 2 | 13:00 | 1017.5
91 | 13 | 2009-04-02 | 1990-04-02 | 4 | 2 | 14:00 | 1078.25
91 | 14 | 2009-04-02 | 1990-04-02 | 4 | 2 | 15:00 | 1063.5
91 | 15 | 2009-04-02 | 1990-04-02 | 4 | 2 | 16:00 | 1084.25
91 | 16 | 2009-04-02 | 1990-04-02 | 4 | 2 | 17:00 | 1014.75
91 | 17 | 2009-04-02 | 1990-04-02 | 4 | 2 | 18:00 | 1013.75
91 | 18 | 2009-04-02 | 1990-04-02 | 4 | 2 | 19:00 | 952.75
91 | 19 | 2009-04-02 | 1990-04-02 | 4 | 2 | 20:00 | 957.75
91 | 20 | 2009-04-02 | 1990-04-02 | 4 | 2 | 21:00 | 939
91 | 21 | 2009-04-02 | 1990-04-02 | 4 | 2 | 22:00 | 880.25
91 | 22 | 2009-04-02 | 1990-04-02 | 4 | 2 | 23:00 | 863.5
91 | 23 | 2009-04-02 | 1990-04-02 | 4 | 2 | 24:00 | 831.5
92 | 0 | 2009-04-03 | 1990-04-03 | 4 | 3 | 1:00 | 813.75
92 | 1 | 2009-04-03 | 1990-04-03 | 4 | 3 | 2:00 | 856.75
92 | 2 | 2009-04-03 | 1990-04-03 | 4 | 3 | 3:00 | 835
92 | 3 | 2009-04-03 | 1990-04-03 | 4 | 3 | 4:00 | 866.75
92 | 4 | 2009-04-03 | 1990-04-03 | 4 | 3 | 5:00 | 825
92 | 5 | 2009-04-03 | 1990-04-03 | 4 | 3 | 6:00 | 882.25
92 | 6 | 2009-04-03 | 1990-04-03 | 4 | 3 | 7:00 | 891.5
92 | 7 | 2009-04-03 | 1990-04-03 | 4 | 3 | 8:00 | 971.25
92 | 8 | 2009-04-03 | 1990-04-03 | 4 | 3 | 9:00 | 999.5
92 | 9 | 2009-04-03 | 1990-04-03 | 4 | 3 | 10:00 | 1031.5
92 | 10 | 2009-04-03 | 1990-04-03 | 4 | 3 | 11:00 | 1034.75
92 | 11 | 2009-04-03 | 1990-04-03 | 4 | 3 | 12:00 | 1066.5
92 | 12 | 2009-04-03 | 1990-04-03 | 4 | 3 | 13:00 | 1053
92 | 13 | 2009-04-03 | 1990-04-03 | 4 | 3 | 14:00 | 1052
92 | 14 | 2009-04-03 | 1990-04-03 | 4 | 3 | 15:00 | 1057
92 | 15 | 2009-04-03 | 1990-04-03 | 4 | 3 | 16:00 | 1032.25
92 | 16 | 2009-04-03 | 1990-04-03 | 4 | 3 | 17:00 | 1014.5
92 | 17 | 2009-04-03 | 1990-04-03 | 4 | 3 | 18:00 | 982.75
92 | 18 | 2009-04-03 | 1990-04-03 | 4 | 3 | 19:00 | 951.25
92 | 19 | 2009-04-03 | 1990-04-03 | 4 | 3 | 20:00 | 940.25
92 | 20 | 2009-04-03 | 1990-04-03 | 4 | 3 | 21:00 | 916.75
92 | 21 | 2009-04-03 | 1990-04-03 | 4 | 3 | 22:00 | 858.25
92 | 22 | 2009-04-03 | 1990-04-03 | 4 | 3 | 23:00 | 859.25
92 | 23 | 2009-04-03 | 1990-04-03 | 4 | 3 | 24:00 | 750.75
93 | 0 | 2009-04-04 | 1990-04-04 | 4 | 4 | 1:00 | 783.75
93 | 1 | 2009-04-04 | 1990-04-04 | 4 | 4 | 2:00 | 797.25
93 | 2 | 2009-04-04 | 1990-04-04 | 4 | 4 | 3:00 | 759.25
93 | 3 | 2009-04-04 | 1990-04-04 | 4 | 4 | 4:00 | 797
93 | 4 | 2009-04-04 | 1990-04-04 | 4 | 4 | 5:00 | 775.25
93 | 5 | 2009-04-04 | 1990-04-04 | 4 | 4 | 6:00 | 791
93 | 6 | 2009-04-04 | 1990-04-04 | 4 | 4 | 7:00 | 763.25
93 | 7 | 2009-04-04 | 1990-04-04 | 4 | 4 | 8:00 | 638.25
93 | 8 | 2009-04-04 | 1990-04-04 | 4 | 4 | 9:00 | 677
93 | 9 | 2009-04-04 | 1990-04-04 | 4 | 4 | 10:00 | 670.5
93 | 10 | 2009-04-04 | 1990-04-04 | 4 | 4 | 11:00 | 816
93 | 11 | 2009-04-04 | 1990-04-04 | 4 | 4 | 12:00 | 952.75
93 | 12 | 2009-04-04 | 1990-04-04 | 4 | 4 | 13:00 | 873
93 | 13 | 2009-04-04 | 1990-04-04 | 4 | 4 | 14:00 | 682.5
93 | 14 | 2009-04-04 | 1990-04-04 | 4 | 4 | 15:00 | 721.5
93 | 15 | 2009-04-04 | 1990-04-04 | 4 | 4 | 16:00 | 683
93 | 16 | 2009-04-04 | 1990-04-04 | 4 | 4 | 17:00 | 662.5
93 | 17 | 2009-04-04 | 1990-04-04 | 4 | 4 | 18:00 | 644.25
93 | 18 | 2009-04-04 | 1990-04-04 | 4 | 4 | 19:00 | 646.75
93 | 19 | 2009-04-04 | 1990-04-04 | 4 | 4 | 20:00 | 634
93 | 20 | 2009-04-04 | 1990-04-04 | 4 | 4 | 21:00 | 660.75
93 | 21 | 2009-04-04 | 1990-04-04 | 4 | 4 | 22:00 | 654.25
93 | 22 | 2009-04-04 | 1990-04-04 | 4 | 4 | 23:00 | 639.75
93 | 23 | 2009-04-04 | 1990-04-04 | 4 | 4 | 24:00 | 640.5
94 | 0 | 2009-04-05 | 1990-04-05 | 4 | 5 | 1:00 | 627.75
94 | 1 | 2009-04-05 | 1990-04-05 | 4 | 5 | 2:00 | 630.25
94 | 2 | 2009-04-05 | 1990-04-05 | 4 | 5 | 3:00 | 634
94 | 3 | 2009-04-05 | 1990-04-05 | 4 | 5 | 4:00 | 640.5
94 | 4 | 2009-04-05 | 1990-04-05 | 4 | 5 | 5:00 | 658.25
94 | 5 | 2009-04-05 | 1990-04-05 | 4 | 5 | 6:00 | 638.5
94 | 6 | 2009-04-05 | 1990-04-05 | 4 | 5 | 7:00 | 663.25
94 | 7 | 2009-04-05 | 1990-04-05 | 4 | 5 | 8:00 | 655
94 | 8 | 2009-04-05 | 1990-04-05 | 4 | 5 | 9:00 | 653.75
94 | 9 | 2009-04-05 | 1990-04-05 | 4 | 5 | 10:00 | 662.25
94 | 10 | 2009-04-05 | 1990-04-05 | 4 | 5 | 11:00 | 665.25
94 | 11 | 2009-04-05 | 1990-04-05 | 4 | 5 | 12:00 | 680
94 | 12 | 2009-04-05 | 1990-04-05 | 4 | 5 | 13:00 | 656
94 | 13 | 2009-04-05 | 1990-04-05 | 4 | 5 | 14:00 | 684.5
94 | 14 | 2009-04-05 | 1990-04-05 | 4 | 5 | 15:00 | 683
94 | 15 | 2009-04-05 | 1990-04-05 | 4 | 5 | 16:00 | 669
94 | 16 | 2009-04-05 | 1990-04-05 | 4 | 5 | 17:00 | 658
94 | 17 | 2009-04-05 | 1990-04-05 | 4 | 5 | 18:00 | 677
94 | 18 | 2009-04-05 | 1990-04-05 | 4 | 5 | 19:00 | 664.25
94 | 19 | 2009-04-05 | 1990-04-05 | 4 | 5 | 20:00 | 670.75
94 | 20 | 2009-04-05 | 1990-04-05 | 4 | 5 | 21:00 | 651.25
94 | 21 | 2009-04-05 | 1990-04-05 | 4 | 5 | 22:00 | 650
94 | 22 | 2009-04-05 | 1990-04-05 | 4 | 5 | 23:00 | 645.25
94 | 23 | 2009-04-05 | 1990-04-05 | 4 | 5 | 24:00 | 636
95 | 0 | 2009-04-06 | 1990-04-06 | 4 | 6 | 1:00 | 634.5
95 | 1 | 2009-04-06 | 1990-04-06 | 4 | 6 | 2:00 | 619.25
95 | 2 | 2009-04-06 | 1990-04-06 | 4 | 6 | 3:00 | 618.5
95 | 3 | 2009-04-06 | 1990-04-06 | 4 | 6 | 4:00 | 655
95 | 4 | 2009-04-06 | 1990-04-06 | 4 | 6 | 5:00 | 627.5
95 | 5 | 2009-04-06 | 1990-04-06 | 4 | 6 | 6:00 | 649.75
95 | 6 | 2009-04-06 | 1990-04-06 | 4 | 6 | 7:00 | 706
95 | 7 | 2009-04-06 | 1990-04-06 | 4 | 6 | 8:00 | 733
95 | 8 | 2009-04-06 | 1990-04-06 | 4 | 6 | 9:00 | 744.75
95 | 9 | 2009-04-06 | 1990-04-06 | 4 | 6 | 10:00 | 788.5
95 | 10 | 2009-04-06 | 1990-04-06 | 4 | 6 | 11:00 | 760.75
95 | 11 | 2009-04-06 | 1990-04-06 | 4 | 6 | 12:00 | 805.25
95 | 12 | 2009-04-06 | 1990-04-06 | 4 | 6 | 13:00 | 805
95 | 13 | 2009-04-06 | 1990-04-06 | 4 | 6 | 14:00 | 804
95 | 14 | 2009-04-06 | 1990-04-06 | 4 | 6 | 15:00 | 808.5
95 | 15 | 2009-04-06 | 1990-04-06 | 4 | 6 | 16:00 | 792.75
95 | 16 | 2009-04-06 | 1990-04-06 | 4 | 6 | 17:00 | 769
95 | 17 | 2009-04-06 | 1990-04-06 | 4 | 6 | 18:00 | 733.75
95 | 18 | 2009-04-06 | 1990-04-06 | 4 | 6 | 19:00 | 713.75
95 | 19 | 2009-04-06 | 1990-04-06 | 4 | 6 | 20:00 | 698.25
95 | 20 | 2009-04-06 | 1990-04-06 | 4 | 6 | 21:00 | 674.5
95 | 21 | 2009-04-06 | 1990-04-06 | 4 | 6 | 22:00 | 659.25
95 | 22 | 2009-04-06 | 1990-04-06 | 4 | 6 | 23:00 | 646
95 | 23 | 2009-04-06 | 1990-04-06 | 4 | 6 | 24:00 | 624.25
96 | 0 | 2009-04-07 | 1990-04-07 | 4 | 7 | 1:00 | 622.75
96 | 1 | 2009-04-07 | 1990-04-07 | 4 | 7 | 2:00 | 608
96 | 2 | 2009-04-07 | 1990-04-07 | 4 | 7 | 3:00 | 606.75
96 | 3 | 2009-04-07 | 1990-04-07 | 4 | 7 | 4:00 | 635.75
96 | 4 | 2009-04-07 | 1990-04-07 | 4 | 7 | 5:00 | 617.5
96 | 5 | 2009-04-07 | 1990-04-07 | 4 | 7 | 6:00 | 634.5
96 | 6 | 2009-04-07 | 1990-04-07 | 4 | 7 | 7:00 | 690.75
96 | 7 | 2009-04-07 | 1990-04-07 | 4 | 7 | 8:00 | 729.75
96 | 8 | 2009-04-07 | 1990-04-07 | 4 | 7 | 9:00 | 765.25
96 | 9 | 2009-04-07 | 1990-04-07 | 4 | 7 | 10:00 | 818.5
96 | 10 | 2009-04-07 | 1990-04-07 | 4 | 7 | 11:00 | 816.25
96 | 11 | 2009-04-07 | 1990-04-07 | 4 | 7 | 12:00 | 853.75
96 | 12 | 2009-04-07 | 1990-04-07 | 4 | 7 | 13:00 | 833.75
96 | 13 | 2009-04-07 | 1990-04-07 | 4 | 7 | 14:00 | 811.25
96 | 14 | 2009-04-07 | 1990-04-07 | 4 | 7 | 15:00 | 825.75
96 | 15 | 2009-04-07 | 1990-04-07 | 4 | 7 | 16:00 | 792.25
96 | 16 | 2009-04-07 | 1990-04-07 | 4 | 7 | 17:00 | 797.5
96 | 17 | 2009-04-07 | 1990-04-07 | 4 | 7 | 18:00 | 768.25
96 | 18 | 2009-04-07 | 1990-04-07 | 4 | 7 | 19:00 | 764.75
96 | 19 | 2009-04-07 | 1990-04-07 | 4 | 7 | 20:00 | 737.25
96 | 20 | 2009-04-07 | 1990-04-07 | 4 | 7 | 21:00 | 691.75
96 | 21 | 2009-04-07 | 1990-04-07 | 4 | 7 | 22:00 | 669.5
96 | 22 | 2009-04-07 | 1990-04-07 | 4 | 7 | 23:00 | 644.25
96 | 23 | 2009-04-07 | 1990-04-07 | 4 | 7 | 24:00 | 670.5
97 | 0 | 2009-04-08 | 1990-04-08 | 4 | 8 | 1:00 | 646
97 | 1 | 2009-04-08 | 1990-04-08 | 4 | 8 | 2:00 | 643.75
97 | 2 | 2009-04-08 | 1990-04-08 | 4 | 8 | 3:00 | 651.5
97 | 3 | 2009-04-08 | 1990-04-08 | 4 | 8 | 4:00 | 659.75
97 | 4 | 2009-04-08 | 1990-04-08 | 4 | 8 | 5:00 | 643.5
97 | 5 | 2009-04-08 | 1990-04-08 | 4 | 8 | 6:00 | 684.25
97 | 6 | 2009-04-08 | 1990-04-08 | 4 | 8 | 7:00 | 728
97 | 7 | 2009-04-08 | 1990-04-08 | 4 | 8 | 8:00 | 725.75
97 | 8 | 2009-04-08 | 1990-04-08 | 4 | 8 | 9:00 | 778.5
97 | 9 | 2009-04-08 | 1990-04-08 | 4 | 8 | 10:00 | 830.5
97 | 10 | 2009-04-08 | 1990-04-08 | 4 | 8 | 11:00 | 793
97 | 11 | 2009-04-08 | 1990-04-08 | 4 | 8 | 12:00 | 835.5
97 | 12 | 2009-04-08 | 1990-04-08 | 4 | 8 | 13:00 | 821.25
97 | 13 | 2009-04-08 | 1990-04-08 | 4 | 8 | 14:00 | 820
97 | 14 | 2009-04-08 | 1990-04-08 | 4 | 8 | 15:00 | 831
97 | 15 | 2009-04-08 | 1990-04-08 | 4 | 8 | 16:00 | 820
97 | 16 | 2009-04-08 | 1990-04-08 | 4 | 8 | 17:00 | 800.5
97 | 17 | 2009-04-08 | 1990-04-08 | 4 | 8 | 18:00 | 759.5
97 | 18 | 2009-04-08 | 1990-04-08 | 4 | 8 | 19:00 | 739
97 | 19 | 2009-04-08 | 1990-04-08 | 4 | 8 | 20:00 | 730.75
97 | 20 | 2009-04-08 | 1990-04-08 | 4 | 8 | 21:00 | 685.5
97 | 21 | 2009-04-08 | 1990-04-08 | 4 | 8 | 22:00 | 693
97 | 22 | 2009-04-08 | 1990-04-08 | 4 | 8 | 23:00 | 668
97 | 23 | 2009-04-08 | 1990-04-08 | 4 | 8 | 24:00 | 653
98 | 0 | 2009-04-09 | 1990-04-09 | 4 | 9 | 1:00 | 673.75
98 | 1 | 2009-04-09 | 1990-04-09 | 4 | 9 | 2:00 | 649
98 | 2 | 2009-04-09 | 1990-04-09 | 4 | 9 | 3:00 | 657.5
98 | 3 | 2009-04-09 | 1990-04-09 | 4 | 9 | 4:00 | 666
98 | 4 | 2009-04-09 | 1990-04-09 | 4 | 9 | 5:00 | 655.5
98 | 5 | 2009-04-09 | 1990-04-09 | 4 | 9 | 6:00 | 663.75
98 | 6 | 2009-04-09 | 1990-04-09 | 4 | 9 | 7:00 | 733.75
98 | 7 | 2009-04-09 | 1990-04-09 | 4 | 9 | 8:00 | 738.25
98 | 8 | 2009-04-09 | 1990-04-09 | 4 | 9 | 9:00 | 792.5
98 | 9 | 2009-04-09 | 1990-04-09 | 4 | 9 | 10:00 | 827
98 | 10 | 2009-04-09 | 1990-04-09 | 4 | 9 | 11:00 | 842
98 | 11 | 2009-04-09 | 1990-04-09 | 4 | 9 | 12:00 | 864.25
98 | 12 | 2009-04-09 | 1990-04-09 | 4 | 9 | 13:00 | 851.5
98 | 13 | 2009-04-09 | 1990-04-09 | 4 | 9 | 14:00 | 847.25
98 | 14 | 2009-04-09 | 1990-04-09 | 4 | 9 | 15:00 | 838.25
98 | 15 | 2009-04-09 | 1990-04-09 | 4 | 9 | 16:00 | 825.75
98 | 16 | 2009-04-09 | 1990-04-09 | 4 | 9 | 17:00 | 784.25
98 | 17 | 2009-04-09 | 1990-04-09 | 4 | 9 | 18:00 | 768
98 | 18 | 2009-04-09 | 1990-04-09 | 4 | 9 | 19:00 | 759.5
98 | 19 | 2009-04-09 | 1990-04-09 | 4 | 9 | 20:00 | 728.75
98 | 20 | 2009-04-09 | 1990-04-09 | 4 | 9 | 21:00 | 680
98 | 21 | 2009-04-09 | 1990-04-09 | 4 | 9 | 22:00 | 688.5
98 | 22 | 2009-04-09 | 1990-04-09 | 4 | 9 | 23:00 | 671
98 | 23 | 2009-04-09 | 1990-04-09 | 4 | 9 | 24:00 | 658.25
99 | 0 | 2009-04-10 | 1990-04-10 | 4 | 10 | 1:00 | 660.75
99 | 1 | 2009-04-10 | 1990-04-10 | 4 | 10 | 2:00 | 658
99 | 2 | 2009-04-10 | 1990-04-10 | 4 | 10 | 3:00 | 644.25
99 | 3 | 2009-04-10 | 1990-04-10 | 4 | 10 | 4:00 | 671
99 | 4 | 2009-04-10 | 1990-04-10 | 4 | 10 | 5:00 | 647
99 | 5 | 2009-04-10 | 1990-04-10 | 4 | 10 | 6:00 | 673
99 | 6 | 2009-04-10 | 1990-04-10 | 4 | 10 | 7:00 | 727.75
99 | 7 | 2009-04-10 | 1990-04-10 | 4 | 10 | 8:00 | 750.25
99 | 8 | 2009-04-10 | 1990-04-10 | 4 | 10 | 9:00 | 779.25
99 | 9 | 2009-04-10 | 1990-04-10 | 4 | 10 | 10:00 | 792.75
99 | 10 | 2009-04-10 | 1990-04-10 | 4 | 10 | 11:00 | 824.75
99 | 11 | 2009-04-10 | 1990-04-10 | 4 | 10 | 12:00 | 838
99 | 12 | 2009-04-10 | 1990-04-10 | 4 | 10 | 13:00 | 799.5
99 | 13 | 2009-04-10 | 1990-04-10 | 4 | 10 | 14:00 | 798.75
99 | 14 | 2009-04-10 | 1990-04-10 | 4 | 10 | 15:00 | 775.5
99 | 15 | 2009-04-10 | 1990-04-10 | 4 | 10 | 16:00 | 767.75
99 | 16 | 2009-04-10 | 1990-04-10 | 4 | 10 | 17:00 | 783
99 | 17 | 2009-04-10 | 1990-04-10 | 4 | 10 | 18:00 | 740.75
99 | 18 | 2009-04-10 | 1990-04-10 | 4 | 10 | 19:00 | 699.5
99 | 19 | 2009-04-10 | 1990-04-10 | 4 | 10 | 20:00 | 688
99 | 20 | 2009-04-10 | 1990-04-10 | 4 | 10 | 21:00 | 675
99 | 21 | 2009-04-10 | 1990-04-10 | 4 | 10 | 22:00 | 648
99 | 22 | 2009-04-10 | 1990-04-10 | 4 | 10 | 23:00 | 650.5
99 | 23 | 2009-04-10 | 1990-04-10 | 4 | 10 | 24:00 | 642.5
100 | 0 | 2009-04-11 | 1990-04-11 | 4 | 11 | 1:00 | 640
100 | 1 | 2009-04-11 | 1990-04-11 | 4 | 11 | 2:00 | 636.75
100 | 2 | 2009-04-11 | 1990-04-11 | 4 | 11 | 3:00 | 627.75
100 | 3 | 2009-04-11 | 1990-04-11 | 4 | 11 | 4:00 | 662.25
100 | 4 | 2009-04-11 | 1990-04-11 | 4 | 11 | 5:00 | 629.25
100 | 5 | 2009-04-11 | 1990-04-11 | 4 | 11 | 6:00 | 634.75
100 | 6 | 2009-04-11 | 1990-04-11 | 4 | 11 | 7:00 | 672.75
100 | 7 | 2009-04-11 | 1990-04-11 | 4 | 11 | 8:00 | 693.25
100 | 8 | 2009-04-11 | 1990-04-11 | 4 | 11 | 9:00 | 713.75
100 | 9 | 2009-04-11 | 1990-04-11 | 4 | 11 | 10:00 | 718.5
100 | 10 | 2009-04-11 | 1990-04-11 | 4 | 11 | 11:00 | 723.25
100 | 11 | 2009-04-11 | 1990-04-11 | 4 | 11 | 12:00 | 731.75
100 | 12 | 2009-04-11 | 1990-04-11 | 4 | 11 | 13:00 | 947
100 | 13 | 2009-04-11 | 1990-04-11 | 4 | 11 | 14:00 | 975.75
100 | 14 | 2009-04-11 | 1990-04-11 | 4 | 11 | 15:00 | 991.75
100 | 15 | 2009-04-11 | 1990-04-11 | 4 | 11 | 16:00 | 955.5
100 | 16 | 2009-04-11 | 1990-04-11 | 4 | 11 | 17:00 | 974.5
100 | 17 | 2009-04-11 | 1990-04-11 | 4 | 11 | 18:00 | 950.25
100 | 18 | 2009-04-11 | 1990-04-11 | 4 | 11 | 19:00 | 935.5
100 | 19 | 2009-04-11 | 1990-04-11 | 4 | 11 | 20:00 | 894.25
100 | 20 | 2009-04-11 | 1990-04-11 | 4 | 11 | 21:00 | 707.25
100 | 21 | 2009-04-11 | 1990-04-11 | 4 | 11 | 22:00 | 653.75
100 | 22 | 2009-04-11 | 1990-04-11 | 4 | 11 | 23:00 | 659.75
100 | 23 | 2009-04-11 | 1990-04-11 | 4 | 11 | 24:00 | 660.25
101 | 0 | 2009-04-12 | 1990-04-12 | 4 | 12 | 1:00 | 653
101 | 1 | 2009-04-12 | 1990-04-12 | 4 | 12 | 2:00 | 664
101 | 2 | 2009-04-12 | 1990-04-12 | 4 | 12 | 3:00 | 648.25
101 | 3 | 2009-04-12 | 1990-04-12 | 4 | 12 | 4:00 | 654.75
101 | 4 | 2009-04-12 | 1990-04-12 | 4 | 12 | 5:00 | 645.5
101 | 5 | 2009-04-12 | 1990-04-12 | 4 | 12 | 6:00 | 663.25
101 | 6 | 2009-04-12 | 1990-04-12 | 4 | 12 | 7:00 | 671.5
101 | 7 | 2009-04-12 | 1990-04-12 | 4 | 12 | 8:00 | 656.75
101 | 8 | 2009-04-12 | 1990-04-12 | 4 | 12 | 9:00 | 641.25
101 | 9 | 2009-04-12 | 1990-04-12 | 4 | 12 | 10:00 | 878.5
101 | 10 | 2009-04-12 | 1990-04-12 | 4 | 12 | 11:00 | 780.75
101 | 11 | 2009-04-12 | 1990-04-12 | 4 | 12 | 12:00 | 843
101 | 12 | 2009-04-12 | 1990-04-12 | 4 | 12 | 13:00 | 871
101 | 13 | 2009-04-12 | 1990-04-12 | 4 | 12 | 14:00 | 958.25
101 | 14 | 2009-04-12 | 1990-04-12 | 4 | 12 | 15:00 | 877.5
101 | 15 | 2009-04-12 | 1990-04-12 | 4 | 12 | 16:00 | 955.5
101 | 16 | 2009-04-12 | 1990-04-12 | 4 | 12 | 17:00 | 844
101 | 17 | 2009-04-12 | 1990-04-12 | 4 | 12 | 18:00 | 859.75
101 | 18 | 2009-04-12 | 1990-04-12 | 4 | 12 | 19:00 | 891
101 | 19 | 2009-04-12 | 1990-04-12 | 4 | 12 | 20:00 | 842
101 | 20 | 2009-04-12 | 1990-04-12 | 4 | 12 | 21:00 | 856.25
101 | 21 | 2009-04-12 | 1990-04-12 | 4 | 12 | 22:00 | 869.5
101 | 22 | 2009-04-12 | 1990-04-12 | 4 | 12 | 23:00 | 785.75
101 | 23 | 2009-04-12 | 1990-04-12 | 4 | 12 | 24:00 | 819.5
102 | 0 | 2009-04-13 | 1990-04-13 | 4 | 13 | 1:00 | 895.5
102 | 1 | 2009-04-13 | 1990-04-13 | 4 | 13 | 2:00 | 881.25
102 | 2 | 2009-04-13 | 1990-04-13 | 4 | 13 | 3:00 | 873.5
102 | 3 | 2009-04-13 | 1990-04-13 | 4 | 13 | 4:00 | 519.75
102 | 4 | 2009-04-13 | 1990-04-13 | 4 | 13 | 5:00 | 638.75
102 | 5 | 2009-04-13 | 1990-04-13 | 4 | 13 | 6:00 | 652
102 | 6 | 2009-04-13 | 1990-04-13 | 4 | 13 | 7:00 | 688.75
102 | 7 | 2009-04-13 | 1990-04-13 | 4 | 13 | 8:00 | 946.25
102 | 8 | 2009-04-13 | 1990-04-13 | 4 | 13 | 9:00 | 1075.5
102 | 9 | 2009-04-13 | 1990-04-13 | 4 | 13 | 10:00 | 1106.25
102 | 10 | 2009-04-13 | 1990-04-13 | 4 | 13 | 11:00 | 1104.75
102 | 11 | 2009-04-13 | 1990-04-13 | 4 | 13 | 12:00 | 1146.75
102 | 12 | 2009-04-13 | 1990-04-13 | 4 | 13 | 13:00 | 1136.75
102 | 13 | 2009-04-13 | 1990-04-13 | 4 | 13 | 14:00 | 1112
102 | 14 | 2009-04-13 | 1990-04-13 | 4 | 13 | 15:00 | 1144.25
102 | 15 | 2009-04-13 | 1990-04-13 | 4 | 13 | 16:00 | 1135.75
102 | 16 | 2009-04-13 | 1990-04-13 | 4 | 13 | 17:00 | 1131.5
102 | 17 | 2009-04-13 | 1990-04-13 | 4 | 13 | 18:00 | 1046.75
102 | 18 | 2009-04-13 | 1990-04-13 | 4 | 13 | 19:00 | 1041.75
102 | 19 | 2009-04-13 | 1990-04-13 | 4 | 13 | 20:00 | 980.25
102 | 20 | 2009-04-13 | 1990-04-13 | 4 | 13 | 21:00 | 917.25
102 | 21 | 2009-04-13 | 1990-04-13 | 4 | 13 | 22:00 | 912.75
102 | 22 | 2009-04-13 | 1990-04-13 | 4 | 13 | 23:00 | 901.25
102 | 23 | 2009-04-13 | 1990-04-13 | 4 | 13 | 24:00 | 883.25
103 | 0 | 2009-04-14 | 1990-04-14 | 4 | 14 | 1:00 | 882.75
103 | 1 | 2009-04-14 | 1990-04-14 | 4 | 14 | 2:00 | 867.25
103 | 2 | 2009-04-14 | 1990-04-14 | 4 | 14 | 3:00 | 874.5
103 | 3 | 2009-04-14 | 1990-04-14 | 4 | 14 | 4:00 | 896.75
103 | 4 | 2009-04-14 | 1990-04-14 | 4 | 14 | 5:00 | 863.75
103 | 5 | 2009-04-14 | 1990-04-14 | 4 | 14 | 6:00 | 903
103 | 6 | 2009-04-14 | 1990-04-14 | 4 | 14 | 7:00 | 977.75
103 | 7 | 2009-04-14 | 1990-04-14 | 4 | 14 | 8:00 | 989.75
103 | 8 | 2009-04-14 | 1990-04-14 | 4 | 14 | 9:00 | 1022.25
103 | 9 | 2009-04-14 | 1990-04-14 | 4 | 14 | 10:00 | 1045.25
103 | 10 | 2009-04-14 | 1990-04-14 | 4 | 14 | 11:00 | 1111.5
103 | 11 | 2009-04-14 | 1990-04-14 | 4 | 14 | 12:00 | 1076.5
103 | 12 | 2009-04-14 | 1990-04-14 | 4 | 14 | 13:00 | 1091.5
103 | 13 | 2009-04-14 | 1990-04-14 | 4 | 14 | 14:00 | 1134
103 | 14 | 2009-04-14 | 1990-04-14 | 4 | 14 | 15:00 | 1099.5
103 | 15 | 2009-04-14 | 1990-04-14 | 4 | 14 | 16:00 | 1057.5
103 | 16 | 2009-04-14 | 1990-04-14 | 4 | 14 | 17:00 | 1072.5
103 | 17 | 2009-04-14 | 1990-04-14 | 4 | 14 | 18:00 | 1065.75
103 | 18 | 2009-04-14 | 1990-04-14 | 4 | 14 | 19:00 | 1014
103 | 19 | 2009-04-14 | 1990-04-14 | 4 | 14 | 20:00 | 997.5
103 | 20 | 2009-04-14 | 1990-04-14 | 4 | 14 | 21:00 | 930.25
103 | 21 | 2009-04-14 | 1990-04-14 | 4 | 14 | 22:00 | 911
103 | 22 | 2009-04-14 | 1990-04-14 | 4 | 14 | 23:00 | 907.25
103 | 23 | 2009-04-14 | 1990-04-14 | 4 | 14 | 24:00 | 899.75
104 | 0 | 2009-04-15 | 1990-04-15 | 4 | 15 | 1:00 | 869.5
104 | 1 | 2009-04-15 | 1990-04-15 | 4 | 15 | 2:00 | 854.75
104 | 2 | 2009-04-15 | 1990-04-15 | 4 | 15 | 3:00 | 861.25
104 | 3 | 2009-04-15 | 1990-04-15 | 4 | 15 | 4:00 | 876.5
104 | 4 | 2009-04-15 | 1990-04-15 | 4 | 15 | 5:00 | 850.75
104 | 5 | 2009-04-15 | 1990-04-15 | 4 | 15 | 6:00 | 864.75
104 | 6 | 2009-04-15 | 1990-04-15 | 4 | 15 | 7:00 | 949.75
104 | 7 | 2009-04-15 | 1990-04-15 | 4 | 15 | 8:00 | 958.25
104 | 8 | 2009-04-15 | 1990-04-15 | 4 | 15 | 9:00 | 1032.25
104 | 9 | 2009-04-15 | 1990-04-15 | 4 | 15 | 10:00 | 1070.5
104 | 10 | 2009-04-15 | 1990-04-15 | 4 | 15 | 11:00 | 1088.5
104 | 11 | 2009-04-15 | 1990-04-15 | 4 | 15 | 12:00 | 1114
104 | 12 | 2009-04-15 | 1990-04-15 | 4 | 15 | 13:00 | 1089
104 | 13 | 2009-04-15 | 1990-04-15 | 4 | 15 | 14:00 | 1089.5
104 | 14 | 2009-04-15 | 1990-04-15 | 4 | 15 | 15:00 | 1067
104 | 15 | 2009-04-15 | 1990-04-15 | 4 | 15 | 16:00 | 1097.25
104 | 16 | 2009-04-15 | 1990-04-15 | 4 | 15 | 17:00 | 1092.75
104 | 17 | 2009-04-15 | 1990-04-15 | 4 | 15 | 18:00 | 1003.75
104 | 18 | 2009-04-15 | 1990-04-15 | 4 | 15 | 19:00 | 990
104 | 19 | 2009-04-15 | 1990-04-15 | 4 | 15 | 20:00 | 979.75
104 | 20 | 2009-04-15 | 1990-04-15 | 4 | 15 | 21:00 | 917.5
104 | 21 | 2009-04-15 | 1990-04-15 | 4 | 15 | 22:00 | 903
104 | 22 | 2009-04-15 | 1990-04-15 | 4 | 15 | 23:00 | 900.5
104 | 23 | 2009-04-15 | 1990-04-15 | 4 | 15 | 24:00 | 899
105 | 0 | 2009-04-16 | 1990-04-16 | 4 | 16 | 1:00 | 845.5
105 | 1 | 2009-04-16 | 1990-04-16 | 4 | 16 | 2:00 | 828
105 | 2 | 2009-04-16 | 1990-04-16 | 4 | 16 | 3:00 | 605.75
105 | 3 | 2009-04-16 | 1990-04-16 | 4 | 16 | 4:00 | 638.25
105 | 4 | 2009-04-16 | 1990-04-16 | 4 | 16 | 5:00 | 647
105 | 5 | 2009-04-16 | 1990-04-16 | 4 | 16 | 6:00 | 660.5
105 | 6 | 2009-04-16 | 1990-04-16 | 4 | 16 | 7:00 | 701.25
105 | 7 | 2009-04-16 | 1990-04-16 | 4 | 16 | 8:00 | 705.5
105 | 8 | 2009-04-16 | 1990-04-16 | 4 | 16 | 9:00 | 779.75
105 | 9 | 2009-04-16 | 1990-04-16 | 4 | 16 | 10:00 | 1082.5
105 | 10 | 2009-04-16 | 1990-04-16 | 4 | 16 | 11:00 | 1061
105 | 11 | 2009-04-16 | 1990-04-16 | 4 | 16 | 12:00 | 1101
105 | 12 | 2009-04-16 | 1990-04-16 | 4 | 16 | 13:00 | 1126
105 | 13 | 2009-04-16 | 1990-04-16 | 4 | 16 | 14:00 | 1104.5
105 | 14 | 2009-04-16 | 1990-04-16 | 4 | 16 | 15:00 | 1101
105 | 15 | 2009-04-16 | 1990-04-16 | 4 | 16 | 16:00 | 1079.25
105 | 16 | 2009-04-16 | 1990-04-16 | 4 | 16 | 17:00 | 1106.25
105 | 17 | 2009-04-16 | 1990-04-16 | 4 | 16 | 18:00 | 1080.5
105 | 18 | 2009-04-16 | 1990-04-16 | 4 | 16 | 19:00 | 994.5
105 | 19 | 2009-04-16 | 1990-04-16 | 4 | 16 | 20:00 | 973.75
105 | 20 | 2009-04-16 | 1990-04-16 | 4 | 16 | 21:00 | 935
105 | 21 | 2009-04-16 | 1990-04-16 | 4 | 16 | 22:00 | 911
105 | 22 | 2009-04-16 | 1990-04-16 | 4 | 16 | 23:00 | 902
105 | 23 | 2009-04-16 | 1990-04-16 | 4 | 16 | 24:00 | 871.25
106 | 0 | 2009-04-17 | 1990-04-17 | 4 | 17 | 1:00 | 668
106 | 1 | 2009-04-17 | 1990-04-17 | 4 | 17 | 2:00 | 616.75
106 | 2 | 2009-04-17 | 1990-04-17 | 4 | 17 | 3:00 | 602.75
106 | 3 | 2009-04-17 | 1990-04-17 | 4 | 17 | 4:00 | 621
106 | 4 | 2009-04-17 | 1990-04-17 | 4 | 17 | 5:00 | 604.25
106 | 5 | 2009-04-17 | 1990-04-17 | 4 | 17 | 6:00 | 657.75
106 | 6 | 2009-04-17 | 1990-04-17 | 4 | 17 | 7:00 | 988.75
106 | 7 | 2009-04-17 | 1990-04-17 | 4 | 17 | 8:00 | 890
106 | 8 | 2009-04-17 | 1990-04-17 | 4 | 17 | 9:00 | 958.75
106 | 9 | 2009-04-17 | 1990-04-17 | 4 | 17 | 10:00 | 991.75
106 | 10 | 2009-04-17 | 1990-04-17 | 4 | 17 | 11:00 | 1004.5
106 | 11 | 2009-04-17 | 1990-04-17 | 4 | 17 | 12:00 | 1018.5
106 | 12 | 2009-04-17 | 1990-04-17 | 4 | 17 | 13:00 | 1014.5
106 | 13 | 2009-04-17 | 1990-04-17 | 4 | 17 | 14:00 | 1034.5
106 | 14 | 2009-04-17 | 1990-04-17 | 4 | 17 | 15:00 | 1000.25
106 | 15 | 2009-04-17 | 1990-04-17 | 4 | 17 | 16:00 | 1027
106 | 16 | 2009-04-17 | 1990-04-17 | 4 | 17 | 17:00 | 996.5
106 | 17 | 2009-04-17 | 1990-04-17 | 4 | 17 | 18:00 | 968.75
106 | 18 | 2009-04-17 | 1990-04-17 | 4 | 17 | 19:00 | 913.5
106 | 19 | 2009-04-17 | 1990-04-17 | 4 | 17 | 20:00 | 902.75
106 | 20 | 2009-04-17 | 1990-04-17 | 4 | 17 | 21:00 | 841.5
106 | 21 | 2009-04-17 | 1990-04-17 | 4 | 17 | 22:00 | 828.25
106 | 22 | 2009-04-17 | 1990-04-17 | 4 | 17 | 23:00 | 826
106 | 23 | 2009-04-17 | 1990-04-17 | 4 | 17 | 24:00 | 793.25
107 | 0 | 2009-04-18 | 1990-04-18 | 4 | 18 | 1:00 | 809
107 | 1 | 2009-04-18 | 1990-04-18 | 4 | 18 | 2:00 | 792.25
107 | 2 | 2009-04-18 | 1990-04-18 | 4 | 18 | 3:00 | 772.25
107 | 3 | 2009-04-18 | 1990-04-18 | 4 | 18 | 4:00 | 799.5
107 | 4 | 2009-04-18 | 1990-04-18 | 4 | 18 | 5:00 | 763
107 | 5 | 2009-04-18 | 1990-04-18 | 4 | 18 | 6:00 | 801.5
107 | 6 | 2009-04-18 | 1990-04-18 | 4 | 18 | 7:00 | 811.5
107 | 7 | 2009-04-18 | 1990-04-18 | 4 | 18 | 8:00 | 849.25
107 | 8 | 2009-04-18 | 1990-04-18 | 4 | 18 | 9:00 | 870.75
107 | 9 | 2009-04-18 | 1990-04-18 | 4 | 18 | 10:00 | 908.75
107 | 10 | 2009-04-18 | 1990-04-18 | 4 | 18 | 11:00 | 910.5
107 | 11 | 2009-04-18 | 1990-04-18 | 4 | 18 | 12:00 | 888
107 | 12 | 2009-04-18 | 1990-04-18 | 4 | 18 | 13:00 | 880.25
107 | 13 | 2009-04-18 | 1990-04-18 | 4 | 18 | 14:00 | 882
107 | 14 | 2009-04-18 | 1990-04-18 | 4 | 18 | 15:00 | 743.25
107 | 15 | 2009-04-18 | 1990-04-18 | 4 | 18 | 16:00 | 675.5
107 | 16 | 2009-04-18 | 1990-04-18 | 4 | 18 | 17:00 | 668.75
107 | 17 | 2009-04-18 | 1990-04-18 | 4 | 18 | 18:00 | 653.75
107 | 18 | 2009-04-18 | 1990-04-18 | 4 | 18 | 19:00 | 643.75
107 | 19 | 2009-04-18 | 1990-04-18 | 4 | 18 | 20:00 | 844
107 | 20 | 2009-04-18 | 1990-04-18 | 4 | 18 | 21:00 | 811.5
107 | 21 | 2009-04-18 | 1990-04-18 | 4 | 18 | 22:00 | 757.25
107 | 22 | 2009-04-18 | 1990-04-18 | 4 | 18 | 23:00 | 624.75
107 | 23 | 2009-04-18 | 1990-04-18 | 4 | 18 | 24:00 | 638.25
108 | 0 | 2009-04-19 | 1990-04-19 | 4 | 19 | 1:00 | 610.75
108 | 1 | 2009-04-19 | 1990-04-19 | 4 | 19 | 2:00 | 603.75
108 | 2 | 2009-04-19 | 1990-04-19 | 4 | 19 | 3:00 | 608.25
108 | 3 | 2009-04-19 | 1990-04-19 | 4 | 19 | 4:00 | 637.75
108 | 4 | 2009-04-19 | 1990-04-19 | 4 | 19 | 5:00 | 615.75
108 | 5 | 2009-04-19 | 1990-04-19 | 4 | 19 | 6:00 | 637.25
108 | 6 | 2009-04-19 | 1990-04-19 | 4 | 19 | 7:00 | 649.5
108 | 7 | 2009-04-19 | 1990-04-19 | 4 | 19 | 8:00 | 633.75
108 | 8 | 2009-04-19 | 1990-04-19 | 4 | 19 | 9:00 | 647.5
108 | 9 | 2009-04-19 | 1990-04-19 | 4 | 19 | 10:00 | 653
108 | 10 | 2009-04-19 | 1990-04-19 | 4 | 19 | 11:00 | 667.25
108 | 11 | 2009-04-19 | 1990-04-19 | 4 | 19 | 12:00 | 670
108 | 12 | 2009-04-19 | 1990-04-19 | 4 | 19 | 13:00 | 676.5
108 | 13 | 2009-04-19 | 1990-04-19 | 4 | 19 | 14:00 | 670.75
108 | 14 | 2009-04-19 | 1990-04-19 | 4 | 19 | 15:00 | 677
108 | 15 | 2009-04-19 | 1990-04-19 | 4 | 19 | 16:00 | 676.75
108 | 16 | 2009-04-19 | 1990-04-19 | 4 | 19 | 17:00 | 658
108 | 17 | 2009-04-19 | 1990-04-19 | 4 | 19 | 18:00 | 652.5
108 | 18 | 2009-04-19 | 1990-04-19 | 4 | 19 | 19:00 | 648.5
108 | 19 | 2009-04-19 | 1990-04-19 | 4 | 19 | 20:00 | 655.75
108 | 20 | 2009-04-19 | 1990-04-19 | 4 | 19 | 21:00 | 633.5
108 | 21 | 2009-04-19 | 1990-04-19 | 4 | 19 | 22:00 | 621.25
108 | 22 | 2009-04-19 | 1990-04-19 | 4 | 19 | 23:00 | 616.25
108 | 23 | 2009-04-19 | 1990-04-19 | 4 | 19 | 24:00 | 635.5
109 | 0 | 2009-04-20 | 1990-04-20 | 4 | 20 | 1:00 | 629.25
109 | 1 | 2009-04-20 | 1990-04-20 | 4 | 20 | 2:00 | 629
109 | 2 | 2009-04-20 | 1990-04-20 | 4 | 20 | 3:00 | 632
109 | 3 | 2009-04-20 | 1990-04-20 | 4 | 20 | 4:00 | 650.5
109 | 4 | 2009-04-20 | 1990-04-20 | 4 | 20 | 5:00 | 645.75
109 | 5 | 2009-04-20 | 1990-04-20 | 4 | 20 | 6:00 | 650.5
109 | 6 | 2009-04-20 | 1990-04-20 | 4 | 20 | 7:00 | 689.75
109 | 7 | 2009-04-20 | 1990-04-20 | 4 | 20 | 8:00 | 711.25
109 | 8 | 2009-04-20 | 1990-04-20 | 4 | 20 | 9:00 | 734.75
109 | 9 | 2009-04-20 | 1990-04-20 | 4 | 20 | 10:00 | 778.25
109 | 10 | 2009-04-20 | 1990-04-20 | 4 | 20 | 11:00 | 780.25
109 | 11 | 2009-04-20 | 1990-04-20 | 4 | 20 | 12:00 | 787.75
109 | 12 | 2009-04-20 | 1990-04-20 | 4 | 20 | 13:00 | 787.75
109 | 13 | 2009-04-20 | 1990-04-20 | 4 | 20 | 14:00 | 774
109 | 14 | 2009-04-20 | 1990-04-20 | 4 | 20 | 15:00 | 783
109 | 15 | 2009-04-20 | 1990-04-20 | 4 | 20 | 16:00 | 773.25
109 | 16 | 2009-04-20 | 1990-04-20 | 4 | 20 | 17:00 | 765.25
109 | 17 | 2009-04-20 | 1990-04-20 | 4 | 20 | 18:00 | 717.5
109 | 18 | 2009-04-20 | 1990-04-20 | 4 | 20 | 19:00 | 696.75
109 | 19 | 2009-04-20 | 1990-04-20 | 4 | 20 | 20:00 | 700.5
109 | 20 | 2009-04-20 | 1990-04-20 | 4 | 20 | 21:00 | 669.5
109 | 21 | 2009-04-20 | 1990-04-20 | 4 | 20 | 22:00 | 743.25
109 | 22 | 2009-04-20 | 1990-04-20 | 4 | 20 | 23:00 | 837
109 | 23 | 2009-04-20 | 1990-04-20 | 4 | 20 | 24:00 | 804.75
110 | 0 | 2009-04-21 | 1990-04-21 | 4 | 21 | 1:00 | 911.5
110 | 1 | 2009-04-21 | 1990-04-21 | 4 | 21 | 2:00 | 907.5
110 | 2 | 2009-04-21 | 1990-04-21 | 4 | 21 | 3:00 | 804.5
110 | 3 | 2009-04-21 | 1990-04-21 | 4 | 21 | 4:00 | 943.25
110 | 4 | 2009-04-21 | 1990-04-21 | 4 | 21 | 5:00 | 758.75
110 | 5 | 2009-04-21 | 1990-04-21 | 4 | 21 | 6:00 | 866
110 | 6 | 2009-04-21 | 1990-04-21 | 4 | 21 | 7:00 | 925.75
110 | 7 | 2009-04-21 | 1990-04-21 | 4 | 21 | 8:00 | 961
110 | 8 | 2009-04-21 | 1990-04-21 | 4 | 21 | 9:00 | 1046.25
110 | 9 | 2009-04-21 | 1990-04-21 | 4 | 21 | 10:00 | 1030
110 | 10 | 2009-04-21 | 1990-04-21 | 4 | 21 | 11:00 | 1111.75
110 | 11 | 2009-04-21 | 1990-04-21 | 4 | 21 | 12:00 | 1097.25
110 | 12 | 2009-04-21 | 1990-04-21 | 4 | 21 | 13:00 | 1050.75
110 | 13 | 2009-04-21 | 1990-04-21 | 4 | 21 | 14:00 | 1065.5
110 | 14 | 2009-04-21 | 1990-04-21 | 4 | 21 | 15:00 | 1118
110 | 15 | 2009-04-21 | 1990-04-21 | 4 | 21 | 16:00 | 1133.25
110 | 16 | 2009-04-21 | 1990-04-21 | 4 | 21 | 17:00 | 1041.5
110 | 17 | 2009-04-21 | 1990-04-21 | 4 | 21 | 18:00 | 1061.75
110 | 18 | 2009-04-21 | 1990-04-21 | 4 | 21 | 19:00 | 991
110 | 19 | 2009-04-21 | 1990-04-21 | 4 | 21 | 20:00 | 974.25
110 | 20 | 2009-04-21 | 1990-04-21 | 4 | 21 | 21:00 | 965
110 | 21 | 2009-04-21 | 1990-04-21 | 4 | 21 | 22:00 | 936.25
110 | 22 | 2009-04-21 | 1990-04-21 | 4 | 21 | 23:00 | 922.5
110 | 23 | 2009-04-21 | 1990-04-21 | 4 | 21 | 24:00 | 907.25
111 | 0 | 2009-04-22 | 1990-04-22 | 4 | 22 | 1:00 | 897.25
111 | 1 | 2009-04-22 | 1990-04-22 | 4 | 22 | 2:00 | 825.75
111 | 2 | 2009-04-22 | 1990-04-22 | 4 | 22 | 3:00 | 789.5
111 | 3 | 2009-04-22 | 1990-04-22 | 4 | 22 | 4:00 | 631
111 | 4 | 2009-04-22 | 1990-04-22 | 4 | 22 | 5:00 | 619.25
111 | 5 | 2009-04-22 | 1990-04-22 | 4 | 22 | 6:00 | 626
111 | 6 | 2009-04-22 | 1990-04-22 | 4 | 22 | 7:00 | 686.75
111 | 7 | 2009-04-22 | 1990-04-22 | 4 | 22 | 8:00 | 937.25
111 | 8 | 2009-04-22 | 1990-04-22 | 4 | 22 | 9:00 | 982.25
111 | 9 | 2009-04-22 | 1990-04-22 | 4 | 22 | 10:00 | 1016
111 | 10 | 2009-04-22 | 1990-04-22 | 4 | 22 | 11:00 | 1019.75
111 | 11 | 2009-04-22 | 1990-04-22 | 4 | 22 | 12:00 | 1070.75
111 | 12 | 2009-04-22 | 1990-04-22 | 4 | 22 | 13:00 | 1052.5
111 | 13 | 2009-04-22 | 1990-04-22 | 4 | 22 | 14:00 | 1066
111 | 14 | 2009-04-22 | 1990-04-22 | 4 | 22 | 15:00 | 1104.75
111 | 15 | 2009-04-22 | 1990-04-22 | 4 | 22 | 16:00 | 1104
111 | 16 | 2009-04-22 | 1990-04-22 | 4 | 22 | 17:00 | 1120
111 | 17 | 2009-04-22 | 1990-04-22 | 4 | 22 | 18:00 | 1064.5
111 | 18 | 2009-04-22 | 1990-04-22 | 4 | 22 | 19:00 | 987.75
111 | 19 | 2009-04-22 | 1990-04-22 | 4 | 22 | 20:00 | 955.75
111 | 20 | 2009-04-22 | 1990-04-22 | 4 | 22 | 21:00 | 950.25
111 | 21 | 2009-04-22 | 1990-04-22 | 4 | 22 | 22:00 | 916
111 | 22 | 2009-04-22 | 1990-04-22 | 4 | 22 | 23:00 | 799.75
111 | 23 | 2009-04-22 | 1990-04-22 | 4 | 22 | 24:00 | 892.75
112 | 0 | 2009-04-23 | 1990-04-23 | 4 | 23 | 1:00 | 847.75
112 | 1 | 2009-04-23 | 1990-04-23 | 4 | 23 | 2:00 | 720.75
112 | 2 | 2009-04-23 | 1990-04-23 | 4 | 23 | 3:00 | 623.5
112 | 3 | 2009-04-23 | 1990-04-23 | 4 | 23 | 4:00 | 652.25
112 | 4 | 2009-04-23 | 1990-04-23 | 4 | 23 | 5:00 | 620.75
112 | 5 | 2009-04-23 | 1990-04-23 | 4 | 23 | 6:00 | 660.5
112 | 6 | 2009-04-23 | 1990-04-23 | 4 | 23 | 7:00 | 696
112 | 7 | 2009-04-23 | 1990-04-23 | 4 | 23 | 8:00 | 728.75
112 | 8 | 2009-04-23 | 1990-04-23 | 4 | 23 | 9:00 | 757.5
112 | 9 | 2009-04-23 | 1990-04-23 | 4 | 23 | 10:00 | 794.25
112 | 10 | 2009-04-23 | 1990-04-23 | 4 | 23 | 11:00 | 809.25
112 | 11 | 2009-04-23 | 1990-04-23 | 4 | 23 | 12:00 | 789.25
112 | 12 | 2009-04-23 | 1990-04-23 | 4 | 23 | 13:00 | 788
112 | 13 | 2009-04-23 | 1990-04-23 | 4 | 23 | 14:00 | 795
112 | 14 | 2009-04-23 | 1990-04-23 | 4 | 23 | 15:00 | 771.5
112 | 15 | 2009-04-23 | 1990-04-23 | 4 | 23 | 16:00 | 780
112 | 16 | 2009-04-23 | 1990-04-23 | 4 | 23 | 17:00 | 763
112 | 17 | 2009-04-23 | 1990-04-23 | 4 | 23 | 18:00 | 713
112 | 18 | 2009-04-23 | 1990-04-23 | 4 | 23 | 19:00 | 690.25
112 | 19 | 2009-04-23 | 1990-04-23 | 4 | 23 | 20:00 | 700.25
112 | 20 | 2009-04-23 | 1990-04-23 | 4 | 23 | 21:00 | 666
112 | 21 | 2009-04-23 | 1990-04-23 | 4 | 23 | 22:00 | 667.25
112 | 22 | 2009-04-23 | 1990-04-23 | 4 | 23 | 23:00 | 653.25
112 | 23 | 2009-04-23 | 1990-04-23 | 4 | 23 | 24:00 | 650
113 | 0 | 2009-04-24 | 1990-04-24 | 4 | 24 | 1:00 | 630.5
113 | 1 | 2009-04-24 | 1990-04-24 | 4 | 24 | 2:00 | 650.25
113 | 2 | 2009-04-24 | 1990-04-24 | 4 | 24 | 3:00 | 636.25
113 | 3 | 2009-04-24 | 1990-04-24 | 4 | 24 | 4:00 | 645.75
113 | 4 | 2009-04-24 | 1990-04-24 | 4 | 24 | 5:00 | 654
113 | 5 | 2009-04-24 | 1990-04-24 | 4 | 24 | 6:00 | 685.25
113 | 6 | 2009-04-24 | 1990-04-24 | 4 | 24 | 7:00 | 729.75
113 | 7 | 2009-04-24 | 1990-04-24 | 4 | 24 | 8:00 | 730.25
113 | 8 | 2009-04-24 | 1990-04-24 | 4 | 24 | 9:00 | 761.25
113 | 9 | 2009-04-24 | 1990-04-24 | 4 | 24 | 10:00 | 789.25
113 | 10 | 2009-04-24 | 1990-04-24 | 4 | 24 | 11:00 | 797
113 | 11 | 2009-04-24 | 1990-04-24 | 4 | 24 | 12:00 | 793.5
113 | 12 | 2009-04-24 | 1990-04-24 | 4 | 24 | 13:00 | 789.5
113 | 13 | 2009-04-24 | 1990-04-24 | 4 | 24 | 14:00 | 804.5
113 | 14 | 2009-04-24 | 1990-04-24 | 4 | 24 | 15:00 | 792.75
113 | 15 | 2009-04-24 | 1990-04-24 | 4 | 24 | 16:00 | 767.5
113 | 16 | 2009-04-24 | 1990-04-24 | 4 | 24 | 17:00 | 788.25
113 | 17 | 2009-04-24 | 1990-04-24 | 4 | 24 | 18:00 | 713
113 | 18 | 2009-04-24 | 1990-04-24 | 4 | 24 | 19:00 | 720
113 | 19 | 2009-04-24 | 1990-04-24 | 4 | 24 | 20:00 | 703.25
113 | 20 | 2009-04-24 | 1990-04-24 | 4 | 24 | 21:00 | 680.75
113 | 21 | 2009-04-24 | 1990-04-24 | 4 | 24 | 22:00 | 634.5
113 | 22 | 2009-04-24 | 1990-04-24 | 4 | 24 | 23:00 | 639.25
113 | 23 | 2009-04-24 | 1990-04-24 | 4 | 24 | 24:00 | 638.75
114 | 0 | 2009-04-25 | 1990-04-25 | 4 | 25 | 1:00 | 638.5
114 | 1 | 2009-04-25 | 1990-04-25 | 4 | 25 | 2:00 | 655.5
114 | 2 | 2009-04-25 | 1990-04-25 | 4 | 25 | 3:00 | 637.25
114 | 3 | 2009-04-25 | 1990-04-25 | 4 | 25 | 4:00 | 661
114 | 4 | 2009-04-25 | 1990-04-25 | 4 | 25 | 5:00 | 642.75
114 | 5 | 2009-04-25 | 1990-04-25 | 4 | 25 | 6:00 | 649.5
114 | 6 | 2009-04-25 | 1990-04-25 | 4 | 25 | 7:00 | 668.5
114 | 7 | 2009-04-25 | 1990-04-25 | 4 | 25 | 8:00 | 672.75
114 | 8 | 2009-04-25 | 1990-04-25 | 4 | 25 | 9:00 | 700.75
114 | 9 | 2009-04-25 | 1990-04-25 | 4 | 25 | 10:00 | 704.25
114 | 10 | 2009-04-25 | 1990-04-25 | 4 | 25 | 11:00 | 691.75
114 | 11 | 2009-04-25 | 1990-04-25 | 4 | 25 | 12:00 | 711.5
114 | 12 | 2009-04-25 | 1990-04-25 | 4 | 25 | 13:00 | 808
114 | 13 | 2009-04-25 | 1990-04-25 | 4 | 25 | 14:00 | 984
114 | 14 | 2009-04-25 | 1990-04-25 | 4 | 25 | 15:00 | 940.25
114 | 15 | 2009-04-25 | 1990-04-25 | 4 | 25 | 16:00 | 960.75
114 | 16 | 2009-04-25 | 1990-04-25 | 4 | 25 | 17:00 | 946.5
114 | 17 | 2009-04-25 | 1990-04-25 | 4 | 25 | 18:00 | 831
114 | 18 | 2009-04-25 | 1990-04-25 | 4 | 25 | 19:00 | 914.5
114 | 19 | 2009-04-25 | 1990-04-25 | 4 | 25 | 20:00 | 705.25
114 | 20 | 2009-04-25 | 1990-04-25 | 4 | 25 | 21:00 | 657.5
114 | 21 | 2009-04-25 | 1990-04-25 | 4 | 25 | 22:00 | 634.25
114 | 22 | 2009-04-25 | 1990-04-25 | 4 | 25 | 23:00 | 657.25
114 | 23 | 2009-04-25 | 1990-04-25 | 4 | 25 | 24:00 | 653
115 | 0 | 2009-04-26 | 1990-04-26 | 4 | 26 | 1:00 | 659.5
115 | 1 | 2009-04-26 | 1990-04-26 | 4 | 26 | 2:00 | 634
115 | 2 | 2009-04-26 | 1990-04-26 | 4 | 26 | 3:00 | 643.5
115 | 3 | 2009-04-26 | 1990-04-26 | 4 | 26 | 4:00 | 660
115 | 4 | 2009-04-26 | 1990-04-26 | 4 | 26 | 5:00 | 629.25
115 | 5 | 2009-04-26 | 1990-04-26 | 4 | 26 | 6:00 | 642
115 | 6 | 2009-04-26 | 1990-04-26 | 4 | 26 | 7:00 | 665.5
115 | 7 | 2009-04-26 | 1990-04-26 | 4 | 26 | 8:00 | 649.75
115 | 8 | 2009-04-26 | 1990-04-26 | 4 | 26 | 9:00 | 639.25
115 | 9 | 2009-04-26 | 1990-04-26 | 4 | 26 | 10:00 | 677.5
115 | 10 | 2009-04-26 | 1990-04-26 | 4 | 26 | 11:00 | 821.5
115 | 11 | 2009-04-26 | 1990-04-26 | 4 | 26 | 12:00 | 896.25
115 | 12 | 2009-04-26 | 1990-04-26 | 4 | 26 | 13:00 | 954.25
115 | 13 | 2009-04-26 | 1990-04-26 | 4 | 26 | 14:00 | 952
115 | 14 | 2009-04-26 | 1990-04-26 | 4 | 26 | 15:00 | 958.75
115 | 15 | 2009-04-26 | 1990-04-26 | 4 | 26 | 16:00 | 926
115 | 16 | 2009-04-26 | 1990-04-26 | 4 | 26 | 17:00 | 932.5
115 | 17 | 2009-04-26 | 1990-04-26 | 4 | 26 | 18:00 | 944.25
115 | 18 | 2009-04-26 | 1990-04-26 | 4 | 26 | 19:00 | 904.25
115 | 19 | 2009-04-26 | 1990-04-26 | 4 | 26 | 20:00 | 896.75
115 | 20 | 2009-04-26 | 1990-04-26 | 4 | 26 | 21:00 | 910.5
115 | 21 | 2009-04-26 | 1990-04-26 | 4 | 26 | 22:00 | 894
115 | 22 | 2009-04-26 | 1990-04-26 | 4 | 26 | 23:00 | 858.25
115 | 23 | 2009-04-26 | 1990-04-26 | 4 | 26 | 24:00 | 879.75
116 | 0 | 2009-04-27 | 1990-04-27 | 4 | 27 | 1:00 | 851.5
116 | 1 | 2009-04-27 | 1990-04-27 | 4 | 27 | 2:00 | 892
116 | 2 | 2009-04-27 | 1990-04-27 | 4 | 27 | 3:00 | 838.5
116 | 3 | 2009-04-27 | 1990-04-27 | 4 | 27 | 4:00 | 624.25
116 | 4 | 2009-04-27 | 1990-04-27 | 4 | 27 | 5:00 | 619.5
116 | 5 | 2009-04-27 | 1990-04-27 | 4 | 27 | 6:00 | 640
116 | 6 | 2009-04-27 | 1990-04-27 | 4 | 27 | 7:00 | 699
116 | 7 | 2009-04-27 | 1990-04-27 | 4 | 27 | 8:00 | 704.5
116 | 8 | 2009-04-27 | 1990-04-27 | 4 | 27 | 9:00 | 732.5
116 | 9 | 2009-04-27 | 1990-04-27 | 4 | 27 | 10:00 | 905
116 | 10 | 2009-04-27 | 1990-04-27 | 4 | 27 | 11:00 | 960.5
116 | 11 | 2009-04-27 | 1990-04-27 | 4 | 27 | 12:00 | 953.25
116 | 12 | 2009-04-27 | 1990-04-27 | 4 | 27 | 13:00 | 985
116 | 13 | 2009-04-27 | 1990-04-27 | 4 | 27 | 14:00 | 972.75
116 | 14 | 2009-04-27 | 1990-04-27 | 4 | 27 | 15:00 | 962.25
116 | 15 | 2009-04-27 | 1990-04-27 | 4 | 27 | 16:00 | 965.75
116 | 16 | 2009-04-27 | 1990-04-27 | 4 | 27 | 17:00 | 943
116 | 17 | 2009-04-27 | 1990-04-27 | 4 | 27 | 18:00 | 901.75
116 | 18 | 2009-04-27 | 1990-04-27 | 4 | 27 | 19:00 | 881.75
116 | 19 | 2009-04-27 | 1990-04-27 | 4 | 27 | 20:00 | 861.5
116 | 20 | 2009-04-27 | 1990-04-27 | 4 | 27 | 21:00 | 862.5
116 | 21 | 2009-04-27 | 1990-04-27 | 4 | 27 | 22:00 | 820.25
116 | 22 | 2009-04-27 | 1990-04-27 | 4 | 27 | 23:00 | 670.25
116 | 23 | 2009-04-27 | 1990-04-27 | 4 | 27 | 24:00 | 631.5
117 | 0 | 2009-04-28 | 1990-04-28 | 4 | 28 | 1:00 | 633.75
117 | 1 | 2009-04-28 | 1990-04-28 | 4 | 28 | 2:00 | 640.5
117 | 2 | 2009-04-28 | 1990-04-28 | 4 | 28 | 3:00 | 627.75
117 | 3 | 2009-04-28 | 1990-04-28 | 4 | 28 | 4:00 | 640.25
117 | 4 | 2009-04-28 | 1990-04-28 | 4 | 28 | 5:00 | 628
117 | 5 | 2009-04-28 | 1990-04-28 | 4 | 28 | 6:00 | 648.5
117 | 6 | 2009-04-28 | 1990-04-28 | 4 | 28 | 7:00 | 709.5
117 | 7 | 2009-04-28 | 1990-04-28 | 4 | 28 | 8:00 | 713.75
117 | 8 | 2009-04-28 | 1990-04-28 | 4 | 28 | 9:00 | 734.5
117 | 9 | 2009-04-28 | 1990-04-28 | 4 | 28 | 10:00 | 781
117 | 10 | 2009-04-28 | 1990-04-28 | 4 | 28 | 11:00 | 783.5
117 | 11 | 2009-04-28 | 1990-04-28 | 4 | 28 | 12:00 | 817
117 | 12 | 2009-04-28 | 1990-04-28 | 4 | 28 | 13:00 | 1022.75
117 | 13 | 2009-04-28 | 1990-04-28 | 4 | 28 | 14:00 | 984.75
117 | 14 | 2009-04-28 | 1990-04-28 | 4 | 28 | 15:00 | 989.5
117 | 15 | 2009-04-28 | 1990-04-28 | 4 | 28 | 16:00 | 1058.25
117 | 16 | 2009-04-28 | 1990-04-28 | 4 | 28 | 17:00 | 997.5
117 | 17 | 2009-04-28 | 1990-04-28 | 4 | 28 | 18:00 | 943.25
117 | 18 | 2009-04-28 | 1990-04-28 | 4 | 28 | 19:00 | 934.75
117 | 19 | 2009-04-28 | 1990-04-28 | 4 | 28 | 20:00 | 880
117 | 20 | 2009-04-28 | 1990-04-28 | 4 | 28 | 21:00 | 883.75
117 | 21 | 2009-04-28 | 1990-04-28 | 4 | 28 | 22:00 | 827
117 | 22 | 2009-04-28 | 1990-04-28 | 4 | 28 | 23:00 | 832.75
117 | 23 | 2009-04-28 | 1990-04-28 | 4 | 28 | 24:00 | 762
118 | 0 | 2009-04-29 | 1990-04-29 | 4 | 29 | 1:00 | 691.5
118 | 1 | 2009-04-29 | 1990-04-29 | 4 | 29 | 2:00 | 698.25
118 | 2 | 2009-04-29 | 1990-04-29 | 4 | 29 | 3:00 | 719
118 | 3 | 2009-04-29 | 1990-04-29 | 4 | 29 | 4:00 | 751.75
118 | 4 | 2009-04-29 | 1990-04-29 | 4 | 29 | 5:00 | 707.75
118 | 5 | 2009-04-29 | 1990-04-29 | 4 | 29 | 6:00 | 737.25
118 | 6 | 2009-04-29 | 1990-04-29 | 4 | 29 | 7:00 | 910.25
118 | 7 | 2009-04-29 | 1990-04-29 | 4 | 29 | 8:00 | 964.5
118 | 8 | 2009-04-29 | 1990-04-29 | 4 | 29 | 9:00 | 1048.25
118 | 9 | 2009-04-29 | 1990-04-29 | 4 | 29 | 10:00 | 1041.75
118 | 10 | 2009-04-29 | 1990-04-29 | 4 | 29 | 11:00 | 1016.5
118 | 11 | 2009-04-29 | 1990-04-29 | 4 | 29 | 12:00 | 1079
118 | 12 | 2009-04-29 | 1990-04-29 | 4 | 29 | 13:00 | 939.75
118 | 13 | 2009-04-29 | 1990-04-29 | 4 | 29 | 14:00 | 775.75
118 | 14 | 2009-04-29 | 1990-04-29 | 4 | 29 | 15:00 | 783.75
118 | 15 | 2009-04-29 | 1990-04-29 | 4 | 29 | 16:00 | 1000
118 | 16 | 2009-04-29 | 1990-04-29 | 4 | 29 | 17:00 | 1055.25
118 | 17 | 2009-04-29 | 1990-04-29 | 4 | 29 | 18:00 | 945.5
118 | 18 | 2009-04-29 | 1990-04-29 | 4 | 29 | 19:00 | 935.75
118 | 19 | 2009-04-29 | 1990-04-29 | 4 | 29 | 20:00 | 940.25
118 | 20 | 2009-04-29 | 1990-04-29 | 4 | 29 | 21:00 | 873.5
118 | 21 | 2009-04-29 | 1990-04-29 | 4 | 29 | 22:00 | 892
118 | 22 | 2009-04-29 | 1990-04-29 | 4 | 29 | 23:00 | 860.25
118 | 23 | 2009-04-29 | 1990-04-29 | 4 | 29 | 24:00 | 869.5
119 | 0 | 2009-04-30 | 1990-04-30 | 4 | 30 | 1:00 | 917.25
119 | 1 | 2009-04-30 | 1990-04-30 | 4 | 30 | 2:00 | 898.75
119 | 2 | 2009-04-30 | 1990-04-30 | 4 | 30 | 3:00 | 885.75
119 | 3 | 2009-04-30 | 1990-04-30 | 4 | 30 | 4:00 | 885.5
119 | 4 | 2009-04-30 | 1990-04-30 | 4 | 30 | 5:00 | 839
119 | 5 | 2009-04-30 | 1990-04-30 | 4 | 30 | 6:00 | 753.75
119 | 6 | 2009-04-30 | 1990-04-30 | 4 | 30 | 7:00 | 702.25
119 | 7 | 2009-04-30 | 1990-04-30 | 4 | 30 | 8:00 | 717.25
119 | 8 | 2009-04-30 | 1990-04-30 | 4 | 30 | 9:00 | 761.75
119 | 9 | 2009-04-30 | 1990-04-30 | 4 | 30 | 10:00 | 857.25
119 | 10 | 2009-04-30 | 1990-04-30 | 4 | 30 | 11:00 | 979
119 | 11 | 2009-04-30 | 1990-04-30 | 4 | 30 | 12:00 | 1026
119 | 12 | 2009-04-30 | 1990-04-30 | 4 | 30 | 13:00 | 960.75
119 | 13 | 2009-04-30 | 1990-04-30 | 4 | 30 | 14:00 | 989.75
119 | 14 | 2009-04-30 | 1990-04-30 | 4 | 30 | 15:00 | 986
119 | 15 | 2009-04-30 | 1990-04-30 | 4 | 30 | 16:00 | 947.5
119 | 16 | 2009-04-30 | 1990-04-30 | 4 | 30 | 17:00 | 942.5
119 | 17 | 2009-04-30 | 1990-04-30 | 4 | 30 | 18:00 | 884.25
119 | 18 | 2009-04-30 | 1990-04-30 | 4 | 30 | 19:00 | 871.75
119 | 19 | 2009-04-30 | 1990-04-30 | 4 | 30 | 20:00 | 712.5
119 | 20 | 2009-04-30 | 1990-04-30 | 4 | 30 | 21:00 | 653.5
119 | 21 | 2009-04-30 | 1990-04-30 | 4 | 30 | 22:00 | 642.5
119 | 22 | 2009-04-30 | 1990-04-30 | 4 | 30 | 23:00 | 624.5
119 | 23 | 2009-04-30 | 1990-04-30 | 4 | 30 | 24:00 | 617
120 | 0 | 2009-05-01 | 1978-05-01 | 5 | 1 | 1:00 | 624
120 | 1 | 2009-05-01 | 1978-05-01 | 5 | 1 | 2:00 | 610.75
120 | 2 | 2009-05-01 | 1978-05-01 | 5 | 1 | 3:00 | 615.75
120 | 3 | 2009-05-01 | 1978-05-01 | 5 | 1 | 4:00 | 642.75
120 | 4 | 2009-05-01 | 1978-05-01 | 5 | 1 | 5:00 | 610.75
120 | 5 | 2009-05-01 | 1978-05-01 | 5 | 1 | 6:00 | 638.5
120 | 6 | 2009-05-01 | 1978-05-01 | 5 | 1 | 7:00 | 706.75
120 | 7 | 2009-05-01 | 1978-05-01 | 5 | 1 | 8:00 | 747.25
120 | 8 | 2009-05-01 | 1978-05-01 | 5 | 1 | 9:00 | 892.5
120 | 9 | 2009-05-01 | 1978-05-01 | 5 | 1 | 10:00 | 903.5
120 | 10 | 2009-05-01 | 1978-05-01 | 5 | 1 | 11:00 | 957
120 | 11 | 2009-05-01 | 1978-05-01 | 5 | 1 | 12:00 | 936
120 | 12 | 2009-05-01 | 1978-05-01 | 5 | 1 | 13:00 | 946
120 | 13 | 2009-05-01 | 1978-05-01 | 5 | 1 | 14:00 | 941.5
120 | 14 | 2009-05-01 | 1978-05-01 | 5 | 1 | 15:00 | 890.75
120 | 15 | 2009-05-01 | 1978-05-01 | 5 | 1 | 16:00 | 749
120 | 16 | 2009-05-01 | 1978-05-01 | 5 | 1 | 17:00 | 736.5
120 | 17 | 2009-05-01 | 1978-05-01 | 5 | 1 | 18:00 | 718.25
120 | 18 | 2009-05-01 | 1978-05-01 | 5 | 1 | 19:00 | 693
120 | 19 | 2009-05-01 | 1978-05-01 | 5 | 1 | 20:00 | 696
120 | 20 | 2009-05-01 | 1978-05-01 | 5 | 1 | 21:00 | 650.5
120 | 21 | 2009-05-01 | 1978-05-01 | 5 | 1 | 22:00 | 632
120 | 22 | 2009-05-01 | 1978-05-01 | 5 | 1 | 23:00 | 620.5
120 | 23 | 2009-05-01 | 1978-05-01 | 5 | 1 | 24:00 | 614.5
121 | 0 | 2009-05-02 | 1978-05-02 | 5 | 2 | 1:00 | 626.75
121 | 1 | 2009-05-02 | 1978-05-02 | 5 | 2 | 2:00 | 621.75
121 | 2 | 2009-05-02 | 1978-05-02 | 5 | 2 | 3:00 | 611.25
121 | 3 | 2009-05-02 | 1978-05-02 | 5 | 2 | 4:00 | 619.25
121 | 4 | 2009-05-02 | 1978-05-02 | 5 | 2 | 5:00 | 617.5
121 | 5 | 2009-05-02 | 1978-05-02 | 5 | 2 | 6:00 | 629
121 | 6 | 2009-05-02 | 1978-05-02 | 5 | 2 | 7:00 | 638.75
121 | 7 | 2009-05-02 | 1978-05-02 | 5 | 2 | 8:00 | 673.25
121 | 8 | 2009-05-02 | 1978-05-02 | 5 | 2 | 9:00 | 680.75
121 | 9 | 2009-05-02 | 1978-05-02 | 5 | 2 | 10:00 | 691.75
121 | 10 | 2009-05-02 | 1978-05-02 | 5 | 2 | 11:00 | 706.75
121 | 11 | 2009-05-02 | 1978-05-02 | 5 | 2 | 12:00 | 666.75
121 | 12 | 2009-05-02 | 1978-05-02 | 5 | 2 | 13:00 | 657
121 | 13 | 2009-05-02 | 1978-05-02 | 5 | 2 | 14:00 | 689.75
121 | 14 | 2009-05-02 | 1978-05-02 | 5 | 2 | 15:00 | 860.5
121 | 15 | 2009-05-02 | 1978-05-02 | 5 | 2 | 16:00 | 813
121 | 16 | 2009-05-02 | 1978-05-02 | 5 | 2 | 17:00 | 787
121 | 17 | 2009-05-02 | 1978-05-02 | 5 | 2 | 18:00 | 789
121 | 18 | 2009-05-02 | 1978-05-02 | 5 | 2 | 19:00 | 780.5
121 | 19 | 2009-05-02 | 1978-05-02 | 5 | 2 | 20:00 | 783.75
121 | 20 | 2009-05-02 | 1978-05-02 | 5 | 2 | 21:00 | 749
121 | 21 | 2009-05-02 | 1978-05-02 | 5 | 2 | 22:00 | 754.5
121 | 22 | 2009-05-02 | 1978-05-02 | 5 | 2 | 23:00 | 752
121 | 23 | 2009-05-02 | 1978-05-02 | 5 | 2 | 24:00 | 756
122 | 0 | 2009-05-03 | 1978-05-03 | 5 | 3 | 1:00 | 768.75
122 | 1 | 2009-05-03 | 1978-05-03 | 5 | 3 | 2:00 | 589.75
122 | 2 | 2009-05-03 | 1978-05-03 | 5 | 3 | 3:00 | 561.5
122 | 3 | 2009-05-03 | 1978-05-03 | 5 | 3 | 4:00 | 596.25
122 | 4 | 2009-05-03 | 1978-05-03 | 5 | 3 | 5:00 | 573
122 | 5 | 2009-05-03 | 1978-05-03 | 5 | 3 | 6:00 | 576.75
122 | 6 | 2009-05-03 | 1978-05-03 | 5 | 3 | 7:00 | 601
122 | 7 | 2009-05-03 | 1978-05-03 | 5 | 3 | 8:00 | 627.5
122 | 8 | 2009-05-03 | 1978-05-03 | 5 | 3 | 9:00 | 728.25
122 | 9 | 2009-05-03 | 1978-05-03 | 5 | 3 | 10:00 | 728.5
122 | 10 | 2009-05-03 | 1978-05-03 | 5 | 3 | 11:00 | 767.25
122 | 11 | 2009-05-03 | 1978-05-03 | 5 | 3 | 12:00 | 781.25
122 | 12 | 2009-05-03 | 1978-05-03 | 5 | 3 | 13:00 | 785.5
122 | 13 | 2009-05-03 | 1978-05-03 | 5 | 3 | 14:00 | 797.25
122 | 14 | 2009-05-03 | 1978-05-03 | 5 | 3 | 15:00 | 806
122 | 15 | 2009-05-03 | 1978-05-03 | 5 | 3 | 16:00 | 752.75
122 | 16 | 2009-05-03 | 1978-05-03 | 5 | 3 | 17:00 | 759.25
122 | 17 | 2009-05-03 | 1978-05-03 | 5 | 3 | 18:00 | 764
122 | 18 | 2009-05-03 | 1978-05-03 | 5 | 3 | 19:00 | 753.5
122 | 19 | 2009-05-03 | 1978-05-03 | 5 | 3 | 20:00 | 739.25
122 | 20 | 2009-05-03 | 1978-05-03 | 5 | 3 | 21:00 | 738.25
122 | 21 | 2009-05-03 | 1978-05-03 | 5 | 3 | 22:00 | 697.75
122 | 22 | 2009-05-03 | 1978-05-03 | 5 | 3 | 23:00 | 668
122 | 23 | 2009-05-03 | 1978-05-03 | 5 | 3 | 24:00 | 668.5
123 | 0 | 2009-05-04 | 1978-05-04 | 5 | 4 | 1:00 | 656.75
123 | 1 | 2009-05-04 | 1978-05-04 | 5 | 4 | 2:00 | 718.5
123 | 2 | 2009-05-04 | 1978-05-04 | 5 | 4 | 3:00 | 657.75
123 | 3 | 2009-05-04 | 1978-05-04 | 5 | 4 | 4:00 | 667
123 | 4 | 2009-05-04 | 1978-05-04 | 5 | 4 | 5:00 | 652.25
123 | 5 | 2009-05-04 | 1978-05-04 | 5 | 4 | 6:00 | 650
123 | 6 | 2009-05-04 | 1978-05-04 | 5 | 4 | 7:00 | 872.25
123 | 7 | 2009-05-04 | 1978-05-04 | 5 | 4 | 8:00 | 871
123 | 8 | 2009-05-04 | 1978-05-04 | 5 | 4 | 9:00 | 1021.25
123 | 9 | 2009-05-04 | 1978-05-04 | 5 | 4 | 10:00 | 1107.5
123 | 10 | 2009-05-04 | 1978-05-04 | 5 | 4 | 11:00 | 1110.75
123 | 11 | 2009-05-04 | 1978-05-04 | 5 | 4 | 12:00 | 1132.5
123 | 12 | 2009-05-04 | 1978-05-04 | 5 | 4 | 13:00 | 1151
123 | 13 | 2009-05-04 | 1978-05-04 | 5 | 4 | 14:00 | 1112.75
123 | 14 | 2009-05-04 | 1978-05-04 | 5 | 4 | 15:00 | 1185.25
123 | 15 | 2009-05-04 | 1978-05-04 | 5 | 4 | 16:00 | 1140.5
123 | 16 | 2009-05-04 | 1978-05-04 | 5 | 4 | 17:00 | 1108.25
123 | 17 | 2009-05-04 | 1978-05-04 | 5 | 4 | 18:00 | 1053.5
123 | 18 | 2009-05-04 | 1978-05-04 | 5 | 4 | 19:00 | 990
123 | 19 | 2009-05-04 | 1978-05-04 | 5 | 4 | 20:00 | 972.25
123 | 20 | 2009-05-04 | 1978-05-04 | 5 | 4 | 21:00 | 909
123 | 21 | 2009-05-04 | 1978-05-04 | 5 | 4 | 22:00 | 944.25
123 | 22 | 2009-05-04 | 1978-05-04 | 5 | 4 | 23:00 | 893
123 | 23 | 2009-05-04 | 1978-05-04 | 5 | 4 | 24:00 | 885.5
124 | 0 | 2009-05-05 | 1978-05-05 | 5 | 5 | 1:00 | 850.5
124 | 1 | 2009-05-05 | 1978-05-05 | 5 | 5 | 2:00 | 880.5
124 | 2 | 2009-05-05 | 1978-05-05 | 5 | 5 | 3:00 | 857
124 | 3 | 2009-05-05 | 1978-05-05 | 5 | 5 | 4:00 | 880.75
124 | 4 | 2009-05-05 | 1978-05-05 | 5 | 5 | 5:00 | 856
124 | 5 | 2009-05-05 | 1978-05-05 | 5 | 5 | 6:00 | 898.25
124 | 6 | 2009-05-05 | 1978-05-05 | 5 | 5 | 7:00 | 979
124 | 7 | 2009-05-05 | 1978-05-05 | 5 | 5 | 8:00 | 999.5
124 | 8 | 2009-05-05 | 1978-05-05 | 5 | 5 | 9:00 | 1025
124 | 9 | 2009-05-05 | 1978-05-05 | 5 | 5 | 10:00 | 1067
124 | 10 | 2009-05-05 | 1978-05-05 | 5 | 5 | 11:00 | 1081.5
124 | 11 | 2009-05-05 | 1978-05-05 | 5 | 5 | 12:00 | 1119.75
124 | 12 | 2009-05-05 | 1978-05-05 | 5 | 5 | 13:00 | 1112.5
124 | 13 | 2009-05-05 | 1978-05-05 | 5 | 5 | 14:00 | 1130.75
124 | 14 | 2009-05-05 | 1978-05-05 | 5 | 5 | 15:00 | 1118
124 | 15 | 2009-05-05 | 1978-05-05 | 5 | 5 | 16:00 | 1108.25
124 | 16 | 2009-05-05 | 1978-05-05 | 5 | 5 | 17:00 | 1081.5
124 | 17 | 2009-05-05 | 1978-05-05 | 5 | 5 | 18:00 | 1011.5
124 | 18 | 2009-05-05 | 1978-05-05 | 5 | 5 | 19:00 | 962.25
124 | 19 | 2009-05-05 | 1978-05-05 | 5 | 5 | 20:00 | 933.5
124 | 20 | 2009-05-05 | 1978-05-05 | 5 | 5 | 21:00 | 907.25
124 | 21 | 2009-05-05 | 1978-05-05 | 5 | 5 | 22:00 | 890.5
124 | 22 | 2009-05-05 | 1978-05-05 | 5 | 5 | 23:00 | 880.75
124 | 23 | 2009-05-05 | 1978-05-05 | 5 | 5 | 24:00 | 895
125 | 0 | 2009-05-06 | 1978-05-06 | 5 | 6 | 1:00 | 875
125 | 1 | 2009-05-06 | 1978-05-06 | 5 | 6 | 2:00 | 878.5
125 | 2 | 2009-05-06 | 1978-05-06 | 5 | 6 | 3:00 | 867.5
125 | 3 | 2009-05-06 | 1978-05-06 | 5 | 6 | 4:00 | 828.25
125 | 4 | 2009-05-06 | 1978-05-06 | 5 | 6 | 5:00 | 800
125 | 5 | 2009-05-06 | 1978-05-06 | 5 | 6 | 6:00 | 903.25
125 | 6 | 2009-05-06 | 1978-05-06 | 5 | 6 | 7:00 | 906.25
125 | 7 | 2009-05-06 | 1978-05-06 | 5 | 6 | 8:00 | 950.75
125 | 8 | 2009-05-06 | 1978-05-06 | 5 | 6 | 9:00 | 970
125 | 9 | 2009-05-06 | 1978-05-06 | 5 | 6 | 10:00 | 1002.25
125 | 10 | 2009-05-06 | 1978-05-06 | 5 | 6 | 11:00 | 1012
125 | 11 | 2009-05-06 | 1978-05-06 | 5 | 6 | 12:00 | 1011
125 | 12 | 2009-05-06 | 1978-05-06 | 5 | 6 | 13:00 | 1002.75
125 | 13 | 2009-05-06 | 1978-05-06 | 5 | 6 | 14:00 | 998.25
125 | 14 | 2009-05-06 | 1978-05-06 | 5 | 6 | 15:00 | 1029
125 | 15 | 2009-05-06 | 1978-05-06 | 5 | 6 | 16:00 | 1014
125 | 16 | 2009-05-06 | 1978-05-06 | 5 | 6 | 17:00 | 1011.75
125 | 17 | 2009-05-06 | 1978-05-06 | 5 | 6 | 18:00 | 965.5
125 | 18 | 2009-05-06 | 1978-05-06 | 5 | 6 | 19:00 | 945.5
125 | 19 | 2009-05-06 | 1978-05-06 | 5 | 6 | 20:00 | 889
125 | 20 | 2009-05-06 | 1978-05-06 | 5 | 6 | 21:00 | 846.25
125 | 21 | 2009-05-06 | 1978-05-06 | 5 | 6 | 22:00 | 803.5
125 | 22 | 2009-05-06 | 1978-05-06 | 5 | 6 | 23:00 | 812
125 | 23 | 2009-05-06 | 1978-05-06 | 5 | 6 | 24:00 | 801.75
126 | 0 | 2009-05-07 | 1978-05-07 | 5 | 7 | 1:00 | 797
126 | 1 | 2009-05-07 | 1978-05-07 | 5 | 7 | 2:00 | 790.5
126 | 2 | 2009-05-07 | 1978-05-07 | 5 | 7 | 3:00 | 786.75
126 | 3 | 2009-05-07 | 1978-05-07 | 5 | 7 | 4:00 | 805.25
126 | 4 | 2009-05-07 | 1978-05-07 | 5 | 7 | 5:00 | 786.5
126 | 5 | 2009-05-07 | 1978-05-07 | 5 | 7 | 6:00 | 838.5
126 | 6 | 2009-05-07 | 1978-05-07 | 5 | 7 | 7:00 | 936.75
126 | 7 | 2009-05-07 | 1978-05-07 | 5 | 7 | 8:00 | 1035.25
126 | 8 | 2009-05-07 | 1978-05-07 | 5 | 7 | 9:00 | 1043.75
126 | 9 | 2009-05-07 | 1978-05-07 | 5 | 7 | 10:00 | 1069.25
126 | 10 | 2009-05-07 | 1978-05-07 | 5 | 7 | 11:00 | 1089
126 | 11 | 2009-05-07 | 1978-05-07 | 5 | 7 | 12:00 | 1125.5
126 | 12 | 2009-05-07 | 1978-05-07 | 5 | 7 | 13:00 | 1123.5
126 | 13 | 2009-05-07 | 1978-05-07 | 5 | 7 | 14:00 | 1149.75
126 | 14 | 2009-05-07 | 1978-05-07 | 5 | 7 | 15:00 | 1117.75
126 | 15 | 2009-05-07 | 1978-05-07 | 5 | 7 | 16:00 | 1136
126 | 16 | 2009-05-07 | 1978-05-07 | 5 | 7 | 17:00 | 1119.75
126 | 17 | 2009-05-07 | 1978-05-07 | 5 | 7 | 18:00 | 1050.75
126 | 18 | 2009-05-07 | 1978-05-07 | 5 | 7 | 19:00 | 1045
126 | 19 | 2009-05-07 | 1978-05-07 | 5 | 7 | 20:00 | 991
126 | 20 | 2009-05-07 | 1978-05-07 | 5 | 7 | 21:00 | 921.5
126 | 21 | 2009-05-07 | 1978-05-07 | 5 | 7 | 22:00 | 916.75
126 | 22 | 2009-05-07 | 1978-05-07 | 5 | 7 | 23:00 | 887.5
126 | 23 | 2009-05-07 | 1978-05-07 | 5 | 7 | 24:00 | 791
127 | 0 | 2009-05-08 | 1978-05-08 | 5 | 8 | 1:00 | 782.5
127 | 1 | 2009-05-08 | 1978-05-08 | 5 | 8 | 2:00 | 717.25
127 | 2 | 2009-05-08 | 1978-05-08 | 5 | 8 | 3:00 | 767
127 | 3 | 2009-05-08 | 1978-05-08 | 5 | 8 | 4:00 | 775.5
127 | 4 | 2009-05-08 | 1978-05-08 | 5 | 8 | 5:00 | 825
127 | 5 | 2009-05-08 | 1978-05-08 | 5 | 8 | 6:00 | 838.75
127 | 6 | 2009-05-08 | 1978-05-08 | 5 | 8 | 7:00 | 974.25
127 | 7 | 2009-05-08 | 1978-05-08 | 5 | 8 | 8:00 | 1012
127 | 8 | 2009-05-08 | 1978-05-08 | 5 | 8 | 9:00 | 1095.25
127 | 9 | 2009-05-08 | 1978-05-08 | 5 | 8 | 10:00 | 1068.75
127 | 10 | 2009-05-08 | 1978-05-08 | 5 | 8 | 11:00 | 1045.75
127 | 11 | 2009-05-08 | 1978-05-08 | 5 | 8 | 12:00 | 1038.75
127 | 12 | 2009-05-08 | 1978-05-08 | 5 | 8 | 13:00 | 1029
127 | 13 | 2009-05-08 | 1978-05-08 | 5 | 8 | 14:00 | 1025.5
127 | 14 | 2009-05-08 | 1978-05-08 | 5 | 8 | 15:00 | 1028.75
127 | 15 | 2009-05-08 | 1978-05-08 | 5 | 8 | 16:00 | 1019.75
127 | 16 | 2009-05-08 | 1978-05-08 | 5 | 8 | 17:00 | 987.5
127 | 17 | 2009-05-08 | 1978-05-08 | 5 | 8 | 18:00 | 911.25
127 | 18 | 2009-05-08 | 1978-05-08 | 5 | 8 | 19:00 | 890.75
127 | 19 | 2009-05-08 | 1978-05-08 | 5 | 8 | 20:00 | 647.25
127 | 20 | 2009-05-08 | 1978-05-08 | 5 | 8 | 21:00 | 629.75
127 | 21 | 2009-05-08 | 1978-05-08 | 5 | 8 | 22:00 | 607.75
127 | 22 | 2009-05-08 | 1978-05-08 | 5 | 8 | 23:00 | 607.25
127 | 23 | 2009-05-08 | 1978-05-08 | 5 | 8 | 24:00 | 619.25
128 | 0 | 2009-05-09 | 1978-05-09 | 5 | 9 | 1:00 | 602.5
128 | 1 | 2009-05-09 | 1978-05-09 | 5 | 9 | 2:00 | 597
128 | 2 | 2009-05-09 | 1978-05-09 | 5 | 9 | 3:00 | 599.25
128 | 3 | 2009-05-09 | 1978-05-09 | 5 | 9 | 4:00 | 616.5
128 | 4 | 2009-05-09 | 1978-05-09 | 5 | 9 | 5:00 | 607.5
128 | 5 | 2009-05-09 | 1978-05-09 | 5 | 9 | 6:00 | 629.25
128 | 6 | 2009-05-09 | 1978-05-09 | 5 | 9 | 7:00 | 629
128 | 7 | 2009-05-09 | 1978-05-09 | 5 | 9 | 8:00 | 641.25
128 | 8 | 2009-05-09 | 1978-05-09 | 5 | 9 | 9:00 | 880.75
128 | 9 | 2009-05-09 | 1978-05-09 | 5 | 9 | 10:00 | 977.75
128 | 10 | 2009-05-09 | 1978-05-09 | 5 | 9 | 11:00 | 972
128 | 11 | 2009-05-09 | 1978-05-09 | 5 | 9 | 12:00 | 1014
128 | 12 | 2009-05-09 | 1978-05-09 | 5 | 9 | 13:00 | 995.25
128 | 13 | 2009-05-09 | 1978-05-09 | 5 | 9 | 14:00 | 982
128 | 14 | 2009-05-09 | 1978-05-09 | 5 | 9 | 15:00 | 973.5
128 | 15 | 2009-05-09 | 1978-05-09 | 5 | 9 | 16:00 | 966.75
128 | 16 | 2009-05-09 | 1978-05-09 | 5 | 9 | 17:00 | 1030.5
128 | 17 | 2009-05-09 | 1978-05-09 | 5 | 9 | 18:00 | 1017.75
128 | 18 | 2009-05-09 | 1978-05-09 | 5 | 9 | 19:00 | 1015.5
128 | 19 | 2009-05-09 | 1978-05-09 | 5 | 9 | 20:00 | 967.25
128 | 20 | 2009-05-09 | 1978-05-09 | 5 | 9 | 21:00 | 970.25
128 | 21 | 2009-05-09 | 1978-05-09 | 5 | 9 | 22:00 | 945
128 | 22 | 2009-05-09 | 1978-05-09 | 5 | 9 | 23:00 | 932.5
128 | 23 | 2009-05-09 | 1978-05-09 | 5 | 9 | 24:00 | 939.25
129 | 0 | 2009-05-10 | 1978-05-10 | 5 | 10 | 1:00 | 935.75
129 | 1 | 2009-05-10 | 1978-05-10 | 5 | 10 | 2:00 | 938.75
129 | 2 | 2009-05-10 | 1978-05-10 | 5 | 10 | 3:00 | 921.75
129 | 3 | 2009-05-10 | 1978-05-10 | 5 | 10 | 4:00 | 958.5
129 | 4 | 2009-05-10 | 1978-05-10 | 5 | 10 | 5:00 | 945
129 | 5 | 2009-05-10 | 1978-05-10 | 5 | 10 | 6:00 | 985.25
129 | 6 | 2009-05-10 | 1978-05-10 | 5 | 10 | 7:00 | 1012
129 | 7 | 2009-05-10 | 1978-05-10 | 5 | 10 | 8:00 | 1028.5
129 | 8 | 2009-05-10 | 1978-05-10 | 5 | 10 | 9:00 | 1073
129 | 9 | 2009-05-10 | 1978-05-10 | 5 | 10 | 10:00 | 1094
129 | 10 | 2009-05-10 | 1978-05-10 | 5 | 10 | 11:00 | 1113
129 | 11 | 2009-05-10 | 1978-05-10 | 5 | 10 | 12:00 | 1124.25
129 | 12 | 2009-05-10 | 1978-05-10 | 5 | 10 | 13:00 | 1136.75
129 | 13 | 2009-05-10 | 1978-05-10 | 5 | 10 | 14:00 | 1142
129 | 14 | 2009-05-10 | 1978-05-10 | 5 | 10 | 15:00 | 1124.75
129 | 15 | 2009-05-10 | 1978-05-10 | 5 | 10 | 16:00 | 1124
129 | 16 | 2009-05-10 | 1978-05-10 | 5 | 10 | 17:00 | 1111
129 | 17 | 2009-05-10 | 1978-05-10 | 5 | 10 | 18:00 | 1076.5
129 | 18 | 2009-05-10 | 1978-05-10 | 5 | 10 | 19:00 | 1070
129 | 19 | 2009-05-10 | 1978-05-10 | 5 | 10 | 20:00 | 1104.5
129 | 20 | 2009-05-10 | 1978-05-10 | 5 | 10 | 21:00 | 1075.5
129 | 21 | 2009-05-10 | 1978-05-10 | 5 | 10 | 22:00 | 1052.5
129 | 22 | 2009-05-10 | 1978-05-10 | 5 | 10 | 23:00 | 1048.75
129 | 23 | 2009-05-10 | 1978-05-10 | 5 | 10 | 24:00 | 1042.5
130 | 0 | 2009-05-11 | 1978-05-11 | 5 | 11 | 1:00 | 1030.5
130 | 1 | 2009-05-11 | 1978-05-11 | 5 | 11 | 2:00 | 1015
130 | 2 | 2009-05-11 | 1978-05-11 | 5 | 11 | 3:00 | 1002
130 | 3 | 2009-05-11 | 1978-05-11 | 5 | 11 | 4:00 | 1044
130 | 4 | 2009-05-11 | 1978-05-11 | 5 | 11 | 5:00 | 1005.5
130 | 5 | 2009-05-11 | 1978-05-11 | 5 | 11 | 6:00 | 1083.5
130 | 6 | 2009-05-11 | 1978-05-11 | 5 | 11 | 7:00 | 1179.5
130 | 7 | 2009-05-11 | 1978-05-11 | 5 | 11 | 8:00 | 1244.5
130 | 8 | 2009-05-11 | 1978-05-11 | 5 | 11 | 9:00 | 1306.75
130 | 9 | 2009-05-11 | 1978-05-11 | 5 | 11 | 10:00 | 1360.75
130 | 10 | 2009-05-11 | 1978-05-11 | 5 | 11 | 11:00 | 1313.5
130 | 11 | 2009-05-11 | 1978-05-11 | 5 | 11 | 12:00 | 1194.5
130 | 12 | 2009-05-11 | 1978-05-11 | 5 | 11 | 13:00 | 1134.25
130 | 13 | 2009-05-11 | 1978-05-11 | 5 | 11 | 14:00 | 1092.5
130 | 14 | 2009-05-11 | 1978-05-11 | 5 | 11 | 15:00 | 1096.25
130 | 15 | 2009-05-11 | 1978-05-11 | 5 | 11 | 16:00 | 1083.5
130 | 16 | 2009-05-11 | 1978-05-11 | 5 | 11 | 17:00 | 1018
130 | 17 | 2009-05-11 | 1978-05-11 | 5 | 11 | 18:00 | 972
130 | 18 | 2009-05-11 | 1978-05-11 | 5 | 11 | 19:00 | 936.25
130 | 19 | 2009-05-11 | 1978-05-11 | 5 | 11 | 20:00 | 895.5
130 | 20 | 2009-05-11 | 1978-05-11 | 5 | 11 | 21:00 | 902.25
130 | 21 | 2009-05-11 | 1978-05-11 | 5 | 11 | 22:00 | 871.25
130 | 22 | 2009-05-11 | 1978-05-11 | 5 | 11 | 23:00 | 868.5
130 | 23 | 2009-05-11 | 1978-05-11 | 5 | 11 | 24:00 | 881.25
131 | 0 | 2009-05-12 | 1978-05-12 | 5 | 12 | 1:00 | 876.25
131 | 1 | 2009-05-12 | 1978-05-12 | 5 | 12 | 2:00 | 844.25
131 | 2 | 2009-05-12 | 1978-05-12 | 5 | 12 | 3:00 | 865
131 | 3 | 2009-05-12 | 1978-05-12 | 5 | 12 | 4:00 | 882.75
131 | 4 | 2009-05-12 | 1978-05-12 | 5 | 12 | 5:00 | 871.25
131 | 5 | 2009-05-12 | 1978-05-12 | 5 | 12 | 6:00 | 931.5
131 | 6 | 2009-05-12 | 1978-05-12 | 5 | 12 | 7:00 | 953.75
131 | 7 | 2009-05-12 | 1978-05-12 | 5 | 12 | 8:00 | 909.5
131 | 8 | 2009-05-12 | 1978-05-12 | 5 | 12 | 9:00 | 1025
131 | 9 | 2009-05-12 | 1978-05-12 | 5 | 12 | 10:00 | 1087.25
131 | 10 | 2009-05-12 | 1978-05-12 | 5 | 12 | 11:00 | 1121.25
131 | 11 | 2009-05-12 | 1978-05-12 | 5 | 12 | 12:00 | 1235.25
131 | 12 | 2009-05-12 | 1978-05-12 | 5 | 12 | 13:00 | 1272
131 | 13 | 2009-05-12 | 1978-05-12 | 5 | 12 | 14:00 | 1287.25
131 | 14 | 2009-05-12 | 1978-05-12 | 5 | 12 | 15:00 | 1283.5
131 | 15 | 2009-05-12 | 1978-05-12 | 5 | 12 | 16:00 | 1262.5
131 | 16 | 2009-05-12 | 1978-05-12 | 5 | 12 | 17:00 | 1207
131 | 17 | 2009-05-12 | 1978-05-12 | 5 | 12 | 18:00 | 1162.25
131 | 18 | 2009-05-12 | 1978-05-12 | 5 | 12 | 19:00 | 1049
131 | 19 | 2009-05-12 | 1978-05-12 | 5 | 12 | 20:00 | 1000.25
131 | 20 | 2009-05-12 | 1978-05-12 | 5 | 12 | 21:00 | 955.75
131 | 21 | 2009-05-12 | 1978-05-12 | 5 | 12 | 22:00 | 922.25
131 | 22 | 2009-05-12 | 1978-05-12 | 5 | 12 | 23:00 | 902.25
131 | 23 | 2009-05-12 | 1978-05-12 | 5 | 12 | 24:00 | 883.75
132 | 0 | 2009-05-13 | 1978-05-13 | 5 | 13 | 1:00 | 885
132 | 1 | 2009-05-13 | 1978-05-13 | 5 | 13 | 2:00 | 881.5
132 | 2 | 2009-05-13 | 1978-05-13 | 5 | 13 | 3:00 | 857.75
132 | 3 | 2009-05-13 | 1978-05-13 | 5 | 13 | 4:00 | 872.75
132 | 4 | 2009-05-13 | 1978-05-13 | 5 | 13 | 5:00 | 846.25
132 | 5 | 2009-05-13 | 1978-05-13 | 5 | 13 | 6:00 | 892.25
132 | 6 | 2009-05-13 | 1978-05-13 | 5 | 13 | 7:00 | 961.5
132 | 7 | 2009-05-13 | 1978-05-13 | 5 | 13 | 8:00 | 993.5
132 | 8 | 2009-05-13 | 1978-05-13 | 5 | 13 | 9:00 | 1018.75
132 | 9 | 2009-05-13 | 1978-05-13 | 5 | 13 | 10:00 | 1079.5
132 | 10 | 2009-05-13 | 1978-05-13 | 5 | 13 | 11:00 | 1081.5
132 | 11 | 2009-05-13 | 1978-05-13 | 5 | 13 | 12:00 | 1053
132 | 12 | 2009-05-13 | 1978-05-13 | 5 | 13 | 13:00 | 1056
132 | 13 | 2009-05-13 | 1978-05-13 | 5 | 13 | 14:00 | 1058.25
132 | 14 | 2009-05-13 | 1978-05-13 | 5 | 13 | 15:00 | 1066
132 | 15 | 2009-05-13 | 1978-05-13 | 5 | 13 | 16:00 | 1036
132 | 16 | 2009-05-13 | 1978-05-13 | 5 | 13 | 17:00 | 1004.75
132 | 17 | 2009-05-13 | 1978-05-13 | 5 | 13 | 18:00 | 994
132 | 18 | 2009-05-13 | 1978-05-13 | 5 | 13 | 19:00 | 953.75
132 | 19 | 2009-05-13 | 1978-05-13 | 5 | 13 | 20:00 | 859
132 | 20 | 2009-05-13 | 1978-05-13 | 5 | 13 | 21:00 | 883.5
132 | 21 | 2009-05-13 | 1978-05-13 | 5 | 13 | 22:00 | 842.25
132 | 22 | 2009-05-13 | 1978-05-13 | 5 | 13 | 23:00 | 819.5
132 | 23 | 2009-05-13 | 1978-05-13 | 5 | 13 | 24:00 | 829.75
133 | 0 | 2009-05-14 | 1978-05-14 | 5 | 14 | 1:00 | 789
133 | 1 | 2009-05-14 | 1978-05-14 | 5 | 14 | 2:00 | 791
133 | 2 | 2009-05-14 | 1978-05-14 | 5 | 14 | 3:00 | 842.25
133 | 3 | 2009-05-14 | 1978-05-14 | 5 | 14 | 4:00 | 824.75
133 | 4 | 2009-05-14 | 1978-05-14 | 5 | 14 | 5:00 | 769.25
133 | 5 | 2009-05-14 | 1978-05-14 | 5 | 14 | 6:00 | 801.75
133 | 6 | 2009-05-14 | 1978-05-14 | 5 | 14 | 7:00 | 864.5
133 | 7 | 2009-05-14 | 1978-05-14 | 5 | 14 | 8:00 | 903.5
133 | 8 | 2009-05-14 | 1978-05-14 | 5 | 14 | 9:00 | 979.25
133 | 9 | 2009-05-14 | 1978-05-14 | 5 | 14 | 10:00 | 1058.75
133 | 10 | 2009-05-14 | 1978-05-14 | 5 | 14 | 11:00 | 1082.5
133 | 11 | 2009-05-14 | 1978-05-14 | 5 | 14 | 12:00 | 1137.5
133 | 12 | 2009-05-14 | 1978-05-14 | 5 | 14 | 13:00 | 1072.75
133 | 13 | 2009-05-14 | 1978-05-14 | 5 | 14 | 14:00 | 1081.75
133 | 14 | 2009-05-14 | 1978-05-14 | 5 | 14 | 15:00 | 1086
133 | 15 | 2009-05-14 | 1978-05-14 | 5 | 14 | 16:00 | 1067.75
133 | 16 | 2009-05-14 | 1978-05-14 | 5 | 14 | 17:00 | 1048.5
133 | 17 | 2009-05-14 | 1978-05-14 | 5 | 14 | 18:00 | 1000.25
133 | 18 | 2009-05-14 | 1978-05-14 | 5 | 14 | 19:00 | 972
133 | 19 | 2009-05-14 | 1978-05-14 | 5 | 14 | 20:00 | 953
133 | 20 | 2009-05-14 | 1978-05-14 | 5 | 14 | 21:00 | 908.5
133 | 21 | 2009-05-14 | 1978-05-14 | 5 | 14 | 22:00 | 875
133 | 22 | 2009-05-14 | 1978-05-14 | 5 | 14 | 23:00 | 865.25
133 | 23 | 2009-05-14 | 1978-05-14 | 5 | 14 | 24:00 | 847.5
134 | 0 | 2009-05-15 | 1978-05-15 | 5 | 15 | 1:00 | 822.25
134 | 1 | 2009-05-15 | 1978-05-15 | 5 | 15 | 2:00 | 789.25
134 | 2 | 2009-05-15 | 1978-05-15 | 5 | 15 | 3:00 | 804
134 | 3 | 2009-05-15 | 1978-05-15 | 5 | 15 | 4:00 | 807.5
134 | 4 | 2009-05-15 | 1978-05-15 | 5 | 15 | 5:00 | 853.75
134 | 5 | 2009-05-15 | 1978-05-15 | 5 | 15 | 6:00 | 858.25
134 | 6 | 2009-05-15 | 1978-05-15 | 5 | 15 | 7:00 | 904.5
134 | 7 | 2009-05-15 | 1978-05-15 | 5 | 15 | 8:00 | 910.25
134 | 8 | 2009-05-15 | 1978-05-15 | 5 | 15 | 9:00 | 975
134 | 9 | 2009-05-15 | 1978-05-15 | 5 | 15 | 10:00 | 994.25
134 | 10 | 2009-05-15 | 1978-05-15 | 5 | 15 | 11:00 | 1000.75
134 | 11 | 2009-05-15 | 1978-05-15 | 5 | 15 | 12:00 | 1034.5
134 | 12 | 2009-05-15 | 1978-05-15 | 5 | 15 | 13:00 | 1032.5
134 | 13 | 2009-05-15 | 1978-05-15 | 5 | 15 | 14:00 | 1032.5
134 | 14 | 2009-05-15 | 1978-05-15 | 5 | 15 | 15:00 | 994.25
134 | 15 | 2009-05-15 | 1978-05-15 | 5 | 15 | 16:00 | 1007
134 | 16 | 2009-05-15 | 1978-05-15 | 5 | 15 | 17:00 | 991.75
134 | 17 | 2009-05-15 | 1978-05-15 | 5 | 15 | 18:00 | 935.25
134 | 18 | 2009-05-15 | 1978-05-15 | 5 | 15 | 19:00 | 911.5
134 | 19 | 2009-05-15 | 1978-05-15 | 5 | 15 | 20:00 | 863
134 | 20 | 2009-05-15 | 1978-05-15 | 5 | 15 | 21:00 | 840.75
134 | 21 | 2009-05-15 | 1978-05-15 | 5 | 15 | 22:00 | 816
134 | 22 | 2009-05-15 | 1978-05-15 | 5 | 15 | 23:00 | 784.75
134 | 23 | 2009-05-15 | 1978-05-15 | 5 | 15 | 24:00 | 715.5
135 | 0 | 2009-05-16 | 1978-05-16 | 5 | 16 | 1:00 | 675.5
135 | 1 | 2009-05-16 | 1978-05-16 | 5 | 16 | 2:00 | 653.5
135 | 2 | 2009-05-16 | 1978-05-16 | 5 | 16 | 3:00 | 654.25
135 | 3 | 2009-05-16 | 1978-05-16 | 5 | 16 | 4:00 | 695
135 | 4 | 2009-05-16 | 1978-05-16 | 5 | 16 | 5:00 | 686.25
135 | 5 | 2009-05-16 | 1978-05-16 | 5 | 16 | 6:00 | 667.5
135 | 6 | 2009-05-16 | 1978-05-16 | 5 | 16 | 7:00 | 827
135 | 7 | 2009-05-16 | 1978-05-16 | 5 | 16 | 8:00 | 855.5
135 | 8 | 2009-05-16 | 1978-05-16 | 5 | 16 | 9:00 | 868.5
135 | 9 | 2009-05-16 | 1978-05-16 | 5 | 16 | 10:00 | 929
135 | 10 | 2009-05-16 | 1978-05-16 | 5 | 16 | 11:00 | 938.25
135 | 11 | 2009-05-16 | 1978-05-16 | 5 | 16 | 12:00 | 931.5
135 | 12 | 2009-05-16 | 1978-05-16 | 5 | 16 | 13:00 | 966
135 | 13 | 2009-05-16 | 1978-05-16 | 5 | 16 | 14:00 | 962.5
135 | 14 | 2009-05-16 | 1978-05-16 | 5 | 16 | 15:00 | 937.25
135 | 15 | 2009-05-16 | 1978-05-16 | 5 | 16 | 16:00 | 908.25
135 | 16 | 2009-05-16 | 1978-05-16 | 5 | 16 | 17:00 | 893.25
135 | 17 | 2009-05-16 | 1978-05-16 | 5 | 16 | 18:00 | 884.5
135 | 18 | 2009-05-16 | 1978-05-16 | 5 | 16 | 19:00 | 857.25
135 | 19 | 2009-05-16 | 1978-05-16 | 5 | 16 | 20:00 | 840.25
135 | 20 | 2009-05-16 | 1978-05-16 | 5 | 16 | 21:00 | 845.25
135 | 21 | 2009-05-16 | 1978-05-16 | 5 | 16 | 22:00 | 842.75
135 | 22 | 2009-05-16 | 1978-05-16 | 5 | 16 | 23:00 | 827
135 | 23 | 2009-05-16 | 1978-05-16 | 5 | 16 | 24:00 | 819
136 | 0 | 2009-05-17 | 1978-05-17 | 5 | 17 | 1:00 | 809
136 | 1 | 2009-05-17 | 1978-05-17 | 5 | 17 | 2:00 | 798
136 | 2 | 2009-05-17 | 1978-05-17 | 5 | 17 | 3:00 | 811
136 | 3 | 2009-05-17 | 1978-05-17 | 5 | 17 | 4:00 | 813
136 | 4 | 2009-05-17 | 1978-05-17 | 5 | 17 | 5:00 | 799
136 | 5 | 2009-05-17 | 1978-05-17 | 5 | 17 | 6:00 | 832.5
136 | 6 | 2009-05-17 | 1978-05-17 | 5 | 17 | 7:00 | 847.25
136 | 7 | 2009-05-17 | 1978-05-17 | 5 | 17 | 8:00 | 886.25
136 | 8 | 2009-05-17 | 1978-05-17 | 5 | 17 | 9:00 | 929.75
136 | 9 | 2009-05-17 | 1978-05-17 | 5 | 17 | 10:00 | 994
136 | 10 | 2009-05-17 | 1978-05-17 | 5 | 17 | 11:00 | 947.5
136 | 11 | 2009-05-17 | 1978-05-17 | 5 | 17 | 12:00 | 946.75
136 | 12 | 2009-05-17 | 1978-05-17 | 5 | 17 | 13:00 | 940
136 | 13 | 2009-05-17 | 1978-05-17 | 5 | 17 | 14:00 | 965.25
136 | 14 | 2009-05-17 | 1978-05-17 | 5 | 17 | 15:00 | 929.5
136 | 15 | 2009-05-17 | 1978-05-17 | 5 | 17 | 16:00 | 913.25
136 | 16 | 2009-05-17 | 1978-05-17 | 5 | 17 | 17:00 | 895
136 | 17 | 2009-05-17 | 1978-05-17 | 5 | 17 | 18:00 | 885
136 | 18 | 2009-05-17 | 1978-05-17 | 5 | 17 | 19:00 | 887.5
136 | 19 | 2009-05-17 | 1978-05-17 | 5 | 17 | 20:00 | 835.75
136 | 20 | 2009-05-17 | 1978-05-17 | 5 | 17 | 21:00 | 838.5
136 | 21 | 2009-05-17 | 1978-05-17 | 5 | 17 | 22:00 | 798
136 | 22 | 2009-05-17 | 1978-05-17 | 5 | 17 | 23:00 | 774.25
136 | 23 | 2009-05-17 | 1978-05-17 | 5 | 17 | 24:00 | 768.25
137 | 0 | 2009-05-18 | 1978-05-18 | 5 | 18 | 1:00 | 765
137 | 1 | 2009-05-18 | 1978-05-18 | 5 | 18 | 2:00 | 758.5
137 | 2 | 2009-05-18 | 1978-05-18 | 5 | 18 | 3:00 | 748.75
137 | 3 | 2009-05-18 | 1978-05-18 | 5 | 18 | 4:00 | 758
137 | 4 | 2009-05-18 | 1978-05-18 | 5 | 18 | 5:00 | 745
137 | 5 | 2009-05-18 | 1978-05-18 | 5 | 18 | 6:00 | 799.5
137 | 6 | 2009-05-18 | 1978-05-18 | 5 | 18 | 7:00 | 870.5
137 | 7 | 2009-05-18 | 1978-05-18 | 5 | 18 | 8:00 | 884.75
137 | 8 | 2009-05-18 | 1978-05-18 | 5 | 18 | 9:00 | 898.5
137 | 9 | 2009-05-18 | 1978-05-18 | 5 | 18 | 10:00 | 953
137 | 10 | 2009-05-18 | 1978-05-18 | 5 | 18 | 11:00 | 967.5
137 | 11 | 2009-05-18 | 1978-05-18 | 5 | 18 | 12:00 | 978.25
137 | 12 | 2009-05-18 | 1978-05-18 | 5 | 18 | 13:00 | 965.25
137 | 13 | 2009-05-18 | 1978-05-18 | 5 | 18 | 14:00 | 981
137 | 14 | 2009-05-18 | 1978-05-18 | 5 | 18 | 15:00 | 973
137 | 15 | 2009-05-18 | 1978-05-18 | 5 | 18 | 16:00 | 942.5
137 | 16 | 2009-05-18 | 1978-05-18 | 5 | 18 | 17:00 | 929.5
137 | 17 | 2009-05-18 | 1978-05-18 | 5 | 18 | 18:00 | 901.5
137 | 18 | 2009-05-18 | 1978-05-18 | 5 | 18 | 19:00 | 830.5
137 | 19 | 2009-05-18 | 1978-05-18 | 5 | 18 | 20:00 | 821
137 | 20 | 2009-05-18 | 1978-05-18 | 5 | 18 | 21:00 | 795.25
137 | 21 | 2009-05-18 | 1978-05-18 | 5 | 18 | 22:00 | 792.5
137 | 22 | 2009-05-18 | 1978-05-18 | 5 | 18 | 23:00 | 762.5
137 | 23 | 2009-05-18 | 1978-05-18 | 5 | 18 | 24:00 | 769.25
138 | 0 | 2009-05-19 | 1978-05-19 | 5 | 19 | 1:00 | 769.5
138 | 1 | 2009-05-19 | 1978-05-19 | 5 | 19 | 2:00 | 769
138 | 2 | 2009-05-19 | 1978-05-19 | 5 | 19 | 3:00 | 754
138 | 3 | 2009-05-19 | 1978-05-19 | 5 | 19 | 4:00 | 776.5
138 | 4 | 2009-05-19 | 1978-05-19 | 5 | 19 | 5:00 | 784
138 | 5 | 2009-05-19 | 1978-05-19 | 5 | 19 | 6:00 | 815.5
138 | 6 | 2009-05-19 | 1978-05-19 | 5 | 19 | 7:00 | 892.5
138 | 7 | 2009-05-19 | 1978-05-19 | 5 | 19 | 8:00 | 918.5
138 | 8 | 2009-05-19 | 1978-05-19 | 5 | 19 | 9:00 | 975
138 | 9 | 2009-05-19 | 1978-05-19 | 5 | 19 | 10:00 | 1010.25
138 | 10 | 2009-05-19 | 1978-05-19 | 5 | 19 | 11:00 | 1016
138 | 11 | 2009-05-19 | 1978-05-19 | 5 | 19 | 12:00 | 1061
138 | 12 | 2009-05-19 | 1978-05-19 | 5 | 19 | 13:00 | 1027.25
138 | 13 | 2009-05-19 | 1978-05-19 | 5 | 19 | 14:00 | 1056.25
138 | 14 | 2009-05-19 | 1978-05-19 | 5 | 19 | 15:00 | 1054
138 | 15 | 2009-05-19 | 1978-05-19 | 5 | 19 | 16:00 | 1064.75
138 | 16 | 2009-05-19 | 1978-05-19 | 5 | 19 | 17:00 | 1075
138 | 17 | 2009-05-19 | 1978-05-19 | 5 | 19 | 18:00 | 1001.25
138 | 18 | 2009-05-19 | 1978-05-19 | 5 | 19 | 19:00 | 1015.25
138 | 19 | 2009-05-19 | 1978-05-19 | 5 | 19 | 20:00 | 951.25
138 | 20 | 2009-05-19 | 1978-05-19 | 5 | 19 | 21:00 | 911.5
138 | 21 | 2009-05-19 | 1978-05-19 | 5 | 19 | 22:00 | 908.5
138 | 22 | 2009-05-19 | 1978-05-19 | 5 | 19 | 23:00 | 898.75
138 | 23 | 2009-05-19 | 1978-05-19 | 5 | 19 | 24:00 | 900.75
139 | 0 | 2009-05-20 | 1978-05-20 | 5 | 20 | 1:00 | 905
139 | 1 | 2009-05-20 | 1978-05-20 | 5 | 20 | 2:00 | 846.25
139 | 2 | 2009-05-20 | 1978-05-20 | 5 | 20 | 3:00 | 792.75
139 | 3 | 2009-05-20 | 1978-05-20 | 5 | 20 | 4:00 | 817
139 | 4 | 2009-05-20 | 1978-05-20 | 5 | 20 | 5:00 | 797
139 | 5 | 2009-05-20 | 1978-05-20 | 5 | 20 | 6:00 | 837.25
139 | 6 | 2009-05-20 | 1978-05-20 | 5 | 20 | 7:00 | 921.75
139 | 7 | 2009-05-20 | 1978-05-20 | 5 | 20 | 8:00 | 953.5
139 | 8 | 2009-05-20 | 1978-05-20 | 5 | 20 | 9:00 | 999.5
139 | 9 | 2009-05-20 | 1978-05-20 | 5 | 20 | 10:00 | 995.75
139 | 10 | 2009-05-20 | 1978-05-20 | 5 | 20 | 11:00 | 992
139 | 11 | 2009-05-20 | 1978-05-20 | 5 | 20 | 12:00 | 1011.75
139 | 12 | 2009-05-20 | 1978-05-20 | 5 | 20 | 13:00 | 1015.75
139 | 13 | 2009-05-20 | 1978-05-20 | 5 | 20 | 14:00 | 1011.75
139 | 14 | 2009-05-20 | 1978-05-20 | 5 | 20 | 15:00 | 1023.75
139 | 15 | 2009-05-20 | 1978-05-20 | 5 | 20 | 16:00 | 982.25
139 | 16 | 2009-05-20 | 1978-05-20 | 5 | 20 | 17:00 | 970.5
139 | 17 | 2009-05-20 | 1978-05-20 | 5 | 20 | 18:00 | 913.25
139 | 18 | 2009-05-20 | 1978-05-20 | 5 | 20 | 19:00 | 876.5
139 | 19 | 2009-05-20 | 1978-05-20 | 5 | 20 | 20:00 | 848.25
139 | 20 | 2009-05-20 | 1978-05-20 | 5 | 20 | 21:00 | 833.25
139 | 21 | 2009-05-20 | 1978-05-20 | 5 | 20 | 22:00 | 804
139 | 22 | 2009-05-20 | 1978-05-20 | 5 | 20 | 23:00 | 793.75
139 | 23 | 2009-05-20 | 1978-05-20 | 5 | 20 | 24:00 | 783.25
140 | 0 | 2009-05-21 | 1978-05-21 | 5 | 21 | 1:00 | 778
140 | 1 | 2009-05-21 | 1978-05-21 | 5 | 21 | 2:00 | 775.25
140 | 2 | 2009-05-21 | 1978-05-21 | 5 | 21 | 3:00 | 766.5
140 | 3 | 2009-05-21 | 1978-05-21 | 5 | 21 | 4:00 | 613.25
140 | 4 | 2009-05-21 | 1978-05-21 | 5 | 21 | 5:00 | 608.5
140 | 5 | 2009-05-21 | 1978-05-21 | 5 | 21 | 6:00 | 632.5
140 | 6 | 2009-05-21 | 1978-05-21 | 5 | 21 | 7:00 | 866.5
140 | 7 | 2009-05-21 | 1978-05-21 | 5 | 21 | 8:00 | 1020.5
140 | 8 | 2009-05-21 | 1978-05-21 | 5 | 21 | 9:00 | 1025.75
140 | 9 | 2009-05-21 | 1978-05-21 | 5 | 21 | 10:00 | 1051
140 | 10 | 2009-05-21 | 1978-05-21 | 5 | 21 | 11:00 | 1087.25
140 | 11 | 2009-05-21 | 1978-05-21 | 5 | 21 | 12:00 | 1092.5
140 | 12 | 2009-05-21 | 1978-05-21 | 5 | 21 | 13:00 | 1127.25
140 | 13 | 2009-05-21 | 1978-05-21 | 5 | 21 | 14:00 | 1092.5
140 | 14 | 2009-05-21 | 1978-05-21 | 5 | 21 | 15:00 | 1114.75
140 | 15 | 2009-05-21 | 1978-05-21 | 5 | 21 | 16:00 | 1132.25
140 | 16 | 2009-05-21 | 1978-05-21 | 5 | 21 | 17:00 | 1082.5
140 | 17 | 2009-05-21 | 1978-05-21 | 5 | 21 | 18:00 | 1015.25
140 | 18 | 2009-05-21 | 1978-05-21 | 5 | 21 | 19:00 | 981.25
140 | 19 | 2009-05-21 | 1978-05-21 | 5 | 21 | 20:00 | 921.75
140 | 20 | 2009-05-21 | 1978-05-21 | 5 | 21 | 21:00 | 893.5
140 | 21 | 2009-05-21 | 1978-05-21 | 5 | 21 | 22:00 | 895.25
140 | 22 | 2009-05-21 | 1978-05-21 | 5 | 21 | 23:00 | 863
140 | 23 | 2009-05-21 | 1978-05-21 | 5 | 21 | 24:00 | 890.5
141 | 0 | 2009-05-22 | 1978-05-22 | 5 | 22 | 1:00 | 806.5
141 | 1 | 2009-05-22 | 1978-05-22 | 5 | 22 | 2:00 | 803.5
141 | 2 | 2009-05-22 | 1978-05-22 | 5 | 22 | 3:00 | 794.25
141 | 3 | 2009-05-22 | 1978-05-22 | 5 | 22 | 4:00 | 805.75
141 | 4 | 2009-05-22 | 1978-05-22 | 5 | 22 | 5:00 | 826.25
141 | 5 | 2009-05-22 | 1978-05-22 | 5 | 22 | 6:00 | 914.5
141 | 6 | 2009-05-22 | 1978-05-22 | 5 | 22 | 7:00 | 918.25
141 | 7 | 2009-05-22 | 1978-05-22 | 5 | 22 | 8:00 | 939.5
141 | 8 | 2009-05-22 | 1978-05-22 | 5 | 22 | 9:00 | 975.75
141 | 9 | 2009-05-22 | 1978-05-22 | 5 | 22 | 10:00 | 977.25
141 | 10 | 2009-05-22 | 1978-05-22 | 5 | 22 | 11:00 | 1005.25
141 | 11 | 2009-05-22 | 1978-05-22 | 5 | 22 | 12:00 | 1023.25
141 | 12 | 2009-05-22 | 1978-05-22 | 5 | 22 | 13:00 | 1004.5
141 | 13 | 2009-05-22 | 1978-05-22 | 5 | 22 | 14:00 | 1007.75
141 | 14 | 2009-05-22 | 1978-05-22 | 5 | 22 | 15:00 | 1025.75
141 | 15 | 2009-05-22 | 1978-05-22 | 5 | 22 | 16:00 | 999.25
141 | 16 | 2009-05-22 | 1978-05-22 | 5 | 22 | 17:00 | 1000
141 | 17 | 2009-05-22 | 1978-05-22 | 5 | 22 | 18:00 | 944.75
141 | 18 | 2009-05-22 | 1978-05-22 | 5 | 22 | 19:00 | 909.5
141 | 19 | 2009-05-22 | 1978-05-22 | 5 | 22 | 20:00 | 869
141 | 20 | 2009-05-22 | 1978-05-22 | 5 | 22 | 21:00 | 822.25
141 | 21 | 2009-05-22 | 1978-05-22 | 5 | 22 | 22:00 | 823.75
141 | 22 | 2009-05-22 | 1978-05-22 | 5 | 22 | 23:00 | 809.5
141 | 23 | 2009-05-22 | 1978-05-22 | 5 | 22 | 24:00 | 779.25
142 | 0 | 2009-05-23 | 1978-05-23 | 5 | 23 | 1:00 | 788.75
142 | 1 | 2009-05-23 | 1978-05-23 | 5 | 23 | 2:00 | 759
142 | 2 | 2009-05-23 | 1978-05-23 | 5 | 23 | 3:00 | 643.5
142 | 3 | 2009-05-23 | 1978-05-23 | 5 | 23 | 4:00 | 619.5
142 | 4 | 2009-05-23 | 1978-05-23 | 5 | 23 | 5:00 | 613.5
142 | 5 | 2009-05-23 | 1978-05-23 | 5 | 23 | 6:00 | 629.75
142 | 6 | 2009-05-23 | 1978-05-23 | 5 | 23 | 7:00 | 620.5
142 | 7 | 2009-05-23 | 1978-05-23 | 5 | 23 | 8:00 | 645
142 | 8 | 2009-05-23 | 1978-05-23 | 5 | 23 | 9:00 | 678
142 | 9 | 2009-05-23 | 1978-05-23 | 5 | 23 | 10:00 | 732.75
142 | 10 | 2009-05-23 | 1978-05-23 | 5 | 23 | 11:00 | 913.75
142 | 11 | 2009-05-23 | 1978-05-23 | 5 | 23 | 12:00 | 886.5
142 | 12 | 2009-05-23 | 1978-05-23 | 5 | 23 | 13:00 | 905
142 | 13 | 2009-05-23 | 1978-05-23 | 5 | 23 | 14:00 | 917.75
142 | 14 | 2009-05-23 | 1978-05-23 | 5 | 23 | 15:00 | 914
142 | 15 | 2009-05-23 | 1978-05-23 | 5 | 23 | 16:00 | 892.75
142 | 16 | 2009-05-23 | 1978-05-23 | 5 | 23 | 17:00 | 899.75
142 | 17 | 2009-05-23 | 1978-05-23 | 5 | 23 | 18:00 | 854.25
142 | 18 | 2009-05-23 | 1978-05-23 | 5 | 23 | 19:00 | 873.5
142 | 19 | 2009-05-23 | 1978-05-23 | 5 | 23 | 20:00 | 825.75
142 | 20 | 2009-05-23 | 1978-05-23 | 5 | 23 | 21:00 | 841.75
142 | 21 | 2009-05-23 | 1978-05-23 | 5 | 23 | 22:00 | 819.5
142 | 22 | 2009-05-23 | 1978-05-23 | 5 | 23 | 23:00 | 802.5
142 | 23 | 2009-05-23 | 1978-05-23 | 5 | 23 | 24:00 | 796.5
143 | 0 | 2009-05-24 | 1978-05-24 | 5 | 24 | 1:00 | 791.25
143 | 1 | 2009-05-24 | 1978-05-24 | 5 | 24 | 2:00 | 795.75
143 | 2 | 2009-05-24 | 1978-05-24 | 5 | 24 | 3:00 | 793.5
143 | 3 | 2009-05-24 | 1978-05-24 | 5 | 24 | 4:00 | 794.75
143 | 4 | 2009-05-24 | 1978-05-24 | 5 | 24 | 5:00 | 805
143 | 5 | 2009-05-24 | 1978-05-24 | 5 | 24 | 6:00 | 809
143 | 6 | 2009-05-24 | 1978-05-24 | 5 | 24 | 7:00 | 816
143 | 7 | 2009-05-24 | 1978-05-24 | 5 | 24 | 8:00 | 864.25
143 | 8 | 2009-05-24 | 1978-05-24 | 5 | 24 | 9:00 | 870.5
143 | 9 | 2009-05-24 | 1978-05-24 | 5 | 24 | 10:00 | 903
143 | 10 | 2009-05-24 | 1978-05-24 | 5 | 24 | 11:00 | 924
143 | 11 | 2009-05-24 | 1978-05-24 | 5 | 24 | 12:00 | 908.75
143 | 12 | 2009-05-24 | 1978-05-24 | 5 | 24 | 13:00 | 911.75
143 | 13 | 2009-05-24 | 1978-05-24 | 5 | 24 | 14:00 | 913
143 | 14 | 2009-05-24 | 1978-05-24 | 5 | 24 | 15:00 | 932.5
143 | 15 | 2009-05-24 | 1978-05-24 | 5 | 24 | 16:00 | 923.5
143 | 16 | 2009-05-24 | 1978-05-24 | 5 | 24 | 17:00 | 910.5
143 | 17 | 2009-05-24 | 1978-05-24 | 5 | 24 | 18:00 | 906.75
143 | 18 | 2009-05-24 | 1978-05-24 | 5 | 24 | 19:00 | 877
143 | 19 | 2009-05-24 | 1978-05-24 | 5 | 24 | 20:00 | 874.25
143 | 20 | 2009-05-24 | 1978-05-24 | 5 | 24 | 21:00 | 856.25
143 | 21 | 2009-05-24 | 1978-05-24 | 5 | 24 | 22:00 | 849.5
143 | 22 | 2009-05-24 | 1978-05-24 | 5 | 24 | 23:00 | 841.75
143 | 23 | 2009-05-24 | 1978-05-24 | 5 | 24 | 24:00 | 822.75
144 | 0 | 2009-05-25 | 1978-05-25 | 5 | 25 | 1:00 | 838.25
144 | 1 | 2009-05-25 | 1978-05-25 | 5 | 25 | 2:00 | 827.75
144 | 2 | 2009-05-25 | 1978-05-25 | 5 | 25 | 3:00 | 813.75
144 | 3 | 2009-05-25 | 1978-05-25 | 5 | 25 | 4:00 | 817.5
144 | 4 | 2009-05-25 | 1978-05-25 | 5 | 25 | 5:00 | 807.5
144 | 5 | 2009-05-25 | 1978-05-25 | 5 | 25 | 6:00 | 848.5
144 | 6 | 2009-05-25 | 1978-05-25 | 5 | 25 | 7:00 | 920.5
144 | 7 | 2009-05-25 | 1978-05-25 | 5 | 25 | 8:00 | 950.5
144 | 8 | 2009-05-25 | 1978-05-25 | 5 | 25 | 9:00 | 960
144 | 9 | 2009-05-25 | 1978-05-25 | 5 | 25 | 10:00 | 1003.25
144 | 10 | 2009-05-25 | 1978-05-25 | 5 | 25 | 11:00 | 1045.5
144 | 11 | 2009-05-25 | 1978-05-25 | 5 | 25 | 12:00 | 1023.25
144 | 12 | 2009-05-25 | 1978-05-25 | 5 | 25 | 13:00 | 1106.5
144 | 13 | 2009-05-25 | 1978-05-25 | 5 | 25 | 14:00 | 1161.5
144 | 14 | 2009-05-25 | 1978-05-25 | 5 | 25 | 15:00 | 1274.5
144 | 15 | 2009-05-25 | 1978-05-25 | 5 | 25 | 16:00 | 1235.75
144 | 16 | 2009-05-25 | 1978-05-25 | 5 | 25 | 17:00 | 1270.5
144 | 17 | 2009-05-25 | 1978-05-25 | 5 | 25 | 18:00 | 1032.75
144 | 18 | 2009-05-25 | 1978-05-25 | 5 | 25 | 19:00 | 993.5
144 | 19 | 2009-05-25 | 1978-05-25 | 5 | 25 | 20:00 | 939.75
144 | 20 | 2009-05-25 | 1978-05-25 | 5 | 25 | 21:00 | 893
144 | 21 | 2009-05-25 | 1978-05-25 | 5 | 25 | 22:00 | 893.75
144 | 22 | 2009-05-25 | 1978-05-25 | 5 | 25 | 23:00 | 884
144 | 23 | 2009-05-25 | 1978-05-25 | 5 | 25 | 24:00 | 881.75
145 | 0 | 2009-05-26 | 1978-05-26 | 5 | 26 | 1:00 | 860
145 | 1 | 2009-05-26 | 1978-05-26 | 5 | 26 | 2:00 | 860
145 | 2 | 2009-05-26 | 1978-05-26 | 5 | 26 | 3:00 | 850.75
145 | 3 | 2009-05-26 | 1978-05-26 | 5 | 26 | 4:00 | 876.25
145 | 4 | 2009-05-26 | 1978-05-26 | 5 | 26 | 5:00 | 849.25
145 | 5 | 2009-05-26 | 1978-05-26 | 5 | 26 | 6:00 | 908.75
145 | 6 | 2009-05-26 | 1978-05-26 | 5 | 26 | 7:00 | 993
145 | 7 | 2009-05-26 | 1978-05-26 | 5 | 26 | 8:00 | 1104
145 | 8 | 2009-05-26 | 1978-05-26 | 5 | 26 | 9:00 | 1157.5
145 | 9 | 2009-05-26 | 1978-05-26 | 5 | 26 | 10:00 | 1186.5
145 | 10 | 2009-05-26 | 1978-05-26 | 5 | 26 | 11:00 | 1215.75
145 | 11 | 2009-05-26 | 1978-05-26 | 5 | 26 | 12:00 | 1182.75
145 | 12 | 2009-05-26 | 1978-05-26 | 5 | 26 | 13:00 | 1261
145 | 13 | 2009-05-26 | 1978-05-26 | 5 | 26 | 14:00 | 1295.5
145 | 14 | 2009-05-26 | 1978-05-26 | 5 | 26 | 15:00 | 1290.25
145 | 15 | 2009-05-26 | 1978-05-26 | 5 | 26 | 16:00 | 1351
145 | 16 | 2009-05-26 | 1978-05-26 | 5 | 26 | 17:00 | 1355.25
145 | 17 | 2009-05-26 | 1978-05-26 | 5 | 26 | 18:00 | 1243.75
145 | 18 | 2009-05-26 | 1978-05-26 | 5 | 26 | 19:00 | 1160
145 | 19 | 2009-05-26 | 1978-05-26 | 5 | 26 | 20:00 | 1082.25
145 | 20 | 2009-05-26 | 1978-05-26 | 5 | 26 | 21:00 | 1054.75
145 | 21 | 2009-05-26 | 1978-05-26 | 5 | 26 | 22:00 | 998
145 | 22 | 2009-05-26 | 1978-05-26 | 5 | 26 | 23:00 | 972.75
145 | 23 | 2009-05-26 | 1978-05-26 | 5 | 26 | 24:00 | 974.25
146 | 0 | 2009-05-27 | 1978-05-27 | 5 | 27 | 1:00 | 961.5
146 | 1 | 2009-05-27 | 1978-05-27 | 5 | 27 | 2:00 | 951.5
146 | 2 | 2009-05-27 | 1978-05-27 | 5 | 27 | 3:00 | 937.5
146 | 3 | 2009-05-27 | 1978-05-27 | 5 | 27 | 4:00 | 968
146 | 4 | 2009-05-27 | 1978-05-27 | 5 | 27 | 5:00 | 969.5
146 | 5 | 2009-05-27 | 1978-05-27 | 5 | 27 | 6:00 | 1002.5
146 | 6 | 2009-05-27 | 1978-05-27 | 5 | 27 | 7:00 | 1098.75
146 | 7 | 2009-05-27 | 1978-05-27 | 5 | 27 | 8:00 | 1164.75
146 | 8 | 2009-05-27 | 1978-05-27 | 5 | 27 | 9:00 | 1219.5
146 | 9 | 2009-05-27 | 1978-05-27 | 5 | 27 | 10:00 | 1276
146 | 10 | 2009-05-27 | 1978-05-27 | 5 | 27 | 11:00 | 1322.5
146 | 11 | 2009-05-27 | 1978-05-27 | 5 | 27 | 12:00 | 1372.5
146 | 12 | 2009-05-27 | 1978-05-27 | 5 | 27 | 13:00 | 1353
146 | 13 | 2009-05-27 | 1978-05-27 | 5 | 27 | 14:00 | 1443
146 | 14 | 2009-05-27 | 1978-05-27 | 5 | 27 | 15:00 | 1518
146 | 15 | 2009-05-27 | 1978-05-27 | 5 | 27 | 16:00 | 1508
146 | 16 | 2009-05-27 | 1978-05-27 | 5 | 27 | 17:00 | 1499.75
146 | 17 | 2009-05-27 | 1978-05-27 | 5 | 27 | 18:00 | 1390.75
146 | 18 | 2009-05-27 | 1978-05-27 | 5 | 27 | 19:00 | 1234.25
146 | 19 | 2009-05-27 | 1978-05-27 | 5 | 27 | 20:00 | 1128.75
146 | 20 | 2009-05-27 | 1978-05-27 | 5 | 27 | 21:00 | 1038.5
146 | 21 | 2009-05-27 | 1978-05-27 | 5 | 27 | 22:00 | 1006.75
146 | 22 | 2009-05-27 | 1978-05-27 | 5 | 27 | 23:00 | 1002
146 | 23 | 2009-05-27 | 1978-05-27 | 5 | 27 | 24:00 | 983.5
147 | 0 | 2009-05-28 | 1978-05-28 | 5 | 28 | 1:00 | 964.75
147 | 1 | 2009-05-28 | 1978-05-28 | 5 | 28 | 2:00 | 955.75
147 | 2 | 2009-05-28 | 1978-05-28 | 5 | 28 | 3:00 | 955.25
147 | 3 | 2009-05-28 | 1978-05-28 | 5 | 28 | 4:00 | 975.25
147 | 4 | 2009-05-28 | 1978-05-28 | 5 | 28 | 5:00 | 961.75
147 | 5 | 2009-05-28 | 1978-05-28 | 5 | 28 | 6:00 | 1030.5
147 | 6 | 2009-05-28 | 1978-05-28 | 5 | 28 | 7:00 | 1125.5
147 | 7 | 2009-05-28 | 1978-05-28 | 5 | 28 | 8:00 | 1189.75
147 | 8 | 2009-05-28 | 1978-05-28 | 5 | 28 | 9:00 | 1239.75
147 | 9 | 2009-05-28 | 1978-05-28 | 5 | 28 | 10:00 | 1253.25
147 | 10 | 2009-05-28 | 1978-05-28 | 5 | 28 | 11:00 | 1285
147 | 11 | 2009-05-28 | 1978-05-28 | 5 | 28 | 12:00 | 1344.75
147 | 12 | 2009-05-28 | 1978-05-28 | 5 | 28 | 13:00 | 1362
147 | 13 | 2009-05-28 | 1978-05-28 | 5 | 28 | 14:00 | 1441.5
147 | 14 | 2009-05-28 | 1978-05-28 | 5 | 28 | 15:00 | 1527
147 | 15 | 2009-05-28 | 1978-05-28 | 5 | 28 | 16:00 | 1512
147 | 16 | 2009-05-28 | 1978-05-28 | 5 | 28 | 17:00 | 1495
147 | 17 | 2009-05-28 | 1978-05-28 | 5 | 28 | 18:00 | 1394.75
147 | 18 | 2009-05-28 | 1978-05-28 | 5 | 28 | 19:00 | 1140.5
147 | 19 | 2009-05-28 | 1978-05-28 | 5 | 28 | 20:00 | 1119
147 | 20 | 2009-05-28 | 1978-05-28 | 5 | 28 | 21:00 | 1037.75
147 | 21 | 2009-05-28 | 1978-05-28 | 5 | 28 | 22:00 | 969.75
147 | 22 | 2009-05-28 | 1978-05-28 | 5 | 28 | 23:00 | 951.75
147 | 23 | 2009-05-28 | 1978-05-28 | 5 | 28 | 24:00 | 952.5
148 | 0 | 2009-05-29 | 1978-05-29 | 5 | 29 | 1:00 | 940.75
148 | 1 | 2009-05-29 | 1978-05-29 | 5 | 29 | 2:00 | 925.25
148 | 2 | 2009-05-29 | 1978-05-29 | 5 | 29 | 3:00 | 943.5
148 | 3 | 2009-05-29 | 1978-05-29 | 5 | 29 | 4:00 | 953
148 | 4 | 2009-05-29 | 1978-05-29 | 5 | 29 | 5:00 | 946
148 | 5 | 2009-05-29 | 1978-05-29 | 5 | 29 | 6:00 | 978
148 | 6 | 2009-05-29 | 1978-05-29 | 5 | 29 | 7:00 | 1086.25
148 | 7 | 2009-05-29 | 1978-05-29 | 5 | 29 | 8:00 | 1128.25
148 | 8 | 2009-05-29 | 1978-05-29 | 5 | 29 | 9:00 | 1158.75
148 | 9 | 2009-05-29 | 1978-05-29 | 5 | 29 | 10:00 | 1177.25
148 | 10 | 2009-05-29 | 1978-05-29 | 5 | 29 | 11:00 | 1176.25
148 | 11 | 2009-05-29 | 1978-05-29 | 5 | 29 | 12:00 | 1164
148 | 12 | 2009-05-29 | 1978-05-29 | 5 | 29 | 13:00 | 1178
148 | 13 | 2009-05-29 | 1978-05-29 | 5 | 29 | 14:00 | 1179.25
148 | 14 | 2009-05-29 | 1978-05-29 | 5 | 29 | 15:00 | 1186.5
148 | 15 | 2009-05-29 | 1978-05-29 | 5 | 29 | 16:00 | 1202.75
148 | 16 | 2009-05-29 | 1978-05-29 | 5 | 29 | 17:00 | 1156.25
148 | 17 | 2009-05-29 | 1978-05-29 | 5 | 29 | 18:00 | 1064
148 | 18 | 2009-05-29 | 1978-05-29 | 5 | 29 | 19:00 | 1027.5
148 | 19 | 2009-05-29 | 1978-05-29 | 5 | 29 | 20:00 | 1006.25
148 | 20 | 2009-05-29 | 1978-05-29 | 5 | 29 | 21:00 | 986.75
148 | 21 | 2009-05-29 | 1978-05-29 | 5 | 29 | 22:00 | 921.75
148 | 22 | 2009-05-29 | 1978-05-29 | 5 | 29 | 23:00 | 918
148 | 23 | 2009-05-29 | 1978-05-29 | 5 | 29 | 24:00 | 836.75
149 | 0 | 2009-05-30 | 1978-05-30 | 5 | 30 | 1:00 | 787.5
149 | 1 | 2009-05-30 | 1978-05-30 | 5 | 30 | 2:00 | 766.75
149 | 2 | 2009-05-30 | 1978-05-30 | 5 | 30 | 3:00 | 770
149 | 3 | 2009-05-30 | 1978-05-30 | 5 | 30 | 4:00 | 818.25
149 | 4 | 2009-05-30 | 1978-05-30 | 5 | 30 | 5:00 | 771.25
149 | 5 | 2009-05-30 | 1978-05-30 | 5 | 30 | 6:00 | 792.5
149 | 6 | 2009-05-30 | 1978-05-30 | 5 | 30 | 7:00 | 1105
149 | 7 | 2009-05-30 | 1978-05-30 | 5 | 30 | 8:00 | 1044.5
149 | 8 | 2009-05-30 | 1978-05-30 | 5 | 30 | 9:00 | 1117.25
149 | 9 | 2009-05-30 | 1978-05-30 | 5 | 30 | 10:00 | 1155
149 | 10 | 2009-05-30 | 1978-05-30 | 5 | 30 | 11:00 | 1227.75
149 | 11 | 2009-05-30 | 1978-05-30 | 5 | 30 | 12:00 | 1250.75
149 | 12 | 2009-05-30 | 1978-05-30 | 5 | 30 | 13:00 | 1224
149 | 13 | 2009-05-30 | 1978-05-30 | 5 | 30 | 14:00 | 1230.5
149 | 14 | 2009-05-30 | 1978-05-30 | 5 | 30 | 15:00 | 1189
149 | 15 | 2009-05-30 | 1978-05-30 | 5 | 30 | 16:00 | 1156
149 | 16 | 2009-05-30 | 1978-05-30 | 5 | 30 | 17:00 | 1127.5
149 | 17 | 2009-05-30 | 1978-05-30 | 5 | 30 | 18:00 | 1078.75
149 | 18 | 2009-05-30 | 1978-05-30 | 5 | 30 | 19:00 | 1076.75
149 | 19 | 2009-05-30 | 1978-05-30 | 5 | 30 | 20:00 | 1007.25
149 | 20 | 2009-05-30 | 1978-05-30 | 5 | 30 | 21:00 | 991.5
149 | 21 | 2009-05-30 | 1978-05-30 | 5 | 30 | 22:00 | 990.5
149 | 22 | 2009-05-30 | 1978-05-30 | 5 | 30 | 23:00 | 991.5
149 | 23 | 2009-05-30 | 1978-05-30 | 5 | 30 | 24:00 | 974.5
150 | 0 | 2009-05-31 | 1978-05-31 | 5 | 31 | 1:00 | 984
150 | 1 | 2009-05-31 | 1978-05-31 | 5 | 31 | 2:00 | 965.25
150 | 2 | 2009-05-31 | 1978-05-31 | 5 | 31 | 3:00 | 953.75
150 | 3 | 2009-05-31 | 1978-05-31 | 5 | 31 | 4:00 | 979
150 | 4 | 2009-05-31 | 1978-05-31 | 5 | 31 | 5:00 | 966
150 | 5 | 2009-05-31 | 1978-05-31 | 5 | 31 | 6:00 | 993.5
150 | 6 | 2009-05-31 | 1978-05-31 | 5 | 31 | 7:00 | 1022
150 | 7 | 2009-05-31 | 1978-05-31 | 5 | 31 | 8:00 | 1019.25
150 | 8 | 2009-05-31 | 1978-05-31 | 5 | 31 | 9:00 | 1066
150 | 9 | 2009-05-31 | 1978-05-31 | 5 | 31 | 10:00 | 1123.5
150 | 10 | 2009-05-31 | 1978-05-31 | 5 | 31 | 11:00 | 1147
150 | 11 | 2009-05-31 | 1978-05-31 | 5 | 31 | 12:00 | 1166.25
150 | 12 | 2009-05-31 | 1978-05-31 | 5 | 31 | 13:00 | 1177.25
150 | 13 | 2009-05-31 | 1978-05-31 | 5 | 31 | 14:00 | 1157.5
150 | 14 | 2009-05-31 | 1978-05-31 | 5 | 31 | 15:00 | 971.5
150 | 15 | 2009-05-31 | 1978-05-31 | 5 | 31 | 16:00 | 933.5
150 | 16 | 2009-05-31 | 1978-05-31 | 5 | 31 | 17:00 | 904.25
150 | 17 | 2009-05-31 | 1978-05-31 | 5 | 31 | 18:00 | 857.75
150 | 18 | 2009-05-31 | 1978-05-31 | 5 | 31 | 19:00 | 860.5
150 | 19 | 2009-05-31 | 1978-05-31 | 5 | 31 | 20:00 | 755
150 | 20 | 2009-05-31 | 1978-05-31 | 5 | 31 | 21:00 | 803.25
150 | 21 | 2009-05-31 | 1978-05-31 | 5 | 31 | 22:00 | 900
150 | 22 | 2009-05-31 | 1978-05-31 | 5 | 31 | 23:00 | 841
150 | 23 | 2009-05-31 | 1978-05-31 | 5 | 31 | 24:00 | 847.75
151 | 0 | 2009-06-01 | 2002-06-01 | 6 | 1 | 1:00 | 845.25
151 | 1 | 2009-06-01 | 2002-06-01 | 6 | 1 | 2:00 | 575.25
151 | 2 | 2009-06-01 | 2002-06-01 | 6 | 1 | 3:00 | 574.75
151 | 3 | 2009-06-01 | 2002-06-01 | 6 | 1 | 4:00 | 584.75
151 | 4 | 2009-06-01 | 2002-06-01 | 6 | 1 | 5:00 | 590.75
151 | 5 | 2009-06-01 | 2002-06-01 | 6 | 1 | 6:00 | 589.75
151 | 6 | 2009-06-01 | 2002-06-01 | 6 | 1 | 7:00 | 685
151 | 7 | 2009-06-01 | 2002-06-01 | 6 | 1 | 8:00 | 890.5
151 | 8 | 2009-06-01 | 2002-06-01 | 6 | 1 | 9:00 | 915.25
151 | 9 | 2009-06-01 | 2002-06-01 | 6 | 1 | 10:00 | 933
151 | 10 | 2009-06-01 | 2002-06-01 | 6 | 1 | 11:00 | 928.25
151 | 11 | 2009-06-01 | 2002-06-01 | 6 | 1 | 12:00 | 956
151 | 12 | 2009-06-01 | 2002-06-01 | 6 | 1 | 13:00 | 952.25
151 | 13 | 2009-06-01 | 2002-06-01 | 6 | 1 | 14:00 | 955
151 | 14 | 2009-06-01 | 2002-06-01 | 6 | 1 | 15:00 | 921.5
151 | 15 | 2009-06-01 | 2002-06-01 | 6 | 1 | 16:00 | 745.25
151 | 16 | 2009-06-01 | 2002-06-01 | 6 | 1 | 17:00 | 759.5
151 | 17 | 2009-06-01 | 2002-06-01 | 6 | 1 | 18:00 | 705
151 | 18 | 2009-06-01 | 2002-06-01 | 6 | 1 | 19:00 | 675.25
151 | 19 | 2009-06-01 | 2002-06-01 | 6 | 1 | 20:00 | 663.5
151 | 20 | 2009-06-01 | 2002-06-01 | 6 | 1 | 21:00 | 630.5
151 | 21 | 2009-06-01 | 2002-06-01 | 6 | 1 | 22:00 | 637.5
151 | 22 | 2009-06-01 | 2002-06-01 | 6 | 1 | 23:00 | 603.5
151 | 23 | 2009-06-01 | 2002-06-01 | 6 | 1 | 24:00 | 601.75
152 | 0 | 2009-06-02 | 2002-06-02 | 6 | 2 | 1:00 | 612.25
152 | 1 | 2009-06-02 | 2002-06-02 | 6 | 2 | 2:00 | 591
152 | 2 | 2009-06-02 | 2002-06-02 | 6 | 2 | 3:00 | 605.75
152 | 3 | 2009-06-02 | 2002-06-02 | 6 | 2 | 4:00 | 619.75
152 | 4 | 2009-06-02 | 2002-06-02 | 6 | 2 | 5:00 | 617.25
152 | 5 | 2009-06-02 | 2002-06-02 | 6 | 2 | 6:00 | 628.25
152 | 6 | 2009-06-02 | 2002-06-02 | 6 | 2 | 7:00 | 696.75
152 | 7 | 2009-06-02 | 2002-06-02 | 6 | 2 | 8:00 | 702.25
152 | 8 | 2009-06-02 | 2002-06-02 | 6 | 2 | 9:00 | 728.5
152 | 9 | 2009-06-02 | 2002-06-02 | 6 | 2 | 10:00 | 761.5
152 | 10 | 2009-06-02 | 2002-06-02 | 6 | 2 | 11:00 | 759
152 | 11 | 2009-06-02 | 2002-06-02 | 6 | 2 | 12:00 | 766.5
152 | 12 | 2009-06-02 | 2002-06-02 | 6 | 2 | 13:00 | 776.5
152 | 13 | 2009-06-02 | 2002-06-02 | 6 | 2 | 14:00 | 797.5
152 | 14 | 2009-06-02 | 2002-06-02 | 6 | 2 | 15:00 | 771.75
152 | 15 | 2009-06-02 | 2002-06-02 | 6 | 2 | 16:00 | 791.5
152 | 16 | 2009-06-02 | 2002-06-02 | 6 | 2 | 17:00 | 761.5
152 | 17 | 2009-06-02 | 2002-06-02 | 6 | 2 | 18:00 | 713.5
152 | 18 | 2009-06-02 | 2002-06-02 | 6 | 2 | 19:00 | 675.75
152 | 19 | 2009-06-02 | 2002-06-02 | 6 | 2 | 20:00 | 678.5
152 | 20 | 2009-06-02 | 2002-06-02 | 6 | 2 | 21:00 | 645
152 | 21 | 2009-06-02 | 2002-06-02 | 6 | 2 | 22:00 | 624.25
152 | 22 | 2009-06-02 | 2002-06-02 | 6 | 2 | 23:00 | 609.75
152 | 23 | 2009-06-02 | 2002-06-02 | 6 | 2 | 24:00 | 614.75
153 | 0 | 2009-06-03 | 2002-06-03 | 6 | 3 | 1:00 | 600.75
153 | 1 | 2009-06-03 | 2002-06-03 | 6 | 3 | 2:00 | 606
153 | 2 | 2009-06-03 | 2002-06-03 | 6 | 3 | 3:00 | 593.25
153 | 3 | 2009-06-03 | 2002-06-03 | 6 | 3 | 4:00 | 624.25
153 | 4 | 2009-06-03 | 2002-06-03 | 6 | 3 | 5:00 | 616
153 | 5 | 2009-06-03 | 2002-06-03 | 6 | 3 | 6:00 | 627.75
153 | 6 | 2009-06-03 | 2002-06-03 | 6 | 3 | 7:00 | 678.5
153 | 7 | 2009-06-03 | 2002-06-03 | 6 | 3 | 8:00 | 943
153 | 8 | 2009-06-03 | 2002-06-03 | 6 | 3 | 9:00 | 944.5
153 | 9 | 2009-06-03 | 2002-06-03 | 6 | 3 | 10:00 | 983
153 | 10 | 2009-06-03 | 2002-06-03 | 6 | 3 | 11:00 | 981.75
153 | 11 | 2009-06-03 | 2002-06-03 | 6 | 3 | 12:00 | 977
153 | 12 | 2009-06-03 | 2002-06-03 | 6 | 3 | 13:00 | 986.5
153 | 13 | 2009-06-03 | 2002-06-03 | 6 | 3 | 14:00 | 983.75
153 | 14 | 2009-06-03 | 2002-06-03 | 6 | 3 | 15:00 | 975
153 | 15 | 2009-06-03 | 2002-06-03 | 6 | 3 | 16:00 | 984.75
153 | 16 | 2009-06-03 | 2002-06-03 | 6 | 3 | 17:00 | 959.75
153 | 17 | 2009-06-03 | 2002-06-03 | 6 | 3 | 18:00 | 928.5
153 | 18 | 2009-06-03 | 2002-06-03 | 6 | 3 | 19:00 | 890
153 | 19 | 2009-06-03 | 2002-06-03 | 6 | 3 | 20:00 | 849.5
153 | 20 | 2009-06-03 | 2002-06-03 | 6 | 3 | 21:00 | 824.25
153 | 21 | 2009-06-03 | 2002-06-03 | 6 | 3 | 22:00 | 806.5
153 | 22 | 2009-06-03 | 2002-06-03 | 6 | 3 | 23:00 | 795.5
153 | 23 | 2009-06-03 | 2002-06-03 | 6 | 3 | 24:00 | 787
154 | 0 | 2009-06-04 | 2002-06-04 | 6 | 4 | 1:00 | 780.75
154 | 1 | 2009-06-04 | 2002-06-04 | 6 | 4 | 2:00 | 783.75
154 | 2 | 2009-06-04 | 2002-06-04 | 6 | 4 | 3:00 | 787
154 | 3 | 2009-06-04 | 2002-06-04 | 6 | 4 | 4:00 | 789.75
154 | 4 | 2009-06-04 | 2002-06-04 | 6 | 4 | 5:00 | 782.75
154 | 5 | 2009-06-04 | 2002-06-04 | 6 | 4 | 6:00 | 806
154 | 6 | 2009-06-04 | 2002-06-04 | 6 | 4 | 7:00 | 888.5
154 | 7 | 2009-06-04 | 2002-06-04 | 6 | 4 | 8:00 | 906.5
154 | 8 | 2009-06-04 | 2002-06-04 | 6 | 4 | 9:00 | 925
154 | 9 | 2009-06-04 | 2002-06-04 | 6 | 4 | 10:00 | 982.75
154 | 10 | 2009-06-04 | 2002-06-04 | 6 | 4 | 11:00 | 976.75
154 | 11 | 2009-06-04 | 2002-06-04 | 6 | 4 | 12:00 | 1014
154 | 12 | 2009-06-04 | 2002-06-04 | 6 | 4 | 13:00 | 1010
154 | 13 | 2009-06-04 | 2002-06-04 | 6 | 4 | 14:00 | 1029.75
154 | 14 | 2009-06-04 | 2002-06-04 | 6 | 4 | 15:00 | 1017.75
154 | 15 | 2009-06-04 | 2002-06-04 | 6 | 4 | 16:00 | 985.5
154 | 16 | 2009-06-04 | 2002-06-04 | 6 | 4 | 17:00 | 971
154 | 17 | 2009-06-04 | 2002-06-04 | 6 | 4 | 18:00 | 910.75
154 | 18 | 2009-06-04 | 2002-06-04 | 6 | 4 | 19:00 | 915.75
154 | 19 | 2009-06-04 | 2002-06-04 | 6 | 4 | 20:00 | 881.5
154 | 20 | 2009-06-04 | 2002-06-04 | 6 | 4 | 21:00 | 829.75
154 | 21 | 2009-06-04 | 2002-06-04 | 6 | 4 | 22:00 | 799
154 | 22 | 2009-06-04 | 2002-06-04 | 6 | 4 | 23:00 | 790
154 | 23 | 2009-06-04 | 2002-06-04 | 6 | 4 | 24:00 | 791.25
155 | 0 | 2009-06-05 | 2002-06-05 | 6 | 5 | 1:00 | 792.25
155 | 1 | 2009-06-05 | 2002-06-05 | 6 | 5 | 2:00 | 788.5
155 | 2 | 2009-06-05 | 2002-06-05 | 6 | 5 | 3:00 | 773.5
155 | 3 | 2009-06-05 | 2002-06-05 | 6 | 5 | 4:00 | 805
155 | 4 | 2009-06-05 | 2002-06-05 | 6 | 5 | 5:00 | 782
155 | 5 | 2009-06-05 | 2002-06-05 | 6 | 5 | 6:00 | 821.5
155 | 6 | 2009-06-05 | 2002-06-05 | 6 | 5 | 7:00 | 890.5
155 | 7 | 2009-06-05 | 2002-06-05 | 6 | 5 | 8:00 | 919.25
155 | 8 | 2009-06-05 | 2002-06-05 | 6 | 5 | 9:00 | 959
155 | 9 | 2009-06-05 | 2002-06-05 | 6 | 5 | 10:00 | 977
155 | 10 | 2009-06-05 | 2002-06-05 | 6 | 5 | 11:00 | 993.75
155 | 11 | 2009-06-05 | 2002-06-05 | 6 | 5 | 12:00 | 991.5
155 | 12 | 2009-06-05 | 2002-06-05 | 6 | 5 | 13:00 | 967.5
155 | 13 | 2009-06-05 | 2002-06-05 | 6 | 5 | 14:00 | 978.75
155 | 14 | 2009-06-05 | 2002-06-05 | 6 | 5 | 15:00 | 975.25
155 | 15 | 2009-06-05 | 2002-06-05 | 6 | 5 | 16:00 | 1008
155 | 16 | 2009-06-05 | 2002-06-05 | 6 | 5 | 17:00 | 987.25
155 | 17 | 2009-06-05 | 2002-06-05 | 6 | 5 | 18:00 | 936.75
155 | 18 | 2009-06-05 | 2002-06-05 | 6 | 5 | 19:00 | 914.25
155 | 19 | 2009-06-05 | 2002-06-05 | 6 | 5 | 20:00 | 896.25
155 | 20 | 2009-06-05 | 2002-06-05 | 6 | 5 | 21:00 | 837.25
155 | 21 | 2009-06-05 | 2002-06-05 | 6 | 5 | 22:00 | 843.75
155 | 22 | 2009-06-05 | 2002-06-05 | 6 | 5 | 23:00 | 808.25
155 | 23 | 2009-06-05 | 2002-06-05 | 6 | 5 | 24:00 | 829.75
156 | 0 | 2009-06-06 | 2002-06-06 | 6 | 6 | 1:00 | 808.25
156 | 1 | 2009-06-06 | 2002-06-06 | 6 | 6 | 2:00 | 816.75
156 | 2 | 2009-06-06 | 2002-06-06 | 6 | 6 | 3:00 | 815
156 | 3 | 2009-06-06 | 2002-06-06 | 6 | 6 | 4:00 | 829
156 | 4 | 2009-06-06 | 2002-06-06 | 6 | 6 | 5:00 | 808
156 | 5 | 2009-06-06 | 2002-06-06 | 6 | 6 | 6:00 | 830.75
156 | 6 | 2009-06-06 | 2002-06-06 | 6 | 6 | 7:00 | 833
156 | 7 | 2009-06-06 | 2002-06-06 | 6 | 6 | 8:00 | 863.5
156 | 8 | 2009-06-06 | 2002-06-06 | 6 | 6 | 9:00 | 899
156 | 9 | 2009-06-06 | 2002-06-06 | 6 | 6 | 10:00 | 932.5
156 | 10 | 2009-06-06 | 2002-06-06 | 6 | 6 | 11:00 | 961.25
156 | 11 | 2009-06-06 | 2002-06-06 | 6 | 6 | 12:00 | 965.25
156 | 12 | 2009-06-06 | 2002-06-06 | 6 | 6 | 13:00 | 959
156 | 13 | 2009-06-06 | 2002-06-06 | 6 | 6 | 14:00 | 964.25
156 | 14 | 2009-06-06 | 2002-06-06 | 6 | 6 | 15:00 | 916.5
156 | 15 | 2009-06-06 | 2002-06-06 | 6 | 6 | 16:00 | 867
156 | 16 | 2009-06-06 | 2002-06-06 | 6 | 6 | 17:00 | 834.75
156 | 17 | 2009-06-06 | 2002-06-06 | 6 | 6 | 18:00 | 782.25
156 | 18 | 2009-06-06 | 2002-06-06 | 6 | 6 | 19:00 | 806.25
156 | 19 | 2009-06-06 | 2002-06-06 | 6 | 6 | 20:00 | 788.5
156 | 20 | 2009-06-06 | 2002-06-06 | 6 | 6 | 21:00 | 781.5
156 | 21 | 2009-06-06 | 2002-06-06 | 6 | 6 | 22:00 | 811
156 | 22 | 2009-06-06 | 2002-06-06 | 6 | 6 | 23:00 | 774.75
156 | 23 | 2009-06-06 | 2002-06-06 | 6 | 6 | 24:00 | 726.75
157 | 0 | 2009-06-07 | 2002-06-07 | 6 | 7 | 1:00 | 787.25
157 | 1 | 2009-06-07 | 2002-06-07 | 6 | 7 | 2:00 | 769
157 | 2 | 2009-06-07 | 2002-06-07 | 6 | 7 | 3:00 | 755.75
157 | 3 | 2009-06-07 | 2002-06-07 | 6 | 7 | 4:00 | 791.5
157 | 4 | 2009-06-07 | 2002-06-07 | 6 | 7 | 5:00 | 709.25
157 | 5 | 2009-06-07 | 2002-06-07 | 6 | 7 | 6:00 | 762.25
157 | 6 | 2009-06-07 | 2002-06-07 | 6 | 7 | 7:00 | 780.25
157 | 7 | 2009-06-07 | 2002-06-07 | 6 | 7 | 8:00 | 793.75
157 | 8 | 2009-06-07 | 2002-06-07 | 6 | 7 | 9:00 | 810.5
157 | 9 | 2009-06-07 | 2002-06-07 | 6 | 7 | 10:00 | 823.75
157 | 10 | 2009-06-07 | 2002-06-07 | 6 | 7 | 11:00 | 820.25
157 | 11 | 2009-06-07 | 2002-06-07 | 6 | 7 | 12:00 | 816.5
157 | 12 | 2009-06-07 | 2002-06-07 | 6 | 7 | 13:00 | 834.5
157 | 13 | 2009-06-07 | 2002-06-07 | 6 | 7 | 14:00 | 813.5
157 | 14 | 2009-06-07 | 2002-06-07 | 6 | 7 | 15:00 | 820.75
157 | 15 | 2009-06-07 | 2002-06-07 | 6 | 7 | 16:00 | 822.5
157 | 16 | 2009-06-07 | 2002-06-07 | 6 | 7 | 17:00 | 804.5
157 | 17 | 2009-06-07 | 2002-06-07 | 6 | 7 | 18:00 | 1017
157 | 18 | 2009-06-07 | 2002-06-07 | 6 | 7 | 19:00 | 906.75
157 | 19 | 2009-06-07 | 2002-06-07 | 6 | 7 | 20:00 | 892.25
157 | 20 | 2009-06-07 | 2002-06-07 | 6 | 7 | 21:00 | 840.5
157 | 21 | 2009-06-07 | 2002-06-07 | 6 | 7 | 22:00 | 830.25
157 | 22 | 2009-06-07 | 2002-06-07 | 6 | 7 | 23:00 | 825
157 | 23 | 2009-06-07 | 2002-06-07 | 6 | 7 | 24:00 | 821.25
158 | 0 | 2009-06-08 | 2002-06-08 | 6 | 8 | 1:00 | 824.75
158 | 1 | 2009-06-08 | 2002-06-08 | 6 | 8 | 2:00 | 815.75
158 | 2 | 2009-06-08 | 2002-06-08 | 6 | 8 | 3:00 | 804.5
158 | 3 | 2009-06-08 | 2002-06-08 | 6 | 8 | 4:00 | 822.5
158 | 4 | 2009-06-08 | 2002-06-08 | 6 | 8 | 5:00 | 797.75
158 | 5 | 2009-06-08 | 2002-06-08 | 6 | 8 | 6:00 | 835.75
158 | 6 | 2009-06-08 | 2002-06-08 | 6 | 8 | 7:00 | 924.25
158 | 7 | 2009-06-08 | 2002-06-08 | 6 | 8 | 8:00 | 964.5
158 | 8 | 2009-06-08 | 2002-06-08 | 6 | 8 | 9:00 | 1004.25
158 | 9 | 2009-06-08 | 2002-06-08 | 6 | 8 | 10:00 | 1049.75
158 | 10 | 2009-06-08 | 2002-06-08 | 6 | 8 | 11:00 | 1084.75
158 | 11 | 2009-06-08 | 2002-06-08 | 6 | 8 | 12:00 | 1115.25
158 | 12 | 2009-06-08 | 2002-06-08 | 6 | 8 | 13:00 | 1096.75
158 | 13 | 2009-06-08 | 2002-06-08 | 6 | 8 | 14:00 | 1077.5
158 | 14 | 2009-06-08 | 2002-06-08 | 6 | 8 | 15:00 | 1086.75
158 | 15 | 2009-06-08 | 2002-06-08 | 6 | 8 | 16:00 | 1184.5
158 | 16 | 2009-06-08 | 2002-06-08 | 6 | 8 | 17:00 | 1147
158 | 17 | 2009-06-08 | 2002-06-08 | 6 | 8 | 18:00 | 1040.25
158 | 18 | 2009-06-08 | 2002-06-08 | 6 | 8 | 19:00 | 991.75
158 | 19 | 2009-06-08 | 2002-06-08 | 6 | 8 | 20:00 | 961.75
158 | 20 | 2009-06-08 | 2002-06-08 | 6 | 8 | 21:00 | 913.75
158 | 21 | 2009-06-08 | 2002-06-08 | 6 | 8 | 22:00 | 863
158 | 22 | 2009-06-08 | 2002-06-08 | 6 | 8 | 23:00 | 869
158 | 23 | 2009-06-08 | 2002-06-08 | 6 | 8 | 24:00 | 871
159 | 0 | 2009-06-09 | 2002-06-09 | 6 | 9 | 1:00 | 885.5
159 | 1 | 2009-06-09 | 2002-06-09 | 6 | 9 | 2:00 | 862.5
159 | 2 | 2009-06-09 | 2002-06-09 | 6 | 9 | 3:00 | 874
159 | 3 | 2009-06-09 | 2002-06-09 | 6 | 9 | 4:00 | 878.25
159 | 4 | 2009-06-09 | 2002-06-09 | 6 | 9 | 5:00 | 870.75
159 | 5 | 2009-06-09 | 2002-06-09 | 6 | 9 | 6:00 | 911.5
159 | 6 | 2009-06-09 | 2002-06-09 | 6 | 9 | 7:00 | 1088
159 | 7 | 2009-06-09 | 2002-06-09 | 6 | 9 | 8:00 | 1080.25
159 | 8 | 2009-06-09 | 2002-06-09 | 6 | 9 | 9:00 | 1144.25
159 | 9 | 2009-06-09 | 2002-06-09 | 6 | 9 | 10:00 | 1137.75
159 | 10 | 2009-06-09 | 2002-06-09 | 6 | 9 | 11:00 | 1284.25
159 | 11 | 2009-06-09 | 2002-06-09 | 6 | 9 | 12:00 | 1241.25
159 | 12 | 2009-06-09 | 2002-06-09 | 6 | 9 | 13:00 | 1350.5
159 | 13 | 2009-06-09 | 2002-06-09 | 6 | 9 | 14:00 | 1357.5
159 | 14 | 2009-06-09 | 2002-06-09 | 6 | 9 | 15:00 | 1185
159 | 15 | 2009-06-09 | 2002-06-09 | 6 | 9 | 16:00 | 1285.75
159 | 16 | 2009-06-09 | 2002-06-09 | 6 | 9 | 17:00 | 1244
159 | 17 | 2009-06-09 | 2002-06-09 | 6 | 9 | 18:00 | 1171
159 | 18 | 2009-06-09 | 2002-06-09 | 6 | 9 | 19:00 | 1159
159 | 19 | 2009-06-09 | 2002-06-09 | 6 | 9 | 20:00 | 1126.25
159 | 20 | 2009-06-09 | 2002-06-09 | 6 | 9 | 21:00 | 1012.5
159 | 21 | 2009-06-09 | 2002-06-09 | 6 | 9 | 22:00 | 983
159 | 22 | 2009-06-09 | 2002-06-09 | 6 | 9 | 23:00 | 962.5
159 | 23 | 2009-06-09 | 2002-06-09 | 6 | 9 | 24:00 | 936.25
160 | 0 | 2009-06-10 | 2002-06-10 | 6 | 10 | 1:00 | 920.5
160 | 1 | 2009-06-10 | 2002-06-10 | 6 | 10 | 2:00 | 906.25
160 | 2 | 2009-06-10 | 2002-06-10 | 6 | 10 | 3:00 | 899.75
160 | 3 | 2009-06-10 | 2002-06-10 | 6 | 10 | 4:00 | 904.75
160 | 4 | 2009-06-10 | 2002-06-10 | 6 | 10 | 5:00 | 898
160 | 5 | 2009-06-10 | 2002-06-10 | 6 | 10 | 6:00 | 924.25
160 | 6 | 2009-06-10 | 2002-06-10 | 6 | 10 | 7:00 | 1034.5
160 | 7 | 2009-06-10 | 2002-06-10 | 6 | 10 | 8:00 | 1046.25
160 | 8 | 2009-06-10 | 2002-06-10 | 6 | 10 | 9:00 | 1107
160 | 9 | 2009-06-10 | 2002-06-10 | 6 | 10 | 10:00 | 1154.75
160 | 10 | 2009-06-10 | 2002-06-10 | 6 | 10 | 11:00 | 1159
160 | 11 | 2009-06-10 | 2002-06-10 | 6 | 10 | 12:00 | 1151
160 | 12 | 2009-06-10 | 2002-06-10 | 6 | 10 | 13:00 | 1158.25
160 | 13 | 2009-06-10 | 2002-06-10 | 6 | 10 | 14:00 | 1130.25
160 | 14 | 2009-06-10 | 2002-06-10 | 6 | 10 | 15:00 | 1170.5
160 | 15 | 2009-06-10 | 2002-06-10 | 6 | 10 | 16:00 | 1172
160 | 16 | 2009-06-10 | 2002-06-10 | 6 | 10 | 17:00 | 1164.75
160 | 17 | 2009-06-10 | 2002-06-10 | 6 | 10 | 18:00 | 1105.25
160 | 18 | 2009-06-10 | 2002-06-10 | 6 | 10 | 19:00 | 1074.5
160 | 19 | 2009-06-10 | 2002-06-10 | 6 | 10 | 20:00 | 1023
160 | 20 | 2009-06-10 | 2002-06-10 | 6 | 10 | 21:00 | 981.25
160 | 21 | 2009-06-10 | 2002-06-10 | 6 | 10 | 22:00 | 974.75
160 | 22 | 2009-06-10 | 2002-06-10 | 6 | 10 | 23:00 | 953.5
160 | 23 | 2009-06-10 | 2002-06-10 | 6 | 10 | 24:00 | 942.25
161 | 0 | 2009-06-11 | 2002-06-11 | 6 | 11 | 1:00 | 941
161 | 1 | 2009-06-11 | 2002-06-11 | 6 | 11 | 2:00 | 924.75
161 | 2 | 2009-06-11 | 2002-06-11 | 6 | 11 | 3:00 | 931.25
161 | 3 | 2009-06-11 | 2002-06-11 | 6 | 11 | 4:00 | 943.5
161 | 4 | 2009-06-11 | 2002-06-11 | 6 | 11 | 5:00 | 919.5
161 | 5 | 2009-06-11 | 2002-06-11 | 6 | 11 | 6:00 | 969.75
161 | 6 | 2009-06-11 | 2002-06-11 | 6 | 11 | 7:00 | 1123.75
161 | 7 | 2009-06-11 | 2002-06-11 | 6 | 11 | 8:00 | 1130.5
161 | 8 | 2009-06-11 | 2002-06-11 | 6 | 11 | 9:00 | 1160.5
161 | 9 | 2009-06-11 | 2002-06-11 | 6 | 11 | 10:00 | 1221.5
161 | 10 | 2009-06-11 | 2002-06-11 | 6 | 11 | 11:00 | 1265.5
161 | 11 | 2009-06-11 | 2002-06-11 | 6 | 11 | 12:00 | 1302.25
161 | 12 | 2009-06-11 | 2002-06-11 | 6 | 11 | 13:00 | 1323.5
161 | 13 | 2009-06-11 | 2002-06-11 | 6 | 11 | 14:00 | 1306
161 | 14 | 2009-06-11 | 2002-06-11 | 6 | 11 | 15:00 | 1460.5
161 | 15 | 2009-06-11 | 2002-06-11 | 6 | 11 | 16:00 | 1459.25
161 | 16 | 2009-06-11 | 2002-06-11 | 6 | 11 | 17:00 | 1419.75
161 | 17 | 2009-06-11 | 2002-06-11 | 6 | 11 | 18:00 | 1226.5
161 | 18 | 2009-06-11 | 2002-06-11 | 6 | 11 | 19:00 | 1119
161 | 19 | 2009-06-11 | 2002-06-11 | 6 | 11 | 20:00 | 1105
161 | 20 | 2009-06-11 | 2002-06-11 | 6 | 11 | 21:00 | 994.5
161 | 21 | 2009-06-11 | 2002-06-11 | 6 | 11 | 22:00 | 975.75
161 | 22 | 2009-06-11 | 2002-06-11 | 6 | 11 | 23:00 | 965.5
161 | 23 | 2009-06-11 | 2002-06-11 | 6 | 11 | 24:00 | 957.75
162 | 0 | 2009-06-12 | 2002-06-12 | 6 | 12 | 1:00 | 964.25
162 | 1 | 2009-06-12 | 2002-06-12 | 6 | 12 | 2:00 | 964
162 | 2 | 2009-06-12 | 2002-06-12 | 6 | 12 | 3:00 | 946.75
162 | 3 | 2009-06-12 | 2002-06-12 | 6 | 12 | 4:00 | 967.5
162 | 4 | 2009-06-12 | 2002-06-12 | 6 | 12 | 5:00 | 944.5
162 | 5 | 2009-06-12 | 2002-06-12 | 6 | 12 | 6:00 | 976.75
162 | 6 | 2009-06-12 | 2002-06-12 | 6 | 12 | 7:00 | 1081.75
162 | 7 | 2009-06-12 | 2002-06-12 | 6 | 12 | 8:00 | 1106
162 | 8 | 2009-06-12 | 2002-06-12 | 6 | 12 | 9:00 | 1127.75
162 | 9 | 2009-06-12 | 2002-06-12 | 6 | 12 | 10:00 | 1156.75
162 | 10 | 2009-06-12 | 2002-06-12 | 6 | 12 | 11:00 | 1143
162 | 11 | 2009-06-12 | 2002-06-12 | 6 | 12 | 12:00 | 1166
162 | 12 | 2009-06-12 | 2002-06-12 | 6 | 12 | 13:00 | 1187.25
162 | 13 | 2009-06-12 | 2002-06-12 | 6 | 12 | 14:00 | 1191
162 | 14 | 2009-06-12 | 2002-06-12 | 6 | 12 | 15:00 | 1180.5
162 | 15 | 2009-06-12 | 2002-06-12 | 6 | 12 | 16:00 | 1159.25
162 | 16 | 2009-06-12 | 2002-06-12 | 6 | 12 | 17:00 | 1126.75
162 | 17 | 2009-06-12 | 2002-06-12 | 6 | 12 | 18:00 | 1063.75
162 | 18 | 2009-06-12 | 2002-06-12 | 6 | 12 | 19:00 | 1034.75
162 | 19 | 2009-06-12 | 2002-06-12 | 6 | 12 | 20:00 | 1042
162 | 20 | 2009-06-12 | 2002-06-12 | 6 | 12 | 21:00 | 1003
162 | 21 | 2009-06-12 | 2002-06-12 | 6 | 12 | 22:00 | 1048.75
162 | 22 | 2009-06-12 | 2002-06-12 | 6 | 12 | 23:00 | 1049.75
162 | 23 | 2009-06-12 | 2002-06-12 | 6 | 12 | 24:00 | 1050.5
163 | 0 | 2009-06-13 | 2002-06-13 | 6 | 13 | 1:00 | 1051.75
163 | 1 | 2009-06-13 | 2002-06-13 | 6 | 13 | 2:00 | 1052.75
163 | 2 | 2009-06-13 | 2002-06-13 | 6 | 13 | 3:00 | 1050.5
163 | 3 | 2009-06-13 | 2002-06-13 | 6 | 13 | 4:00 | 1072
163 | 4 | 2009-06-13 | 2002-06-13 | 6 | 13 | 5:00 | 1036.75
163 | 5 | 2009-06-13 | 2002-06-13 | 6 | 13 | 6:00 | 1039.25
163 | 6 | 2009-06-13 | 2002-06-13 | 6 | 13 | 7:00 | 1048.5
163 | 7 | 2009-06-13 | 2002-06-13 | 6 | 13 | 8:00 | 1032
163 | 8 | 2009-06-13 | 2002-06-13 | 6 | 13 | 9:00 | 1065.75
163 | 9 | 2009-06-13 | 2002-06-13 | 6 | 13 | 10:00 | 1064.75
163 | 10 | 2009-06-13 | 2002-06-13 | 6 | 13 | 11:00 | 1077.25
163 | 11 | 2009-06-13 | 2002-06-13 | 6 | 13 | 12:00 | 1107.75
163 | 12 | 2009-06-13 | 2002-06-13 | 6 | 13 | 13:00 | 1091
163 | 13 | 2009-06-13 | 2002-06-13 | 6 | 13 | 14:00 | 1089.25
163 | 14 | 2009-06-13 | 2002-06-13 | 6 | 13 | 15:00 | 1079
163 | 15 | 2009-06-13 | 2002-06-13 | 6 | 13 | 16:00 | 1080.75
163 | 16 | 2009-06-13 | 2002-06-13 | 6 | 13 | 17:00 | 1060.5
163 | 17 | 2009-06-13 | 2002-06-13 | 6 | 13 | 18:00 | 1019.75
163 | 18 | 2009-06-13 | 2002-06-13 | 6 | 13 | 19:00 | 1001.75
163 | 19 | 2009-06-13 | 2002-06-13 | 6 | 13 | 20:00 | 999.25
163 | 20 | 2009-06-13 | 2002-06-13 | 6 | 13 | 21:00 | 993.75
163 | 21 | 2009-06-13 | 2002-06-13 | 6 | 13 | 22:00 | 983.75
163 | 22 | 2009-06-13 | 2002-06-13 | 6 | 13 | 23:00 | 983
163 | 23 | 2009-06-13 | 2002-06-13 | 6 | 13 | 24:00 | 956
164 | 0 | 2009-06-14 | 2002-06-14 | 6 | 14 | 1:00 | 954.75
164 | 1 | 2009-06-14 | 2002-06-14 | 6 | 14 | 2:00 | 975.75
164 | 2 | 2009-06-14 | 2002-06-14 | 6 | 14 | 3:00 | 951.25
164 | 3 | 2009-06-14 | 2002-06-14 | 6 | 14 | 4:00 | 973.5
164 | 4 | 2009-06-14 | 2002-06-14 | 6 | 14 | 5:00 | 948.75
164 | 5 | 2009-06-14 | 2002-06-14 | 6 | 14 | 6:00 | 973.75
164 | 6 | 2009-06-14 | 2002-06-14 | 6 | 14 | 7:00 | 1001.5
164 | 7 | 2009-06-14 | 2002-06-14 | 6 | 14 | 8:00 | 985.25
164 | 8 | 2009-06-14 | 2002-06-14 | 6 | 14 | 9:00 | 990.25
164 | 9 | 2009-06-14 | 2002-06-14 | 6 | 14 | 10:00 | 1022.25
164 | 10 | 2009-06-14 | 2002-06-14 | 6 | 14 | 11:00 | 986
164 | 11 | 2009-06-14 | 2002-06-14 | 6 | 14 | 12:00 | 983.25
164 | 12 | 2009-06-14 | 2002-06-14 | 6 | 14 | 13:00 | 983.5
164 | 13 | 2009-06-14 | 2002-06-14 | 6 | 14 | 14:00 | 990
164 | 14 | 2009-06-14 | 2002-06-14 | 6 | 14 | 15:00 | 990
164 | 15 | 2009-06-14 | 2002-06-14 | 6 | 14 | 16:00 | 997
164 | 16 | 2009-06-14 | 2002-06-14 | 6 | 14 | 17:00 | 957
164 | 17 | 2009-06-14 | 2002-06-14 | 6 | 14 | 18:00 | 977.25
164 | 18 | 2009-06-14 | 2002-06-14 | 6 | 14 | 19:00 | 972.75
164 | 19 | 2009-06-14 | 2002-06-14 | 6 | 14 | 20:00 | 942.75
164 | 20 | 2009-06-14 | 2002-06-14 | 6 | 14 | 21:00 | 948
164 | 21 | 2009-06-14 | 2002-06-14 | 6 | 14 | 22:00 | 938.75
164 | 22 | 2009-06-14 | 2002-06-14 | 6 | 14 | 23:00 | 913.25
164 | 23 | 2009-06-14 | 2002-06-14 | 6 | 14 | 24:00 | 889.75
165 | 0 | 2009-06-15 | 2002-06-15 | 6 | 15 | 1:00 | 906.25
165 | 1 | 2009-06-15 | 2002-06-15 | 6 | 15 | 2:00 | 889
165 | 2 | 2009-06-15 | 2002-06-15 | 6 | 15 | 3:00 | 898.5
165 | 3 | 2009-06-15 | 2002-06-15 | 6 | 15 | 4:00 | 960.75
165 | 4 | 2009-06-15 | 2002-06-15 | 6 | 15 | 5:00 | 898.25
165 | 5 | 2009-06-15 | 2002-06-15 | 6 | 15 | 6:00 | 935.25
165 | 6 | 2009-06-15 | 2002-06-15 | 6 | 15 | 7:00 | 1013.25
165 | 7 | 2009-06-15 | 2002-06-15 | 6 | 15 | 8:00 | 1019
165 | 8 | 2009-06-15 | 2002-06-15 | 6 | 15 | 9:00 | 1029.75
165 | 9 | 2009-06-15 | 2002-06-15 | 6 | 15 | 10:00 | 1072.5
165 | 10 | 2009-06-15 | 2002-06-15 | 6 | 15 | 11:00 | 1056.5
165 | 11 | 2009-06-15 | 2002-06-15 | 6 | 15 | 12:00 | 1090.5
165 | 12 | 2009-06-15 | 2002-06-15 | 6 | 15 | 13:00 | 1120.25
165 | 13 | 2009-06-15 | 2002-06-15 | 6 | 15 | 14:00 | 1078
165 | 14 | 2009-06-15 | 2002-06-15 | 6 | 15 | 15:00 | 1064.25
165 | 15 | 2009-06-15 | 2002-06-15 | 6 | 15 | 16:00 | 1054.75
165 | 16 | 2009-06-15 | 2002-06-15 | 6 | 15 | 17:00 | 1063.25
165 | 17 | 2009-06-15 | 2002-06-15 | 6 | 15 | 18:00 | 1025
165 | 18 | 2009-06-15 | 2002-06-15 | 6 | 15 | 19:00 | 985.25
165 | 19 | 2009-06-15 | 2002-06-15 | 6 | 15 | 20:00 | 957
165 | 20 | 2009-06-15 | 2002-06-15 | 6 | 15 | 21:00 | 916.5
165 | 21 | 2009-06-15 | 2002-06-15 | 6 | 15 | 22:00 | 900.25
165 | 22 | 2009-06-15 | 2002-06-15 | 6 | 15 | 23:00 | 895.25
165 | 23 | 2009-06-15 | 2002-06-15 | 6 | 15 | 24:00 | 900.5
166 | 0 | 2009-06-16 | 2002-06-16 | 6 | 16 | 1:00 | 893
166 | 1 | 2009-06-16 | 2002-06-16 | 6 | 16 | 2:00 | 886
166 | 2 | 2009-06-16 | 2002-06-16 | 6 | 16 | 3:00 | 891.25
166 | 3 | 2009-06-16 | 2002-06-16 | 6 | 16 | 4:00 | 920
166 | 4 | 2009-06-16 | 2002-06-16 | 6 | 16 | 5:00 | 912.75
166 | 5 | 2009-06-16 | 2002-06-16 | 6 | 16 | 6:00 | 914.25
166 | 6 | 2009-06-16 | 2002-06-16 | 6 | 16 | 7:00 | 1014
166 | 7 | 2009-06-16 | 2002-06-16 | 6 | 16 | 8:00 | 1062
166 | 8 | 2009-06-16 | 2002-06-16 | 6 | 16 | 9:00 | 1086.25
166 | 9 | 2009-06-16 | 2002-06-16 | 6 | 16 | 10:00 | 1093.75
166 | 10 | 2009-06-16 | 2002-06-16 | 6 | 16 | 11:00 | 1145
166 | 11 | 2009-06-16 | 2002-06-16 | 6 | 16 | 12:00 | 1181.75
166 | 12 | 2009-06-16 | 2002-06-16 | 6 | 16 | 13:00 | 1225.75
166 | 13 | 2009-06-16 | 2002-06-16 | 6 | 16 | 14:00 | 1200
166 | 14 | 2009-06-16 | 2002-06-16 | 6 | 16 | 15:00 | 1259.75
166 | 15 | 2009-06-16 | 2002-06-16 | 6 | 16 | 16:00 | 1262.5
166 | 16 | 2009-06-16 | 2002-06-16 | 6 | 16 | 17:00 | 1299.5
166 | 17 | 2009-06-16 | 2002-06-16 | 6 | 16 | 18:00 | 1249.75
166 | 18 | 2009-06-16 | 2002-06-16 | 6 | 16 | 19:00 | 1204
166 | 19 | 2009-06-16 | 2002-06-16 | 6 | 16 | 20:00 | 1148
166 | 20 | 2009-06-16 | 2002-06-16 | 6 | 16 | 21:00 | 1076.5
166 | 21 | 2009-06-16 | 2002-06-16 | 6 | 16 | 22:00 | 1072.75
166 | 22 | 2009-06-16 | 2002-06-16 | 6 | 16 | 23:00 | 1029.75
166 | 23 | 2009-06-16 | 2002-06-16 | 6 | 16 | 24:00 | 1005.25
167 | 0 | 2009-06-17 | 2002-06-17 | 6 | 17 | 1:00 | 1007
167 | 1 | 2009-06-17 | 2002-06-17 | 6 | 17 | 2:00 | 969.25
167 | 2 | 2009-06-17 | 2002-06-17 | 6 | 17 | 3:00 | 948
167 | 3 | 2009-06-17 | 2002-06-17 | 6 | 17 | 4:00 | 992.5
167 | 4 | 2009-06-17 | 2002-06-17 | 6 | 17 | 5:00 | 926
167 | 5 | 2009-06-17 | 2002-06-17 | 6 | 17 | 6:00 | 936
167 | 6 | 2009-06-17 | 2002-06-17 | 6 | 17 | 7:00 | 1060
167 | 7 | 2009-06-17 | 2002-06-17 | 6 | 17 | 8:00 | 1103
167 | 8 | 2009-06-17 | 2002-06-17 | 6 | 17 | 9:00 | 1088.75
167 | 9 | 2009-06-17 | 2002-06-17 | 6 | 17 | 10:00 | 1054
167 | 10 | 2009-06-17 | 2002-06-17 | 6 | 17 | 11:00 | 1098.75
167 | 11 | 2009-06-17 | 2002-06-17 | 6 | 17 | 12:00 | 1134
167 | 12 | 2009-06-17 | 2002-06-17 | 6 | 17 | 13:00 | 1100
167 | 13 | 2009-06-17 | 2002-06-17 | 6 | 17 | 14:00 | 1075.5
167 | 14 | 2009-06-17 | 2002-06-17 | 6 | 17 | 15:00 | 1103.75
167 | 15 | 2009-06-17 | 2002-06-17 | 6 | 17 | 16:00 | 1083.75
167 | 16 | 2009-06-17 | 2002-06-17 | 6 | 17 | 17:00 | 1106.75
167 | 17 | 2009-06-17 | 2002-06-17 | 6 | 17 | 18:00 | 1029.75
167 | 18 | 2009-06-17 | 2002-06-17 | 6 | 17 | 19:00 | 999.75
167 | 19 | 2009-06-17 | 2002-06-17 | 6 | 17 | 20:00 | 981.75
167 | 20 | 2009-06-17 | 2002-06-17 | 6 | 17 | 21:00 | 918.5
167 | 21 | 2009-06-17 | 2002-06-17 | 6 | 17 | 22:00 | 908.5
167 | 22 | 2009-06-17 | 2002-06-17 | 6 | 17 | 23:00 | 916.25
167 | 23 | 2009-06-17 | 2002-06-17 | 6 | 17 | 24:00 | 899.25
168 | 0 | 2009-06-18 | 2002-06-18 | 6 | 18 | 1:00 | 893
168 | 1 | 2009-06-18 | 2002-06-18 | 6 | 18 | 2:00 | 886.75
168 | 2 | 2009-06-18 | 2002-06-18 | 6 | 18 | 3:00 | 881.5
168 | 3 | 2009-06-18 | 2002-06-18 | 6 | 18 | 4:00 | 884.5
168 | 4 | 2009-06-18 | 2002-06-18 | 6 | 18 | 5:00 | 874
168 | 5 | 2009-06-18 | 2002-06-18 | 6 | 18 | 6:00 | 920.25
168 | 6 | 2009-06-18 | 2002-06-18 | 6 | 18 | 7:00 | 983.25
168 | 7 | 2009-06-18 | 2002-06-18 | 6 | 18 | 8:00 | 1005.5
168 | 8 | 2009-06-18 | 2002-06-18 | 6 | 18 | 9:00 | 1068.5
168 | 9 | 2009-06-18 | 2002-06-18 | 6 | 18 | 10:00 | 1076.25
168 | 10 | 2009-06-18 | 2002-06-18 | 6 | 18 | 11:00 | 1115.25
168 | 11 | 2009-06-18 | 2002-06-18 | 6 | 18 | 12:00 | 1106.25
168 | 12 | 2009-06-18 | 2002-06-18 | 6 | 18 | 13:00 | 1106.25
168 | 13 | 2009-06-18 | 2002-06-18 | 6 | 18 | 14:00 | 1142
168 | 14 | 2009-06-18 | 2002-06-18 | 6 | 18 | 15:00 | 1115
168 | 15 | 2009-06-18 | 2002-06-18 | 6 | 18 | 16:00 | 1141.75
168 | 16 | 2009-06-18 | 2002-06-18 | 6 | 18 | 17:00 | 1128.75
168 | 17 | 2009-06-18 | 2002-06-18 | 6 | 18 | 18:00 | 1066
168 | 18 | 2009-06-18 | 2002-06-18 | 6 | 18 | 19:00 | 1037
168 | 19 | 2009-06-18 | 2002-06-18 | 6 | 18 | 20:00 | 978.75
168 | 20 | 2009-06-18 | 2002-06-18 | 6 | 18 | 21:00 | 930.75
168 | 21 | 2009-06-18 | 2002-06-18 | 6 | 18 | 22:00 | 906.25
168 | 22 | 2009-06-18 | 2002-06-18 | 6 | 18 | 23:00 | 903.5
168 | 23 | 2009-06-18 | 2002-06-18 | 6 | 18 | 24:00 | 892.25
169 | 0 | 2009-06-19 | 2002-06-19 | 6 | 19 | 1:00 | 889.25
169 | 1 | 2009-06-19 | 2002-06-19 | 6 | 19 | 2:00 | 883.75
169 | 2 | 2009-06-19 | 2002-06-19 | 6 | 19 | 3:00 | 892
169 | 3 | 2009-06-19 | 2002-06-19 | 6 | 19 | 4:00 | 920
169 | 4 | 2009-06-19 | 2002-06-19 | 6 | 19 | 5:00 | 910.25
169 | 5 | 2009-06-19 | 2002-06-19 | 6 | 19 | 6:00 | 946.25
169 | 6 | 2009-06-19 | 2002-06-19 | 6 | 19 | 7:00 | 1064.5
169 | 7 | 2009-06-19 | 2002-06-19 | 6 | 19 | 8:00 | 1090.75
169 | 8 | 2009-06-19 | 2002-06-19 | 6 | 19 | 9:00 | 1148
169 | 9 | 2009-06-19 | 2002-06-19 | 6 | 19 | 10:00 | 1181
169 | 10 | 2009-06-19 | 2002-06-19 | 6 | 19 | 11:00 | 1212
169 | 11 | 2009-06-19 | 2002-06-19 | 6 | 19 | 12:00 | 1246.25
169 | 12 | 2009-06-19 | 2002-06-19 | 6 | 19 | 13:00 | 1242.5
169 | 13 | 2009-06-19 | 2002-06-19 | 6 | 19 | 14:00 | 1232.75
169 | 14 | 2009-06-19 | 2002-06-19 | 6 | 19 | 15:00 | 1188.25
169 | 15 | 2009-06-19 | 2002-06-19 | 6 | 19 | 16:00 | 1184.5
169 | 16 | 2009-06-19 | 2002-06-19 | 6 | 19 | 17:00 | 1135
169 | 17 | 2009-06-19 | 2002-06-19 | 6 | 19 | 18:00 | 1111.5
169 | 18 | 2009-06-19 | 2002-06-19 | 6 | 19 | 19:00 | 1057.25
169 | 19 | 2009-06-19 | 2002-06-19 | 6 | 19 | 20:00 | 1023
169 | 20 | 2009-06-19 | 2002-06-19 | 6 | 19 | 21:00 | 986
169 | 21 | 2009-06-19 | 2002-06-19 | 6 | 19 | 22:00 | 941.75
169 | 22 | 2009-06-19 | 2002-06-19 | 6 | 19 | 23:00 | 899.75
169 | 23 | 2009-06-19 | 2002-06-19 | 6 | 19 | 24:00 | 881.5
170 | 0 | 2009-06-20 | 2002-06-20 | 6 | 20 | 1:00 | 868
170 | 1 | 2009-06-20 | 2002-06-20 | 6 | 20 | 2:00 | 854
170 | 2 | 2009-06-20 | 2002-06-20 | 6 | 20 | 3:00 | 881.5
170 | 3 | 2009-06-20 | 2002-06-20 | 6 | 20 | 4:00 | 875.5
170 | 4 | 2009-06-20 | 2002-06-20 | 6 | 20 | 5:00 | 855.5
170 | 5 | 2009-06-20 | 2002-06-20 | 6 | 20 | 6:00 | 881.5
170 | 6 | 2009-06-20 | 2002-06-20 | 6 | 20 | 7:00 | 900.75
170 | 7 | 2009-06-20 | 2002-06-20 | 6 | 20 | 8:00 | 933.25
170 | 8 | 2009-06-20 | 2002-06-20 | 6 | 20 | 9:00 | 970.75
170 | 9 | 2009-06-20 | 2002-06-20 | 6 | 20 | 10:00 | 1017
170 | 10 | 2009-06-20 | 2002-06-20 | 6 | 20 | 11:00 | 994
170 | 11 | 2009-06-20 | 2002-06-20 | 6 | 20 | 12:00 | 1037.25
170 | 12 | 2009-06-20 | 2002-06-20 | 6 | 20 | 13:00 | 1047
170 | 13 | 2009-06-20 | 2002-06-20 | 6 | 20 | 14:00 | 1035.75
170 | 14 | 2009-06-20 | 2002-06-20 | 6 | 20 | 15:00 | 1030.25
170 | 15 | 2009-06-20 | 2002-06-20 | 6 | 20 | 16:00 | 1016.25
170 | 16 | 2009-06-20 | 2002-06-20 | 6 | 20 | 17:00 | 1015.5
170 | 17 | 2009-06-20 | 2002-06-20 | 6 | 20 | 18:00 | 982.75
170 | 18 | 2009-06-20 | 2002-06-20 | 6 | 20 | 19:00 | 915.5
170 | 19 | 2009-06-20 | 2002-06-20 | 6 | 20 | 20:00 | 919
170 | 20 | 2009-06-20 | 2002-06-20 | 6 | 20 | 21:00 | 917.25
170 | 21 | 2009-06-20 | 2002-06-20 | 6 | 20 | 22:00 | 924.5
170 | 22 | 2009-06-20 | 2002-06-20 | 6 | 20 | 23:00 | 914.75
170 | 23 | 2009-06-20 | 2002-06-20 | 6 | 20 | 24:00 | 947.5
171 | 0 | 2009-06-21 | 2002-06-21 | 6 | 21 | 1:00 | 939
171 | 1 | 2009-06-21 | 2002-06-21 | 6 | 21 | 2:00 | 932
171 | 2 | 2009-06-21 | 2002-06-21 | 6 | 21 | 3:00 | 960.75
171 | 3 | 2009-06-21 | 2002-06-21 | 6 | 21 | 4:00 | 964.75
171 | 4 | 2009-06-21 | 2002-06-21 | 6 | 21 | 5:00 | 945.25
171 | 5 | 2009-06-21 | 2002-06-21 | 6 | 21 | 6:00 | 982.75
171 | 6 | 2009-06-21 | 2002-06-21 | 6 | 21 | 7:00 | 1042
171 | 7 | 2009-06-21 | 2002-06-21 | 6 | 21 | 8:00 | 1001.5
171 | 8 | 2009-06-21 | 2002-06-21 | 6 | 21 | 9:00 | 1031.25
171 | 9 | 2009-06-21 | 2002-06-21 | 6 | 21 | 10:00 | 1126
171 | 10 | 2009-06-21 | 2002-06-21 | 6 | 21 | 11:00 | 1170.75
171 | 11 | 2009-06-21 | 2002-06-21 | 6 | 21 | 12:00 | 1179.25
171 | 12 | 2009-06-21 | 2002-06-21 | 6 | 21 | 13:00 | 1146
171 | 13 | 2009-06-21 | 2002-06-21 | 6 | 21 | 14:00 | 1140.25
171 | 14 | 2009-06-21 | 2002-06-21 | 6 | 21 | 15:00 | 1190
171 | 15 | 2009-06-21 | 2002-06-21 | 6 | 21 | 16:00 | 1153
171 | 16 | 2009-06-21 | 2002-06-21 | 6 | 21 | 17:00 | 1197.25
171 | 17 | 2009-06-21 | 2002-06-21 | 6 | 21 | 18:00 | 1136.25
171 | 18 | 2009-06-21 | 2002-06-21 | 6 | 21 | 19:00 | 1096.5
171 | 19 | 2009-06-21 | 2002-06-21 | 6 | 21 | 20:00 | 1112
171 | 20 | 2009-06-21 | 2002-06-21 | 6 | 21 | 21:00 | 1040
171 | 21 | 2009-06-21 | 2002-06-21 | 6 | 21 | 22:00 | 1006
171 | 22 | 2009-06-21 | 2002-06-21 | 6 | 21 | 23:00 | 962.5
171 | 23 | 2009-06-21 | 2002-06-21 | 6 | 21 | 24:00 | 964.75
172 | 0 | 2009-06-22 | 2002-06-22 | 6 | 22 | 1:00 | 959.75
172 | 1 | 2009-06-22 | 2002-06-22 | 6 | 22 | 2:00 | 956.75
172 | 2 | 2009-06-22 | 2002-06-22 | 6 | 22 | 3:00 | 960.75
172 | 3 | 2009-06-22 | 2002-06-22 | 6 | 22 | 4:00 | 986
172 | 4 | 2009-06-22 | 2002-06-22 | 6 | 22 | 5:00 | 938.5
172 | 5 | 2009-06-22 | 2002-06-22 | 6 | 22 | 6:00 | 971.5
172 | 6 | 2009-06-22 | 2002-06-22 | 6 | 22 | 7:00 | 1106.25
172 | 7 | 2009-06-22 | 2002-06-22 | 6 | 22 | 8:00 | 1173.25
172 | 8 | 2009-06-22 | 2002-06-22 | 6 | 22 | 9:00 | 1226.75
172 | 9 | 2009-06-22 | 2002-06-22 | 6 | 22 | 10:00 | 1213
172 | 10 | 2009-06-22 | 2002-06-22 | 6 | 22 | 11:00 | 1193.75
172 | 11 | 2009-06-22 | 2002-06-22 | 6 | 22 | 12:00 | 1236.5
172 | 12 | 2009-06-22 | 2002-06-22 | 6 | 22 | 13:00 | 1239
172 | 13 | 2009-06-22 | 2002-06-22 | 6 | 22 | 14:00 | 1247.25
172 | 14 | 2009-06-22 | 2002-06-22 | 6 | 22 | 15:00 | 1267.75
172 | 15 | 2009-06-22 | 2002-06-22 | 6 | 22 | 16:00 | 1277.5
172 | 16 | 2009-06-22 | 2002-06-22 | 6 | 22 | 17:00 | 1301
172 | 17 | 2009-06-22 | 2002-06-22 | 6 | 22 | 18:00 | 1183.5
172 | 18 | 2009-06-22 | 2002-06-22 | 6 | 22 | 19:00 | 1131.25
172 | 19 | 2009-06-22 | 2002-06-22 | 6 | 22 | 20:00 | 1152.5
172 | 20 | 2009-06-22 | 2002-06-22 | 6 | 22 | 21:00 | 1047.75
172 | 21 | 2009-06-22 | 2002-06-22 | 6 | 22 | 22:00 | 1042.25
172 | 22 | 2009-06-22 | 2002-06-22 | 6 | 22 | 23:00 | 1039.75
172 | 23 | 2009-06-22 | 2002-06-22 | 6 | 22 | 24:00 | 1021.75
173 | 0 | 2009-06-23 | 2002-06-23 | 6 | 23 | 1:00 | 998.5
173 | 1 | 2009-06-23 | 2002-06-23 | 6 | 23 | 2:00 | 973.75
173 | 2 | 2009-06-23 | 2002-06-23 | 6 | 23 | 3:00 | 958.75
173 | 3 | 2009-06-23 | 2002-06-23 | 6 | 23 | 4:00 | 981.5
173 | 4 | 2009-06-23 | 2002-06-23 | 6 | 23 | 5:00 | 975
173 | 5 | 2009-06-23 | 2002-06-23 | 6 | 23 | 6:00 | 1014
173 | 6 | 2009-06-23 | 2002-06-23 | 6 | 23 | 7:00 | 1133.25
173 | 7 | 2009-06-23 | 2002-06-23 | 6 | 23 | 8:00 | 1161
173 | 8 | 2009-06-23 | 2002-06-23 | 6 | 23 | 9:00 | 1234.75
173 | 9 | 2009-06-23 | 2002-06-23 | 6 | 23 | 10:00 | 1333.75
173 | 10 | 2009-06-23 | 2002-06-23 | 6 | 23 | 11:00 | 1409.75
173 | 11 | 2009-06-23 | 2002-06-23 | 6 | 23 | 12:00 | 1530.25
173 | 12 | 2009-06-23 | 2002-06-23 | 6 | 23 | 13:00 | 1590.5
173 | 13 | 2009-06-23 | 2002-06-23 | 6 | 23 | 14:00 | 1557.25
173 | 14 | 2009-06-23 | 2002-06-23 | 6 | 23 | 15:00 | 1568.25
173 | 15 | 2009-06-23 | 2002-06-23 | 6 | 23 | 16:00 | 1575
173 | 16 | 2009-06-23 | 2002-06-23 | 6 | 23 | 17:00 | 1610.25
173 | 17 | 2009-06-23 | 2002-06-23 | 6 | 23 | 18:00 | 1396
173 | 18 | 2009-06-23 | 2002-06-23 | 6 | 23 | 19:00 | 1238.5
173 | 19 | 2009-06-23 | 2002-06-23 | 6 | 23 | 20:00 | 1210.25
173 | 20 | 2009-06-23 | 2002-06-23 | 6 | 23 | 21:00 | 1148.75
173 | 21 | 2009-06-23 | 2002-06-23 | 6 | 23 | 22:00 | 1113.25
173 | 22 | 2009-06-23 | 2002-06-23 | 6 | 23 | 23:00 | 1090
173 | 23 | 2009-06-23 | 2002-06-23 | 6 | 23 | 24:00 | 1011.75
174 | 0 | 2009-06-24 | 2002-06-24 | 6 | 24 | 1:00 | 964.75
174 | 1 | 2009-06-24 | 2002-06-24 | 6 | 24 | 2:00 | 950.25
174 | 2 | 2009-06-24 | 2002-06-24 | 6 | 24 | 3:00 | 936.75
174 | 3 | 2009-06-24 | 2002-06-24 | 6 | 24 | 4:00 | 957
174 | 4 | 2009-06-24 | 2002-06-24 | 6 | 24 | 5:00 | 963.25
174 | 5 | 2009-06-24 | 2002-06-24 | 6 | 24 | 6:00 | 964.25
174 | 6 | 2009-06-24 | 2002-06-24 | 6 | 24 | 7:00 | 1103.25
174 | 7 | 2009-06-24 | 2002-06-24 | 6 | 24 | 8:00 | 1137
174 | 8 | 2009-06-24 | 2002-06-24 | 6 | 24 | 9:00 | 1162.25
174 | 9 | 2009-06-24 | 2002-06-24 | 6 | 24 | 10:00 | 1182.25
174 | 10 | 2009-06-24 | 2002-06-24 | 6 | 24 | 11:00 | 1203
174 | 11 | 2009-06-24 | 2002-06-24 | 6 | 24 | 12:00 | 1228
174 | 12 | 2009-06-24 | 2002-06-24 | 6 | 24 | 13:00 | 1179.75
174 | 13 | 2009-06-24 | 2002-06-24 | 6 | 24 | 14:00 | 1214.5
174 | 14 | 2009-06-24 | 2002-06-24 | 6 | 24 | 15:00 | 1218.5
174 | 15 | 2009-06-24 | 2002-06-24 | 6 | 24 | 16:00 | 1230.5
174 | 16 | 2009-06-24 | 2002-06-24 | 6 | 24 | 17:00 | 1175.5
174 | 17 | 2009-06-24 | 2002-06-24 | 6 | 24 | 18:00 | 1107.5
174 | 18 | 2009-06-24 | 2002-06-24 | 6 | 24 | 19:00 | 1038.75
174 | 19 | 2009-06-24 | 2002-06-24 | 6 | 24 | 20:00 | 1006.75
174 | 20 | 2009-06-24 | 2002-06-24 | 6 | 24 | 21:00 | 945.5
174 | 21 | 2009-06-24 | 2002-06-24 | 6 | 24 | 22:00 | 919
174 | 22 | 2009-06-24 | 2002-06-24 | 6 | 24 | 23:00 | 927.75
174 | 23 | 2009-06-24 | 2002-06-24 | 6 | 24 | 24:00 | 930.75
175 | 0 | 2009-06-25 | 2002-06-25 | 6 | 25 | 1:00 | 926.25
175 | 1 | 2009-06-25 | 2002-06-25 | 6 | 25 | 2:00 | 917.75
175 | 2 | 2009-06-25 | 2002-06-25 | 6 | 25 | 3:00 | 930
175 | 3 | 2009-06-25 | 2002-06-25 | 6 | 25 | 4:00 | 940.25
175 | 4 | 2009-06-25 | 2002-06-25 | 6 | 25 | 5:00 | 905.5
175 | 5 | 2009-06-25 | 2002-06-25 | 6 | 25 | 6:00 | 941.75
175 | 6 | 2009-06-25 | 2002-06-25 | 6 | 25 | 7:00 | 1088.25
175 | 7 | 2009-06-25 | 2002-06-25 | 6 | 25 | 8:00 | 1064.5
175 | 8 | 2009-06-25 | 2002-06-25 | 6 | 25 | 9:00 | 1145.5
175 | 9 | 2009-06-25 | 2002-06-25 | 6 | 25 | 10:00 | 1149.25
175 | 10 | 2009-06-25 | 2002-06-25 | 6 | 25 | 11:00 | 1132.75
175 | 11 | 2009-06-25 | 2002-06-25 | 6 | 25 | 12:00 | 1191.25
175 | 12 | 2009-06-25 | 2002-06-25 | 6 | 25 | 13:00 | 1210.5
175 | 13 | 2009-06-25 | 2002-06-25 | 6 | 25 | 14:00 | 1170.75
175 | 14 | 2009-06-25 | 2002-06-25 | 6 | 25 | 15:00 | 1207.25
175 | 15 | 2009-06-25 | 2002-06-25 | 6 | 25 | 16:00 | 1189
175 | 16 | 2009-06-25 | 2002-06-25 | 6 | 25 | 17:00 | 1174.5
175 | 17 | 2009-06-25 | 2002-06-25 | 6 | 25 | 18:00 | 1138
175 | 18 | 2009-06-25 | 2002-06-25 | 6 | 25 | 19:00 | 1073
175 | 19 | 2009-06-25 | 2002-06-25 | 6 | 25 | 20:00 | 1062.75
175 | 20 | 2009-06-25 | 2002-06-25 | 6 | 25 | 21:00 | 985.5
175 | 21 | 2009-06-25 | 2002-06-25 | 6 | 25 | 22:00 | 972.5
175 | 22 | 2009-06-25 | 2002-06-25 | 6 | 25 | 23:00 | 964
175 | 23 | 2009-06-25 | 2002-06-25 | 6 | 25 | 24:00 | 956
176 | 0 | 2009-06-26 | 2002-06-26 | 6 | 26 | 1:00 | 942.75
176 | 1 | 2009-06-26 | 2002-06-26 | 6 | 26 | 2:00 | 966
176 | 2 | 2009-06-26 | 2002-06-26 | 6 | 26 | 3:00 | 957.75
176 | 3 | 2009-06-26 | 2002-06-26 | 6 | 26 | 4:00 | 934.5
176 | 4 | 2009-06-26 | 2002-06-26 | 6 | 26 | 5:00 | 910
176 | 5 | 2009-06-26 | 2002-06-26 | 6 | 26 | 6:00 | 910.75
176 | 6 | 2009-06-26 | 2002-06-26 | 6 | 26 | 7:00 | 1048
176 | 7 | 2009-06-26 | 2002-06-26 | 6 | 26 | 8:00 | 1012.5
176 | 8 | 2009-06-26 | 2002-06-26 | 6 | 26 | 9:00 | 1064.75
176 | 9 | 2009-06-26 | 2002-06-26 | 6 | 26 | 10:00 | 1101.25
176 | 10 | 2009-06-26 | 2002-06-26 | 6 | 26 | 11:00 | 1104.25
176 | 11 | 2009-06-26 | 2002-06-26 | 6 | 26 | 12:00 | 1121
176 | 12 | 2009-06-26 | 2002-06-26 | 6 | 26 | 13:00 | 1100.5
176 | 13 | 2009-06-26 | 2002-06-26 | 6 | 26 | 14:00 | 1113.25
176 | 14 | 2009-06-26 | 2002-06-26 | 6 | 26 | 15:00 | 1100.25
176 | 15 | 2009-06-26 | 2002-06-26 | 6 | 26 | 16:00 | 1093
176 | 16 | 2009-06-26 | 2002-06-26 | 6 | 26 | 17:00 | 1075.5
176 | 17 | 2009-06-26 | 2002-06-26 | 6 | 26 | 18:00 | 1043.75
176 | 18 | 2009-06-26 | 2002-06-26 | 6 | 26 | 19:00 | 998.75
176 | 19 | 2009-06-26 | 2002-06-26 | 6 | 26 | 20:00 | 961
176 | 20 | 2009-06-26 | 2002-06-26 | 6 | 26 | 21:00 | 946.5
176 | 21 | 2009-06-26 | 2002-06-26 | 6 | 26 | 22:00 | 917
176 | 22 | 2009-06-26 | 2002-06-26 | 6 | 26 | 23:00 | 894.5
176 | 23 | 2009-06-26 | 2002-06-26 | 6 | 26 | 24:00 | 889.75
177 | 0 | 2009-06-27 | 2002-06-27 | 6 | 27 | 1:00 | 727.25
177 | 1 | 2009-06-27 | 2002-06-27 | 6 | 27 | 2:00 | 726.25
177 | 2 | 2009-06-27 | 2002-06-27 | 6 | 27 | 3:00 | 794.75
177 | 3 | 2009-06-27 | 2002-06-27 | 6 | 27 | 4:00 | 789.5
177 | 4 | 2009-06-27 | 2002-06-27 | 6 | 27 | 5:00 | 744
177 | 5 | 2009-06-27 | 2002-06-27 | 6 | 27 | 6:00 | 770
177 | 6 | 2009-06-27 | 2002-06-27 | 6 | 27 | 7:00 | 965.25
177 | 7 | 2009-06-27 | 2002-06-27 | 6 | 27 | 8:00 | 1002
177 | 8 | 2009-06-27 | 2002-06-27 | 6 | 27 | 9:00 | 1008.75
177 | 9 | 2009-06-27 | 2002-06-27 | 6 | 27 | 10:00 | 1007
177 | 10 | 2009-06-27 | 2002-06-27 | 6 | 27 | 11:00 | 1048
177 | 11 | 2009-06-27 | 2002-06-27 | 6 | 27 | 12:00 | 1035.25
177 | 12 | 2009-06-27 | 2002-06-27 | 6 | 27 | 13:00 | 1013
177 | 13 | 2009-06-27 | 2002-06-27 | 6 | 27 | 14:00 | 1031
177 | 14 | 2009-06-27 | 2002-06-27 | 6 | 27 | 15:00 | 1041.75
177 | 15 | 2009-06-27 | 2002-06-27 | 6 | 27 | 16:00 | 1007.75
177 | 16 | 2009-06-27 | 2002-06-27 | 6 | 27 | 17:00 | 1006
177 | 17 | 2009-06-27 | 2002-06-27 | 6 | 27 | 18:00 | 976.5
177 | 18 | 2009-06-27 | 2002-06-27 | 6 | 27 | 19:00 | 939.5
177 | 19 | 2009-06-27 | 2002-06-27 | 6 | 27 | 20:00 | 929.5
177 | 20 | 2009-06-27 | 2002-06-27 | 6 | 27 | 21:00 | 885.5
177 | 21 | 2009-06-27 | 2002-06-27 | 6 | 27 | 22:00 | 912.25
177 | 22 | 2009-06-27 | 2002-06-27 | 6 | 27 | 23:00 | 903.5
177 | 23 | 2009-06-27 | 2002-06-27 | 6 | 27 | 24:00 | 905.5
178 | 0 | 2009-06-28 | 2002-06-28 | 6 | 28 | 1:00 | 891.25
178 | 1 | 2009-06-28 | 2002-06-28 | 6 | 28 | 2:00 | 902.25
178 | 2 | 2009-06-28 | 2002-06-28 | 6 | 28 | 3:00 | 901.25
178 | 3 | 2009-06-28 | 2002-06-28 | 6 | 28 | 4:00 | 904.25
178 | 4 | 2009-06-28 | 2002-06-28 | 6 | 28 | 5:00 | 879.5
178 | 5 | 2009-06-28 | 2002-06-28 | 6 | 28 | 6:00 | 889.75
178 | 6 | 2009-06-28 | 2002-06-28 | 6 | 28 | 7:00 | 917.75
178 | 7 | 2009-06-28 | 2002-06-28 | 6 | 28 | 8:00 | 931.5
178 | 8 | 2009-06-28 | 2002-06-28 | 6 | 28 | 9:00 | 943
178 | 9 | 2009-06-28 | 2002-06-28 | 6 | 28 | 10:00 | 986.75
178 | 10 | 2009-06-28 | 2002-06-28 | 6 | 28 | 11:00 | 960.25
178 | 11 | 2009-06-28 | 2002-06-28 | 6 | 28 | 12:00 | 978
178 | 12 | 2009-06-28 | 2002-06-28 | 6 | 28 | 13:00 | 969.75
178 | 13 | 2009-06-28 | 2002-06-28 | 6 | 28 | 14:00 | 966.25
178 | 14 | 2009-06-28 | 2002-06-28 | 6 | 28 | 15:00 | 970.5
178 | 15 | 2009-06-28 | 2002-06-28 | 6 | 28 | 16:00 | 951.75
178 | 16 | 2009-06-28 | 2002-06-28 | 6 | 28 | 17:00 | 946.75
178 | 17 | 2009-06-28 | 2002-06-28 | 6 | 28 | 18:00 | 910.5
178 | 18 | 2009-06-28 | 2002-06-28 | 6 | 28 | 19:00 | 913.75
178 | 19 | 2009-06-28 | 2002-06-28 | 6 | 28 | 20:00 | 869.5
178 | 20 | 2009-06-28 | 2002-06-28 | 6 | 28 | 21:00 | 810
178 | 21 | 2009-06-28 | 2002-06-28 | 6 | 28 | 22:00 | 872
178 | 22 | 2009-06-28 | 2002-06-28 | 6 | 28 | 23:00 | 862.5
178 | 23 | 2009-06-28 | 2002-06-28 | 6 | 28 | 24:00 | 889.75
179 | 0 | 2009-06-29 | 2002-06-29 | 6 | 29 | 1:00 | 862.5
179 | 1 | 2009-06-29 | 2002-06-29 | 6 | 29 | 2:00 | 841.5
179 | 2 | 2009-06-29 | 2002-06-29 | 6 | 29 | 3:00 | 841.25
179 | 3 | 2009-06-29 | 2002-06-29 | 6 | 29 | 4:00 | 864.75
179 | 4 | 2009-06-29 | 2002-06-29 | 6 | 29 | 5:00 | 855.5
179 | 5 | 2009-06-29 | 2002-06-29 | 6 | 29 | 6:00 | 875
179 | 6 | 2009-06-29 | 2002-06-29 | 6 | 29 | 7:00 | 964
179 | 7 | 2009-06-29 | 2002-06-29 | 6 | 29 | 8:00 | 986.5
179 | 8 | 2009-06-29 | 2002-06-29 | 6 | 29 | 9:00 | 1039
179 | 9 | 2009-06-29 | 2002-06-29 | 6 | 29 | 10:00 | 1058.75
179 | 10 | 2009-06-29 | 2002-06-29 | 6 | 29 | 11:00 | 1118.75
179 | 11 | 2009-06-29 | 2002-06-29 | 6 | 29 | 12:00 | 1126.25
179 | 12 | 2009-06-29 | 2002-06-29 | 6 | 29 | 13:00 | 1179
179 | 13 | 2009-06-29 | 2002-06-29 | 6 | 29 | 14:00 | 1169
179 | 14 | 2009-06-29 | 2002-06-29 | 6 | 29 | 15:00 | 1187.75
179 | 15 | 2009-06-29 | 2002-06-29 | 6 | 29 | 16:00 | 1173
179 | 16 | 2009-06-29 | 2002-06-29 | 6 | 29 | 17:00 | 1147.75
179 | 17 | 2009-06-29 | 2002-06-29 | 6 | 29 | 18:00 | 1094.5
179 | 18 | 2009-06-29 | 2002-06-29 | 6 | 29 | 19:00 | 1079.5
179 | 19 | 2009-06-29 | 2002-06-29 | 6 | 29 | 20:00 | 1052.75
179 | 20 | 2009-06-29 | 2002-06-29 | 6 | 29 | 21:00 | 983.25
179 | 21 | 2009-06-29 | 2002-06-29 | 6 | 29 | 22:00 | 975.75
179 | 22 | 2009-06-29 | 2002-06-29 | 6 | 29 | 23:00 | 952.5
179 | 23 | 2009-06-29 | 2002-06-29 | 6 | 29 | 24:00 | 966.25
180 | 0 | 2009-06-30 | 2002-06-30 | 6 | 30 | 1:00 | 958.5
180 | 1 | 2009-06-30 | 2002-06-30 | 6 | 30 | 2:00 | 940.5
180 | 2 | 2009-06-30 | 2002-06-30 | 6 | 30 | 3:00 | 928
180 | 3 | 2009-06-30 | 2002-06-30 | 6 | 30 | 4:00 | 978.75
180 | 4 | 2009-06-30 | 2002-06-30 | 6 | 30 | 5:00 | 927.5
180 | 5 | 2009-06-30 | 2002-06-30 | 6 | 30 | 6:00 | 971
180 | 6 | 2009-06-30 | 2002-06-30 | 6 | 30 | 7:00 | 1090.25
180 | 7 | 2009-06-30 | 2002-06-30 | 6 | 30 | 8:00 | 1114
180 | 8 | 2009-06-30 | 2002-06-30 | 6 | 30 | 9:00 | 1155
180 | 9 | 2009-06-30 | 2002-06-30 | 6 | 30 | 10:00 | 1152.75
180 | 10 | 2009-06-30 | 2002-06-30 | 6 | 30 | 11:00 | 1199
180 | 11 | 2009-06-30 | 2002-06-30 | 6 | 30 | 12:00 | 1215.5
180 | 12 | 2009-06-30 | 2002-06-30 | 6 | 30 | 13:00 | 1215.75
180 | 13 | 2009-06-30 | 2002-06-30 | 6 | 30 | 14:00 | 1218.5
180 | 14 | 2009-06-30 | 2002-06-30 | 6 | 30 | 15:00 | 1183.25
180 | 15 | 2009-06-30 | 2002-06-30 | 6 | 30 | 16:00 | 1198
180 | 16 | 2009-06-30 | 2002-06-30 | 6 | 30 | 17:00 | 1186.25
180 | 17 | 2009-06-30 | 2002-06-30 | 6 | 30 | 18:00 | 1139
180 | 18 | 2009-06-30 | 2002-06-30 | 6 | 30 | 19:00 | 1082
180 | 19 | 2009-06-30 | 2002-06-30 | 6 | 30 | 20:00 | 1056.25
180 | 20 | 2009-06-30 | 2002-06-30 | 6 | 30 | 21:00 | 964.75
180 | 21 | 2009-06-30 | 2002-06-30 | 6 | 30 | 22:00 | 950
180 | 22 | 2009-06-30 | 2002-06-30 | 6 | 30 | 23:00 | 951.25
180 | 23 | 2009-06-30 | 2002-06-30 | 6 | 30 | 24:00 | 946.75
181 | 0 | 2009-07-01 | 1981-07-01 | 7 | 1 | 1:00 | 810.75
181 | 1 | 2009-07-01 | 1981-07-01 | 7 | 1 | 2:00 | 808.5
181 | 2 | 2009-07-01 | 1981-07-01 | 7 | 1 | 3:00 | 763.5
181 | 3 | 2009-07-01 | 1981-07-01 | 7 | 1 | 4:00 | 790.25
181 | 4 | 2009-07-01 | 1981-07-01 | 7 | 1 | 5:00 | 788.5
181 | 5 | 2009-07-01 | 1981-07-01 | 7 | 1 | 6:00 | 840.5
181 | 6 | 2009-07-01 | 1981-07-01 | 7 | 1 | 7:00 | 1269
181 | 7 | 2009-07-01 | 1981-07-01 | 7 | 1 | 8:00 | 1211.75
181 | 8 | 2009-07-01 | 1981-07-01 | 7 | 1 | 9:00 | 1230.75
181 | 9 | 2009-07-01 | 1981-07-01 | 7 | 1 | 10:00 | 1230.25
181 | 10 | 2009-07-01 | 1981-07-01 | 7 | 1 | 11:00 | 1242.25
181 | 11 | 2009-07-01 | 1981-07-01 | 7 | 1 | 12:00 | 1301.25
181 | 12 | 2009-07-01 | 1981-07-01 | 7 | 1 | 13:00 | 1403.5
181 | 13 | 2009-07-01 | 1981-07-01 | 7 | 1 | 14:00 | 1428.5
181 | 14 | 2009-07-01 | 1981-07-01 | 7 | 1 | 15:00 | 1491.5
181 | 15 | 2009-07-01 | 1981-07-01 | 7 | 1 | 16:00 | 1460.25
181 | 16 | 2009-07-01 | 1981-07-01 | 7 | 1 | 17:00 | 1425.75
181 | 17 | 2009-07-01 | 1981-07-01 | 7 | 1 | 18:00 | 1303.25
181 | 18 | 2009-07-01 | 1981-07-01 | 7 | 1 | 19:00 | 1177.25
181 | 19 | 2009-07-01 | 1981-07-01 | 7 | 1 | 20:00 | 1139.75
181 | 20 | 2009-07-01 | 1981-07-01 | 7 | 1 | 21:00 | 1045.5
181 | 21 | 2009-07-01 | 1981-07-01 | 7 | 1 | 22:00 | 1002.75
181 | 22 | 2009-07-01 | 1981-07-01 | 7 | 1 | 23:00 | 970.5
181 | 23 | 2009-07-01 | 1981-07-01 | 7 | 1 | 24:00 | 966.5
182 | 0 | 2009-07-02 | 1981-07-02 | 7 | 2 | 1:00 | 935.75
182 | 1 | 2009-07-02 | 1981-07-02 | 7 | 2 | 2:00 | 943
182 | 2 | 2009-07-02 | 1981-07-02 | 7 | 2 | 3:00 | 929.5
182 | 3 | 2009-07-02 | 1981-07-02 | 7 | 2 | 4:00 | 932.25
182 | 4 | 2009-07-02 | 1981-07-02 | 7 | 2 | 5:00 | 917
182 | 5 | 2009-07-02 | 1981-07-02 | 7 | 2 | 6:00 | 994.25
182 | 6 | 2009-07-02 | 1981-07-02 | 7 | 2 | 7:00 | 1081
182 | 7 | 2009-07-02 | 1981-07-02 | 7 | 2 | 8:00 | 1112
182 | 8 | 2009-07-02 | 1981-07-02 | 7 | 2 | 9:00 | 1136.5
182 | 9 | 2009-07-02 | 1981-07-02 | 7 | 2 | 10:00 | 1140.5
182 | 10 | 2009-07-02 | 1981-07-02 | 7 | 2 | 11:00 | 1154.75
182 | 11 | 2009-07-02 | 1981-07-02 | 7 | 2 | 12:00 | 1175.75
182 | 12 | 2009-07-02 | 1981-07-02 | 7 | 2 | 13:00 | 1181.25
182 | 13 | 2009-07-02 | 1981-07-02 | 7 | 2 | 14:00 | 1205.25
182 | 14 | 2009-07-02 | 1981-07-02 | 7 | 2 | 15:00 | 1190.5
182 | 15 | 2009-07-02 | 1981-07-02 | 7 | 2 | 16:00 | 1178.25
182 | 16 | 2009-07-02 | 1981-07-02 | 7 | 2 | 17:00 | 1138
182 | 17 | 2009-07-02 | 1981-07-02 | 7 | 2 | 18:00 | 1096.5
182 | 18 | 2009-07-02 | 1981-07-02 | 7 | 2 | 19:00 | 1033.75
182 | 19 | 2009-07-02 | 1981-07-02 | 7 | 2 | 20:00 | 1045.5
182 | 20 | 2009-07-02 | 1981-07-02 | 7 | 2 | 21:00 | 961
182 | 21 | 2009-07-02 | 1981-07-02 | 7 | 2 | 22:00 | 972.25
182 | 22 | 2009-07-02 | 1981-07-02 | 7 | 2 | 23:00 | 943
182 | 23 | 2009-07-02 | 1981-07-02 | 7 | 2 | 24:00 | 933.5
183 | 0 | 2009-07-03 | 1981-07-03 | 7 | 3 | 1:00 | 927
183 | 1 | 2009-07-03 | 1981-07-03 | 7 | 3 | 2:00 | 926.5
183 | 2 | 2009-07-03 | 1981-07-03 | 7 | 3 | 3:00 | 914.5
183 | 3 | 2009-07-03 | 1981-07-03 | 7 | 3 | 4:00 | 915.5
183 | 4 | 2009-07-03 | 1981-07-03 | 7 | 3 | 5:00 | 877
183 | 5 | 2009-07-03 | 1981-07-03 | 7 | 3 | 6:00 | 928
183 | 6 | 2009-07-03 | 1981-07-03 | 7 | 3 | 7:00 | 996.25
183 | 7 | 2009-07-03 | 1981-07-03 | 7 | 3 | 8:00 | 1000.5
183 | 8 | 2009-07-03 | 1981-07-03 | 7 | 3 | 9:00 | 1010
183 | 9 | 2009-07-03 | 1981-07-03 | 7 | 3 | 10:00 | 1020.25
183 | 10 | 2009-07-03 | 1981-07-03 | 7 | 3 | 11:00 | 1041.25
183 | 11 | 2009-07-03 | 1981-07-03 | 7 | 3 | 12:00 | 1047.25
183 | 12 | 2009-07-03 | 1981-07-03 | 7 | 3 | 13:00 | 1052.25
183 | 13 | 2009-07-03 | 1981-07-03 | 7 | 3 | 14:00 | 1036.75
183 | 14 | 2009-07-03 | 1981-07-03 | 7 | 3 | 15:00 | 1079.75
183 | 15 | 2009-07-03 | 1981-07-03 | 7 | 3 | 16:00 | 1055.25
183 | 16 | 2009-07-03 | 1981-07-03 | 7 | 3 | 17:00 | 1084.25
183 | 17 | 2009-07-03 | 1981-07-03 | 7 | 3 | 18:00 | 1015.25
183 | 18 | 2009-07-03 | 1981-07-03 | 7 | 3 | 19:00 | 1003.5
183 | 19 | 2009-07-03 | 1981-07-03 | 7 | 3 | 20:00 | 975.5
183 | 20 | 2009-07-03 | 1981-07-03 | 7 | 3 | 21:00 | 921
183 | 21 | 2009-07-03 | 1981-07-03 | 7 | 3 | 22:00 | 935.75
183 | 22 | 2009-07-03 | 1981-07-03 | 7 | 3 | 23:00 | 918.25
183 | 23 | 2009-07-03 | 1981-07-03 | 7 | 3 | 24:00 | 914.25
184 | 0 | 2009-07-04 | 1981-07-04 | 7 | 4 | 1:00 | 897.75
184 | 1 | 2009-07-04 | 1981-07-04 | 7 | 4 | 2:00 | 915.5
184 | 2 | 2009-07-04 | 1981-07-04 | 7 | 4 | 3:00 | 907.5
184 | 3 | 2009-07-04 | 1981-07-04 | 7 | 4 | 4:00 | 927.5
184 | 4 | 2009-07-04 | 1981-07-04 | 7 | 4 | 5:00 | 916.25
184 | 5 | 2009-07-04 | 1981-07-04 | 7 | 4 | 6:00 | 953.25
184 | 6 | 2009-07-04 | 1981-07-04 | 7 | 4 | 7:00 | 982.5
184 | 7 | 2009-07-04 | 1981-07-04 | 7 | 4 | 8:00 | 1029.5
184 | 8 | 2009-07-04 | 1981-07-04 | 7 | 4 | 9:00 | 1052.25
184 | 9 | 2009-07-04 | 1981-07-04 | 7 | 4 | 10:00 | 1059.25
184 | 10 | 2009-07-04 | 1981-07-04 | 7 | 4 | 11:00 | 1060.5
184 | 11 | 2009-07-04 | 1981-07-04 | 7 | 4 | 12:00 | 1059.5
184 | 12 | 2009-07-04 | 1981-07-04 | 7 | 4 | 13:00 | 1064.5
184 | 13 | 2009-07-04 | 1981-07-04 | 7 | 4 | 14:00 | 1053.5
184 | 14 | 2009-07-04 | 1981-07-04 | 7 | 4 | 15:00 | 1045.75
184 | 15 | 2009-07-04 | 1981-07-04 | 7 | 4 | 16:00 | 1005.5
184 | 16 | 2009-07-04 | 1981-07-04 | 7 | 4 | 17:00 | 1006
184 | 17 | 2009-07-04 | 1981-07-04 | 7 | 4 | 18:00 | 955.75
184 | 18 | 2009-07-04 | 1981-07-04 | 7 | 4 | 19:00 | 942.5
184 | 19 | 2009-07-04 | 1981-07-04 | 7 | 4 | 20:00 | 962.5
184 | 20 | 2009-07-04 | 1981-07-04 | 7 | 4 | 21:00 | 906.25
184 | 21 | 2009-07-04 | 1981-07-04 | 7 | 4 | 22:00 | 914.5
184 | 22 | 2009-07-04 | 1981-07-04 | 7 | 4 | 23:00 | 888
184 | 23 | 2009-07-04 | 1981-07-04 | 7 | 4 | 24:00 | 930.75
185 | 0 | 2009-07-05 | 1981-07-05 | 7 | 5 | 1:00 | 945.25
185 | 1 | 2009-07-05 | 1981-07-05 | 7 | 5 | 2:00 | 959.75
185 | 2 | 2009-07-05 | 1981-07-05 | 7 | 5 | 3:00 | 921.75
185 | 3 | 2009-07-05 | 1981-07-05 | 7 | 5 | 4:00 | 948.5
185 | 4 | 2009-07-05 | 1981-07-05 | 7 | 5 | 5:00 | 926
185 | 5 | 2009-07-05 | 1981-07-05 | 7 | 5 | 6:00 | 948
185 | 6 | 2009-07-05 | 1981-07-05 | 7 | 5 | 7:00 | 973.25
185 | 7 | 2009-07-05 | 1981-07-05 | 7 | 5 | 8:00 | 996.75
185 | 8 | 2009-07-05 | 1981-07-05 | 7 | 5 | 9:00 | 1015.5
185 | 9 | 2009-07-05 | 1981-07-05 | 7 | 5 | 10:00 | 1063.25
185 | 10 | 2009-07-05 | 1981-07-05 | 7 | 5 | 11:00 | 1047.5
185 | 11 | 2009-07-05 | 1981-07-05 | 7 | 5 | 12:00 | 1087.25
185 | 12 | 2009-07-05 | 1981-07-05 | 7 | 5 | 13:00 | 1044
185 | 13 | 2009-07-05 | 1981-07-05 | 7 | 5 | 14:00 | 1062
185 | 14 | 2009-07-05 | 1981-07-05 | 7 | 5 | 15:00 | 1083.75
185 | 15 | 2009-07-05 | 1981-07-05 | 7 | 5 | 16:00 | 1056.75
185 | 16 | 2009-07-05 | 1981-07-05 | 7 | 5 | 17:00 | 1067.25
185 | 17 | 2009-07-05 | 1981-07-05 | 7 | 5 | 18:00 | 1048
185 | 18 | 2009-07-05 | 1981-07-05 | 7 | 5 | 19:00 | 1041
185 | 19 | 2009-07-05 | 1981-07-05 | 7 | 5 | 20:00 | 1060.25
185 | 20 | 2009-07-05 | 1981-07-05 | 7 | 5 | 21:00 | 1030.5
185 | 21 | 2009-07-05 | 1981-07-05 | 7 | 5 | 22:00 | 1019.5
185 | 22 | 2009-07-05 | 1981-07-05 | 7 | 5 | 23:00 | 1010.25
185 | 23 | 2009-07-05 | 1981-07-05 | 7 | 5 | 24:00 | 1001.25
186 | 0 | 2009-07-06 | 1981-07-06 | 7 | 6 | 1:00 | 1022.25
186 | 1 | 2009-07-06 | 1981-07-06 | 7 | 6 | 2:00 | 1003.25
186 | 2 | 2009-07-06 | 1981-07-06 | 7 | 6 | 3:00 | 986
186 | 3 | 2009-07-06 | 1981-07-06 | 7 | 6 | 4:00 | 1016.5
186 | 4 | 2009-07-06 | 1981-07-06 | 7 | 6 | 5:00 | 986
186 | 5 | 2009-07-06 | 1981-07-06 | 7 | 6 | 6:00 | 1018.75
186 | 6 | 2009-07-06 | 1981-07-06 | 7 | 6 | 7:00 | 1088
186 | 7 | 2009-07-06 | 1981-07-06 | 7 | 6 | 8:00 | 1141.5
186 | 8 | 2009-07-06 | 1981-07-06 | 7 | 6 | 9:00 | 1186.25
186 | 9 | 2009-07-06 | 1981-07-06 | 7 | 6 | 10:00 | 1192.75
186 | 10 | 2009-07-06 | 1981-07-06 | 7 | 6 | 11:00 | 1197.25
186 | 11 | 2009-07-06 | 1981-07-06 | 7 | 6 | 12:00 | 1214.75
186 | 12 | 2009-07-06 | 1981-07-06 | 7 | 6 | 13:00 | 1218.5
186 | 13 | 2009-07-06 | 1981-07-06 | 7 | 6 | 14:00 | 1240
186 | 14 | 2009-07-06 | 1981-07-06 | 7 | 6 | 15:00 | 1232.25
186 | 15 | 2009-07-06 | 1981-07-06 | 7 | 6 | 16:00 | 1211
186 | 16 | 2009-07-06 | 1981-07-06 | 7 | 6 | 17:00 | 1212
186 | 17 | 2009-07-06 | 1981-07-06 | 7 | 6 | 18:00 | 1172
186 | 18 | 2009-07-06 | 1981-07-06 | 7 | 6 | 19:00 | 1168.25
186 | 19 | 2009-07-06 | 1981-07-06 | 7 | 6 | 20:00 | 1135.75
186 | 20 | 2009-07-06 | 1981-07-06 | 7 | 6 | 21:00 | 1104.5
186 | 21 | 2009-07-06 | 1981-07-06 | 7 | 6 | 22:00 | 1072.75
186 | 22 | 2009-07-06 | 1981-07-06 | 7 | 6 | 23:00 | 1038.5
186 | 23 | 2009-07-06 | 1981-07-06 | 7 | 6 | 24:00 | 1004.5
187 | 0 | 2009-07-07 | 1981-07-07 | 7 | 7 | 1:00 | 998.75
187 | 1 | 2009-07-07 | 1981-07-07 | 7 | 7 | 2:00 | 986.25
187 | 2 | 2009-07-07 | 1981-07-07 | 7 | 7 | 3:00 | 964.5
187 | 3 | 2009-07-07 | 1981-07-07 | 7 | 7 | 4:00 | 1006
187 | 4 | 2009-07-07 | 1981-07-07 | 7 | 7 | 5:00 | 998
187 | 5 | 2009-07-07 | 1981-07-07 | 7 | 7 | 6:00 | 1036.5
187 | 6 | 2009-07-07 | 1981-07-07 | 7 | 7 | 7:00 | 1155.25
187 | 7 | 2009-07-07 | 1981-07-07 | 7 | 7 | 8:00 | 1217
187 | 8 | 2009-07-07 | 1981-07-07 | 7 | 7 | 9:00 | 1291.5
187 | 9 | 2009-07-07 | 1981-07-07 | 7 | 7 | 10:00 | 1392.5
187 | 10 | 2009-07-07 | 1981-07-07 | 7 | 7 | 11:00 | 1505.25
187 | 11 | 2009-07-07 | 1981-07-07 | 7 | 7 | 12:00 | 1530
187 | 12 | 2009-07-07 | 1981-07-07 | 7 | 7 | 13:00 | 1537.25
187 | 13 | 2009-07-07 | 1981-07-07 | 7 | 7 | 14:00 | 1525.25
187 | 14 | 2009-07-07 | 1981-07-07 | 7 | 7 | 15:00 | 1551.75
187 | 15 | 2009-07-07 | 1981-07-07 | 7 | 7 | 16:00 | 1540.75
187 | 16 | 2009-07-07 | 1981-07-07 | 7 | 7 | 17:00 | 1510.5
187 | 17 | 2009-07-07 | 1981-07-07 | 7 | 7 | 18:00 | 1391.5
187 | 18 | 2009-07-07 | 1981-07-07 | 7 | 7 | 19:00 | 1354.25
187 | 19 | 2009-07-07 | 1981-07-07 | 7 | 7 | 20:00 | 1361
187 | 20 | 2009-07-07 | 1981-07-07 | 7 | 7 | 21:00 | 1191.5
187 | 21 | 2009-07-07 | 1981-07-07 | 7 | 7 | 22:00 | 1151.5
187 | 22 | 2009-07-07 | 1981-07-07 | 7 | 7 | 23:00 | 1161
187 | 23 | 2009-07-07 | 1981-07-07 | 7 | 7 | 24:00 | 1271.25
188 | 0 | 2009-07-08 | 1981-07-08 | 7 | 8 | 1:00 | 1189.75
188 | 1 | 2009-07-08 | 1981-07-08 | 7 | 8 | 2:00 | 1147.75
188 | 2 | 2009-07-08 | 1981-07-08 | 7 | 8 | 3:00 | 1126.25
188 | 3 | 2009-07-08 | 1981-07-08 | 7 | 8 | 4:00 | 1126.25
188 | 4 | 2009-07-08 | 1981-07-08 | 7 | 8 | 5:00 | 1095.75
188 | 5 | 2009-07-08 | 1981-07-08 | 7 | 8 | 6:00 | 1150.25
188 | 6 | 2009-07-08 | 1981-07-08 | 7 | 8 | 7:00 | 1293.75
188 | 7 | 2009-07-08 | 1981-07-08 | 7 | 8 | 8:00 | 1276.5
188 | 8 | 2009-07-08 | 1981-07-08 | 7 | 8 | 9:00 | 1367.25
188 | 9 | 2009-07-08 | 1981-07-08 | 7 | 8 | 10:00 | 1542.75
188 | 10 | 2009-07-08 | 1981-07-08 | 7 | 8 | 11:00 | 1473
188 | 11 | 2009-07-08 | 1981-07-08 | 7 | 8 | 12:00 | 1551.5
188 | 12 | 2009-07-08 | 1981-07-08 | 7 | 8 | 13:00 | 1543.5
188 | 13 | 2009-07-08 | 1981-07-08 | 7 | 8 | 14:00 | 1535
188 | 14 | 2009-07-08 | 1981-07-08 | 7 | 8 | 15:00 | 1535.25
188 | 15 | 2009-07-08 | 1981-07-08 | 7 | 8 | 16:00 | 1530.5
188 | 16 | 2009-07-08 | 1981-07-08 | 7 | 8 | 17:00 | 1500.25
188 | 17 | 2009-07-08 | 1981-07-08 | 7 | 8 | 18:00 | 1395.5
188 | 18 | 2009-07-08 | 1981-07-08 | 7 | 8 | 19:00 | 1215.25
188 | 19 | 2009-07-08 | 1981-07-08 | 7 | 8 | 20:00 | 1104.25
188 | 20 | 2009-07-08 | 1981-07-08 | 7 | 8 | 21:00 | 963
188 | 21 | 2009-07-08 | 1981-07-08 | 7 | 8 | 22:00 | 950.25
188 | 22 | 2009-07-08 | 1981-07-08 | 7 | 8 | 23:00 | 944.5
188 | 23 | 2009-07-08 | 1981-07-08 | 7 | 8 | 24:00 | 938.5
189 | 0 | 2009-07-09 | 1981-07-09 | 7 | 9 | 1:00 | 924.75
189 | 1 | 2009-07-09 | 1981-07-09 | 7 | 9 | 2:00 | 918.5
189 | 2 | 2009-07-09 | 1981-07-09 | 7 | 9 | 3:00 | 907.75
189 | 3 | 2009-07-09 | 1981-07-09 | 7 | 9 | 4:00 | 927.5
189 | 4 | 2009-07-09 | 1981-07-09 | 7 | 9 | 5:00 | 911.5
189 | 5 | 2009-07-09 | 1981-07-09 | 7 | 9 | 6:00 | 957.25
189 | 6 | 2009-07-09 | 1981-07-09 | 7 | 9 | 7:00 | 1063.5
189 | 7 | 2009-07-09 | 1981-07-09 | 7 | 9 | 8:00 | 1056.5
189 | 8 | 2009-07-09 | 1981-07-09 | 7 | 9 | 9:00 | 1093.25
189 | 9 | 2009-07-09 | 1981-07-09 | 7 | 9 | 10:00 | 1126.25
189 | 10 | 2009-07-09 | 1981-07-09 | 7 | 9 | 11:00 | 1125.25
189 | 11 | 2009-07-09 | 1981-07-09 | 7 | 9 | 12:00 | 1140.75
189 | 12 | 2009-07-09 | 1981-07-09 | 7 | 9 | 13:00 | 1159.25
189 | 13 | 2009-07-09 | 1981-07-09 | 7 | 9 | 14:00 | 1142.75
189 | 14 | 2009-07-09 | 1981-07-09 | 7 | 9 | 15:00 | 1144.25
189 | 15 | 2009-07-09 | 1981-07-09 | 7 | 9 | 16:00 | 1152.75
189 | 16 | 2009-07-09 | 1981-07-09 | 7 | 9 | 17:00 | 1105.5
189 | 17 | 2009-07-09 | 1981-07-09 | 7 | 9 | 18:00 | 1062
189 | 18 | 2009-07-09 | 1981-07-09 | 7 | 9 | 19:00 | 1031.5
189 | 19 | 2009-07-09 | 1981-07-09 | 7 | 9 | 20:00 | 996.5
189 | 20 | 2009-07-09 | 1981-07-09 | 7 | 9 | 21:00 | 950.75
189 | 21 | 2009-07-09 | 1981-07-09 | 7 | 9 | 22:00 | 936
189 | 22 | 2009-07-09 | 1981-07-09 | 7 | 9 | 23:00 | 921.5
189 | 23 | 2009-07-09 | 1981-07-09 | 7 | 9 | 24:00 | 930.5
190 | 0 | 2009-07-10 | 1981-07-10 | 7 | 10 | 1:00 | 950.5
190 | 1 | 2009-07-10 | 1981-07-10 | 7 | 10 | 2:00 | 938.75
190 | 2 | 2009-07-10 | 1981-07-10 | 7 | 10 | 3:00 | 950.25
190 | 3 | 2009-07-10 | 1981-07-10 | 7 | 10 | 4:00 | 960.5
190 | 4 | 2009-07-10 | 1981-07-10 | 7 | 10 | 5:00 | 951.75
190 | 5 | 2009-07-10 | 1981-07-10 | 7 | 10 | 6:00 | 971.75
190 | 6 | 2009-07-10 | 1981-07-10 | 7 | 10 | 7:00 | 1051.75
190 | 7 | 2009-07-10 | 1981-07-10 | 7 | 10 | 8:00 | 1079.5
190 | 8 | 2009-07-10 | 1981-07-10 | 7 | 10 | 9:00 | 1129.75
190 | 9 | 2009-07-10 | 1981-07-10 | 7 | 10 | 10:00 | 1204.5
190 | 10 | 2009-07-10 | 1981-07-10 | 7 | 10 | 11:00 | 1168.25
190 | 11 | 2009-07-10 | 1981-07-10 | 7 | 10 | 12:00 | 1175.25
190 | 12 | 2009-07-10 | 1981-07-10 | 7 | 10 | 13:00 | 1180
190 | 13 | 2009-07-10 | 1981-07-10 | 7 | 10 | 14:00 | 1189.25
190 | 14 | 2009-07-10 | 1981-07-10 | 7 | 10 | 15:00 | 1178
190 | 15 | 2009-07-10 | 1981-07-10 | 7 | 10 | 16:00 | 1170.75
190 | 16 | 2009-07-10 | 1981-07-10 | 7 | 10 | 17:00 | 1155
190 | 17 | 2009-07-10 | 1981-07-10 | 7 | 10 | 18:00 | 1079.75
190 | 18 | 2009-07-10 | 1981-07-10 | 7 | 10 | 19:00 | 1070.75
190 | 19 | 2009-07-10 | 1981-07-10 | 7 | 10 | 20:00 | 1040.5
190 | 20 | 2009-07-10 | 1981-07-10 | 7 | 10 | 21:00 | 978.75
190 | 21 | 2009-07-10 | 1981-07-10 | 7 | 10 | 22:00 | 969.5
190 | 22 | 2009-07-10 | 1981-07-10 | 7 | 10 | 23:00 | 955.5
190 | 23 | 2009-07-10 | 1981-07-10 | 7 | 10 | 24:00 | 935.75
191 | 0 | 2009-07-11 | 1981-07-11 | 7 | 11 | 1:00 | 963.25
191 | 1 | 2009-07-11 | 1981-07-11 | 7 | 11 | 2:00 | 940.5
191 | 2 | 2009-07-11 | 1981-07-11 | 7 | 11 | 3:00 | 929
191 | 3 | 2009-07-11 | 1981-07-11 | 7 | 11 | 4:00 | 924.75
191 | 4 | 2009-07-11 | 1981-07-11 | 7 | 11 | 5:00 | 927.5
191 | 5 | 2009-07-11 | 1981-07-11 | 7 | 11 | 6:00 | 928.25
191 | 6 | 2009-07-11 | 1981-07-11 | 7 | 11 | 7:00 | 955.75
191 | 7 | 2009-07-11 | 1981-07-11 | 7 | 11 | 8:00 | 1015
191 | 8 | 2009-07-11 | 1981-07-11 | 7 | 11 | 9:00 | 1075.75
191 | 9 | 2009-07-11 | 1981-07-11 | 7 | 11 | 10:00 | 1081.25
191 | 10 | 2009-07-11 | 1981-07-11 | 7 | 11 | 11:00 | 1107.25
191 | 11 | 2009-07-11 | 1981-07-11 | 7 | 11 | 12:00 | 1078.75
191 | 12 | 2009-07-11 | 1981-07-11 | 7 | 11 | 13:00 | 1084.5
191 | 13 | 2009-07-11 | 1981-07-11 | 7 | 11 | 14:00 | 1111.5
191 | 14 | 2009-07-11 | 1981-07-11 | 7 | 11 | 15:00 | 1064
191 | 15 | 2009-07-11 | 1981-07-11 | 7 | 11 | 16:00 | 1044.5
191 | 16 | 2009-07-11 | 1981-07-11 | 7 | 11 | 17:00 | 1054.25
191 | 17 | 2009-07-11 | 1981-07-11 | 7 | 11 | 18:00 | 988.25
191 | 18 | 2009-07-11 | 1981-07-11 | 7 | 11 | 19:00 | 1017.75
191 | 19 | 2009-07-11 | 1981-07-11 | 7 | 11 | 20:00 | 1002
191 | 20 | 2009-07-11 | 1981-07-11 | 7 | 11 | 21:00 | 997.5
191 | 21 | 2009-07-11 | 1981-07-11 | 7 | 11 | 22:00 | 995.25
191 | 22 | 2009-07-11 | 1981-07-11 | 7 | 11 | 23:00 | 987.75
191 | 23 | 2009-07-11 | 1981-07-11 | 7 | 11 | 24:00 | 985.75
192 | 0 | 2009-07-12 | 1981-07-12 | 7 | 12 | 1:00 | 951.5
192 | 1 | 2009-07-12 | 1981-07-12 | 7 | 12 | 2:00 | 951.5
192 | 2 | 2009-07-12 | 1981-07-12 | 7 | 12 | 3:00 | 953.5
192 | 3 | 2009-07-12 | 1981-07-12 | 7 | 12 | 4:00 | 972
192 | 4 | 2009-07-12 | 1981-07-12 | 7 | 12 | 5:00 | 984.5
192 | 5 | 2009-07-12 | 1981-07-12 | 7 | 12 | 6:00 | 980.25
192 | 6 | 2009-07-12 | 1981-07-12 | 7 | 12 | 7:00 | 997
192 | 7 | 2009-07-12 | 1981-07-12 | 7 | 12 | 8:00 | 1010
192 | 8 | 2009-07-12 | 1981-07-12 | 7 | 12 | 9:00 | 1033.5
192 | 9 | 2009-07-12 | 1981-07-12 | 7 | 12 | 10:00 | 1114.25
192 | 10 | 2009-07-12 | 1981-07-12 | 7 | 12 | 11:00 | 1123.5
192 | 11 | 2009-07-12 | 1981-07-12 | 7 | 12 | 12:00 | 1164.5
192 | 12 | 2009-07-12 | 1981-07-12 | 7 | 12 | 13:00 | 1183.75
192 | 13 | 2009-07-12 | 1981-07-12 | 7 | 12 | 14:00 | 1114.5
192 | 14 | 2009-07-12 | 1981-07-12 | 7 | 12 | 15:00 | 1123.75
192 | 15 | 2009-07-12 | 1981-07-12 | 7 | 12 | 16:00 | 1100
192 | 16 | 2009-07-12 | 1981-07-12 | 7 | 12 | 17:00 | 1152.5
192 | 17 | 2009-07-12 | 1981-07-12 | 7 | 12 | 18:00 | 1098.25
192 | 18 | 2009-07-12 | 1981-07-12 | 7 | 12 | 19:00 | 1104.25
192 | 19 | 2009-07-12 | 1981-07-12 | 7 | 12 | 20:00 | 1071.75
192 | 20 | 2009-07-12 | 1981-07-12 | 7 | 12 | 21:00 | 1081
192 | 21 | 2009-07-12 | 1981-07-12 | 7 | 12 | 22:00 | 1083.75
192 | 22 | 2009-07-12 | 1981-07-12 | 7 | 12 | 23:00 | 1091.5
192 | 23 | 2009-07-12 | 1981-07-12 | 7 | 12 | 24:00 | 1084.75
193 | 0 | 2009-07-13 | 1981-07-13 | 7 | 13 | 1:00 | 1073.75
193 | 1 | 2009-07-13 | 1981-07-13 | 7 | 13 | 2:00 | 1075.5
193 | 2 | 2009-07-13 | 1981-07-13 | 7 | 13 | 3:00 | 1053.25
193 | 3 | 2009-07-13 | 1981-07-13 | 7 | 13 | 4:00 | 1056.5
193 | 4 | 2009-07-13 | 1981-07-13 | 7 | 13 | 5:00 | 1040.25
193 | 5 | 2009-07-13 | 1981-07-13 | 7 | 13 | 6:00 | 1097.5
193 | 6 | 2009-07-13 | 1981-07-13 | 7 | 13 | 7:00 | 1274.5
193 | 7 | 2009-07-13 | 1981-07-13 | 7 | 13 | 8:00 | 1228.75
193 | 8 | 2009-07-13 | 1981-07-13 | 7 | 13 | 9:00 | 1213.5
193 | 9 | 2009-07-13 | 1981-07-13 | 7 | 13 | 10:00 | 1235.25
193 | 10 | 2009-07-13 | 1981-07-13 | 7 | 13 | 11:00 | 1229.25
193 | 11 | 2009-07-13 | 1981-07-13 | 7 | 13 | 12:00 | 1206.25
193 | 12 | 2009-07-13 | 1981-07-13 | 7 | 13 | 13:00 | 1238.75
193 | 13 | 2009-07-13 | 1981-07-13 | 7 | 13 | 14:00 | 1230.75
193 | 14 | 2009-07-13 | 1981-07-13 | 7 | 13 | 15:00 | 1262
193 | 15 | 2009-07-13 | 1981-07-13 | 7 | 13 | 16:00 | 1229.25
193 | 16 | 2009-07-13 | 1981-07-13 | 7 | 13 | 17:00 | 1227
193 | 17 | 2009-07-13 | 1981-07-13 | 7 | 13 | 18:00 | 1206.5
193 | 18 | 2009-07-13 | 1981-07-13 | 7 | 13 | 19:00 | 1121
193 | 19 | 2009-07-13 | 1981-07-13 | 7 | 13 | 20:00 | 1089.25
193 | 20 | 2009-07-13 | 1981-07-13 | 7 | 13 | 21:00 | 1031.25
193 | 21 | 2009-07-13 | 1981-07-13 | 7 | 13 | 22:00 | 1042.75
193 | 22 | 2009-07-13 | 1981-07-13 | 7 | 13 | 23:00 | 1034.25
193 | 23 | 2009-07-13 | 1981-07-13 | 7 | 13 | 24:00 | 1000.75
194 | 0 | 2009-07-14 | 1981-07-14 | 7 | 14 | 1:00 | 1000.5
194 | 1 | 2009-07-14 | 1981-07-14 | 7 | 14 | 2:00 | 1010.25
194 | 2 | 2009-07-14 | 1981-07-14 | 7 | 14 | 3:00 | 1033.25
194 | 3 | 2009-07-14 | 1981-07-14 | 7 | 14 | 4:00 | 1027.75
194 | 4 | 2009-07-14 | 1981-07-14 | 7 | 14 | 5:00 | 1011.75
194 | 5 | 2009-07-14 | 1981-07-14 | 7 | 14 | 6:00 | 1066.25
194 | 6 | 2009-07-14 | 1981-07-14 | 7 | 14 | 7:00 | 1175
194 | 7 | 2009-07-14 | 1981-07-14 | 7 | 14 | 8:00 | 1218.75
194 | 8 | 2009-07-14 | 1981-07-14 | 7 | 14 | 9:00 | 1411.5
194 | 9 | 2009-07-14 | 1981-07-14 | 7 | 14 | 10:00 | 1500.75
194 | 10 | 2009-07-14 | 1981-07-14 | 7 | 14 | 11:00 | 1490.25
194 | 11 | 2009-07-14 | 1981-07-14 | 7 | 14 | 12:00 | 1507.75
194 | 12 | 2009-07-14 | 1981-07-14 | 7 | 14 | 13:00 | 1493.25
194 | 13 | 2009-07-14 | 1981-07-14 | 7 | 14 | 14:00 | 1486
194 | 14 | 2009-07-14 | 1981-07-14 | 7 | 14 | 15:00 | 1501.75
194 | 15 | 2009-07-14 | 1981-07-14 | 7 | 14 | 16:00 | 1321
194 | 16 | 2009-07-14 | 1981-07-14 | 7 | 14 | 17:00 | 1497.25
194 | 17 | 2009-07-14 | 1981-07-14 | 7 | 14 | 18:00 | 1352.75
194 | 18 | 2009-07-14 | 1981-07-14 | 7 | 14 | 19:00 | 1347.25
194 | 19 | 2009-07-14 | 1981-07-14 | 7 | 14 | 20:00 | 1188.75
194 | 20 | 2009-07-14 | 1981-07-14 | 7 | 14 | 21:00 | 1170.25
194 | 21 | 2009-07-14 | 1981-07-14 | 7 | 14 | 22:00 | 1163.25
194 | 22 | 2009-07-14 | 1981-07-14 | 7 | 14 | 23:00 | 1120.25
194 | 23 | 2009-07-14 | 1981-07-14 | 7 | 14 | 24:00 | 1165.25
195 | 0 | 2009-07-15 | 1981-07-15 | 7 | 15 | 1:00 | 1092.5
195 | 1 | 2009-07-15 | 1981-07-15 | 7 | 15 | 2:00 | 1098
195 | 2 | 2009-07-15 | 1981-07-15 | 7 | 15 | 3:00 | 1096.75
195 | 3 | 2009-07-15 | 1981-07-15 | 7 | 15 | 4:00 | 1126.5
195 | 4 | 2009-07-15 | 1981-07-15 | 7 | 15 | 5:00 | 1099.5
195 | 5 | 2009-07-15 | 1981-07-15 | 7 | 15 | 6:00 | 1189
195 | 6 | 2009-07-15 | 1981-07-15 | 7 | 15 | 7:00 | 1374.75
195 | 7 | 2009-07-15 | 1981-07-15 | 7 | 15 | 8:00 | 1399.75
195 | 8 | 2009-07-15 | 1981-07-15 | 7 | 15 | 9:00 | 1403
195 | 9 | 2009-07-15 | 1981-07-15 | 7 | 15 | 10:00 | 1426.5
195 | 10 | 2009-07-15 | 1981-07-15 | 7 | 15 | 11:00 | 1485.5
195 | 11 | 2009-07-15 | 1981-07-15 | 7 | 15 | 12:00 | 1526.5
195 | 12 | 2009-07-15 | 1981-07-15 | 7 | 15 | 13:00 | 1539.5
195 | 13 | 2009-07-15 | 1981-07-15 | 7 | 15 | 14:00 | 1498
195 | 14 | 2009-07-15 | 1981-07-15 | 7 | 15 | 15:00 | 1489.75
195 | 15 | 2009-07-15 | 1981-07-15 | 7 | 15 | 16:00 | 1535.25
195 | 16 | 2009-07-15 | 1981-07-15 | 7 | 15 | 17:00 | 1475.75
195 | 17 | 2009-07-15 | 1981-07-15 | 7 | 15 | 18:00 | 1302.25
195 | 18 | 2009-07-15 | 1981-07-15 | 7 | 15 | 19:00 | 1162
195 | 19 | 2009-07-15 | 1981-07-15 | 7 | 15 | 20:00 | 1083.75
195 | 20 | 2009-07-15 | 1981-07-15 | 7 | 15 | 21:00 | 1040.75
195 | 21 | 2009-07-15 | 1981-07-15 | 7 | 15 | 22:00 | 1016
195 | 22 | 2009-07-15 | 1981-07-15 | 7 | 15 | 23:00 | 986
195 | 23 | 2009-07-15 | 1981-07-15 | 7 | 15 | 24:00 | 954.75
196 | 0 | 2009-07-16 | 1981-07-16 | 7 | 16 | 1:00 | 946.75
196 | 1 | 2009-07-16 | 1981-07-16 | 7 | 16 | 2:00 | 907.75
196 | 2 | 2009-07-16 | 1981-07-16 | 7 | 16 | 3:00 | 878.5
196 | 3 | 2009-07-16 | 1981-07-16 | 7 | 16 | 4:00 | 904
196 | 4 | 2009-07-16 | 1981-07-16 | 7 | 16 | 5:00 | 885.5
196 | 5 | 2009-07-16 | 1981-07-16 | 7 | 16 | 6:00 | 925
196 | 6 | 2009-07-16 | 1981-07-16 | 7 | 16 | 7:00 | 1010.25
196 | 7 | 2009-07-16 | 1981-07-16 | 7 | 16 | 8:00 | 1039.5
196 | 8 | 2009-07-16 | 1981-07-16 | 7 | 16 | 9:00 | 1075
196 | 9 | 2009-07-16 | 1981-07-16 | 7 | 16 | 10:00 | 1099.25
196 | 10 | 2009-07-16 | 1981-07-16 | 7 | 16 | 11:00 | 1111
196 | 11 | 2009-07-16 | 1981-07-16 | 7 | 16 | 12:00 | 1089
196 | 12 | 2009-07-16 | 1981-07-16 | 7 | 16 | 13:00 | 1102.75
196 | 13 | 2009-07-16 | 1981-07-16 | 7 | 16 | 14:00 | 1100.5
196 | 14 | 2009-07-16 | 1981-07-16 | 7 | 16 | 15:00 | 1096
196 | 15 | 2009-07-16 | 1981-07-16 | 7 | 16 | 16:00 | 1070
196 | 16 | 2009-07-16 | 1981-07-16 | 7 | 16 | 17:00 | 1094
196 | 17 | 2009-07-16 | 1981-07-16 | 7 | 16 | 18:00 | 1043.25
196 | 18 | 2009-07-16 | 1981-07-16 | 7 | 16 | 19:00 | 1020.5
196 | 19 | 2009-07-16 | 1981-07-16 | 7 | 16 | 20:00 | 981
196 | 20 | 2009-07-16 | 1981-07-16 | 7 | 16 | 21:00 | 939
196 | 21 | 2009-07-16 | 1981-07-16 | 7 | 16 | 22:00 | 942
196 | 22 | 2009-07-16 | 1981-07-16 | 7 | 16 | 23:00 | 922
196 | 23 | 2009-07-16 | 1981-07-16 | 7 | 16 | 24:00 | 912.25
197 | 0 | 2009-07-17 | 1981-07-17 | 7 | 17 | 1:00 | 919
197 | 1 | 2009-07-17 | 1981-07-17 | 7 | 17 | 2:00 | 919.5
197 | 2 | 2009-07-17 | 1981-07-17 | 7 | 17 | 3:00 | 915.25
197 | 3 | 2009-07-17 | 1981-07-17 | 7 | 17 | 4:00 | 940
197 | 4 | 2009-07-17 | 1981-07-17 | 7 | 17 | 5:00 | 911.5
197 | 5 | 2009-07-17 | 1981-07-17 | 7 | 17 | 6:00 | 945.5
197 | 6 | 2009-07-17 | 1981-07-17 | 7 | 17 | 7:00 | 1033.5
197 | 7 | 2009-07-17 | 1981-07-17 | 7 | 17 | 8:00 | 1063.75
197 | 8 | 2009-07-17 | 1981-07-17 | 7 | 17 | 9:00 | 1116.75
197 | 9 | 2009-07-17 | 1981-07-17 | 7 | 17 | 10:00 | 1131
197 | 10 | 2009-07-17 | 1981-07-17 | 7 | 17 | 11:00 | 1149.75
197 | 11 | 2009-07-17 | 1981-07-17 | 7 | 17 | 12:00 | 1168
197 | 12 | 2009-07-17 | 1981-07-17 | 7 | 17 | 13:00 | 1145.5
197 | 13 | 2009-07-17 | 1981-07-17 | 7 | 17 | 14:00 | 1194.75
197 | 14 | 2009-07-17 | 1981-07-17 | 7 | 17 | 15:00 | 1159.75
197 | 15 | 2009-07-17 | 1981-07-17 | 7 | 17 | 16:00 | 1173.25
197 | 16 | 2009-07-17 | 1981-07-17 | 7 | 17 | 17:00 | 1157.5
197 | 17 | 2009-07-17 | 1981-07-17 | 7 | 17 | 18:00 | 1096
197 | 18 | 2009-07-17 | 1981-07-17 | 7 | 17 | 19:00 | 1071.5
197 | 19 | 2009-07-17 | 1981-07-17 | 7 | 17 | 20:00 | 1062.75
197 | 20 | 2009-07-17 | 1981-07-17 | 7 | 17 | 21:00 | 993.75
197 | 21 | 2009-07-17 | 1981-07-17 | 7 | 17 | 22:00 | 976
197 | 22 | 2009-07-17 | 1981-07-17 | 7 | 17 | 23:00 | 949.25
197 | 23 | 2009-07-17 | 1981-07-17 | 7 | 17 | 24:00 | 819.75
198 | 0 | 2009-07-18 | 1981-07-18 | 7 | 18 | 1:00 | 792.25
198 | 1 | 2009-07-18 | 1981-07-18 | 7 | 18 | 2:00 | 749
198 | 2 | 2009-07-18 | 1981-07-18 | 7 | 18 | 3:00 | 806
198 | 3 | 2009-07-18 | 1981-07-18 | 7 | 18 | 4:00 | 785.75
198 | 4 | 2009-07-18 | 1981-07-18 | 7 | 18 | 5:00 | 764.75
198 | 5 | 2009-07-18 | 1981-07-18 | 7 | 18 | 6:00 | 760.75
198 | 6 | 2009-07-18 | 1981-07-18 | 7 | 18 | 7:00 | 1082.5
198 | 7 | 2009-07-18 | 1981-07-18 | 7 | 18 | 8:00 | 1071.25
198 | 8 | 2009-07-18 | 1981-07-18 | 7 | 18 | 9:00 | 1116.5
198 | 9 | 2009-07-18 | 1981-07-18 | 7 | 18 | 10:00 | 1164.5
198 | 10 | 2009-07-18 | 1981-07-18 | 7 | 18 | 11:00 | 1143
198 | 11 | 2009-07-18 | 1981-07-18 | 7 | 18 | 12:00 | 1154.25
198 | 12 | 2009-07-18 | 1981-07-18 | 7 | 18 | 13:00 | 1159
198 | 13 | 2009-07-18 | 1981-07-18 | 7 | 18 | 14:00 | 1225.5
198 | 14 | 2009-07-18 | 1981-07-18 | 7 | 18 | 15:00 | 1216.25
198 | 15 | 2009-07-18 | 1981-07-18 | 7 | 18 | 16:00 | 1175
198 | 16 | 2009-07-18 | 1981-07-18 | 7 | 18 | 17:00 | 1171.5
198 | 17 | 2009-07-18 | 1981-07-18 | 7 | 18 | 18:00 | 1097
198 | 18 | 2009-07-18 | 1981-07-18 | 7 | 18 | 19:00 | 1092.25
198 | 19 | 2009-07-18 | 1981-07-18 | 7 | 18 | 20:00 | 1104.25
198 | 20 | 2009-07-18 | 1981-07-18 | 7 | 18 | 21:00 | 1088.75
198 | 21 | 2009-07-18 | 1981-07-18 | 7 | 18 | 22:00 | 1085
198 | 22 | 2009-07-18 | 1981-07-18 | 7 | 18 | 23:00 | 1092
198 | 23 | 2009-07-18 | 1981-07-18 | 7 | 18 | 24:00 | 1071.5
199 | 0 | 2009-07-19 | 1981-07-19 | 7 | 19 | 1:00 | 1089
199 | 1 | 2009-07-19 | 1981-07-19 | 7 | 19 | 2:00 | 1061.25
199 | 2 | 2009-07-19 | 1981-07-19 | 7 | 19 | 3:00 | 1062
199 | 3 | 2009-07-19 | 1981-07-19 | 7 | 19 | 4:00 | 1081
199 | 4 | 2009-07-19 | 1981-07-19 | 7 | 19 | 5:00 | 1062.75
199 | 5 | 2009-07-19 | 1981-07-19 | 7 | 19 | 6:00 | 1093.25
199 | 6 | 2009-07-19 | 1981-07-19 | 7 | 19 | 7:00 | 1137.25
199 | 7 | 2009-07-19 | 1981-07-19 | 7 | 19 | 8:00 | 1196.75
199 | 8 | 2009-07-19 | 1981-07-19 | 7 | 19 | 9:00 | 1211.25
199 | 9 | 2009-07-19 | 1981-07-19 | 7 | 19 | 10:00 | 1416.75
199 | 10 | 2009-07-19 | 1981-07-19 | 7 | 19 | 11:00 | 1380.25
199 | 11 | 2009-07-19 | 1981-07-19 | 7 | 19 | 12:00 | 1273.75
199 | 12 | 2009-07-19 | 1981-07-19 | 7 | 19 | 13:00 | 1387.5
199 | 13 | 2009-07-19 | 1981-07-19 | 7 | 19 | 14:00 | 1359.25
199 | 14 | 2009-07-19 | 1981-07-19 | 7 | 19 | 15:00 | 1389.75
199 | 15 | 2009-07-19 | 1981-07-19 | 7 | 19 | 16:00 | 1406.25
199 | 16 | 2009-07-19 | 1981-07-19 | 7 | 19 | 17:00 | 1385.75
199 | 17 | 2009-07-19 | 1981-07-19 | 7 | 19 | 18:00 | 1299.75
199 | 18 | 2009-07-19 | 1981-07-19 | 7 | 19 | 19:00 | 1242.25
199 | 19 | 2009-07-19 | 1981-07-19 | 7 | 19 | 20:00 | 1267
199 | 20 | 2009-07-19 | 1981-07-19 | 7 | 19 | 21:00 | 1225
199 | 21 | 2009-07-19 | 1981-07-19 | 7 | 19 | 22:00 | 1238
199 | 22 | 2009-07-19 | 1981-07-19 | 7 | 19 | 23:00 | 1239.5
199 | 23 | 2009-07-19 | 1981-07-19 | 7 | 19 | 24:00 | 1260
200 | 0 | 2009-07-20 | 1981-07-20 | 7 | 20 | 1:00 | 1265.75
200 | 1 | 2009-07-20 | 1981-07-20 | 7 | 20 | 2:00 | 1138.75
200 | 2 | 2009-07-20 | 1981-07-20 | 7 | 20 | 3:00 | 1235.75
200 | 3 | 2009-07-20 | 1981-07-20 | 7 | 20 | 4:00 | 1214.75
200 | 4 | 2009-07-20 | 1981-07-20 | 7 | 20 | 5:00 | 1151.5
200 | 5 | 2009-07-20 | 1981-07-20 | 7 | 20 | 6:00 | 1251.75
200 | 6 | 2009-07-20 | 1981-07-20 | 7 | 20 | 7:00 | 1512.5
200 | 7 | 2009-07-20 | 1981-07-20 | 7 | 20 | 8:00 | 1506
200 | 8 | 2009-07-20 | 1981-07-20 | 7 | 20 | 9:00 | 1565.25
200 | 9 | 2009-07-20 | 1981-07-20 | 7 | 20 | 10:00 | 1574.5
200 | 10 | 2009-07-20 | 1981-07-20 | 7 | 20 | 11:00 | 1513.25
200 | 11 | 2009-07-20 | 1981-07-20 | 7 | 20 | 12:00 | 1574
200 | 12 | 2009-07-20 | 1981-07-20 | 7 | 20 | 13:00 | 1580.75
200 | 13 | 2009-07-20 | 1981-07-20 | 7 | 20 | 14:00 | 1581.75
200 | 14 | 2009-07-20 | 1981-07-20 | 7 | 20 | 15:00 | 1543.25
200 | 15 | 2009-07-20 | 1981-07-20 | 7 | 20 | 16:00 | 1476.25
200 | 16 | 2009-07-20 | 1981-07-20 | 7 | 20 | 17:00 | 1380.25
200 | 17 | 2009-07-20 | 1981-07-20 | 7 | 20 | 18:00 | 1277.75
200 | 18 | 2009-07-20 | 1981-07-20 | 7 | 20 | 19:00 | 1198
200 | 19 | 2009-07-20 | 1981-07-20 | 7 | 20 | 20:00 | 1126.5
200 | 20 | 2009-07-20 | 1981-07-20 | 7 | 20 | 21:00 | 1056.5
200 | 21 | 2009-07-20 | 1981-07-20 | 7 | 20 | 22:00 | 1008.25
200 | 22 | 2009-07-20 | 1981-07-20 | 7 | 20 | 23:00 | 979
200 | 23 | 2009-07-20 | 1981-07-20 | 7 | 20 | 24:00 | 992.75
201 | 0 | 2009-07-21 | 1981-07-21 | 7 | 21 | 1:00 | 975.75
201 | 1 | 2009-07-21 | 1981-07-21 | 7 | 21 | 2:00 | 971.25
201 | 2 | 2009-07-21 | 1981-07-21 | 7 | 21 | 3:00 | 955.5
201 | 3 | 2009-07-21 | 1981-07-21 | 7 | 21 | 4:00 | 986
201 | 4 | 2009-07-21 | 1981-07-21 | 7 | 21 | 5:00 | 961.5
201 | 5 | 2009-07-21 | 1981-07-21 | 7 | 21 | 6:00 | 1006.5
201 | 6 | 2009-07-21 | 1981-07-21 | 7 | 21 | 7:00 | 1135.25
201 | 7 | 2009-07-21 | 1981-07-21 | 7 | 21 | 8:00 | 1164.75
201 | 8 | 2009-07-21 | 1981-07-21 | 7 | 21 | 9:00 | 1197.25
201 | 9 | 2009-07-21 | 1981-07-21 | 7 | 21 | 10:00 | 1240
201 | 10 | 2009-07-21 | 1981-07-21 | 7 | 21 | 11:00 | 1331
201 | 11 | 2009-07-21 | 1981-07-21 | 7 | 21 | 12:00 | 1445.5
201 | 12 | 2009-07-21 | 1981-07-21 | 7 | 21 | 13:00 | 1337.75
201 | 13 | 2009-07-21 | 1981-07-21 | 7 | 21 | 14:00 | 1469.25
201 | 14 | 2009-07-21 | 1981-07-21 | 7 | 21 | 15:00 | 1517.5
201 | 15 | 2009-07-21 | 1981-07-21 | 7 | 21 | 16:00 | 1488.5
201 | 16 | 2009-07-21 | 1981-07-21 | 7 | 21 | 17:00 | 1502.75
201 | 17 | 2009-07-21 | 1981-07-21 | 7 | 21 | 18:00 | 1399.25
201 | 18 | 2009-07-21 | 1981-07-21 | 7 | 21 | 19:00 | 1245.25
201 | 19 | 2009-07-21 | 1981-07-21 | 7 | 21 | 20:00 | 1242
201 | 20 | 2009-07-21 | 1981-07-21 | 7 | 21 | 21:00 | 1123.25
201 | 21 | 2009-07-21 | 1981-07-21 | 7 | 21 | 22:00 | 1136.5
201 | 22 | 2009-07-21 | 1981-07-21 | 7 | 21 | 23:00 | 1088.5
201 | 23 | 2009-07-21 | 1981-07-21 | 7 | 21 | 24:00 | 1066
202 | 0 | 2009-07-22 | 1981-07-22 | 7 | 22 | 1:00 | 1017.75
202 | 1 | 2009-07-22 | 1981-07-22 | 7 | 22 | 2:00 | 804
202 | 2 | 2009-07-22 | 1981-07-22 | 7 | 22 | 3:00 | 782.25
202 | 3 | 2009-07-22 | 1981-07-22 | 7 | 22 | 4:00 | 805.75
202 | 4 | 2009-07-22 | 1981-07-22 | 7 | 22 | 5:00 | 760.75
202 | 5 | 2009-07-22 | 1981-07-22 | 7 | 22 | 6:00 | 809.75
202 | 6 | 2009-07-22 | 1981-07-22 | 7 | 22 | 7:00 | 1086.5
202 | 7 | 2009-07-22 | 1981-07-22 | 7 | 22 | 8:00 | 1247.75
202 | 8 | 2009-07-22 | 1981-07-22 | 7 | 22 | 9:00 | 1165
202 | 9 | 2009-07-22 | 1981-07-22 | 7 | 22 | 10:00 | 1185.5
202 | 10 | 2009-07-22 | 1981-07-22 | 7 | 22 | 11:00 | 1220
202 | 11 | 2009-07-22 | 1981-07-22 | 7 | 22 | 12:00 | 1242.25
202 | 12 | 2009-07-22 | 1981-07-22 | 7 | 22 | 13:00 | 1216.25
202 | 13 | 2009-07-22 | 1981-07-22 | 7 | 22 | 14:00 | 1215.75
202 | 14 | 2009-07-22 | 1981-07-22 | 7 | 22 | 15:00 | 1232.5
202 | 15 | 2009-07-22 | 1981-07-22 | 7 | 22 | 16:00 | 1240.75
202 | 16 | 2009-07-22 | 1981-07-22 | 7 | 22 | 17:00 | 1227.5
202 | 17 | 2009-07-22 | 1981-07-22 | 7 | 22 | 18:00 | 1128.25
202 | 18 | 2009-07-22 | 1981-07-22 | 7 | 22 | 19:00 | 1079.75
202 | 19 | 2009-07-22 | 1981-07-22 | 7 | 22 | 20:00 | 1057
202 | 20 | 2009-07-22 | 1981-07-22 | 7 | 22 | 21:00 | 1026.25
202 | 21 | 2009-07-22 | 1981-07-22 | 7 | 22 | 22:00 | 1022
202 | 22 | 2009-07-22 | 1981-07-22 | 7 | 22 | 23:00 | 992.5
202 | 23 | 2009-07-22 | 1981-07-22 | 7 | 22 | 24:00 | 993
203 | 0 | 2009-07-23 | 1981-07-23 | 7 | 23 | 1:00 | 983.75
203 | 1 | 2009-07-23 | 1981-07-23 | 7 | 23 | 2:00 | 971.25
203 | 2 | 2009-07-23 | 1981-07-23 | 7 | 23 | 3:00 | 973
203 | 3 | 2009-07-23 | 1981-07-23 | 7 | 23 | 4:00 | 992.25
203 | 4 | 2009-07-23 | 1981-07-23 | 7 | 23 | 5:00 | 976
203 | 5 | 2009-07-23 | 1981-07-23 | 7 | 23 | 6:00 | 972.75
203 | 6 | 2009-07-23 | 1981-07-23 | 7 | 23 | 7:00 | 1115.25
203 | 7 | 2009-07-23 | 1981-07-23 | 7 | 23 | 8:00 | 1143.25
203 | 8 | 2009-07-23 | 1981-07-23 | 7 | 23 | 9:00 | 1171.75
203 | 9 | 2009-07-23 | 1981-07-23 | 7 | 23 | 10:00 | 1152.75
203 | 10 | 2009-07-23 | 1981-07-23 | 7 | 23 | 11:00 | 1206.75
203 | 11 | 2009-07-23 | 1981-07-23 | 7 | 23 | 12:00 | 1218.25
203 | 12 | 2009-07-23 | 1981-07-23 | 7 | 23 | 13:00 | 1516.75
203 | 13 | 2009-07-23 | 1981-07-23 | 7 | 23 | 14:00 | 1605.25
203 | 14 | 2009-07-23 | 1981-07-23 | 7 | 23 | 15:00 | 1618.75
203 | 15 | 2009-07-23 | 1981-07-23 | 7 | 23 | 16:00 | 1605.5
203 | 16 | 2009-07-23 | 1981-07-23 | 7 | 23 | 17:00 | 1611.25
203 | 17 | 2009-07-23 | 1981-07-23 | 7 | 23 | 18:00 | 1541.75
203 | 18 | 2009-07-23 | 1981-07-23 | 7 | 23 | 19:00 | 1437.5
203 | 19 | 2009-07-23 | 1981-07-23 | 7 | 23 | 20:00 | 1363.25
203 | 20 | 2009-07-23 | 1981-07-23 | 7 | 23 | 21:00 | 1298.5
203 | 21 | 2009-07-23 | 1981-07-23 | 7 | 23 | 22:00 | 1260
203 | 22 | 2009-07-23 | 1981-07-23 | 7 | 23 | 23:00 | 1294.75
203 | 23 | 2009-07-23 | 1981-07-23 | 7 | 23 | 24:00 | 1209.75
204 | 0 | 2009-07-24 | 1981-07-24 | 7 | 24 | 1:00 | 1096.75
204 | 1 | 2009-07-24 | 1981-07-24 | 7 | 24 | 2:00 | 1100.75
204 | 2 | 2009-07-24 | 1981-07-24 | 7 | 24 | 3:00 | 1075.25
204 | 3 | 2009-07-24 | 1981-07-24 | 7 | 24 | 4:00 | 1070.5
204 | 4 | 2009-07-24 | 1981-07-24 | 7 | 24 | 5:00 | 1071.75
204 | 5 | 2009-07-24 | 1981-07-24 | 7 | 24 | 6:00 | 1082.5
204 | 6 | 2009-07-24 | 1981-07-24 | 7 | 24 | 7:00 | 1379.75
204 | 7 | 2009-07-24 | 1981-07-24 | 7 | 24 | 8:00 | 1366
204 | 8 | 2009-07-24 | 1981-07-24 | 7 | 24 | 9:00 | 1373.75
204 | 9 | 2009-07-24 | 1981-07-24 | 7 | 24 | 10:00 | 1395
204 | 10 | 2009-07-24 | 1981-07-24 | 7 | 24 | 11:00 | 1417.75
204 | 11 | 2009-07-24 | 1981-07-24 | 7 | 24 | 12:00 | 1443
204 | 12 | 2009-07-24 | 1981-07-24 | 7 | 24 | 13:00 | 1360.5
204 | 13 | 2009-07-24 | 1981-07-24 | 7 | 24 | 14:00 | 1256.5
204 | 14 | 2009-07-24 | 1981-07-24 | 7 | 24 | 15:00 | 1278.25
204 | 15 | 2009-07-24 | 1981-07-24 | 7 | 24 | 16:00 | 1221.25
204 | 16 | 2009-07-24 | 1981-07-24 | 7 | 24 | 17:00 | 1207.75
204 | 17 | 2009-07-24 | 1981-07-24 | 7 | 24 | 18:00 | 1154.25
204 | 18 | 2009-07-24 | 1981-07-24 | 7 | 24 | 19:00 | 1062.25
204 | 19 | 2009-07-24 | 1981-07-24 | 7 | 24 | 20:00 | 1033.25
204 | 20 | 2009-07-24 | 1981-07-24 | 7 | 24 | 21:00 | 997.25
204 | 21 | 2009-07-24 | 1981-07-24 | 7 | 24 | 22:00 | 1003.25
204 | 22 | 2009-07-24 | 1981-07-24 | 7 | 24 | 23:00 | 990.25
204 | 23 | 2009-07-24 | 1981-07-24 | 7 | 24 | 24:00 | 979.25
205 | 0 | 2009-07-25 | 1981-07-25 | 7 | 25 | 1:00 | 952
205 | 1 | 2009-07-25 | 1981-07-25 | 7 | 25 | 2:00 | 907.5
205 | 2 | 2009-07-25 | 1981-07-25 | 7 | 25 | 3:00 | 909.75
205 | 3 | 2009-07-25 | 1981-07-25 | 7 | 25 | 4:00 | 933
205 | 4 | 2009-07-25 | 1981-07-25 | 7 | 25 | 5:00 | 894.75
205 | 5 | 2009-07-25 | 1981-07-25 | 7 | 25 | 6:00 | 903
205 | 6 | 2009-07-25 | 1981-07-25 | 7 | 25 | 7:00 | 1053.25
205 | 7 | 2009-07-25 | 1981-07-25 | 7 | 25 | 8:00 | 1092
205 | 8 | 2009-07-25 | 1981-07-25 | 7 | 25 | 9:00 | 1097.5
205 | 9 | 2009-07-25 | 1981-07-25 | 7 | 25 | 10:00 | 1139.5
205 | 10 | 2009-07-25 | 1981-07-25 | 7 | 25 | 11:00 | 1142.25
205 | 11 | 2009-07-25 | 1981-07-25 | 7 | 25 | 12:00 | 1157.25
205 | 12 | 2009-07-25 | 1981-07-25 | 7 | 25 | 13:00 | 1139.25
205 | 13 | 2009-07-25 | 1981-07-25 | 7 | 25 | 14:00 | 1164.75
205 | 14 | 2009-07-25 | 1981-07-25 | 7 | 25 | 15:00 | 1166
205 | 15 | 2009-07-25 | 1981-07-25 | 7 | 25 | 16:00 | 1182
205 | 16 | 2009-07-25 | 1981-07-25 | 7 | 25 | 17:00 | 1189
205 | 17 | 2009-07-25 | 1981-07-25 | 7 | 25 | 18:00 | 1157.25
205 | 18 | 2009-07-25 | 1981-07-25 | 7 | 25 | 19:00 | 1041.75
205 | 19 | 2009-07-25 | 1981-07-25 | 7 | 25 | 20:00 | 1058.5
205 | 20 | 2009-07-25 | 1981-07-25 | 7 | 25 | 21:00 | 974.5
205 | 21 | 2009-07-25 | 1981-07-25 | 7 | 25 | 22:00 | 973.75
205 | 22 | 2009-07-25 | 1981-07-25 | 7 | 25 | 23:00 | 972.75
205 | 23 | 2009-07-25 | 1981-07-25 | 7 | 25 | 24:00 | 964.75
206 | 0 | 2009-07-26 | 1981-07-26 | 7 | 26 | 1:00 | 958.25
206 | 1 | 2009-07-26 | 1981-07-26 | 7 | 26 | 2:00 | 944.5
206 | 2 | 2009-07-26 | 1981-07-26 | 7 | 26 | 3:00 | 904
206 | 3 | 2009-07-26 | 1981-07-26 | 7 | 26 | 4:00 | 908.25
206 | 4 | 2009-07-26 | 1981-07-26 | 7 | 26 | 5:00 | 931.5
206 | 5 | 2009-07-26 | 1981-07-26 | 7 | 26 | 6:00 | 919
206 | 6 | 2009-07-26 | 1981-07-26 | 7 | 26 | 7:00 | 965
206 | 7 | 2009-07-26 | 1981-07-26 | 7 | 26 | 8:00 | 998
206 | 8 | 2009-07-26 | 1981-07-26 | 7 | 26 | 9:00 | 1101.75
206 | 9 | 2009-07-26 | 1981-07-26 | 7 | 26 | 10:00 | 1138.75
206 | 10 | 2009-07-26 | 1981-07-26 | 7 | 26 | 11:00 | 1160.25
206 | 11 | 2009-07-26 | 1981-07-26 | 7 | 26 | 12:00 | 1192.5
206 | 12 | 2009-07-26 | 1981-07-26 | 7 | 26 | 13:00 | 1168
206 | 13 | 2009-07-26 | 1981-07-26 | 7 | 26 | 14:00 | 1147.25
206 | 14 | 2009-07-26 | 1981-07-26 | 7 | 26 | 15:00 | 1150.25
206 | 15 | 2009-07-26 | 1981-07-26 | 7 | 26 | 16:00 | 1063.25
206 | 16 | 2009-07-26 | 1981-07-26 | 7 | 26 | 17:00 | 1149.5
206 | 17 | 2009-07-26 | 1981-07-26 | 7 | 26 | 18:00 | 1055.75
206 | 18 | 2009-07-26 | 1981-07-26 | 7 | 26 | 19:00 | 1040
206 | 19 | 2009-07-26 | 1981-07-26 | 7 | 26 | 20:00 | 990.25
206 | 20 | 2009-07-26 | 1981-07-26 | 7 | 26 | 21:00 | 968.5
206 | 21 | 2009-07-26 | 1981-07-26 | 7 | 26 | 22:00 | 958.75
206 | 22 | 2009-07-26 | 1981-07-26 | 7 | 26 | 23:00 | 1001.25
206 | 23 | 2009-07-26 | 1981-07-26 | 7 | 26 | 24:00 | 1018.75
207 | 0 | 2009-07-27 | 1981-07-27 | 7 | 27 | 1:00 | 1024.75
207 | 1 | 2009-07-27 | 1981-07-27 | 7 | 27 | 2:00 | 987.75
207 | 2 | 2009-07-27 | 1981-07-27 | 7 | 27 | 3:00 | 975.25
207 | 3 | 2009-07-27 | 1981-07-27 | 7 | 27 | 4:00 | 997
207 | 4 | 2009-07-27 | 1981-07-27 | 7 | 27 | 5:00 | 984.75
207 | 5 | 2009-07-27 | 1981-07-27 | 7 | 27 | 6:00 | 995.25
207 | 6 | 2009-07-27 | 1981-07-27 | 7 | 27 | 7:00 | 1056
207 | 7 | 2009-07-27 | 1981-07-27 | 7 | 27 | 8:00 | 1091
207 | 8 | 2009-07-27 | 1981-07-27 | 7 | 27 | 9:00 | 1074.25
207 | 9 | 2009-07-27 | 1981-07-27 | 7 | 27 | 10:00 | 1123.5
207 | 10 | 2009-07-27 | 1981-07-27 | 7 | 27 | 11:00 | 1151.25
207 | 11 | 2009-07-27 | 1981-07-27 | 7 | 27 | 12:00 | 1127.75
207 | 12 | 2009-07-27 | 1981-07-27 | 7 | 27 | 13:00 | 1110.5
207 | 13 | 2009-07-27 | 1981-07-27 | 7 | 27 | 14:00 | 1139.5
207 | 14 | 2009-07-27 | 1981-07-27 | 7 | 27 | 15:00 | 1147.75
207 | 15 | 2009-07-27 | 1981-07-27 | 7 | 27 | 16:00 | 1180.5
207 | 16 | 2009-07-27 | 1981-07-27 | 7 | 27 | 17:00 | 1263.25
207 | 17 | 2009-07-27 | 1981-07-27 | 7 | 27 | 18:00 | 1265.25
207 | 18 | 2009-07-27 | 1981-07-27 | 7 | 27 | 19:00 | 1084.75
207 | 19 | 2009-07-27 | 1981-07-27 | 7 | 27 | 20:00 | 1097.75
207 | 20 | 2009-07-27 | 1981-07-27 | 7 | 27 | 21:00 | 1053
207 | 21 | 2009-07-27 | 1981-07-27 | 7 | 27 | 22:00 | 1056.75
207 | 22 | 2009-07-27 | 1981-07-27 | 7 | 27 | 23:00 | 1046.25
207 | 23 | 2009-07-27 | 1981-07-27 | 7 | 27 | 24:00 | 1074.75
208 | 0 | 2009-07-28 | 1981-07-28 | 7 | 28 | 1:00 | 1065.25
208 | 1 | 2009-07-28 | 1981-07-28 | 7 | 28 | 2:00 | 1053.75
208 | 2 | 2009-07-28 | 1981-07-28 | 7 | 28 | 3:00 | 1037.75
208 | 3 | 2009-07-28 | 1981-07-28 | 7 | 28 | 4:00 | 1032
208 | 4 | 2009-07-28 | 1981-07-28 | 7 | 28 | 5:00 | 1044
208 | 5 | 2009-07-28 | 1981-07-28 | 7 | 28 | 6:00 | 1040
208 | 6 | 2009-07-28 | 1981-07-28 | 7 | 28 | 7:00 | 1365.75
208 | 7 | 2009-07-28 | 1981-07-28 | 7 | 28 | 8:00 | 1413.5
208 | 8 | 2009-07-28 | 1981-07-28 | 7 | 28 | 9:00 | 1411.25
208 | 9 | 2009-07-28 | 1981-07-28 | 7 | 28 | 10:00 | 1464.25
208 | 10 | 2009-07-28 | 1981-07-28 | 7 | 28 | 11:00 | 1495.75
208 | 11 | 2009-07-28 | 1981-07-28 | 7 | 28 | 12:00 | 1546.75
208 | 12 | 2009-07-28 | 1981-07-28 | 7 | 28 | 13:00 | 1525.25
208 | 13 | 2009-07-28 | 1981-07-28 | 7 | 28 | 14:00 | 1496.25
208 | 14 | 2009-07-28 | 1981-07-28 | 7 | 28 | 15:00 | 1524
208 | 15 | 2009-07-28 | 1981-07-28 | 7 | 28 | 16:00 | 1537.5
208 | 16 | 2009-07-28 | 1981-07-28 | 7 | 28 | 17:00 | 1494.25
208 | 17 | 2009-07-28 | 1981-07-28 | 7 | 28 | 18:00 | 1459.75
208 | 18 | 2009-07-28 | 1981-07-28 | 7 | 28 | 19:00 | 1377
208 | 19 | 2009-07-28 | 1981-07-28 | 7 | 28 | 20:00 | 1225
208 | 20 | 2009-07-28 | 1981-07-28 | 7 | 28 | 21:00 | 1077.25
208 | 21 | 2009-07-28 | 1981-07-28 | 7 | 28 | 22:00 | 1045.5
208 | 22 | 2009-07-28 | 1981-07-28 | 7 | 28 | 23:00 | 1016
208 | 23 | 2009-07-28 | 1981-07-28 | 7 | 28 | 24:00 | 980.75
209 | 0 | 2009-07-29 | 1981-07-29 | 7 | 29 | 1:00 | 976.75
209 | 1 | 2009-07-29 | 1981-07-29 | 7 | 29 | 2:00 | 941
209 | 2 | 2009-07-29 | 1981-07-29 | 7 | 29 | 3:00 | 933.75
209 | 3 | 2009-07-29 | 1981-07-29 | 7 | 29 | 4:00 | 919.5
209 | 4 | 2009-07-29 | 1981-07-29 | 7 | 29 | 5:00 | 907.5
209 | 5 | 2009-07-29 | 1981-07-29 | 7 | 29 | 6:00 | 904.25
209 | 6 | 2009-07-29 | 1981-07-29 | 7 | 29 | 7:00 | 1031.25
209 | 7 | 2009-07-29 | 1981-07-29 | 7 | 29 | 8:00 | 1076.5
209 | 8 | 2009-07-29 | 1981-07-29 | 7 | 29 | 9:00 | 1087.5
209 | 9 | 2009-07-29 | 1981-07-29 | 7 | 29 | 10:00 | 1105.25
209 | 10 | 2009-07-29 | 1981-07-29 | 7 | 29 | 11:00 | 1141
209 | 11 | 2009-07-29 | 1981-07-29 | 7 | 29 | 12:00 | 1178
209 | 12 | 2009-07-29 | 1981-07-29 | 7 | 29 | 13:00 | 1161.25
209 | 13 | 2009-07-29 | 1981-07-29 | 7 | 29 | 14:00 | 1176
209 | 14 | 2009-07-29 | 1981-07-29 | 7 | 29 | 15:00 | 1165.5
209 | 15 | 2009-07-29 | 1981-07-29 | 7 | 29 | 16:00 | 1153.25
209 | 16 | 2009-07-29 | 1981-07-29 | 7 | 29 | 17:00 | 1141.25
209 | 17 | 2009-07-29 | 1981-07-29 | 7 | 29 | 18:00 | 1076.75
209 | 18 | 2009-07-29 | 1981-07-29 | 7 | 29 | 19:00 | 1032.75
209 | 19 | 2009-07-29 | 1981-07-29 | 7 | 29 | 20:00 | 987.5
209 | 20 | 2009-07-29 | 1981-07-29 | 7 | 29 | 21:00 | 932
209 | 21 | 2009-07-29 | 1981-07-29 | 7 | 29 | 22:00 | 940.25
209 | 22 | 2009-07-29 | 1981-07-29 | 7 | 29 | 23:00 | 912.25
209 | 23 | 2009-07-29 | 1981-07-29 | 7 | 29 | 24:00 | 908.5
210 | 0 | 2009-07-30 | 1981-07-30 | 7 | 30 | 1:00 | 921.75
210 | 1 | 2009-07-30 | 1981-07-30 | 7 | 30 | 2:00 | 901.75
210 | 2 | 2009-07-30 | 1981-07-30 | 7 | 30 | 3:00 | 883
210 | 3 | 2009-07-30 | 1981-07-30 | 7 | 30 | 4:00 | 893.75
210 | 4 | 2009-07-30 | 1981-07-30 | 7 | 30 | 5:00 | 901
210 | 5 | 2009-07-30 | 1981-07-30 | 7 | 30 | 6:00 | 908.25
210 | 6 | 2009-07-30 | 1981-07-30 | 7 | 30 | 7:00 | 1041.25
210 | 7 | 2009-07-30 | 1981-07-30 | 7 | 30 | 8:00 | 1072
210 | 8 | 2009-07-30 | 1981-07-30 | 7 | 30 | 9:00 | 1094
210 | 9 | 2009-07-30 | 1981-07-30 | 7 | 30 | 10:00 | 1160.5
210 | 10 | 2009-07-30 | 1981-07-30 | 7 | 30 | 11:00 | 1137.5
210 | 11 | 2009-07-30 | 1981-07-30 | 7 | 30 | 12:00 | 1181.75
210 | 12 | 2009-07-30 | 1981-07-30 | 7 | 30 | 13:00 | 1120.75
210 | 13 | 2009-07-30 | 1981-07-30 | 7 | 30 | 14:00 | 1175.75
210 | 14 | 2009-07-30 | 1981-07-30 | 7 | 30 | 15:00 | 1140
210 | 15 | 2009-07-30 | 1981-07-30 | 7 | 30 | 16:00 | 1164.5
210 | 16 | 2009-07-30 | 1981-07-30 | 7 | 30 | 17:00 | 1123.75
210 | 17 | 2009-07-30 | 1981-07-30 | 7 | 30 | 18:00 | 1092.5
210 | 18 | 2009-07-30 | 1981-07-30 | 7 | 30 | 19:00 | 1028
210 | 19 | 2009-07-30 | 1981-07-30 | 7 | 30 | 20:00 | 996.5
210 | 20 | 2009-07-30 | 1981-07-30 | 7 | 30 | 21:00 | 932.5
210 | 21 | 2009-07-30 | 1981-07-30 | 7 | 30 | 22:00 | 923.5
210 | 22 | 2009-07-30 | 1981-07-30 | 7 | 30 | 23:00 | 918.5
210 | 23 | 2009-07-30 | 1981-07-30 | 7 | 30 | 24:00 | 952
211 | 0 | 2009-07-31 | 1981-07-31 | 7 | 31 | 1:00 | 908
211 | 1 | 2009-07-31 | 1981-07-31 | 7 | 31 | 2:00 | 889.75
211 | 2 | 2009-07-31 | 1981-07-31 | 7 | 31 | 3:00 | 896
211 | 3 | 2009-07-31 | 1981-07-31 | 7 | 31 | 4:00 | 895
211 | 4 | 2009-07-31 | 1981-07-31 | 7 | 31 | 5:00 | 918.75
211 | 5 | 2009-07-31 | 1981-07-31 | 7 | 31 | 6:00 | 901.25
211 | 6 | 2009-07-31 | 1981-07-31 | 7 | 31 | 7:00 | 1054.25
211 | 7 | 2009-07-31 | 1981-07-31 | 7 | 31 | 8:00 | 1104.25
211 | 8 | 2009-07-31 | 1981-07-31 | 7 | 31 | 9:00 | 1175
211 | 9 | 2009-07-31 | 1981-07-31 | 7 | 31 | 10:00 | 1222
211 | 10 | 2009-07-31 | 1981-07-31 | 7 | 31 | 11:00 | 1244.5
211 | 11 | 2009-07-31 | 1981-07-31 | 7 | 31 | 12:00 | 1277.25
211 | 12 | 2009-07-31 | 1981-07-31 | 7 | 31 | 13:00 | 1249.25
211 | 13 | 2009-07-31 | 1981-07-31 | 7 | 31 | 14:00 | 1259.75
211 | 14 | 2009-07-31 | 1981-07-31 | 7 | 31 | 15:00 | 1244.75
211 | 15 | 2009-07-31 | 1981-07-31 | 7 | 31 | 16:00 | 1259.75
211 | 16 | 2009-07-31 | 1981-07-31 | 7 | 31 | 17:00 | 1220.5
211 | 17 | 2009-07-31 | 1981-07-31 | 7 | 31 | 18:00 | 1202.75
211 | 18 | 2009-07-31 | 1981-07-31 | 7 | 31 | 19:00 | 1114.25
211 | 19 | 2009-07-31 | 1981-07-31 | 7 | 31 | 20:00 | 1039
211 | 20 | 2009-07-31 | 1981-07-31 | 7 | 31 | 21:00 | 977
211 | 21 | 2009-07-31 | 1981-07-31 | 7 | 31 | 22:00 | 963.75
211 | 22 | 2009-07-31 | 1981-07-31 | 7 | 31 | 23:00 | 961.25
211 | 23 | 2009-07-31 | 1981-07-31 | 7 | 31 | 24:00 | 994.25
212 | 0 | 2009-08-01 | 1989-08-01 | 8 | 1 | 1:00 | 967.75
212 | 1 | 2009-08-01 | 1989-08-01 | 8 | 1 | 2:00 | 954
212 | 2 | 2009-08-01 | 1989-08-01 | 8 | 1 | 3:00 | 946.25
212 | 3 | 2009-08-01 | 1989-08-01 | 8 | 1 | 4:00 | 961.25
212 | 4 | 2009-08-01 | 1989-08-01 | 8 | 1 | 5:00 | 944.25
212 | 5 | 2009-08-01 | 1989-08-01 | 8 | 1 | 6:00 | 944.25
212 | 6 | 2009-08-01 | 1989-08-01 | 8 | 1 | 7:00 | 1136.75
212 | 7 | 2009-08-01 | 1989-08-01 | 8 | 1 | 8:00 | 1230.25
212 | 8 | 2009-08-01 | 1989-08-01 | 8 | 1 | 9:00 | 1252.25
212 | 9 | 2009-08-01 | 1989-08-01 | 8 | 1 | 10:00 | 1253.25
212 | 10 | 2009-08-01 | 1989-08-01 | 8 | 1 | 11:00 | 1408.5
212 | 11 | 2009-08-01 | 1989-08-01 | 8 | 1 | 12:00 | 1435
212 | 12 | 2009-08-01 | 1989-08-01 | 8 | 1 | 13:00 | 1424
212 | 13 | 2009-08-01 | 1989-08-01 | 8 | 1 | 14:00 | 1480.25
212 | 14 | 2009-08-01 | 1989-08-01 | 8 | 1 | 15:00 | 1441
212 | 15 | 2009-08-01 | 1989-08-01 | 8 | 1 | 16:00 | 1420
212 | 16 | 2009-08-01 | 1989-08-01 | 8 | 1 | 17:00 | 1417.5
212 | 17 | 2009-08-01 | 1989-08-01 | 8 | 1 | 18:00 | 1364
212 | 18 | 2009-08-01 | 1989-08-01 | 8 | 1 | 19:00 | 1161.5
212 | 19 | 2009-08-01 | 1989-08-01 | 8 | 1 | 20:00 | 1102.75
212 | 20 | 2009-08-01 | 1989-08-01 | 8 | 1 | 21:00 | 1038.5
212 | 21 | 2009-08-01 | 1989-08-01 | 8 | 1 | 22:00 | 1022.75
212 | 22 | 2009-08-01 | 1989-08-01 | 8 | 1 | 23:00 | 1035.5
212 | 23 | 2009-08-01 | 1989-08-01 | 8 | 1 | 24:00 | 1025.5
213 | 0 | 2009-08-02 | 1989-08-02 | 8 | 2 | 1:00 | 1000.25
213 | 1 | 2009-08-02 | 1989-08-02 | 8 | 2 | 2:00 | 989.75
213 | 2 | 2009-08-02 | 1989-08-02 | 8 | 2 | 3:00 | 1021.5
213 | 3 | 2009-08-02 | 1989-08-02 | 8 | 2 | 4:00 | 1024
213 | 4 | 2009-08-02 | 1989-08-02 | 8 | 2 | 5:00 | 1023.5
213 | 5 | 2009-08-02 | 1989-08-02 | 8 | 2 | 6:00 | 1015.25
213 | 6 | 2009-08-02 | 1989-08-02 | 8 | 2 | 7:00 | 1054
213 | 7 | 2009-08-02 | 1989-08-02 | 8 | 2 | 8:00 | 1098.5
213 | 8 | 2009-08-02 | 1989-08-02 | 8 | 2 | 9:00 | 1152.5
213 | 9 | 2009-08-02 | 1989-08-02 | 8 | 2 | 10:00 | 1149.25
213 | 10 | 2009-08-02 | 1989-08-02 | 8 | 2 | 11:00 | 1119
213 | 11 | 2009-08-02 | 1989-08-02 | 8 | 2 | 12:00 | 1130
213 | 12 | 2009-08-02 | 1989-08-02 | 8 | 2 | 13:00 | 1081.75
213 | 13 | 2009-08-02 | 1989-08-02 | 8 | 2 | 14:00 | 1059
213 | 14 | 2009-08-02 | 1989-08-02 | 8 | 2 | 15:00 | 1042.25
213 | 15 | 2009-08-02 | 1989-08-02 | 8 | 2 | 16:00 | 987.5
213 | 16 | 2009-08-02 | 1989-08-02 | 8 | 2 | 17:00 | 1002.75
213 | 17 | 2009-08-02 | 1989-08-02 | 8 | 2 | 18:00 | 968.25
213 | 18 | 2009-08-02 | 1989-08-02 | 8 | 2 | 19:00 | 936.25
213 | 19 | 2009-08-02 | 1989-08-02 | 8 | 2 | 20:00 | 899.75
213 | 20 | 2009-08-02 | 1989-08-02 | 8 | 2 | 21:00 | 895.25
213 | 21 | 2009-08-02 | 1989-08-02 | 8 | 2 | 22:00 | 907.75
213 | 22 | 2009-08-02 | 1989-08-02 | 8 | 2 | 23:00 | 920.75
213 | 23 | 2009-08-02 | 1989-08-02 | 8 | 2 | 24:00 | 901
214 | 0 | 2009-08-03 | 1989-08-03 | 8 | 3 | 1:00 | 910.75
214 | 1 | 2009-08-03 | 1989-08-03 | 8 | 3 | 2:00 | 890.5
214 | 2 | 2009-08-03 | 1989-08-03 | 8 | 3 | 3:00 | 927.25
214 | 3 | 2009-08-03 | 1989-08-03 | 8 | 3 | 4:00 | 901.5
214 | 4 | 2009-08-03 | 1989-08-03 | 8 | 3 | 5:00 | 890.25
214 | 5 | 2009-08-03 | 1989-08-03 | 8 | 3 | 6:00 | 896.5
214 | 6 | 2009-08-03 | 1989-08-03 | 8 | 3 | 7:00 | 944.75
214 | 7 | 2009-08-03 | 1989-08-03 | 8 | 3 | 8:00 | 953
214 | 8 | 2009-08-03 | 1989-08-03 | 8 | 3 | 9:00 | 941.25
214 | 9 | 2009-08-03 | 1989-08-03 | 8 | 3 | 10:00 | 986.25
214 | 10 | 2009-08-03 | 1989-08-03 | 8 | 3 | 11:00 | 980
214 | 11 | 2009-08-03 | 1989-08-03 | 8 | 3 | 12:00 | 975
214 | 12 | 2009-08-03 | 1989-08-03 | 8 | 3 | 13:00 | 1040.75
214 | 13 | 2009-08-03 | 1989-08-03 | 8 | 3 | 14:00 | 1006.75
214 | 14 | 2009-08-03 | 1989-08-03 | 8 | 3 | 15:00 | 1006.25
214 | 15 | 2009-08-03 | 1989-08-03 | 8 | 3 | 16:00 | 979.75
214 | 16 | 2009-08-03 | 1989-08-03 | 8 | 3 | 17:00 | 1028
214 | 17 | 2009-08-03 | 1989-08-03 | 8 | 3 | 18:00 | 981.5
214 | 18 | 2009-08-03 | 1989-08-03 | 8 | 3 | 19:00 | 955.25
214 | 19 | 2009-08-03 | 1989-08-03 | 8 | 3 | 20:00 | 945.5
214 | 20 | 2009-08-03 | 1989-08-03 | 8 | 3 | 21:00 | 932
214 | 21 | 2009-08-03 | 1989-08-03 | 8 | 3 | 22:00 | 951
214 | 22 | 2009-08-03 | 1989-08-03 | 8 | 3 | 23:00 | 973.75
214 | 23 | 2009-08-03 | 1989-08-03 | 8 | 3 | 24:00 | 947.5
215 | 0 | 2009-08-04 | 1989-08-04 | 8 | 4 | 1:00 | 948.75
215 | 1 | 2009-08-04 | 1989-08-04 | 8 | 4 | 2:00 | 939.5
215 | 2 | 2009-08-04 | 1989-08-04 | 8 | 4 | 3:00 | 969.5
215 | 3 | 2009-08-04 | 1989-08-04 | 8 | 4 | 4:00 | 992.75
215 | 4 | 2009-08-04 | 1989-08-04 | 8 | 4 | 5:00 | 961.75
215 | 5 | 2009-08-04 | 1989-08-04 | 8 | 4 | 6:00 | 979.75
215 | 6 | 2009-08-04 | 1989-08-04 | 8 | 4 | 7:00 | 1122.25
215 | 7 | 2009-08-04 | 1989-08-04 | 8 | 4 | 8:00 | 1168.25
215 | 8 | 2009-08-04 | 1989-08-04 | 8 | 4 | 9:00 | 1217.5
215 | 9 | 2009-08-04 | 1989-08-04 | 8 | 4 | 10:00 | 1251.25
215 | 10 | 2009-08-04 | 1989-08-04 | 8 | 4 | 11:00 | 1277
215 | 11 | 2009-08-04 | 1989-08-04 | 8 | 4 | 12:00 | 1386.75
215 | 12 | 2009-08-04 | 1989-08-04 | 8 | 4 | 13:00 | 1392.25
215 | 13 | 2009-08-04 | 1989-08-04 | 8 | 4 | 14:00 | 1382.5
215 | 14 | 2009-08-04 | 1989-08-04 | 8 | 4 | 15:00 | 1409
215 | 15 | 2009-08-04 | 1989-08-04 | 8 | 4 | 16:00 | 1424.25
215 | 16 | 2009-08-04 | 1989-08-04 | 8 | 4 | 17:00 | 1429.25
215 | 17 | 2009-08-04 | 1989-08-04 | 8 | 4 | 18:00 | 1367.5
215 | 18 | 2009-08-04 | 1989-08-04 | 8 | 4 | 19:00 | 1185
215 | 19 | 2009-08-04 | 1989-08-04 | 8 | 4 | 20:00 | 1216.75
215 | 20 | 2009-08-04 | 1989-08-04 | 8 | 4 | 21:00 | 1146
215 | 21 | 2009-08-04 | 1989-08-04 | 8 | 4 | 22:00 | 1069
215 | 22 | 2009-08-04 | 1989-08-04 | 8 | 4 | 23:00 | 1077.75
215 | 23 | 2009-08-04 | 1989-08-04 | 8 | 4 | 24:00 | 1073
216 | 0 | 2009-08-05 | 1989-08-05 | 8 | 5 | 1:00 | 1079
216 | 1 | 2009-08-05 | 1989-08-05 | 8 | 5 | 2:00 | 1064.75
216 | 2 | 2009-08-05 | 1989-08-05 | 8 | 5 | 3:00 | 1028.75
216 | 3 | 2009-08-05 | 1989-08-05 | 8 | 5 | 4:00 | 1029.5
216 | 4 | 2009-08-05 | 1989-08-05 | 8 | 5 | 5:00 | 1013
216 | 5 | 2009-08-05 | 1989-08-05 | 8 | 5 | 6:00 | 1038
216 | 6 | 2009-08-05 | 1989-08-05 | 8 | 5 | 7:00 | 1186.25
216 | 7 | 2009-08-05 | 1989-08-05 | 8 | 5 | 8:00 | 1330
216 | 8 | 2009-08-05 | 1989-08-05 | 8 | 5 | 9:00 | 1405
216 | 9 | 2009-08-05 | 1989-08-05 | 8 | 5 | 10:00 | 1431.25
216 | 10 | 2009-08-05 | 1989-08-05 | 8 | 5 | 11:00 | 1372.75
216 | 11 | 2009-08-05 | 1989-08-05 | 8 | 5 | 12:00 | 1439.25
216 | 12 | 2009-08-05 | 1989-08-05 | 8 | 5 | 13:00 | 1414
216 | 13 | 2009-08-05 | 1989-08-05 | 8 | 5 | 14:00 | 1443.5
216 | 14 | 2009-08-05 | 1989-08-05 | 8 | 5 | 15:00 | 1453.75
216 | 15 | 2009-08-05 | 1989-08-05 | 8 | 5 | 16:00 | 1449
216 | 16 | 2009-08-05 | 1989-08-05 | 8 | 5 | 17:00 | 1408.5
216 | 17 | 2009-08-05 | 1989-08-05 | 8 | 5 | 18:00 | 1362.75
216 | 18 | 2009-08-05 | 1989-08-05 | 8 | 5 | 19:00 | 1316
216 | 19 | 2009-08-05 | 1989-08-05 | 8 | 5 | 20:00 | 1321.75
216 | 20 | 2009-08-05 | 1989-08-05 | 8 | 5 | 21:00 | 1114
216 | 21 | 2009-08-05 | 1989-08-05 | 8 | 5 | 22:00 | 1112
216 | 22 | 2009-08-05 | 1989-08-05 | 8 | 5 | 23:00 | 1088.75
216 | 23 | 2009-08-05 | 1989-08-05 | 8 | 5 | 24:00 | 1070
217 | 0 | 2009-08-06 | 1989-08-06 | 8 | 6 | 1:00 | 1060.5
217 | 1 | 2009-08-06 | 1989-08-06 | 8 | 6 | 2:00 | 1016.25
217 | 2 | 2009-08-06 | 1989-08-06 | 8 | 6 | 3:00 | 984.25
217 | 3 | 2009-08-06 | 1989-08-06 | 8 | 6 | 4:00 | 965.5
217 | 4 | 2009-08-06 | 1989-08-06 | 8 | 6 | 5:00 | 997.75
217 | 5 | 2009-08-06 | 1989-08-06 | 8 | 6 | 6:00 | 1019.75
217 | 6 | 2009-08-06 | 1989-08-06 | 8 | 6 | 7:00 | 1160.75
217 | 7 | 2009-08-06 | 1989-08-06 | 8 | 6 | 8:00 | 1171.25
217 | 8 | 2009-08-06 | 1989-08-06 | 8 | 6 | 9:00 | 1202
217 | 9 | 2009-08-06 | 1989-08-06 | 8 | 6 | 10:00 | 1246.75
217 | 10 | 2009-08-06 | 1989-08-06 | 8 | 6 | 11:00 | 1253.5
217 | 11 | 2009-08-06 | 1989-08-06 | 8 | 6 | 12:00 | 1280.75
217 | 12 | 2009-08-06 | 1989-08-06 | 8 | 6 | 13:00 | 1243.25
217 | 13 | 2009-08-06 | 1989-08-06 | 8 | 6 | 14:00 | 1268
217 | 14 | 2009-08-06 | 1989-08-06 | 8 | 6 | 15:00 | 1267.25
217 | 15 | 2009-08-06 | 1989-08-06 | 8 | 6 | 16:00 | 1272.25
217 | 16 | 2009-08-06 | 1989-08-06 | 8 | 6 | 17:00 | 1221.5
217 | 17 | 2009-08-06 | 1989-08-06 | 8 | 6 | 18:00 | 1121.75
217 | 18 | 2009-08-06 | 1989-08-06 | 8 | 6 | 19:00 | 1032.5
217 | 19 | 2009-08-06 | 1989-08-06 | 8 | 6 | 20:00 | 1016.25
217 | 20 | 2009-08-06 | 1989-08-06 | 8 | 6 | 21:00 | 973
217 | 21 | 2009-08-06 | 1989-08-06 | 8 | 6 | 22:00 | 947
217 | 22 | 2009-08-06 | 1989-08-06 | 8 | 6 | 23:00 | 941.5
217 | 23 | 2009-08-06 | 1989-08-06 | 8 | 6 | 24:00 | 949.75
218 | 0 | 2009-08-07 | 1989-08-07 | 8 | 7 | 1:00 | 930.5
218 | 1 | 2009-08-07 | 1989-08-07 | 8 | 7 | 2:00 | 914.5
218 | 2 | 2009-08-07 | 1989-08-07 | 8 | 7 | 3:00 | 902.25
218 | 3 | 2009-08-07 | 1989-08-07 | 8 | 7 | 4:00 | 941.5
218 | 4 | 2009-08-07 | 1989-08-07 | 8 | 7 | 5:00 | 896.25
218 | 5 | 2009-08-07 | 1989-08-07 | 8 | 7 | 6:00 | 901.75
218 | 6 | 2009-08-07 | 1989-08-07 | 8 | 7 | 7:00 | 1026.5
218 | 7 | 2009-08-07 | 1989-08-07 | 8 | 7 | 8:00 | 1067.25
218 | 8 | 2009-08-07 | 1989-08-07 | 8 | 7 | 9:00 | 1120.75
218 | 9 | 2009-08-07 | 1989-08-07 | 8 | 7 | 10:00 | 1110.25
218 | 10 | 2009-08-07 | 1989-08-07 | 8 | 7 | 11:00 | 1156.75
218 | 11 | 2009-08-07 | 1989-08-07 | 8 | 7 | 12:00 | 1173.5
218 | 12 | 2009-08-07 | 1989-08-07 | 8 | 7 | 13:00 | 1153.75
218 | 13 | 2009-08-07 | 1989-08-07 | 8 | 7 | 14:00 | 1122.75
218 | 14 | 2009-08-07 | 1989-08-07 | 8 | 7 | 15:00 | 1164
218 | 15 | 2009-08-07 | 1989-08-07 | 8 | 7 | 16:00 | 1189.75
218 | 16 | 2009-08-07 | 1989-08-07 | 8 | 7 | 17:00 | 1120
218 | 17 | 2009-08-07 | 1989-08-07 | 8 | 7 | 18:00 | 1079
218 | 18 | 2009-08-07 | 1989-08-07 | 8 | 7 | 19:00 | 1023.5
218 | 19 | 2009-08-07 | 1989-08-07 | 8 | 7 | 20:00 | 1005.75
218 | 20 | 2009-08-07 | 1989-08-07 | 8 | 7 | 21:00 | 951.25
218 | 21 | 2009-08-07 | 1989-08-07 | 8 | 7 | 22:00 | 939
218 | 22 | 2009-08-07 | 1989-08-07 | 8 | 7 | 23:00 | 921.5
218 | 23 | 2009-08-07 | 1989-08-07 | 8 | 7 | 24:00 | 927.25
219 | 0 | 2009-08-08 | 1989-08-08 | 8 | 8 | 1:00 | 902.25
219 | 1 | 2009-08-08 | 1989-08-08 | 8 | 8 | 2:00 | 877.75
219 | 2 | 2009-08-08 | 1989-08-08 | 8 | 8 | 3:00 | 891.75
219 | 3 | 2009-08-08 | 1989-08-08 | 8 | 8 | 4:00 | 879.5
219 | 4 | 2009-08-08 | 1989-08-08 | 8 | 8 | 5:00 | 910
219 | 5 | 2009-08-08 | 1989-08-08 | 8 | 8 | 6:00 | 886.75
219 | 6 | 2009-08-08 | 1989-08-08 | 8 | 8 | 7:00 | 996.25
219 | 7 | 2009-08-08 | 1989-08-08 | 8 | 8 | 8:00 | 1040.75
219 | 8 | 2009-08-08 | 1989-08-08 | 8 | 8 | 9:00 | 1096.75
219 | 9 | 2009-08-08 | 1989-08-08 | 8 | 8 | 10:00 | 1116.25
219 | 10 | 2009-08-08 | 1989-08-08 | 8 | 8 | 11:00 | 1105.25
219 | 11 | 2009-08-08 | 1989-08-08 | 8 | 8 | 12:00 | 1161.75
219 | 12 | 2009-08-08 | 1989-08-08 | 8 | 8 | 13:00 | 1130.75
219 | 13 | 2009-08-08 | 1989-08-08 | 8 | 8 | 14:00 | 1171.25
219 | 14 | 2009-08-08 | 1989-08-08 | 8 | 8 | 15:00 | 1142.75
219 | 15 | 2009-08-08 | 1989-08-08 | 8 | 8 | 16:00 | 1154.25
219 | 16 | 2009-08-08 | 1989-08-08 | 8 | 8 | 17:00 | 1125.5
219 | 17 | 2009-08-08 | 1989-08-08 | 8 | 8 | 18:00 | 1103
219 | 18 | 2009-08-08 | 1989-08-08 | 8 | 8 | 19:00 | 1048.5
219 | 19 | 2009-08-08 | 1989-08-08 | 8 | 8 | 20:00 | 996
219 | 20 | 2009-08-08 | 1989-08-08 | 8 | 8 | 21:00 | 938.75
219 | 21 | 2009-08-08 | 1989-08-08 | 8 | 8 | 22:00 | 929.75
219 | 22 | 2009-08-08 | 1989-08-08 | 8 | 8 | 23:00 | 933.25
219 | 23 | 2009-08-08 | 1989-08-08 | 8 | 8 | 24:00 | 924.5
220 | 0 | 2009-08-09 | 1989-08-09 | 8 | 9 | 1:00 | 924.5
220 | 1 | 2009-08-09 | 1989-08-09 | 8 | 9 | 2:00 | 918
220 | 2 | 2009-08-09 | 1989-08-09 | 8 | 9 | 3:00 | 912
220 | 3 | 2009-08-09 | 1989-08-09 | 8 | 9 | 4:00 | 905.5
220 | 4 | 2009-08-09 | 1989-08-09 | 8 | 9 | 5:00 | 887
220 | 5 | 2009-08-09 | 1989-08-09 | 8 | 9 | 6:00 | 899
220 | 6 | 2009-08-09 | 1989-08-09 | 8 | 9 | 7:00 | 941
220 | 7 | 2009-08-09 | 1989-08-09 | 8 | 9 | 8:00 | 949.25
220 | 8 | 2009-08-09 | 1989-08-09 | 8 | 9 | 9:00 | 1009.25
220 | 9 | 2009-08-09 | 1989-08-09 | 8 | 9 | 10:00 | 1051.5
220 | 10 | 2009-08-09 | 1989-08-09 | 8 | 9 | 11:00 | 1089.75
220 | 11 | 2009-08-09 | 1989-08-09 | 8 | 9 | 12:00 | 1157.75
220 | 12 | 2009-08-09 | 1989-08-09 | 8 | 9 | 13:00 | 1092.25
220 | 13 | 2009-08-09 | 1989-08-09 | 8 | 9 | 14:00 | 1126.25
220 | 14 | 2009-08-09 | 1989-08-09 | 8 | 9 | 15:00 | 1107.25
220 | 15 | 2009-08-09 | 1989-08-09 | 8 | 9 | 16:00 | 1057.75
220 | 16 | 2009-08-09 | 1989-08-09 | 8 | 9 | 17:00 | 1035.75
220 | 17 | 2009-08-09 | 1989-08-09 | 8 | 9 | 18:00 | 1007.5
220 | 18 | 2009-08-09 | 1989-08-09 | 8 | 9 | 19:00 | 970.75
220 | 19 | 2009-08-09 | 1989-08-09 | 8 | 9 | 20:00 | 974.75
220 | 20 | 2009-08-09 | 1989-08-09 | 8 | 9 | 21:00 | 962.5
220 | 21 | 2009-08-09 | 1989-08-09 | 8 | 9 | 22:00 | 984.5
220 | 22 | 2009-08-09 | 1989-08-09 | 8 | 9 | 23:00 | 962.75
220 | 23 | 2009-08-09 | 1989-08-09 | 8 | 9 | 24:00 | 941
221 | 0 | 2009-08-10 | 1989-08-10 | 8 | 10 | 1:00 | 949.5
221 | 1 | 2009-08-10 | 1989-08-10 | 8 | 10 | 2:00 | 940.25
221 | 2 | 2009-08-10 | 1989-08-10 | 8 | 10 | 3:00 | 928.25
221 | 3 | 2009-08-10 | 1989-08-10 | 8 | 10 | 4:00 | 920.75
221 | 4 | 2009-08-10 | 1989-08-10 | 8 | 10 | 5:00 | 910
221 | 5 | 2009-08-10 | 1989-08-10 | 8 | 10 | 6:00 | 926
221 | 6 | 2009-08-10 | 1989-08-10 | 8 | 10 | 7:00 | 951.5
221 | 7 | 2009-08-10 | 1989-08-10 | 8 | 10 | 8:00 | 961
221 | 8 | 2009-08-10 | 1989-08-10 | 8 | 10 | 9:00 | 969
221 | 9 | 2009-08-10 | 1989-08-10 | 8 | 10 | 10:00 | 1025
221 | 10 | 2009-08-10 | 1989-08-10 | 8 | 10 | 11:00 | 993.25
221 | 11 | 2009-08-10 | 1989-08-10 | 8 | 10 | 12:00 | 1020
221 | 12 | 2009-08-10 | 1989-08-10 | 8 | 10 | 13:00 | 983
221 | 13 | 2009-08-10 | 1989-08-10 | 8 | 10 | 14:00 | 1010.25
221 | 14 | 2009-08-10 | 1989-08-10 | 8 | 10 | 15:00 | 1033.25
221 | 15 | 2009-08-10 | 1989-08-10 | 8 | 10 | 16:00 | 1030.25
221 | 16 | 2009-08-10 | 1989-08-10 | 8 | 10 | 17:00 | 986.5
221 | 17 | 2009-08-10 | 1989-08-10 | 8 | 10 | 18:00 | 996.5
221 | 18 | 2009-08-10 | 1989-08-10 | 8 | 10 | 19:00 | 982
221 | 19 | 2009-08-10 | 1989-08-10 | 8 | 10 | 20:00 | 948
221 | 20 | 2009-08-10 | 1989-08-10 | 8 | 10 | 21:00 | 919
221 | 21 | 2009-08-10 | 1989-08-10 | 8 | 10 | 22:00 | 923
221 | 22 | 2009-08-10 | 1989-08-10 | 8 | 10 | 23:00 | 919
221 | 23 | 2009-08-10 | 1989-08-10 | 8 | 10 | 24:00 | 907
222 | 0 | 2009-08-11 | 1989-08-11 | 8 | 11 | 1:00 | 923.75
222 | 1 | 2009-08-11 | 1989-08-11 | 8 | 11 | 2:00 | 916.5
222 | 2 | 2009-08-11 | 1989-08-11 | 8 | 11 | 3:00 | 920.75
222 | 3 | 2009-08-11 | 1989-08-11 | 8 | 11 | 4:00 | 913.25
222 | 4 | 2009-08-11 | 1989-08-11 | 8 | 11 | 5:00 | 908
222 | 5 | 2009-08-11 | 1989-08-11 | 8 | 11 | 6:00 | 912.5
222 | 6 | 2009-08-11 | 1989-08-11 | 8 | 11 | 7:00 | 1066.75
222 | 7 | 2009-08-11 | 1989-08-11 | 8 | 11 | 8:00 | 1112.5
222 | 8 | 2009-08-11 | 1989-08-11 | 8 | 11 | 9:00 | 1216.75
222 | 9 | 2009-08-11 | 1989-08-11 | 8 | 11 | 10:00 | 1243.75
222 | 10 | 2009-08-11 | 1989-08-11 | 8 | 11 | 11:00 | 1230.25
222 | 11 | 2009-08-11 | 1989-08-11 | 8 | 11 | 12:00 | 1250.75
222 | 12 | 2009-08-11 | 1989-08-11 | 8 | 11 | 13:00 | 1246.5
222 | 13 | 2009-08-11 | 1989-08-11 | 8 | 11 | 14:00 | 1262
222 | 14 | 2009-08-11 | 1989-08-11 | 8 | 11 | 15:00 | 1227.75
222 | 15 | 2009-08-11 | 1989-08-11 | 8 | 11 | 16:00 | 1251
222 | 16 | 2009-08-11 | 1989-08-11 | 8 | 11 | 17:00 | 1233.75
222 | 17 | 2009-08-11 | 1989-08-11 | 8 | 11 | 18:00 | 1199.5
222 | 18 | 2009-08-11 | 1989-08-11 | 8 | 11 | 19:00 | 1081.25
222 | 19 | 2009-08-11 | 1989-08-11 | 8 | 11 | 20:00 | 1050.5
222 | 20 | 2009-08-11 | 1989-08-11 | 8 | 11 | 21:00 | 977.5
222 | 21 | 2009-08-11 | 1989-08-11 | 8 | 11 | 22:00 | 938.25
222 | 22 | 2009-08-11 | 1989-08-11 | 8 | 11 | 23:00 | 933.75
222 | 23 | 2009-08-11 | 1989-08-11 | 8 | 11 | 24:00 | 928
223 | 0 | 2009-08-12 | 1989-08-12 | 8 | 12 | 1:00 | 970.25
223 | 1 | 2009-08-12 | 1989-08-12 | 8 | 12 | 2:00 | 957
223 | 2 | 2009-08-12 | 1989-08-12 | 8 | 12 | 3:00 | 943.25
223 | 3 | 2009-08-12 | 1989-08-12 | 8 | 12 | 4:00 | 920.25
223 | 4 | 2009-08-12 | 1989-08-12 | 8 | 12 | 5:00 | 927.75
223 | 5 | 2009-08-12 | 1989-08-12 | 8 | 12 | 6:00 | 933.75
223 | 6 | 2009-08-12 | 1989-08-12 | 8 | 12 | 7:00 | 1125.25
223 | 7 | 2009-08-12 | 1989-08-12 | 8 | 12 | 8:00 | 1173.75
223 | 8 | 2009-08-12 | 1989-08-12 | 8 | 12 | 9:00 | 1202
223 | 9 | 2009-08-12 | 1989-08-12 | 8 | 12 | 10:00 | 1229.5
223 | 10 | 2009-08-12 | 1989-08-12 | 8 | 12 | 11:00 | 1245.25
223 | 11 | 2009-08-12 | 1989-08-12 | 8 | 12 | 12:00 | 1267.25
223 | 12 | 2009-08-12 | 1989-08-12 | 8 | 12 | 13:00 | 1253
223 | 13 | 2009-08-12 | 1989-08-12 | 8 | 12 | 14:00 | 1222.5
223 | 14 | 2009-08-12 | 1989-08-12 | 8 | 12 | 15:00 | 1236
223 | 15 | 2009-08-12 | 1989-08-12 | 8 | 12 | 16:00 | 1240.25
223 | 16 | 2009-08-12 | 1989-08-12 | 8 | 12 | 17:00 | 1208.5
223 | 17 | 2009-08-12 | 1989-08-12 | 8 | 12 | 18:00 | 1182.75
223 | 18 | 2009-08-12 | 1989-08-12 | 8 | 12 | 19:00 | 1102
223 | 19 | 2009-08-12 | 1989-08-12 | 8 | 12 | 20:00 | 1097.5
223 | 20 | 2009-08-12 | 1989-08-12 | 8 | 12 | 21:00 | 1065.25
223 | 21 | 2009-08-12 | 1989-08-12 | 8 | 12 | 22:00 | 1043
223 | 22 | 2009-08-12 | 1989-08-12 | 8 | 12 | 23:00 | 1030.25
223 | 23 | 2009-08-12 | 1989-08-12 | 8 | 12 | 24:00 | 1003.75
224 | 0 | 2009-08-13 | 1989-08-13 | 8 | 13 | 1:00 | 1010.25
224 | 1 | 2009-08-13 | 1989-08-13 | 8 | 13 | 2:00 | 984.25
224 | 2 | 2009-08-13 | 1989-08-13 | 8 | 13 | 3:00 | 989
224 | 3 | 2009-08-13 | 1989-08-13 | 8 | 13 | 4:00 | 990.75
224 | 4 | 2009-08-13 | 1989-08-13 | 8 | 13 | 5:00 | 1003
224 | 5 | 2009-08-13 | 1989-08-13 | 8 | 13 | 6:00 | 1038.25
224 | 6 | 2009-08-13 | 1989-08-13 | 8 | 13 | 7:00 | 1180
224 | 7 | 2009-08-13 | 1989-08-13 | 8 | 13 | 8:00 | 1162
224 | 8 | 2009-08-13 | 1989-08-13 | 8 | 13 | 9:00 | 1181
224 | 9 | 2009-08-13 | 1989-08-13 | 8 | 13 | 10:00 | 1190
224 | 10 | 2009-08-13 | 1989-08-13 | 8 | 13 | 11:00 | 1192.5
224 | 11 | 2009-08-13 | 1989-08-13 | 8 | 13 | 12:00 | 1204.25
224 | 12 | 2009-08-13 | 1989-08-13 | 8 | 13 | 13:00 | 1217
224 | 13 | 2009-08-13 | 1989-08-13 | 8 | 13 | 14:00 | 1193.5
224 | 14 | 2009-08-13 | 1989-08-13 | 8 | 13 | 15:00 | 1207
224 | 15 | 2009-08-13 | 1989-08-13 | 8 | 13 | 16:00 | 1246.5
224 | 16 | 2009-08-13 | 1989-08-13 | 8 | 13 | 17:00 | 1275.5
224 | 17 | 2009-08-13 | 1989-08-13 | 8 | 13 | 18:00 | 1234.25
224 | 18 | 2009-08-13 | 1989-08-13 | 8 | 13 | 19:00 | 1175.5
224 | 19 | 2009-08-13 | 1989-08-13 | 8 | 13 | 20:00 | 1148.75
224 | 20 | 2009-08-13 | 1989-08-13 | 8 | 13 | 21:00 | 1088.25
224 | 21 | 2009-08-13 | 1989-08-13 | 8 | 13 | 22:00 | 1020.5
224 | 22 | 2009-08-13 | 1989-08-13 | 8 | 13 | 23:00 | 977.5
224 | 23 | 2009-08-13 | 1989-08-13 | 8 | 13 | 24:00 | 964.75
225 | 0 | 2009-08-14 | 1989-08-14 | 8 | 14 | 1:00 | 930.75
225 | 1 | 2009-08-14 | 1989-08-14 | 8 | 14 | 2:00 | 914.5
225 | 2 | 2009-08-14 | 1989-08-14 | 8 | 14 | 3:00 | 905.5
225 | 3 | 2009-08-14 | 1989-08-14 | 8 | 14 | 4:00 | 908
225 | 4 | 2009-08-14 | 1989-08-14 | 8 | 14 | 5:00 | 904.25
225 | 5 | 2009-08-14 | 1989-08-14 | 8 | 14 | 6:00 | 909.25
225 | 6 | 2009-08-14 | 1989-08-14 | 8 | 14 | 7:00 | 1040.25
225 | 7 | 2009-08-14 | 1989-08-14 | 8 | 14 | 8:00 | 1041.75
225 | 8 | 2009-08-14 | 1989-08-14 | 8 | 14 | 9:00 | 1110.75
225 | 9 | 2009-08-14 | 1989-08-14 | 8 | 14 | 10:00 | 1116.75
225 | 10 | 2009-08-14 | 1989-08-14 | 8 | 14 | 11:00 | 1117
225 | 11 | 2009-08-14 | 1989-08-14 | 8 | 14 | 12:00 | 1125
225 | 12 | 2009-08-14 | 1989-08-14 | 8 | 14 | 13:00 | 1105.5
225 | 13 | 2009-08-14 | 1989-08-14 | 8 | 14 | 14:00 | 1126
225 | 14 | 2009-08-14 | 1989-08-14 | 8 | 14 | 15:00 | 1126
225 | 15 | 2009-08-14 | 1989-08-14 | 8 | 14 | 16:00 | 1130
225 | 16 | 2009-08-14 | 1989-08-14 | 8 | 14 | 17:00 | 1104.5
225 | 17 | 2009-08-14 | 1989-08-14 | 8 | 14 | 18:00 | 1059
225 | 18 | 2009-08-14 | 1989-08-14 | 8 | 14 | 19:00 | 997
225 | 19 | 2009-08-14 | 1989-08-14 | 8 | 14 | 20:00 | 1000.25
225 | 20 | 2009-08-14 | 1989-08-14 | 8 | 14 | 21:00 | 935.75
225 | 21 | 2009-08-14 | 1989-08-14 | 8 | 14 | 22:00 | 910.75
225 | 22 | 2009-08-14 | 1989-08-14 | 8 | 14 | 23:00 | 921
225 | 23 | 2009-08-14 | 1989-08-14 | 8 | 14 | 24:00 | 900.75
226 | 0 | 2009-08-15 | 1989-08-15 | 8 | 15 | 1:00 | 893.25
226 | 1 | 2009-08-15 | 1989-08-15 | 8 | 15 | 2:00 | 890.25
226 | 2 | 2009-08-15 | 1989-08-15 | 8 | 15 | 3:00 | 876.5
226 | 3 | 2009-08-15 | 1989-08-15 | 8 | 15 | 4:00 | 894
226 | 4 | 2009-08-15 | 1989-08-15 | 8 | 15 | 5:00 | 903
226 | 5 | 2009-08-15 | 1989-08-15 | 8 | 15 | 6:00 | 903.25
226 | 6 | 2009-08-15 | 1989-08-15 | 8 | 15 | 7:00 | 1018.25
226 | 7 | 2009-08-15 | 1989-08-15 | 8 | 15 | 8:00 | 1041.25
226 | 8 | 2009-08-15 | 1989-08-15 | 8 | 15 | 9:00 | 1079.5
226 | 9 | 2009-08-15 | 1989-08-15 | 8 | 15 | 10:00 | 1077.25
226 | 10 | 2009-08-15 | 1989-08-15 | 8 | 15 | 11:00 | 1130
226 | 11 | 2009-08-15 | 1989-08-15 | 8 | 15 | 12:00 | 1110.75
226 | 12 | 2009-08-15 | 1989-08-15 | 8 | 15 | 13:00 | 1112.25
226 | 13 | 2009-08-15 | 1989-08-15 | 8 | 15 | 14:00 | 1110.75
226 | 14 | 2009-08-15 | 1989-08-15 | 8 | 15 | 15:00 | 1137.75
226 | 15 | 2009-08-15 | 1989-08-15 | 8 | 15 | 16:00 | 1086.5
226 | 16 | 2009-08-15 | 1989-08-15 | 8 | 15 | 17:00 | 1062.5
226 | 17 | 2009-08-15 | 1989-08-15 | 8 | 15 | 18:00 | 1037.25
226 | 18 | 2009-08-15 | 1989-08-15 | 8 | 15 | 19:00 | 991.25
226 | 19 | 2009-08-15 | 1989-08-15 | 8 | 15 | 20:00 | 1010.5
226 | 20 | 2009-08-15 | 1989-08-15 | 8 | 15 | 21:00 | 950.5
226 | 21 | 2009-08-15 | 1989-08-15 | 8 | 15 | 22:00 | 929
226 | 22 | 2009-08-15 | 1989-08-15 | 8 | 15 | 23:00 | 919.75
226 | 23 | 2009-08-15 | 1989-08-15 | 8 | 15 | 24:00 | 906.75
227 | 0 | 2009-08-16 | 1989-08-16 | 8 | 16 | 1:00 | 923.25
227 | 1 | 2009-08-16 | 1989-08-16 | 8 | 16 | 2:00 | 880.25
227 | 2 | 2009-08-16 | 1989-08-16 | 8 | 16 | 3:00 | 870.75
227 | 3 | 2009-08-16 | 1989-08-16 | 8 | 16 | 4:00 | 867.5
227 | 4 | 2009-08-16 | 1989-08-16 | 8 | 16 | 5:00 | 869.5
227 | 5 | 2009-08-16 | 1989-08-16 | 8 | 16 | 6:00 | 875.25
227 | 6 | 2009-08-16 | 1989-08-16 | 8 | 16 | 7:00 | 893.25
227 | 7 | 2009-08-16 | 1989-08-16 | 8 | 16 | 8:00 | 936.25
227 | 8 | 2009-08-16 | 1989-08-16 | 8 | 16 | 9:00 | 1019.5
227 | 9 | 2009-08-16 | 1989-08-16 | 8 | 16 | 10:00 | 1063.75
227 | 10 | 2009-08-16 | 1989-08-16 | 8 | 16 | 11:00 | 1044
227 | 11 | 2009-08-16 | 1989-08-16 | 8 | 16 | 12:00 | 1036.25
227 | 12 | 2009-08-16 | 1989-08-16 | 8 | 16 | 13:00 | 1026.75
227 | 13 | 2009-08-16 | 1989-08-16 | 8 | 16 | 14:00 | 1044.25
227 | 14 | 2009-08-16 | 1989-08-16 | 8 | 16 | 15:00 | 1044.75
227 | 15 | 2009-08-16 | 1989-08-16 | 8 | 16 | 16:00 | 979.5
227 | 16 | 2009-08-16 | 1989-08-16 | 8 | 16 | 17:00 | 1010
227 | 17 | 2009-08-16 | 1989-08-16 | 8 | 16 | 18:00 | 969.5
227 | 18 | 2009-08-16 | 1989-08-16 | 8 | 16 | 19:00 | 955
227 | 19 | 2009-08-16 | 1989-08-16 | 8 | 16 | 20:00 | 949.25
227 | 20 | 2009-08-16 | 1989-08-16 | 8 | 16 | 21:00 | 921.25
227 | 21 | 2009-08-16 | 1989-08-16 | 8 | 16 | 22:00 | 900
227 | 22 | 2009-08-16 | 1989-08-16 | 8 | 16 | 23:00 | 903.5
227 | 23 | 2009-08-16 | 1989-08-16 | 8 | 16 | 24:00 | 923.75
228 | 0 | 2009-08-17 | 1989-08-17 | 8 | 17 | 1:00 | 912.5
228 | 1 | 2009-08-17 | 1989-08-17 | 8 | 17 | 2:00 | 920.25
228 | 2 | 2009-08-17 | 1989-08-17 | 8 | 17 | 3:00 | 941
228 | 3 | 2009-08-17 | 1989-08-17 | 8 | 17 | 4:00 | 960.75
228 | 4 | 2009-08-17 | 1989-08-17 | 8 | 17 | 5:00 | 966.25
228 | 5 | 2009-08-17 | 1989-08-17 | 8 | 17 | 6:00 | 921.75
228 | 6 | 2009-08-17 | 1989-08-17 | 8 | 17 | 7:00 | 952.5
228 | 7 | 2009-08-17 | 1989-08-17 | 8 | 17 | 8:00 | 986
228 | 8 | 2009-08-17 | 1989-08-17 | 8 | 17 | 9:00 | 984.75
228 | 9 | 2009-08-17 | 1989-08-17 | 8 | 17 | 10:00 | 1002.5
228 | 10 | 2009-08-17 | 1989-08-17 | 8 | 17 | 11:00 | 1018.75
228 | 11 | 2009-08-17 | 1989-08-17 | 8 | 17 | 12:00 | 1073.75
228 | 12 | 2009-08-17 | 1989-08-17 | 8 | 17 | 13:00 | 1094.75
228 | 13 | 2009-08-17 | 1989-08-17 | 8 | 17 | 14:00 | 1086
228 | 14 | 2009-08-17 | 1989-08-17 | 8 | 17 | 15:00 | 1069.5
228 | 15 | 2009-08-17 | 1989-08-17 | 8 | 17 | 16:00 | 1024
228 | 16 | 2009-08-17 | 1989-08-17 | 8 | 17 | 17:00 | 999
228 | 17 | 2009-08-17 | 1989-08-17 | 8 | 17 | 18:00 | 989.75
228 | 18 | 2009-08-17 | 1989-08-17 | 8 | 17 | 19:00 | 1005
228 | 19 | 2009-08-17 | 1989-08-17 | 8 | 17 | 20:00 | 966.5
228 | 20 | 2009-08-17 | 1989-08-17 | 8 | 17 | 21:00 | 963.5
228 | 21 | 2009-08-17 | 1989-08-17 | 8 | 17 | 22:00 | 923.5
228 | 22 | 2009-08-17 | 1989-08-17 | 8 | 17 | 23:00 | 898.75
228 | 23 | 2009-08-17 | 1989-08-17 | 8 | 17 | 24:00 | 906.5
229 | 0 | 2009-08-18 | 1989-08-18 | 8 | 18 | 1:00 | 890.75
229 | 1 | 2009-08-18 | 1989-08-18 | 8 | 18 | 2:00 | 877.25
229 | 2 | 2009-08-18 | 1989-08-18 | 8 | 18 | 3:00 | 876.5
229 | 3 | 2009-08-18 | 1989-08-18 | 8 | 18 | 4:00 | 883
229 | 4 | 2009-08-18 | 1989-08-18 | 8 | 18 | 5:00 | 912.75
229 | 5 | 2009-08-18 | 1989-08-18 | 8 | 18 | 6:00 | 917.75
229 | 6 | 2009-08-18 | 1989-08-18 | 8 | 18 | 7:00 | 1026.5
229 | 7 | 2009-08-18 | 1989-08-18 | 8 | 18 | 8:00 | 1037
229 | 8 | 2009-08-18 | 1989-08-18 | 8 | 18 | 9:00 | 1095.25
229 | 9 | 2009-08-18 | 1989-08-18 | 8 | 18 | 10:00 | 1107
229 | 10 | 2009-08-18 | 1989-08-18 | 8 | 18 | 11:00 | 1120
229 | 11 | 2009-08-18 | 1989-08-18 | 8 | 18 | 12:00 | 1160.75
229 | 12 | 2009-08-18 | 1989-08-18 | 8 | 18 | 13:00 | 1145.75
229 | 13 | 2009-08-18 | 1989-08-18 | 8 | 18 | 14:00 | 1145.75
229 | 14 | 2009-08-18 | 1989-08-18 | 8 | 18 | 15:00 | 1186.25
229 | 15 | 2009-08-18 | 1989-08-18 | 8 | 18 | 16:00 | 1138
229 | 16 | 2009-08-18 | 1989-08-18 | 8 | 18 | 17:00 | 1117.25
229 | 17 | 2009-08-18 | 1989-08-18 | 8 | 18 | 18:00 | 1095.5
229 | 18 | 2009-08-18 | 1989-08-18 | 8 | 18 | 19:00 | 1014.25
229 | 19 | 2009-08-18 | 1989-08-18 | 8 | 18 | 20:00 | 1006.5
229 | 20 | 2009-08-18 | 1989-08-18 | 8 | 18 | 21:00 | 943
229 | 21 | 2009-08-18 | 1989-08-18 | 8 | 18 | 22:00 | 935.75
229 | 22 | 2009-08-18 | 1989-08-18 | 8 | 18 | 23:00 | 907.75
229 | 23 | 2009-08-18 | 1989-08-18 | 8 | 18 | 24:00 | 897.5
230 | 0 | 2009-08-19 | 1989-08-19 | 8 | 19 | 1:00 | 890
230 | 1 | 2009-08-19 | 1989-08-19 | 8 | 19 | 2:00 | 875.5
230 | 2 | 2009-08-19 | 1989-08-19 | 8 | 19 | 3:00 | 885.75
230 | 3 | 2009-08-19 | 1989-08-19 | 8 | 19 | 4:00 | 888
230 | 4 | 2009-08-19 | 1989-08-19 | 8 | 19 | 5:00 | 880.75
230 | 5 | 2009-08-19 | 1989-08-19 | 8 | 19 | 6:00 | 882.25
230 | 6 | 2009-08-19 | 1989-08-19 | 8 | 19 | 7:00 | 981.75
230 | 7 | 2009-08-19 | 1989-08-19 | 8 | 19 | 8:00 | 1035.25
230 | 8 | 2009-08-19 | 1989-08-19 | 8 | 19 | 9:00 | 1069.25
230 | 9 | 2009-08-19 | 1989-08-19 | 8 | 19 | 10:00 | 1137.25
230 | 10 | 2009-08-19 | 1989-08-19 | 8 | 19 | 11:00 | 1083
230 | 11 | 2009-08-19 | 1989-08-19 | 8 | 19 | 12:00 | 1123.5
230 | 12 | 2009-08-19 | 1989-08-19 | 8 | 19 | 13:00 | 1112
230 | 13 | 2009-08-19 | 1989-08-19 | 8 | 19 | 14:00 | 1148.5
230 | 14 | 2009-08-19 | 1989-08-19 | 8 | 19 | 15:00 | 1143.5
230 | 15 | 2009-08-19 | 1989-08-19 | 8 | 19 | 16:00 | 1131.75
230 | 16 | 2009-08-19 | 1989-08-19 | 8 | 19 | 17:00 | 1107
230 | 17 | 2009-08-19 | 1989-08-19 | 8 | 19 | 18:00 | 1071.5
230 | 18 | 2009-08-19 | 1989-08-19 | 8 | 19 | 19:00 | 1019.5
230 | 19 | 2009-08-19 | 1989-08-19 | 8 | 19 | 20:00 | 1017.5
230 | 20 | 2009-08-19 | 1989-08-19 | 8 | 19 | 21:00 | 930
230 | 21 | 2009-08-19 | 1989-08-19 | 8 | 19 | 22:00 | 923.75
230 | 22 | 2009-08-19 | 1989-08-19 | 8 | 19 | 23:00 | 927.75
230 | 23 | 2009-08-19 | 1989-08-19 | 8 | 19 | 24:00 | 905.75
231 | 0 | 2009-08-20 | 1989-08-20 | 8 | 20 | 1:00 | 918
231 | 1 | 2009-08-20 | 1989-08-20 | 8 | 20 | 2:00 | 890.5
231 | 2 | 2009-08-20 | 1989-08-20 | 8 | 20 | 3:00 | 885.5
231 | 3 | 2009-08-20 | 1989-08-20 | 8 | 20 | 4:00 | 898.25
231 | 4 | 2009-08-20 | 1989-08-20 | 8 | 20 | 5:00 | 889
231 | 5 | 2009-08-20 | 1989-08-20 | 8 | 20 | 6:00 | 912.25
231 | 6 | 2009-08-20 | 1989-08-20 | 8 | 20 | 7:00 | 1018
231 | 7 | 2009-08-20 | 1989-08-20 | 8 | 20 | 8:00 | 1026.5
231 | 8 | 2009-08-20 | 1989-08-20 | 8 | 20 | 9:00 | 1117.25
231 | 9 | 2009-08-20 | 1989-08-20 | 8 | 20 | 10:00 | 1127.5
231 | 10 | 2009-08-20 | 1989-08-20 | 8 | 20 | 11:00 | 1131.25
231 | 11 | 2009-08-20 | 1989-08-20 | 8 | 20 | 12:00 | 1131
231 | 12 | 2009-08-20 | 1989-08-20 | 8 | 20 | 13:00 | 1158.75
231 | 13 | 2009-08-20 | 1989-08-20 | 8 | 20 | 14:00 | 1139.75
231 | 14 | 2009-08-20 | 1989-08-20 | 8 | 20 | 15:00 | 1166.25
231 | 15 | 2009-08-20 | 1989-08-20 | 8 | 20 | 16:00 | 1097
231 | 16 | 2009-08-20 | 1989-08-20 | 8 | 20 | 17:00 | 1134.25
231 | 17 | 2009-08-20 | 1989-08-20 | 8 | 20 | 18:00 | 1060.5
231 | 18 | 2009-08-20 | 1989-08-20 | 8 | 20 | 19:00 | 1022.75
231 | 19 | 2009-08-20 | 1989-08-20 | 8 | 20 | 20:00 | 1000.5
231 | 20 | 2009-08-20 | 1989-08-20 | 8 | 20 | 21:00 | 968.25
231 | 21 | 2009-08-20 | 1989-08-20 | 8 | 20 | 22:00 | 971.25
231 | 22 | 2009-08-20 | 1989-08-20 | 8 | 20 | 23:00 | 968.5
231 | 23 | 2009-08-20 | 1989-08-20 | 8 | 20 | 24:00 | 947.25
232 | 0 | 2009-08-21 | 1989-08-21 | 8 | 21 | 1:00 | 972
232 | 1 | 2009-08-21 | 1989-08-21 | 8 | 21 | 2:00 | 942
232 | 2 | 2009-08-21 | 1989-08-21 | 8 | 21 | 3:00 | 935.75
232 | 3 | 2009-08-21 | 1989-08-21 | 8 | 21 | 4:00 | 919.25
232 | 4 | 2009-08-21 | 1989-08-21 | 8 | 21 | 5:00 | 911.75
232 | 5 | 2009-08-21 | 1989-08-21 | 8 | 21 | 6:00 | 910.75
232 | 6 | 2009-08-21 | 1989-08-21 | 8 | 21 | 7:00 | 1034.5
232 | 7 | 2009-08-21 | 1989-08-21 | 8 | 21 | 8:00 | 1082.25
232 | 8 | 2009-08-21 | 1989-08-21 | 8 | 21 | 9:00 | 1117.25
232 | 9 | 2009-08-21 | 1989-08-21 | 8 | 21 | 10:00 | 1168
232 | 10 | 2009-08-21 | 1989-08-21 | 8 | 21 | 11:00 | 1205.25
232 | 11 | 2009-08-21 | 1989-08-21 | 8 | 21 | 12:00 | 1196.5
232 | 12 | 2009-08-21 | 1989-08-21 | 8 | 21 | 13:00 | 1224.75
232 | 13 | 2009-08-21 | 1989-08-21 | 8 | 21 | 14:00 | 1235.5
232 | 14 | 2009-08-21 | 1989-08-21 | 8 | 21 | 15:00 | 1230.25
232 | 15 | 2009-08-21 | 1989-08-21 | 8 | 21 | 16:00 | 1257.25
232 | 16 | 2009-08-21 | 1989-08-21 | 8 | 21 | 17:00 | 1214.75
232 | 17 | 2009-08-21 | 1989-08-21 | 8 | 21 | 18:00 | 1168.75
232 | 18 | 2009-08-21 | 1989-08-21 | 8 | 21 | 19:00 | 1072.25
232 | 19 | 2009-08-21 | 1989-08-21 | 8 | 21 | 20:00 | 1079
232 | 20 | 2009-08-21 | 1989-08-21 | 8 | 21 | 21:00 | 1027.5
232 | 21 | 2009-08-21 | 1989-08-21 | 8 | 21 | 22:00 | 1022.25
232 | 22 | 2009-08-21 | 1989-08-21 | 8 | 21 | 23:00 | 996.75
232 | 23 | 2009-08-21 | 1989-08-21 | 8 | 21 | 24:00 | 976.5
233 | 0 | 2009-08-22 | 1989-08-22 | 8 | 22 | 1:00 | 973.5
233 | 1 | 2009-08-22 | 1989-08-22 | 8 | 22 | 2:00 | 978.75
233 | 2 | 2009-08-22 | 1989-08-22 | 8 | 22 | 3:00 | 992.5
233 | 3 | 2009-08-22 | 1989-08-22 | 8 | 22 | 4:00 | 958
233 | 4 | 2009-08-22 | 1989-08-22 | 8 | 22 | 5:00 | 952.5
233 | 5 | 2009-08-22 | 1989-08-22 | 8 | 22 | 6:00 | 940
233 | 6 | 2009-08-22 | 1989-08-22 | 8 | 22 | 7:00 | 1066.5
233 | 7 | 2009-08-22 | 1989-08-22 | 8 | 22 | 8:00 | 1109
233 | 8 | 2009-08-22 | 1989-08-22 | 8 | 22 | 9:00 | 1147
233 | 9 | 2009-08-22 | 1989-08-22 | 8 | 22 | 10:00 | 1192
233 | 10 | 2009-08-22 | 1989-08-22 | 8 | 22 | 11:00 | 1207
233 | 11 | 2009-08-22 | 1989-08-22 | 8 | 22 | 12:00 | 1187
233 | 12 | 2009-08-22 | 1989-08-22 | 8 | 22 | 13:00 | 1194
233 | 13 | 2009-08-22 | 1989-08-22 | 8 | 22 | 14:00 | 1216.5
233 | 14 | 2009-08-22 | 1989-08-22 | 8 | 22 | 15:00 | 1200
233 | 15 | 2009-08-22 | 1989-08-22 | 8 | 22 | 16:00 | 1153.5
233 | 16 | 2009-08-22 | 1989-08-22 | 8 | 22 | 17:00 | 1140.5
233 | 17 | 2009-08-22 | 1989-08-22 | 8 | 22 | 18:00 | 1101.25
233 | 18 | 2009-08-22 | 1989-08-22 | 8 | 22 | 19:00 | 1028.75
233 | 19 | 2009-08-22 | 1989-08-22 | 8 | 22 | 20:00 | 1020.25
233 | 20 | 2009-08-22 | 1989-08-22 | 8 | 22 | 21:00 | 1008.5
233 | 21 | 2009-08-22 | 1989-08-22 | 8 | 22 | 22:00 | 985.25
233 | 22 | 2009-08-22 | 1989-08-22 | 8 | 22 | 23:00 | 964
233 | 23 | 2009-08-22 | 1989-08-22 | 8 | 22 | 24:00 | 951.25
234 | 0 | 2009-08-23 | 1989-08-23 | 8 | 23 | 1:00 | 926
234 | 1 | 2009-08-23 | 1989-08-23 | 8 | 23 | 2:00 | 918.75
234 | 2 | 2009-08-23 | 1989-08-23 | 8 | 23 | 3:00 | 912.75
234 | 3 | 2009-08-23 | 1989-08-23 | 8 | 23 | 4:00 | 902.75
234 | 4 | 2009-08-23 | 1989-08-23 | 8 | 23 | 5:00 | 904.75
234 | 5 | 2009-08-23 | 1989-08-23 | 8 | 23 | 6:00 | 904
234 | 6 | 2009-08-23 | 1989-08-23 | 8 | 23 | 7:00 | 935.5
234 | 7 | 2009-08-23 | 1989-08-23 | 8 | 23 | 8:00 | 1007
234 | 8 | 2009-08-23 | 1989-08-23 | 8 | 23 | 9:00 | 1022.75
234 | 9 | 2009-08-23 | 1989-08-23 | 8 | 23 | 10:00 | 1043.25
234 | 10 | 2009-08-23 | 1989-08-23 | 8 | 23 | 11:00 | 1030.5
234 | 11 | 2009-08-23 | 1989-08-23 | 8 | 23 | 12:00 | 1035.25
234 | 12 | 2009-08-23 | 1989-08-23 | 8 | 23 | 13:00 | 1059.5
234 | 13 | 2009-08-23 | 1989-08-23 | 8 | 23 | 14:00 | 1056.5
234 | 14 | 2009-08-23 | 1989-08-23 | 8 | 23 | 15:00 | 1066.75
234 | 15 | 2009-08-23 | 1989-08-23 | 8 | 23 | 16:00 | 995.25
234 | 16 | 2009-08-23 | 1989-08-23 | 8 | 23 | 17:00 | 1031.25
234 | 17 | 2009-08-23 | 1989-08-23 | 8 | 23 | 18:00 | 957.5
234 | 18 | 2009-08-23 | 1989-08-23 | 8 | 23 | 19:00 | 919.25
234 | 19 | 2009-08-23 | 1989-08-23 | 8 | 23 | 20:00 | 912.25
234 | 20 | 2009-08-23 | 1989-08-23 | 8 | 23 | 21:00 | 897
234 | 21 | 2009-08-23 | 1989-08-23 | 8 | 23 | 22:00 | 910
234 | 22 | 2009-08-23 | 1989-08-23 | 8 | 23 | 23:00 | 909
234 | 23 | 2009-08-23 | 1989-08-23 | 8 | 23 | 24:00 | 922.25
235 | 0 | 2009-08-24 | 1989-08-24 | 8 | 24 | 1:00 | 900.75
235 | 1 | 2009-08-24 | 1989-08-24 | 8 | 24 | 2:00 | 886.75
235 | 2 | 2009-08-24 | 1989-08-24 | 8 | 24 | 3:00 | 870.5
235 | 3 | 2009-08-24 | 1989-08-24 | 8 | 24 | 4:00 | 884
235 | 4 | 2009-08-24 | 1989-08-24 | 8 | 24 | 5:00 | 884.25
235 | 5 | 2009-08-24 | 1989-08-24 | 8 | 24 | 6:00 | 908
235 | 6 | 2009-08-24 | 1989-08-24 | 8 | 24 | 7:00 | 927.5
235 | 7 | 2009-08-24 | 1989-08-24 | 8 | 24 | 8:00 | 913.25
235 | 8 | 2009-08-24 | 1989-08-24 | 8 | 24 | 9:00 | 934
235 | 9 | 2009-08-24 | 1989-08-24 | 8 | 24 | 10:00 | 951.75
235 | 10 | 2009-08-24 | 1989-08-24 | 8 | 24 | 11:00 | 974
235 | 11 | 2009-08-24 | 1989-08-24 | 8 | 24 | 12:00 | 993.5
235 | 12 | 2009-08-24 | 1989-08-24 | 8 | 24 | 13:00 | 993.75
235 | 13 | 2009-08-24 | 1989-08-24 | 8 | 24 | 14:00 | 974.5
235 | 14 | 2009-08-24 | 1989-08-24 | 8 | 24 | 15:00 | 976.5
235 | 15 | 2009-08-24 | 1989-08-24 | 8 | 24 | 16:00 | 995.25
235 | 16 | 2009-08-24 | 1989-08-24 | 8 | 24 | 17:00 | 978
235 | 17 | 2009-08-24 | 1989-08-24 | 8 | 24 | 18:00 | 975.25
235 | 18 | 2009-08-24 | 1989-08-24 | 8 | 24 | 19:00 | 950.25
235 | 19 | 2009-08-24 | 1989-08-24 | 8 | 24 | 20:00 | 935
235 | 20 | 2009-08-24 | 1989-08-24 | 8 | 24 | 21:00 | 934
235 | 21 | 2009-08-24 | 1989-08-24 | 8 | 24 | 22:00 | 976.25
235 | 22 | 2009-08-24 | 1989-08-24 | 8 | 24 | 23:00 | 930.5
235 | 23 | 2009-08-24 | 1989-08-24 | 8 | 24 | 24:00 | 917.25
236 | 0 | 2009-08-25 | 1989-08-25 | 8 | 25 | 1:00 | 919.75
236 | 1 | 2009-08-25 | 1989-08-25 | 8 | 25 | 2:00 | 923
236 | 2 | 2009-08-25 | 1989-08-25 | 8 | 25 | 3:00 | 913
236 | 3 | 2009-08-25 | 1989-08-25 | 8 | 25 | 4:00 | 935.75
236 | 4 | 2009-08-25 | 1989-08-25 | 8 | 25 | 5:00 | 937.25
236 | 5 | 2009-08-25 | 1989-08-25 | 8 | 25 | 6:00 | 942
236 | 6 | 2009-08-25 | 1989-08-25 | 8 | 25 | 7:00 | 1035.25
236 | 7 | 2009-08-25 | 1989-08-25 | 8 | 25 | 8:00 | 1097
236 | 8 | 2009-08-25 | 1989-08-25 | 8 | 25 | 9:00 | 1163.25
236 | 9 | 2009-08-25 | 1989-08-25 | 8 | 25 | 10:00 | 1204.75
236 | 10 | 2009-08-25 | 1989-08-25 | 8 | 25 | 11:00 | 1253
236 | 11 | 2009-08-25 | 1989-08-25 | 8 | 25 | 12:00 | 1329.75
236 | 12 | 2009-08-25 | 1989-08-25 | 8 | 25 | 13:00 | 1275.5
236 | 13 | 2009-08-25 | 1989-08-25 | 8 | 25 | 14:00 | 1231.25
236 | 14 | 2009-08-25 | 1989-08-25 | 8 | 25 | 15:00 | 1220
236 | 15 | 2009-08-25 | 1989-08-25 | 8 | 25 | 16:00 | 1201
236 | 16 | 2009-08-25 | 1989-08-25 | 8 | 25 | 17:00 | 1223.75
236 | 17 | 2009-08-25 | 1989-08-25 | 8 | 25 | 18:00 | 1184.25
236 | 18 | 2009-08-25 | 1989-08-25 | 8 | 25 | 19:00 | 1109.5
236 | 19 | 2009-08-25 | 1989-08-25 | 8 | 25 | 20:00 | 1063
236 | 20 | 2009-08-25 | 1989-08-25 | 8 | 25 | 21:00 | 1017
236 | 21 | 2009-08-25 | 1989-08-25 | 8 | 25 | 22:00 | 1013.75
236 | 22 | 2009-08-25 | 1989-08-25 | 8 | 25 | 23:00 | 1041.75
236 | 23 | 2009-08-25 | 1989-08-25 | 8 | 25 | 24:00 | 1018.5
237 | 0 | 2009-08-26 | 1989-08-26 | 8 | 26 | 1:00 | 988.5
237 | 1 | 2009-08-26 | 1989-08-26 | 8 | 26 | 2:00 | 973.25
237 | 2 | 2009-08-26 | 1989-08-26 | 8 | 26 | 3:00 | 984.25
237 | 3 | 2009-08-26 | 1989-08-26 | 8 | 26 | 4:00 | 988.25
237 | 4 | 2009-08-26 | 1989-08-26 | 8 | 26 | 5:00 | 962.5
237 | 5 | 2009-08-26 | 1989-08-26 | 8 | 26 | 6:00 | 942
237 | 6 | 2009-08-26 | 1989-08-26 | 8 | 26 | 7:00 | 1075.75
237 | 7 | 2009-08-26 | 1989-08-26 | 8 | 26 | 8:00 | 1160.5
237 | 8 | 2009-08-26 | 1989-08-26 | 8 | 26 | 9:00 | 1186.25
237 | 9 | 2009-08-26 | 1989-08-26 | 8 | 26 | 10:00 | 1256.5
237 | 10 | 2009-08-26 | 1989-08-26 | 8 | 26 | 11:00 | 1250.25
237 | 11 | 2009-08-26 | 1989-08-26 | 8 | 26 | 12:00 | 1244.5
237 | 12 | 2009-08-26 | 1989-08-26 | 8 | 26 | 13:00 | 1265.25
237 | 13 | 2009-08-26 | 1989-08-26 | 8 | 26 | 14:00 | 1240
237 | 14 | 2009-08-26 | 1989-08-26 | 8 | 26 | 15:00 | 1265.75
237 | 15 | 2009-08-26 | 1989-08-26 | 8 | 26 | 16:00 | 1320
237 | 16 | 2009-08-26 | 1989-08-26 | 8 | 26 | 17:00 | 1290.5
237 | 17 | 2009-08-26 | 1989-08-26 | 8 | 26 | 18:00 | 1287
237 | 18 | 2009-08-26 | 1989-08-26 | 8 | 26 | 19:00 | 1173.25
237 | 19 | 2009-08-26 | 1989-08-26 | 8 | 26 | 20:00 | 1100.75
237 | 20 | 2009-08-26 | 1989-08-26 | 8 | 26 | 21:00 | 1039.75
237 | 21 | 2009-08-26 | 1989-08-26 | 8 | 26 | 22:00 | 1048.5
237 | 22 | 2009-08-26 | 1989-08-26 | 8 | 26 | 23:00 | 1031.75
237 | 23 | 2009-08-26 | 1989-08-26 | 8 | 26 | 24:00 | 1005
238 | 0 | 2009-08-27 | 1989-08-27 | 8 | 27 | 1:00 | 955.75
238 | 1 | 2009-08-27 | 1989-08-27 | 8 | 27 | 2:00 | 951.75
238 | 2 | 2009-08-27 | 1989-08-27 | 8 | 27 | 3:00 | 935
238 | 3 | 2009-08-27 | 1989-08-27 | 8 | 27 | 4:00 | 959.25
238 | 4 | 2009-08-27 | 1989-08-27 | 8 | 27 | 5:00 | 944.5
238 | 5 | 2009-08-27 | 1989-08-27 | 8 | 27 | 6:00 | 940.5
238 | 6 | 2009-08-27 | 1989-08-27 | 8 | 27 | 7:00 | 1074.75
238 | 7 | 2009-08-27 | 1989-08-27 | 8 | 27 | 8:00 | 1153.25
238 | 8 | 2009-08-27 | 1989-08-27 | 8 | 27 | 9:00 | 1205.25
238 | 9 | 2009-08-27 | 1989-08-27 | 8 | 27 | 10:00 | 1276.5
238 | 10 | 2009-08-27 | 1989-08-27 | 8 | 27 | 11:00 | 1312
238 | 11 | 2009-08-27 | 1989-08-27 | 8 | 27 | 12:00 | 1353
238 | 12 | 2009-08-27 | 1989-08-27 | 8 | 27 | 13:00 | 1494.75
238 | 13 | 2009-08-27 | 1989-08-27 | 8 | 27 | 14:00 | 1503.5
238 | 14 | 2009-08-27 | 1989-08-27 | 8 | 27 | 15:00 | 1528
238 | 15 | 2009-08-27 | 1989-08-27 | 8 | 27 | 16:00 | 1502.5
238 | 16 | 2009-08-27 | 1989-08-27 | 8 | 27 | 17:00 | 1542.5
238 | 17 | 2009-08-27 | 1989-08-27 | 8 | 27 | 18:00 | 1478
238 | 18 | 2009-08-27 | 1989-08-27 | 8 | 27 | 19:00 | 1370
238 | 19 | 2009-08-27 | 1989-08-27 | 8 | 27 | 20:00 | 1325.75
238 | 20 | 2009-08-27 | 1989-08-27 | 8 | 27 | 21:00 | 1136
238 | 21 | 2009-08-27 | 1989-08-27 | 8 | 27 | 22:00 | 1116
238 | 22 | 2009-08-27 | 1989-08-27 | 8 | 27 | 23:00 | 1077.75
238 | 23 | 2009-08-27 | 1989-08-27 | 8 | 27 | 24:00 | 1090.25
239 | 0 | 2009-08-28 | 1989-08-28 | 8 | 28 | 1:00 | 1113.5
239 | 1 | 2009-08-28 | 1989-08-28 | 8 | 28 | 2:00 | 1079.75
239 | 2 | 2009-08-28 | 1989-08-28 | 8 | 28 | 3:00 | 1074
239 | 3 | 2009-08-28 | 1989-08-28 | 8 | 28 | 4:00 | 1039.25
239 | 4 | 2009-08-28 | 1989-08-28 | 8 | 28 | 5:00 | 1024.25
239 | 5 | 2009-08-28 | 1989-08-28 | 8 | 28 | 6:00 | 1000.75
239 | 6 | 2009-08-28 | 1989-08-28 | 8 | 28 | 7:00 | 1120.25
239 | 7 | 2009-08-28 | 1989-08-28 | 8 | 28 | 8:00 | 1117.25
239 | 8 | 2009-08-28 | 1989-08-28 | 8 | 28 | 9:00 | 1139
239 | 9 | 2009-08-28 | 1989-08-28 | 8 | 28 | 10:00 | 1191
239 | 10 | 2009-08-28 | 1989-08-28 | 8 | 28 | 11:00 | 1144.75
239 | 11 | 2009-08-28 | 1989-08-28 | 8 | 28 | 12:00 | 1217.5
239 | 12 | 2009-08-28 | 1989-08-28 | 8 | 28 | 13:00 | 1181
239 | 13 | 2009-08-28 | 1989-08-28 | 8 | 28 | 14:00 | 1185.5
239 | 14 | 2009-08-28 | 1989-08-28 | 8 | 28 | 15:00 | 1181
239 | 15 | 2009-08-28 | 1989-08-28 | 8 | 28 | 16:00 | 1153.5
239 | 16 | 2009-08-28 | 1989-08-28 | 8 | 28 | 17:00 | 1165.5
239 | 17 | 2009-08-28 | 1989-08-28 | 8 | 28 | 18:00 | 1113.5
239 | 18 | 2009-08-28 | 1989-08-28 | 8 | 28 | 19:00 | 1030.5
239 | 19 | 2009-08-28 | 1989-08-28 | 8 | 28 | 20:00 | 1016
239 | 20 | 2009-08-28 | 1989-08-28 | 8 | 28 | 21:00 | 974.75
239 | 21 | 2009-08-28 | 1989-08-28 | 8 | 28 | 22:00 | 953
239 | 22 | 2009-08-28 | 1989-08-28 | 8 | 28 | 23:00 | 938.75
239 | 23 | 2009-08-28 | 1989-08-28 | 8 | 28 | 24:00 | 937
240 | 0 | 2009-08-29 | 1989-08-29 | 8 | 29 | 1:00 | 904.5
240 | 1 | 2009-08-29 | 1989-08-29 | 8 | 29 | 2:00 | 913
240 | 2 | 2009-08-29 | 1989-08-29 | 8 | 29 | 3:00 | 889.25
240 | 3 | 2009-08-29 | 1989-08-29 | 8 | 29 | 4:00 | 906
240 | 4 | 2009-08-29 | 1989-08-29 | 8 | 29 | 5:00 | 891
240 | 5 | 2009-08-29 | 1989-08-29 | 8 | 29 | 6:00 | 899.25
240 | 6 | 2009-08-29 | 1989-08-29 | 8 | 29 | 7:00 | 1001.5
240 | 7 | 2009-08-29 | 1989-08-29 | 8 | 29 | 8:00 | 1025.5
240 | 8 | 2009-08-29 | 1989-08-29 | 8 | 29 | 9:00 | 1058
240 | 9 | 2009-08-29 | 1989-08-29 | 8 | 29 | 10:00 | 1136
240 | 10 | 2009-08-29 | 1989-08-29 | 8 | 29 | 11:00 | 1117.75
240 | 11 | 2009-08-29 | 1989-08-29 | 8 | 29 | 12:00 | 1143.5
240 | 12 | 2009-08-29 | 1989-08-29 | 8 | 29 | 13:00 | 1139.75
240 | 13 | 2009-08-29 | 1989-08-29 | 8 | 29 | 14:00 | 1129.25
240 | 14 | 2009-08-29 | 1989-08-29 | 8 | 29 | 15:00 | 1103.25
240 | 15 | 2009-08-29 | 1989-08-29 | 8 | 29 | 16:00 | 1102.25
240 | 16 | 2009-08-29 | 1989-08-29 | 8 | 29 | 17:00 | 1104.5
240 | 17 | 2009-08-29 | 1989-08-29 | 8 | 29 | 18:00 | 1064.75
240 | 18 | 2009-08-29 | 1989-08-29 | 8 | 29 | 19:00 | 1029.75
240 | 19 | 2009-08-29 | 1989-08-29 | 8 | 29 | 20:00 | 992
240 | 20 | 2009-08-29 | 1989-08-29 | 8 | 29 | 21:00 | 925.5
240 | 21 | 2009-08-29 | 1989-08-29 | 8 | 29 | 22:00 | 912.75
240 | 22 | 2009-08-29 | 1989-08-29 | 8 | 29 | 23:00 | 932.5
240 | 23 | 2009-08-29 | 1989-08-29 | 8 | 29 | 24:00 | 889.5
241 | 0 | 2009-08-30 | 1989-08-30 | 8 | 30 | 1:00 | 909.5
241 | 1 | 2009-08-30 | 1989-08-30 | 8 | 30 | 2:00 | 880.25
241 | 2 | 2009-08-30 | 1989-08-30 | 8 | 30 | 3:00 | 898.75
241 | 3 | 2009-08-30 | 1989-08-30 | 8 | 30 | 4:00 | 879.75
241 | 4 | 2009-08-30 | 1989-08-30 | 8 | 30 | 5:00 | 894.5
241 | 5 | 2009-08-30 | 1989-08-30 | 8 | 30 | 6:00 | 892.75
241 | 6 | 2009-08-30 | 1989-08-30 | 8 | 30 | 7:00 | 930.75
241 | 7 | 2009-08-30 | 1989-08-30 | 8 | 30 | 8:00 | 952.5
241 | 8 | 2009-08-30 | 1989-08-30 | 8 | 30 | 9:00 | 1041.75
241 | 9 | 2009-08-30 | 1989-08-30 | 8 | 30 | 10:00 | 1040.5
241 | 10 | 2009-08-30 | 1989-08-30 | 8 | 30 | 11:00 | 1054.5
241 | 11 | 2009-08-30 | 1989-08-30 | 8 | 30 | 12:00 | 1053
241 | 12 | 2009-08-30 | 1989-08-30 | 8 | 30 | 13:00 | 1053.75
241 | 13 | 2009-08-30 | 1989-08-30 | 8 | 30 | 14:00 | 1055
241 | 14 | 2009-08-30 | 1989-08-30 | 8 | 30 | 15:00 | 1099.25
241 | 15 | 2009-08-30 | 1989-08-30 | 8 | 30 | 16:00 | 1055.25
241 | 16 | 2009-08-30 | 1989-08-30 | 8 | 30 | 17:00 | 1060
241 | 17 | 2009-08-30 | 1989-08-30 | 8 | 30 | 18:00 | 1040.5
241 | 18 | 2009-08-30 | 1989-08-30 | 8 | 30 | 19:00 | 993.5
241 | 19 | 2009-08-30 | 1989-08-30 | 8 | 30 | 20:00 | 992.25
241 | 20 | 2009-08-30 | 1989-08-30 | 8 | 30 | 21:00 | 971
241 | 21 | 2009-08-30 | 1989-08-30 | 8 | 30 | 22:00 | 961.25
241 | 22 | 2009-08-30 | 1989-08-30 | 8 | 30 | 23:00 | 969.5
241 | 23 | 2009-08-30 | 1989-08-30 | 8 | 30 | 24:00 | 963.75
242 | 0 | 2009-08-31 | 1989-08-31 | 8 | 31 | 1:00 | 978.75
242 | 1 | 2009-08-31 | 1989-08-31 | 8 | 31 | 2:00 | 972
242 | 2 | 2009-08-31 | 1989-08-31 | 8 | 31 | 3:00 | 994.25
242 | 3 | 2009-08-31 | 1989-08-31 | 8 | 31 | 4:00 | 1015.25
242 | 4 | 2009-08-31 | 1989-08-31 | 8 | 31 | 5:00 | 1006.25
242 | 5 | 2009-08-31 | 1989-08-31 | 8 | 31 | 6:00 | 1057.5
242 | 6 | 2009-08-31 | 1989-08-31 | 8 | 31 | 7:00 | 1069.25
242 | 7 | 2009-08-31 | 1989-08-31 | 8 | 31 | 8:00 | 1091.25
242 | 8 | 2009-08-31 | 1989-08-31 | 8 | 31 | 9:00 | 1095.75
242 | 9 | 2009-08-31 | 1989-08-31 | 8 | 31 | 10:00 | 1181
242 | 10 | 2009-08-31 | 1989-08-31 | 8 | 31 | 11:00 | 1319.25
242 | 11 | 2009-08-31 | 1989-08-31 | 8 | 31 | 12:00 | 1341.25
242 | 12 | 2009-08-31 | 1989-08-31 | 8 | 31 | 13:00 | 1363.75
242 | 13 | 2009-08-31 | 1989-08-31 | 8 | 31 | 14:00 | 1363.25
242 | 14 | 2009-08-31 | 1989-08-31 | 8 | 31 | 15:00 | 1368
242 | 15 | 2009-08-31 | 1989-08-31 | 8 | 31 | 16:00 | 1380
242 | 16 | 2009-08-31 | 1989-08-31 | 8 | 31 | 17:00 | 1366.75
242 | 17 | 2009-08-31 | 1989-08-31 | 8 | 31 | 18:00 | 1326.75
242 | 18 | 2009-08-31 | 1989-08-31 | 8 | 31 | 19:00 | 1309.75
242 | 19 | 2009-08-31 | 1989-08-31 | 8 | 31 | 20:00 | 1295.25
242 | 20 | 2009-08-31 | 1989-08-31 | 8 | 31 | 21:00 | 1311.5
242 | 21 | 2009-08-31 | 1989-08-31 | 8 | 31 | 22:00 | 1271
242 | 22 | 2009-08-31 | 1989-08-31 | 8 | 31 | 23:00 | 1272.5
242 | 23 | 2009-08-31 | 1989-08-31 | 8 | 31 | 24:00 | 1271.25
243 | 0 | 2009-09-01 | 1976-09-01 | 9 | 1 | 1:00 | 1263.5
243 | 1 | 2009-09-01 | 1976-09-01 | 9 | 1 | 2:00 | 1075.5
243 | 2 | 2009-09-01 | 1976-09-01 | 9 | 1 | 3:00 | 1105.5
243 | 3 | 2009-09-01 | 1976-09-01 | 9 | 1 | 4:00 | 1093.5
243 | 4 | 2009-09-01 | 1976-09-01 | 9 | 1 | 5:00 | 1089.75
243 | 5 | 2009-09-01 | 1976-09-01 | 9 | 1 | 6:00 | 1115
243 | 6 | 2009-09-01 | 1976-09-01 | 9 | 1 | 7:00 | 1374
243 | 7 | 2009-09-01 | 1976-09-01 | 9 | 1 | 8:00 | 1379
243 | 8 | 2009-09-01 | 1976-09-01 | 9 | 1 | 9:00 | 1396
243 | 9 | 2009-09-01 | 1976-09-01 | 9 | 1 | 10:00 | 1425.25
243 | 10 | 2009-09-01 | 1976-09-01 | 9 | 1 | 11:00 | 1430.25
243 | 11 | 2009-09-01 | 1976-09-01 | 9 | 1 | 12:00 | 1413.75
243 | 12 | 2009-09-01 | 1976-09-01 | 9 | 1 | 13:00 | 1430.75
243 | 13 | 2009-09-01 | 1976-09-01 | 9 | 1 | 14:00 | 1414.5
243 | 14 | 2009-09-01 | 1976-09-01 | 9 | 1 | 15:00 | 1424.75
243 | 15 | 2009-09-01 | 1976-09-01 | 9 | 1 | 16:00 | 1439.5
243 | 16 | 2009-09-01 | 1976-09-01 | 9 | 1 | 17:00 | 1463.75
243 | 17 | 2009-09-01 | 1976-09-01 | 9 | 1 | 18:00 | 1430.25
243 | 18 | 2009-09-01 | 1976-09-01 | 9 | 1 | 19:00 | 1314.5
243 | 19 | 2009-09-01 | 1976-09-01 | 9 | 1 | 20:00 | 1327.25
243 | 20 | 2009-09-01 | 1976-09-01 | 9 | 1 | 21:00 | 1113
243 | 21 | 2009-09-01 | 1976-09-01 | 9 | 1 | 22:00 | 1118.5
243 | 22 | 2009-09-01 | 1976-09-01 | 9 | 1 | 23:00 | 1166
243 | 23 | 2009-09-01 | 1976-09-01 | 9 | 1 | 24:00 | 1164.25
244 | 0 | 2009-09-02 | 1976-09-02 | 9 | 2 | 1:00 | 1139.25
244 | 1 | 2009-09-02 | 1976-09-02 | 9 | 2 | 2:00 | 1086.25
244 | 2 | 2009-09-02 | 1976-09-02 | 9 | 2 | 3:00 | 1113.5
244 | 3 | 2009-09-02 | 1976-09-02 | 9 | 2 | 4:00 | 1077
244 | 4 | 2009-09-02 | 1976-09-02 | 9 | 2 | 5:00 | 1094.25
244 | 5 | 2009-09-02 | 1976-09-02 | 9 | 2 | 6:00 | 1100
244 | 6 | 2009-09-02 | 1976-09-02 | 9 | 2 | 7:00 | 1403.5
244 | 7 | 2009-09-02 | 1976-09-02 | 9 | 2 | 8:00 | 1438.5
244 | 8 | 2009-09-02 | 1976-09-02 | 9 | 2 | 9:00 | 1499
244 | 9 | 2009-09-02 | 1976-09-02 | 9 | 2 | 10:00 | 1575
244 | 10 | 2009-09-02 | 1976-09-02 | 9 | 2 | 11:00 | 1573.75
244 | 11 | 2009-09-02 | 1976-09-02 | 9 | 2 | 12:00 | 1578.5
244 | 12 | 2009-09-02 | 1976-09-02 | 9 | 2 | 13:00 | 1611.25
244 | 13 | 2009-09-02 | 1976-09-02 | 9 | 2 | 14:00 | 1594.25
244 | 14 | 2009-09-02 | 1976-09-02 | 9 | 2 | 15:00 | 1634.75
244 | 15 | 2009-09-02 | 1976-09-02 | 9 | 2 | 16:00 | 1618.75
244 | 16 | 2009-09-02 | 1976-09-02 | 9 | 2 | 17:00 | 1597.5
244 | 17 | 2009-09-02 | 1976-09-02 | 9 | 2 | 18:00 | 1510
244 | 18 | 2009-09-02 | 1976-09-02 | 9 | 2 | 19:00 | 1463.25
244 | 19 | 2009-09-02 | 1976-09-02 | 9 | 2 | 20:00 | 1390.25
244 | 20 | 2009-09-02 | 1976-09-02 | 9 | 2 | 21:00 | 1185.5
244 | 21 | 2009-09-02 | 1976-09-02 | 9 | 2 | 22:00 | 1141
244 | 22 | 2009-09-02 | 1976-09-02 | 9 | 2 | 23:00 | 1164.5
244 | 23 | 2009-09-02 | 1976-09-02 | 9 | 2 | 24:00 | 1162.5
245 | 0 | 2009-09-03 | 1976-09-03 | 9 | 3 | 1:00 | 1152.75
245 | 1 | 2009-09-03 | 1976-09-03 | 9 | 3 | 2:00 | 1100.75
245 | 2 | 2009-09-03 | 1976-09-03 | 9 | 3 | 3:00 | 1109
245 | 3 | 2009-09-03 | 1976-09-03 | 9 | 3 | 4:00 | 1107.25
245 | 4 | 2009-09-03 | 1976-09-03 | 9 | 3 | 5:00 | 1063.25
245 | 5 | 2009-09-03 | 1976-09-03 | 9 | 3 | 6:00 | 1053
245 | 6 | 2009-09-03 | 1976-09-03 | 9 | 3 | 7:00 | 1218.5
245 | 7 | 2009-09-03 | 1976-09-03 | 9 | 3 | 8:00 | 1246
245 | 8 | 2009-09-03 | 1976-09-03 | 9 | 3 | 9:00 | 1259.25
245 | 9 | 2009-09-03 | 1976-09-03 | 9 | 3 | 10:00 | 1244
245 | 10 | 2009-09-03 | 1976-09-03 | 9 | 3 | 11:00 | 1232
245 | 11 | 2009-09-03 | 1976-09-03 | 9 | 3 | 12:00 | 1235.25
245 | 12 | 2009-09-03 | 1976-09-03 | 9 | 3 | 13:00 | 1255.25
245 | 13 | 2009-09-03 | 1976-09-03 | 9 | 3 | 14:00 | 1237.5
245 | 14 | 2009-09-03 | 1976-09-03 | 9 | 3 | 15:00 | 1276
245 | 15 | 2009-09-03 | 1976-09-03 | 9 | 3 | 16:00 | 1325.5
245 | 16 | 2009-09-03 | 1976-09-03 | 9 | 3 | 17:00 | 1269.5
245 | 17 | 2009-09-03 | 1976-09-03 | 9 | 3 | 18:00 | 1215.25
245 | 18 | 2009-09-03 | 1976-09-03 | 9 | 3 | 19:00 | 1106.5
245 | 19 | 2009-09-03 | 1976-09-03 | 9 | 3 | 20:00 | 1088.5
245 | 20 | 2009-09-03 | 1976-09-03 | 9 | 3 | 21:00 | 1027
245 | 21 | 2009-09-03 | 1976-09-03 | 9 | 3 | 22:00 | 1022.5
245 | 22 | 2009-09-03 | 1976-09-03 | 9 | 3 | 23:00 | 969.75
245 | 23 | 2009-09-03 | 1976-09-03 | 9 | 3 | 24:00 | 963.25
246 | 0 | 2009-09-04 | 1976-09-04 | 9 | 4 | 1:00 | 968.25
246 | 1 | 2009-09-04 | 1976-09-04 | 9 | 4 | 2:00 | 941
246 | 2 | 2009-09-04 | 1976-09-04 | 9 | 4 | 3:00 | 930.75
246 | 3 | 2009-09-04 | 1976-09-04 | 9 | 4 | 4:00 | 936
246 | 4 | 2009-09-04 | 1976-09-04 | 9 | 4 | 5:00 | 930.75
246 | 5 | 2009-09-04 | 1976-09-04 | 9 | 4 | 6:00 | 959.75
246 | 6 | 2009-09-04 | 1976-09-04 | 9 | 4 | 7:00 | 1066.5
246 | 7 | 2009-09-04 | 1976-09-04 | 9 | 4 | 8:00 | 1113.5
246 | 8 | 2009-09-04 | 1976-09-04 | 9 | 4 | 9:00 | 1151
246 | 9 | 2009-09-04 | 1976-09-04 | 9 | 4 | 10:00 | 1171.75
246 | 10 | 2009-09-04 | 1976-09-04 | 9 | 4 | 11:00 | 1208
246 | 11 | 2009-09-04 | 1976-09-04 | 9 | 4 | 12:00 | 1239.5
246 | 12 | 2009-09-04 | 1976-09-04 | 9 | 4 | 13:00 | 1213.5
246 | 13 | 2009-09-04 | 1976-09-04 | 9 | 4 | 14:00 | 1246
246 | 14 | 2009-09-04 | 1976-09-04 | 9 | 4 | 15:00 | 1252.25
246 | 15 | 2009-09-04 | 1976-09-04 | 9 | 4 | 16:00 | 1270.25
246 | 16 | 2009-09-04 | 1976-09-04 | 9 | 4 | 17:00 | 1252.75
246 | 17 | 2009-09-04 | 1976-09-04 | 9 | 4 | 18:00 | 1194.75
246 | 18 | 2009-09-04 | 1976-09-04 | 9 | 4 | 19:00 | 1137.25
246 | 19 | 2009-09-04 | 1976-09-04 | 9 | 4 | 20:00 | 1104
246 | 20 | 2009-09-04 | 1976-09-04 | 9 | 4 | 21:00 | 1044
246 | 21 | 2009-09-04 | 1976-09-04 | 9 | 4 | 22:00 | 1006.25
246 | 22 | 2009-09-04 | 1976-09-04 | 9 | 4 | 23:00 | 998
246 | 23 | 2009-09-04 | 1976-09-04 | 9 | 4 | 24:00 | 1001.75
247 | 0 | 2009-09-05 | 1976-09-05 | 9 | 5 | 1:00 | 985.5
247 | 1 | 2009-09-05 | 1976-09-05 | 9 | 5 | 2:00 | 968.5
247 | 2 | 2009-09-05 | 1976-09-05 | 9 | 5 | 3:00 | 963.5
247 | 3 | 2009-09-05 | 1976-09-05 | 9 | 5 | 4:00 | 972.5
247 | 4 | 2009-09-05 | 1976-09-05 | 9 | 5 | 5:00 | 953.5
247 | 5 | 2009-09-05 | 1976-09-05 | 9 | 5 | 6:00 | 953.25
247 | 6 | 2009-09-05 | 1976-09-05 | 9 | 5 | 7:00 | 1129.25
247 | 7 | 2009-09-05 | 1976-09-05 | 9 | 5 | 8:00 | 1178
247 | 8 | 2009-09-05 | 1976-09-05 | 9 | 5 | 9:00 | 1232
247 | 9 | 2009-09-05 | 1976-09-05 | 9 | 5 | 10:00 | 1301.25
247 | 10 | 2009-09-05 | 1976-09-05 | 9 | 5 | 11:00 | 1468.25
247 | 11 | 2009-09-05 | 1976-09-05 | 9 | 5 | 12:00 | 1510.25
247 | 12 | 2009-09-05 | 1976-09-05 | 9 | 5 | 13:00 | 1512.75
247 | 13 | 2009-09-05 | 1976-09-05 | 9 | 5 | 14:00 | 1530.75
247 | 14 | 2009-09-05 | 1976-09-05 | 9 | 5 | 15:00 | 1533.5
247 | 15 | 2009-09-05 | 1976-09-05 | 9 | 5 | 16:00 | 1531.75
247 | 16 | 2009-09-05 | 1976-09-05 | 9 | 5 | 17:00 | 1513.5
247 | 17 | 2009-09-05 | 1976-09-05 | 9 | 5 | 18:00 | 1460
247 | 18 | 2009-09-05 | 1976-09-05 | 9 | 5 | 19:00 | 1291.25
247 | 19 | 2009-09-05 | 1976-09-05 | 9 | 5 | 20:00 | 1180.5
247 | 20 | 2009-09-05 | 1976-09-05 | 9 | 5 | 21:00 | 1125.5
247 | 21 | 2009-09-05 | 1976-09-05 | 9 | 5 | 22:00 | 1093.25
247 | 22 | 2009-09-05 | 1976-09-05 | 9 | 5 | 23:00 | 1117
247 | 23 | 2009-09-05 | 1976-09-05 | 9 | 5 | 24:00 | 1147.75
248 | 0 | 2009-09-06 | 1976-09-06 | 9 | 6 | 1:00 | 1115
248 | 1 | 2009-09-06 | 1976-09-06 | 9 | 6 | 2:00 | 1111.25
248 | 2 | 2009-09-06 | 1976-09-06 | 9 | 6 | 3:00 | 1091.75
248 | 3 | 2009-09-06 | 1976-09-06 | 9 | 6 | 4:00 | 1089.5
248 | 4 | 2009-09-06 | 1976-09-06 | 9 | 6 | 5:00 | 1091
248 | 5 | 2009-09-06 | 1976-09-06 | 9 | 6 | 6:00 | 1094
248 | 6 | 2009-09-06 | 1976-09-06 | 9 | 6 | 7:00 | 1146.75
248 | 7 | 2009-09-06 | 1976-09-06 | 9 | 6 | 8:00 | 1338
248 | 8 | 2009-09-06 | 1976-09-06 | 9 | 6 | 9:00 | 1426.5
248 | 9 | 2009-09-06 | 1976-09-06 | 9 | 6 | 10:00 | 1473.5
248 | 10 | 2009-09-06 | 1976-09-06 | 9 | 6 | 11:00 | 1474.75
248 | 11 | 2009-09-06 | 1976-09-06 | 9 | 6 | 12:00 | 1497.75
248 | 12 | 2009-09-06 | 1976-09-06 | 9 | 6 | 13:00 | 1515
248 | 13 | 2009-09-06 | 1976-09-06 | 9 | 6 | 14:00 | 1512.25
248 | 14 | 2009-09-06 | 1976-09-06 | 9 | 6 | 15:00 | 1507.75
248 | 15 | 2009-09-06 | 1976-09-06 | 9 | 6 | 16:00 | 1426.75
248 | 16 | 2009-09-06 | 1976-09-06 | 9 | 6 | 17:00 | 1424.5
248 | 17 | 2009-09-06 | 1976-09-06 | 9 | 6 | 18:00 | 1366
248 | 18 | 2009-09-06 | 1976-09-06 | 9 | 6 | 19:00 | 1105
248 | 19 | 2009-09-06 | 1976-09-06 | 9 | 6 | 20:00 | 1090.75
248 | 20 | 2009-09-06 | 1976-09-06 | 9 | 6 | 21:00 | 1070.75
248 | 21 | 2009-09-06 | 1976-09-06 | 9 | 6 | 22:00 | 1065.25
248 | 22 | 2009-09-06 | 1976-09-06 | 9 | 6 | 23:00 | 1026.5
248 | 23 | 2009-09-06 | 1976-09-06 | 9 | 6 | 24:00 | 1004.25
249 | 0 | 2009-09-07 | 1976-09-07 | 9 | 7 | 1:00 | 986
249 | 1 | 2009-09-07 | 1976-09-07 | 9 | 7 | 2:00 | 952.75
249 | 2 | 2009-09-07 | 1976-09-07 | 9 | 7 | 3:00 | 927.75
249 | 3 | 2009-09-07 | 1976-09-07 | 9 | 7 | 4:00 | 948.25
249 | 4 | 2009-09-07 | 1976-09-07 | 9 | 7 | 5:00 | 912.75
249 | 5 | 2009-09-07 | 1976-09-07 | 9 | 7 | 6:00 | 925
249 | 6 | 2009-09-07 | 1976-09-07 | 9 | 7 | 7:00 | 964
249 | 7 | 2009-09-07 | 1976-09-07 | 9 | 7 | 8:00 | 985.25
249 | 8 | 2009-09-07 | 1976-09-07 | 9 | 7 | 9:00 | 962
249 | 9 | 2009-09-07 | 1976-09-07 | 9 | 7 | 10:00 | 970
249 | 10 | 2009-09-07 | 1976-09-07 | 9 | 7 | 11:00 | 964.5
249 | 11 | 2009-09-07 | 1976-09-07 | 9 | 7 | 12:00 | 999.75
249 | 12 | 2009-09-07 | 1976-09-07 | 9 | 7 | 13:00 | 963.5
249 | 13 | 2009-09-07 | 1976-09-07 | 9 | 7 | 14:00 | 986.25
249 | 14 | 2009-09-07 | 1976-09-07 | 9 | 7 | 15:00 | 996.75
249 | 15 | 2009-09-07 | 1976-09-07 | 9 | 7 | 16:00 | 993.5
249 | 16 | 2009-09-07 | 1976-09-07 | 9 | 7 | 17:00 | 984.25
249 | 17 | 2009-09-07 | 1976-09-07 | 9 | 7 | 18:00 | 982.5
249 | 18 | 2009-09-07 | 1976-09-07 | 9 | 7 | 19:00 | 957
249 | 19 | 2009-09-07 | 1976-09-07 | 9 | 7 | 20:00 | 921.25
249 | 20 | 2009-09-07 | 1976-09-07 | 9 | 7 | 21:00 | 913
249 | 21 | 2009-09-07 | 1976-09-07 | 9 | 7 | 22:00 | 906.75
249 | 22 | 2009-09-07 | 1976-09-07 | 9 | 7 | 23:00 | 924.25
249 | 23 | 2009-09-07 | 1976-09-07 | 9 | 7 | 24:00 | 894.25
250 | 0 | 2009-09-08 | 1976-09-08 | 9 | 8 | 1:00 | 895.25
250 | 1 | 2009-09-08 | 1976-09-08 | 9 | 8 | 2:00 | 876.5
250 | 2 | 2009-09-08 | 1976-09-08 | 9 | 8 | 3:00 | 891.5
250 | 3 | 2009-09-08 | 1976-09-08 | 9 | 8 | 4:00 | 886.5
250 | 4 | 2009-09-08 | 1976-09-08 | 9 | 8 | 5:00 | 896.75
250 | 5 | 2009-09-08 | 1976-09-08 | 9 | 8 | 6:00 | 904.25
250 | 6 | 2009-09-08 | 1976-09-08 | 9 | 8 | 7:00 | 999.75
250 | 7 | 2009-09-08 | 1976-09-08 | 9 | 8 | 8:00 | 1036.25
250 | 8 | 2009-09-08 | 1976-09-08 | 9 | 8 | 9:00 | 1097.25
250 | 9 | 2009-09-08 | 1976-09-08 | 9 | 8 | 10:00 | 1135
250 | 10 | 2009-09-08 | 1976-09-08 | 9 | 8 | 11:00 | 1142.75
250 | 11 | 2009-09-08 | 1976-09-08 | 9 | 8 | 12:00 | 1129.25
250 | 12 | 2009-09-08 | 1976-09-08 | 9 | 8 | 13:00 | 1158
250 | 13 | 2009-09-08 | 1976-09-08 | 9 | 8 | 14:00 | 1144.25
250 | 14 | 2009-09-08 | 1976-09-08 | 9 | 8 | 15:00 | 1162
250 | 15 | 2009-09-08 | 1976-09-08 | 9 | 8 | 16:00 | 1131.75
250 | 16 | 2009-09-08 | 1976-09-08 | 9 | 8 | 17:00 | 1139.25
250 | 17 | 2009-09-08 | 1976-09-08 | 9 | 8 | 18:00 | 1079.75
250 | 18 | 2009-09-08 | 1976-09-08 | 9 | 8 | 19:00 | 1016
250 | 19 | 2009-09-08 | 1976-09-08 | 9 | 8 | 20:00 | 983
250 | 20 | 2009-09-08 | 1976-09-08 | 9 | 8 | 21:00 | 955.25
250 | 21 | 2009-09-08 | 1976-09-08 | 9 | 8 | 22:00 | 943.25
250 | 22 | 2009-09-08 | 1976-09-08 | 9 | 8 | 23:00 | 906
250 | 23 | 2009-09-08 | 1976-09-08 | 9 | 8 | 24:00 | 909.75
251 | 0 | 2009-09-09 | 1976-09-09 | 9 | 9 | 1:00 | 917.25
251 | 1 | 2009-09-09 | 1976-09-09 | 9 | 9 | 2:00 | 908.25
251 | 2 | 2009-09-09 | 1976-09-09 | 9 | 9 | 3:00 | 896.75
251 | 3 | 2009-09-09 | 1976-09-09 | 9 | 9 | 4:00 | 917.25
251 | 4 | 2009-09-09 | 1976-09-09 | 9 | 9 | 5:00 | 896
251 | 5 | 2009-09-09 | 1976-09-09 | 9 | 9 | 6:00 | 915
251 | 6 | 2009-09-09 | 1976-09-09 | 9 | 9 | 7:00 | 1022.75
251 | 7 | 2009-09-09 | 1976-09-09 | 9 | 9 | 8:00 | 1039
251 | 8 | 2009-09-09 | 1976-09-09 | 9 | 9 | 9:00 | 1110.25
251 | 9 | 2009-09-09 | 1976-09-09 | 9 | 9 | 10:00 | 1068.75
251 | 10 | 2009-09-09 | 1976-09-09 | 9 | 9 | 11:00 | 1120.25
251 | 11 | 2009-09-09 | 1976-09-09 | 9 | 9 | 12:00 | 1140.75
251 | 12 | 2009-09-09 | 1976-09-09 | 9 | 9 | 13:00 | 1120.25
251 | 13 | 2009-09-09 | 1976-09-09 | 9 | 9 | 14:00 | 1131.25
251 | 14 | 2009-09-09 | 1976-09-09 | 9 | 9 | 15:00 | 1113.5
251 | 15 | 2009-09-09 | 1976-09-09 | 9 | 9 | 16:00 | 1140
251 | 16 | 2009-09-09 | 1976-09-09 | 9 | 9 | 17:00 | 1159
251 | 17 | 2009-09-09 | 1976-09-09 | 9 | 9 | 18:00 | 1119.75
251 | 18 | 2009-09-09 | 1976-09-09 | 9 | 9 | 19:00 | 1042.75
251 | 19 | 2009-09-09 | 1976-09-09 | 9 | 9 | 20:00 | 1022.75
251 | 20 | 2009-09-09 | 1976-09-09 | 9 | 9 | 21:00 | 983.25
251 | 21 | 2009-09-09 | 1976-09-09 | 9 | 9 | 22:00 | 967.25
251 | 22 | 2009-09-09 | 1976-09-09 | 9 | 9 | 23:00 | 950.75
251 | 23 | 2009-09-09 | 1976-09-09 | 9 | 9 | 24:00 | 939.5
252 | 0 | 2009-09-10 | 1976-09-10 | 9 | 10 | 1:00 | 924.75
252 | 1 | 2009-09-10 | 1976-09-10 | 9 | 10 | 2:00 | 938.25
252 | 2 | 2009-09-10 | 1976-09-10 | 9 | 10 | 3:00 | 921
252 | 3 | 2009-09-10 | 1976-09-10 | 9 | 10 | 4:00 | 917.25
252 | 4 | 2009-09-10 | 1976-09-10 | 9 | 10 | 5:00 | 906.75
252 | 5 | 2009-09-10 | 1976-09-10 | 9 | 10 | 6:00 | 905
252 | 6 | 2009-09-10 | 1976-09-10 | 9 | 10 | 7:00 | 1031.25
252 | 7 | 2009-09-10 | 1976-09-10 | 9 | 10 | 8:00 | 1068.75
252 | 8 | 2009-09-10 | 1976-09-10 | 9 | 10 | 9:00 | 1098.75
252 | 9 | 2009-09-10 | 1976-09-10 | 9 | 10 | 10:00 | 1128.75
252 | 10 | 2009-09-10 | 1976-09-10 | 9 | 10 | 11:00 | 1149.5
252 | 11 | 2009-09-10 | 1976-09-10 | 9 | 10 | 12:00 | 1195
252 | 12 | 2009-09-10 | 1976-09-10 | 9 | 10 | 13:00 | 1179.5
252 | 13 | 2009-09-10 | 1976-09-10 | 9 | 10 | 14:00 | 1208.25
252 | 14 | 2009-09-10 | 1976-09-10 | 9 | 10 | 15:00 | 1186
252 | 15 | 2009-09-10 | 1976-09-10 | 9 | 10 | 16:00 | 1162.75
252 | 16 | 2009-09-10 | 1976-09-10 | 9 | 10 | 17:00 | 1172.25
252 | 17 | 2009-09-10 | 1976-09-10 | 9 | 10 | 18:00 | 1128
252 | 18 | 2009-09-10 | 1976-09-10 | 9 | 10 | 19:00 | 1063.25
252 | 19 | 2009-09-10 | 1976-09-10 | 9 | 10 | 20:00 | 1062
252 | 20 | 2009-09-10 | 1976-09-10 | 9 | 10 | 21:00 | 1044.25
252 | 21 | 2009-09-10 | 1976-09-10 | 9 | 10 | 22:00 | 1010.25
252 | 22 | 2009-09-10 | 1976-09-10 | 9 | 10 | 23:00 | 977.5
252 | 23 | 2009-09-10 | 1976-09-10 | 9 | 10 | 24:00 | 976.5
253 | 0 | 2009-09-11 | 1976-09-11 | 9 | 11 | 1:00 | 949
253 | 1 | 2009-09-11 | 1976-09-11 | 9 | 11 | 2:00 | 946.5
253 | 2 | 2009-09-11 | 1976-09-11 | 9 | 11 | 3:00 | 932.25
253 | 3 | 2009-09-11 | 1976-09-11 | 9 | 11 | 4:00 | 939.75
253 | 4 | 2009-09-11 | 1976-09-11 | 9 | 11 | 5:00 | 935.75
253 | 5 | 2009-09-11 | 1976-09-11 | 9 | 11 | 6:00 | 945.25
253 | 6 | 2009-09-11 | 1976-09-11 | 9 | 11 | 7:00 | 1072.5
253 | 7 | 2009-09-11 | 1976-09-11 | 9 | 11 | 8:00 | 1117
253 | 8 | 2009-09-11 | 1976-09-11 | 9 | 11 | 9:00 | 1179.75
253 | 9 | 2009-09-11 | 1976-09-11 | 9 | 11 | 10:00 | 1199.75
253 | 10 | 2009-09-11 | 1976-09-11 | 9 | 11 | 11:00 | 1274.25
253 | 11 | 2009-09-11 | 1976-09-11 | 9 | 11 | 12:00 | 1258
253 | 12 | 2009-09-11 | 1976-09-11 | 9 | 11 | 13:00 | 1302.5
253 | 13 | 2009-09-11 | 1976-09-11 | 9 | 11 | 14:00 | 1317.25
253 | 14 | 2009-09-11 | 1976-09-11 | 9 | 11 | 15:00 | 1297.5
253 | 15 | 2009-09-11 | 1976-09-11 | 9 | 11 | 16:00 | 1408.75
253 | 16 | 2009-09-11 | 1976-09-11 | 9 | 11 | 17:00 | 1474